PQBYBEDS | Green Lighting LED | GREEN LIGHTING LED | USHC-T8-4FT-15W-BC-ZY BIXX (2700K Clear) | Linear Replacement Lamp | Four-Foot | Dual Mode Internal Driver (UL Type A and Type B) | Standard | FALSE | [9 empty] | 42130 | Not Yet Verified | Not Yet Verified | NotYetVerified | Internal driver; operates off existing fluorescent ballast | 3.1 | 1929 | 109 | 17.7 | 8.75 | 0.9936 | 2700 | 81.6
PGHBW4ZS | AW Lighting Solutions | NORTHERNSTARS II | LE-15T8/830 | Linear Replacement Lamp | Four-Foot | Internal Driver Lamp-Style Retrofit Kits (UL Type B) | Standard | TRUE | 2034.2 | 123.21 | 16.51 | 7.67 | 0.9112 | 3097 | 85 | 5 | 50000 | 42129 |  |  | NotYetVerified | Internal driver | 3 | 1800 | 105 | 17 | 20 | 0.9 | 3000 | 82
PBPN8VSG | AW Lighting Solutions | NORTHERNSTARS II | LE-15T8/850 | Linear Replacement Lamp | Four-Foot | Internal Driver Lamp-Style Retrofit Kits (UL Type B) | Standard | FALSE | [9 empty] | 42129 |  |  | NotYetVerified |  | 3 | 1800 | 105 | 17 | 20 | 0.9 | 5000 | 82
PHQZHBYJ | AW Lighting Solutions | NORTHERNSTARS II | LE-15T8/845 | Linear Replacement Lamp | Four-Foot | Internal Driver Lamp-Style Retrofit Kits (UL Type B) | Standard | FALSE | [9 empty] | 42129 |  |  | NotYetVerified |  | 3 | 1800 | 105 | 17 | 20 | 0.9 | 4500 | 82
PF5MRCTZ | AW Lighting Solutions | NORTHERNSTARS II | LE-15T8/840 | Linear Replacement Lamp | Four-Foot | Internal Driver Lamp-Style Retrofit Kits (UL Type B) | Standard | FALSE | [9 empty] | 42129 |  |  | NotYetVerified |  | 3 | 1800 | 105 | 17 | 20 | 0.9 | 4000 | 82
PXYAVSU2 | AW Lighting Solutions | NORTHERNSTARS II | LE-15T8/835 | Linear Replacement Lamp | Four-Foot | Internal Driver Lamp-Style Retrofit Kits (UL Type B) | Standard | FALSE | [9 empty] | 42129 |  |  | NotYetVerified | Internal driver | 3 | 1800 | 105 | 17 | 20 | 0.9 | 3500 | 82
PQNP2SCV | Energy Focus Inc. | Energy Focus | LEDFLT8-835-415-IT3[CBC] | Linear Replacement Lamp | Four-Foot | Dual Mode Internal Driver (UL Type A and Type B) | Standard | TRUE | 1888 | 112.6 | 16.76 | 4.49 | 0.99 | 3389 | 83.5 | 5 | 50000 | 42128 |  |  | NotYetVerified | Internal Driver; Operates off the existing ballasts | 3 | 1875 | 130 | 15 | 20 | 0.9 | 3500 | 80
PPSN6PUX | Topaz Lighting Corp. | Topaz | L4T8/30C/22/U/G4-75 | Linear Replacement Lamp | Four-Foot | Internal Driver Lamp-Style Retrofit Kits (UL Type B) | Standard | TRUE | 2310.27 | 102.68 | 22.5 | 18.1 | 0.95 | 3127 | 82.1 | 5 | 50000 | 42128 |  |  | NotYetVerified |  | 3 | 2250 | 100 | 22.5 | 20 | 0.9 | 3000
PWD6FYGG | Keystone Technologies | Keystone | KT-LED18T8-48P-830-S | Linear Replacement Lamp | Four-Foot | Replacement Lamps (plug and play) (UL Type A) | Standard | TRUE | 1976 | 107.6 | 18.35 | 8.91 | 0.92 | 2891 | 83.3 | 5 | 50000 | 42128 |  |  | NotYetVerified | Internal Driver; Operates off existing ballast | 3 | 2008 | 106.3 | 18.89 |  |  | 3000 | 83.1
PC9JXUXU | Energy Focus Inc. | Energy Focus | LEDFLT8-835-418-IT3[CBC] | Linear Replacement Lamp | Four-Foot | Dual Mode Internal Driver (UL Type A and Type B) | Standard | TRUE | 2011 | 116.2 | 17.31 | 17.4 | 0.896 | 3452 | 83.1 | 5 | 50000 | 42128 |  |  | NotYetVerified | Internal Driver; Operates off the existing ballasts | 3 | 2250 | 130 | 18 | 20 | 0.9 | 3500 | 80
P3TH7VTU | Zhejiang Starco Lighting Co.Ltd. | Starco Lighting | STC4FT17W3K | Linear Replacement Lamp | Four-Foot | Internal Driver Lamp-Style Retrofit Kits (UL Type B) | Standard | TRUE | 1843 | 108.2 | 17.04 | 23.79 | 0.8862 | 2927 | 81.9 | 6 | 50000 | 42128 |  |  | NotYetVerified | Internal Driver | 3 | 1800 | 108 | 17 | 20 | 0.9 | 3000 | 82
PJSS3HC8 | Energy Focus Inc. | Energy Focus | LEDFLT8-835-413-IT3[CBC] | Linear Replacement Lamp | Four-Foot | Dual Mode Internal Driver (UL Type A and Type B) | Standard | TRUE | 1872 | 112.3 | 16.67 | 17.1 | 0.873 | 3385 | 83.6 | 5 | 50000 | 42128 |  |  | NotYetVerified | Internal Driver; Operates off the existing ballasts | 3 | 1750 | 130 | 13 | 20 | 0.9 | 3500 | 80
PBYU59AH | Keystone Technologies | Keystone | KT-LED18T8-48P-850-S | Linear Replacement Lamp | Four-Foot | Replacement Lamps (plug and play) (UL Type A) | Standard | FALSE | [9 empty] | 42128 |  |  | NotYetVerified | Internal Driver; Operates off existing ballast | 3 | 2068 | 109.36 | 18.91 |  |  | 5000 | 81.7
PC1GJ97Y | Keystone Technologies | Keystone | KT-LED18T8-48P-840-S | Linear Replacement Lamp | Four-Foot | Replacement Lamps (plug and play) (UL Type A) | Standard | FALSE | [9 empty] | 42128 |  |  | NotYetVerified |  | 3 | 2008 | 106.3 | 18.89 |  |  | 4000 | 83.1
PUN6C8UQ | Zhejiang Starco Lighting Co.Ltd. | Starco Lighting | STC4FT17W5K | Linear Replacement Lamp | Four-Foot | Internal Driver Lamp-Style Retrofit Kits (UL Type B) | Standard | FALSE | [9 empty] | 42128 |  |  | NotYetVerified | Internal Driver | 3 | 2000 | 118 | 17 | 20 | 0.9 | 5000 | 82
PZT77YAZ | Zhejiang Starco Lighting Co.Ltd. | Starco Lighting | STC4FT17W4K | Linear Replacement Lamp | Four-Foot | Internal Driver Lamp-Style Retrofit Kits (UL Type B) | Standard | FALSE | [9 empty] | 42128 |  |  | NotYetVerified | Internal Driver | 3 | 1800 | 108 | 17 | 20 | 0.9 | 4000 | 82
PP74M4X1 | Topaz Lighting Corp. | Topaz | L4T8/50C/22/U/G4-75 | Linear Replacement Lamp | Four-Foot | Internal Driver Lamp-Style Retrofit Kits (UL Type B) | Standard | FALSE | [9 empty] | 42128 |  |  | NotYetVerified |  | 3 | 2450 | 108 | 22.5 | 20 | 0.9 | 5000
P6DW45YQ | Topaz Lighting Corp. | Topaz | L4T8/40C/22/U/G4-75 | Linear Replacement Lamp | Four-Foot | Internal Driver Lamp-Style Retrofit Kits (UL Type B) | Standard | FALSE | [9 empty] | 42128 |  |  | NotYetVerified |  | 3 | 2350 | 104 | 22.5 | 20 | 0.9 | 4000
PQVJKX7Z | Topaz Lighting Corp. | Topaz | L4T8/35C/22/U/G4-75 | Linear Replacement Lamp | Four-Foot | Internal Driver Lamp-Style Retrofit Kits (UL Type B) | Standard | FALSE | [9 empty] | 42128 |  |  | NotYetVerified |  | 3 | 2430 | 108 | 22.5 |  | 0.9 | 3500 | 80
PN3DRB8Q | Energy Focus Inc. | Energy Focus | LEDFLT8-850-418-IT3[CBC] | Linear Replacement Lamp | Four-Foot | Dual Mode Internal Driver (UL Type A and Type B) | Standard | FALSE | [9 empty] | 42128 |  |  | NotYetVerified | Internal Driver; Operates off the existing ballasts | 3 | 2300 | 130 | 18 | 20 | 0.9 | 5000 | 80
P7H3T1Y4 | Energy Focus Inc. | Energy Focus | LEDFLT8-850-418-IT3[FBF] | Linear Replacement Lamp | Four-Foot | Dual Mode Internal Driver (UL Type A and Type B) | Standard | FALSE | [9 empty] | 42128 |  |  | NotYetVerified | Internal Driver; Operates off the existing ballasts | 3 | 2165 | 120 | 18 | 20 | 0.9 | 5000 | 80
PBUR4MVJ | Energy Focus Inc. | Energy Focus | LEDFLT8-850-415-IT3[CBC] | Linear Replacement Lamp | Four-Foot | Dual Mode Internal Driver (UL Type A and Type B) | Standard | FALSE | [9 empty] | 42128 |  |  | NotYetVerified | Internal Driver; Operates off the existing ballasts | 3 | 1925 | 130 | 15 | 20 | 0.9 | 5000 | 80
PY5WM2YR | Energy Focus Inc. | Energy Focus | LEDFLT8-850-415-IT3[FBF] | Linear Replacement Lamp | Four-Foot | Dual Mode Internal Driver (UL Type A and Type B) | Standard | FALSE | [9 empty] | 42128 |  |  | NotYetVerified | Internal Driver; Operates off the existing ballasts | 3 | 1825 | 120 | 15 | 20 | 0.9 | 5000 | 80
PNH3VHHH | Energy Focus Inc. | Energy Focus | LEDFLT8-850-413-IT3[CBC] | Linear Replacement Lamp | Four-Foot | Dual Mode Internal Driver (UL Type A and Type B) | Standard | FALSE | [9 empty] | 42128 |  |  | NotYetVerified | Internal Driver; Operates off the existing ballasts | 3 | 1800 | 130 | 13 | 20 | 0.9 | 5000 | 80
P9RAB8Z8 | Energy Focus Inc. | Energy Focus | LEDFLT8-850-413-IT3[FBF] | Linear Replacement Lamp | Four-Foot | Dual Mode Internal Driver (UL Type A and Type B) | Standard | FALSE | [9 empty] | 42128 |  |  | NotYetVerified | Internal Driver; Operates off the existing ballasts | 3 | 1700 | 120 | 13 | 20 | 0.9 | 5000 | 80
PR7KQYM5 | Energy Focus Inc. | Energy Focus | LEDFLT8-840-418-IT3[CBC] | Linear Replacement Lamp | Four-Foot | Dual Mode Internal Driver (UL Type A and Type B) | Standard | FALSE | [9 empty] | 42128 |  |  | NotYetVerified | Internal Driver; Operates off the existing ballasts | 3 | 2275 | 130 | 18 | 20 | 0.9 | 4000 | 80
PXPSJDM2 | Energy Focus Inc. | Energy Focus | LEDFLT8-840-418-IT3[FBF] | Linear Replacement Lamp | Four-Foot | Dual Mode Internal Driver (UL Type A and Type B) | Standard | FALSE | [9 empty] | 42128 |  |  | NotYetVerified | Internal Driver; Operates off the existing ballasts | 3 | 2140 | 120 | 18 | 20 | 0.9 | 4000 | 80
PRHQQH1Q | Energy Focus Inc. | Energy Focus | LEDFLT8-840-415-IT3[CBC] | Linear Replacement Lamp | Four-Foot | Dual Mode Internal Driver (UL Type A and Type B) | Standard | FALSE | [9 empty] | 42128 |  |  | NotYetVerified | Internal Driver; Operates off the existing ballasts | 3 | 1900 | 130 | 15 | 20 | 0.9 | 4000 | 80
PT6SRBPH | Energy Focus Inc. | Energy Focus | LEDFLT8-840-415-IT3[FBF] | Linear Replacement Lamp | Four-Foot | Dual Mode Internal Driver (UL Type A and Type B) | Standard | FALSE | [9 empty] | 42128 |  |  | NotYetVerified | Internal Driver; Operates off the existing ballasts | 3 | 1800 | 120 | 15 | 20 | 0.9 | 4000 | 80
PHSUT2BU | Energy Focus Inc. | Energy Focus | LEDFLT8-840-413-IT3[CBC] | Linear Replacement Lamp | Four-Foot | Dual Mode Internal Driver (UL Type A and Type B) | Standard | FALSE | [9 empty] | 42128 |  |  | NotYetVerified | Internal Driver; Operates off the existing ballasts | 3 | 1775 | 130 | 13 | 20 | 0.9 | 4000 | 80
PYBJP35H | Energy Focus Inc. | Energy Focus | LEDFLT8-840-413-IT3[FBF] | Linear Replacement Lamp | Four-Foot | Dual Mode Internal Driver (UL Type A and Type B) | Standard | FALSE | [9 empty] | 42128 |  |  | NotYetVerified | Internal Driver; Operates off the existing ballasts | 3 | 1675 | 120 | 13 | 20 | 0.9 | 4000 | 80
PGWXZ9U7 | Energy Focus Inc. | Energy Focus | LEDFLT8-835-418-IT3[FBF] | Linear Replacement Lamp | Four-Foot | Dual Mode Internal Driver (UL Type A and Type B) | Standard | FALSE | [9 empty] | 42128 |  |  | NotYetVerified | Internal Driver; Operates off the existing ballasts | 3 | 2115 | 120 | 18 | 20 | 0.9 | 3500 | 80
P6F4MWYV | Energy Focus Inc. | Energy Focus | LEDFLT8-835-415-IT3[FBF] | Linear Replacement Lamp | Four-Foot | Dual Mode Internal Driver (UL Type A and Type B) | Standard | FALSE | [9 empty] | 42128 |  |  | NotYetVerified | Internal Driver; Operates off the existing ballasts | 3 | 1775 | 120 | 15 | 20 | 0.9 | 3500 | 80
P31ZCZKX | Energy Focus Inc. | Energy Focus | LEDFLT8-835-413-IT3[FBF] | Linear Replacement Lamp | Four-Foot | Dual Mode Internal Driver (UL Type A and Type B) | Standard | FALSE | [9 empty] | 42128 |  |  | NotYetVerified | Internal Driver; Operates off the existing ballasts | 3 | 1650 | 120 | 13 | 20 | 0.9 | 3500 | 80
PABVX98R | Revolution Lighting Technologies | Revolution Lighting Technologies | 204272-101 | Linear Replacement Lamp | Four-Foot | Replacement Lamps (plug and play) (UL Type A) | Standard | TRUE | 2327.8 | 111.75 | 20.83 | 4.41 | 0.986 | 3088 | 85 | 5 | 50000 | 42125 |  |  | NotYetVerified | Internal Driver; operates off fluorescent ballast | 3 | 2300 | 109 | 21 | 20 | 0.9 | 3000 | 82
P3EWSAP3 | Revolution Lighting Technologies | Revolution Lighting Technologies | 204271-101 | Linear Replacement Lamp | Four-Foot | Replacement Lamps (plug and play) (UL Type A) | Standard | TRUE | 1928.7 | 114.94 | 16.78 | 5.54 | 0.98 | 3077 | 85.1 | 5 | 50000 | 42125 |  |  | NotYetVerified | Internal Driver; operates off fluorescent ballast | 3 | 1900 | 108 | 17.5 | 20 | 0.9 | 3000 | 82
P8YD6KAC | Revolution Lighting Technologies | Revolution Lighting Technologies | 204270-101 | Linear Replacement Lamp | Four-Foot | Replacement Lamps (plug and play) (UL Type A) | Standard | TRUE | 1801.8 | 118.31 | 15.23 | 9.28 | 0.977 | 3096 | 84.8 | 5 | 50000 | 42125 |  |  | NotYetVerified | Internal driver; operates off of fluorescent ballast | 3 | 1800 | 116 | 15 | 20 | 0.9 | 3000 | 82
P18F84TP | Revolution Lighting Technologies | Revolution Lighting Technologies | 204272-105 | Linear Replacement Lamp | Four-Foot | Replacement Lamps (plug and play) (UL Type A) | Standard | FALSE | [9 empty] | 42125 |  |  | NotYetVerified | Internal Driver; operates off fluorescent ballast | 3 | 2300 | 109 | 21 | 20 | 0.9 | 5000 | 82
PY1DSESG | Revolution Lighting Technologies | Revolution Lighting Technologies | 204271-105 | Linear Replacement Lamp | Four-Foot | Replacement Lamps (plug and play) (UL Type A) | Standard | FALSE | [9 empty] | 42125 |  |  | NotYetVerified | Internal Driver; operates off fluorescent ballast | 3 | 1900 | 108 | 17.5 | 20 | 0.9 | 5000 | 82
PMG5DPVZ | Revolution Lighting Technologies | Revolution Lighting Technologies | 204270-105 | Linear Replacement Lamp | Four-Foot | Replacement Lamps (plug and play) (UL Type A) | Standard | FALSE | [9 empty] | 42125 |  |  | NotYetVerified | Internal driver; operates off of fluorescent ballast | 3 | 1800 | 116 | 15 | 20 | 0.9 | 5000 | 82
PCR7GK4H | Revolution Lighting Technologies | Revolution Lighting Technologies | 204272-104 | Linear Replacement Lamp | Four-Foot | Replacement Lamps (plug and play) (UL Type A) | Standard | FALSE | [9 empty] | 42125 |  |  | NotYetVerified | Internal Driver; operates off fluorescent ballast | 3 | 2300 | 109 | 21 | 20 | 0.9 | 4500 | 82
PTBFV3C8 | Revolution Lighting Technologies | Revolution Lighting Technologies | 204271-104 | Linear Replacement Lamp | Four-Foot | Replacement Lamps (plug and play) (UL Type A) | Standard | FALSE | [9 empty] | 42125 |  |  | NotYetVerified | Internal Driver; operates off fluorescent ballast | 3 | 1900 | 108 | 17.5 | 20 | 0.9 | 4500 | 82
PPFB11G9 | Revolution Lighting Technologies | Revolution Lighting Technologies | 204270-104 | Linear Replacement Lamp | Four-Foot | Replacement Lamps (plug and play) (UL Type A) | Standard | FALSE | [9 empty] | 42125 |  |  | NotYetVerified | Internal driver; operates off of fluorescent ballast | 3 | 1800 | 116 | 15 | 20 | 0.9 | 4500 | 82
P7QM4NEK | Revolution Lighting Technologies | Revolution Lighting Technologies | 204272-103 | Linear Replacement Lamp | Four-Foot | Replacement Lamps (plug and play) (UL Type A) | Standard | FALSE | [9 empty] | 42125 |  |  | NotYetVerified | Internal Driver; operates off fluorescent ballast | 3 | 2300 | 109 | 21 | 20 | 0.9 | 4000 | 82
PQJR2UHV | Revolution Lighting Technologies | Revolution Lighting Technologies | 204271-103 | Linear Replacement Lamp | Four-Foot | Replacement Lamps (plug and play) (UL Type A) | Standard | FALSE | [9 empty] | 42125 |  |  | NotYetVerified | Internal Driver; operates off fluorescent ballast | 3 | 1900 | 108 | 17.5 | 20 | 0.9 | 4000 | 82
PAFXCYN1 | Revolution Lighting Technologies | Revolution Lighting Technologies | 204270-103 | Linear Replacement Lamp | Four-Foot | Replacement Lamps (plug and play) (UL Type A) | Standard | FALSE | [9 empty] | 42125 |  |  | NotYetVerified | Internal driver; operates off of fluorescent ballast | 3 | 1800 | 116 | 15 | 20 | 0.9 | 4000 | 82
PZ9DX6J7 | Revolution Lighting Technologies | Revolution Lighting Technologies | 204272-102 | Linear Replacement Lamp | Four-Foot | Replacement Lamps (plug and play) (UL Type A) | Standard | FALSE | [9 empty] | 42125 |  |  | NotYetVerified | Internal Driver; operates off fluorescent ballast | 3 | 2300 | 109 | 21 | 20 | 0.9 | 3500 | 82
P7RCXDK1 | Revolution Lighting Technologies | Revolution Lighting Technologies | 204271-102 | Linear Replacement Lamp | Four-Foot | Replacement Lamps (plug and play) (UL Type A) | Standard | FALSE | [9 empty] | 42125 |  |  | NotYetVerified | Internal Driver; operates off fluorescent ballast | 3 | 1900 | 108 | 17.5 | 20 | 0.9 | 3500 | 82
PK5VH51F | Revolution Lighting Technologies | Revolution Lighting Technologies | 204270-102 | Linear Replacement Lamp | Four-Foot | Replacement Lamps (plug and play) (UL Type A) | Standard | FALSE | [9 empty] | 42125 |  |  | NotYetVerified | Internal driver; operates off of fluorescent ballast | 3 | 1800 | 116 | 15 | 20 | 0.9 | 3500 | 82
PJCF74UJ | CNLIGHT CO. LTD | CNLIGHT | CNRB1801WW | Linear Replacement Lamp | Four-Foot | Internal Driver Lamp-Style Retrofit Kits (UL Type B) | Standard | TRUE | 2037.2 | 112.18 | 18.16 | 24.6 | 0.96 | 2706 | 83 | 5 | 50000 | 42124 |  |  | NotYetVerified |  | 3
PP396R7G | CNLIGHT CO. LTD | CNLIGHT | CNRB1801PW | Linear Replacement Lamp | Four-Foot | Internal Driver Lamp-Style Retrofit Kits (UL Type B) | Standard | FALSE | [9 empty] | 42124 | Not Yet Verified | Not Yet Verified | NotYetVerified |  | 3 | 1800 | 112.18 | 18 | 24.9 | 0.968 | 5000 | 80
PC8FX6H8 | CNLIGHT CO. LTD | CNLIGHT | CNRB1801NW | Linear Replacement Lamp | Four-Foot | Internal Driver Lamp-Style Retrofit Kits (UL Type B) | Standard | FALSE | [9 empty] | 42124 | Not Yet Verified | Not Yet Verified | NotYetVerified |  | 3 | 1800 | 112.18 | 18 | 24.9 | 0.968 | 4000 | 80
PGD8WU6T | Lighting & Supplies Inc. dba Sunshine Lighting Co. | Sunlite | T8/LED/4'/17W/IS/DLC/30K | Linear Replacement Lamp | Four-Foot | Replacement Lamps (plug and play) (UL Type A) | Standard | TRUE | 2327.8 | 111.75 | 20.83 | 4.41 | 0.986 | 3088 | 85 | 5 | 50000 | 42122 |  |  | NotYetVerified | Internal Driver; operates off fluorescent ballast | 3 | 2300 | 109 | 21 | 20 | 0.9 | 3000 | 82
P757DRXS | Lighting & Supplies Inc. dba Sunshine Lighting Co. | Sunlite | T8/LED/4'/14W/IS/DLC/30K | Linear Replacement Lamp | Four-Foot | Replacement Lamps (plug and play) (UL Type A) | Standard | TRUE | 1928.7 | 114.94 | 16.78 | 5.54 | 0.98 | 3077 | 85.1 | 5 | 50000 | 42122 |  |  | NotYetVerified | Internal Driver; operates off fluorescent ballast | 3 | 1900 | 108 | 17.5 | 20 | 0.9 | 3000 | 82
PBZRQXQM | Lighting & Supplies Inc. dba Sunshine Lighting Co. | Sunlite | T8/LED/4'/12W/IS/DLC/30K | Linear Replacement Lamp | Four-Foot | Replacement Lamps (plug and play) (UL Type A) | Standard | TRUE | 1801.8 | 118.31 | 15.23 | 9.28 | 0.977 | 3096 | 84.8 | 5 | 50000 | 42122 |  |  | NotYetVerified | Internal driver; operates off of fluorescent ballast | 3 | 1800 | 116 | 15 | 20 | 0.9 | 3000 | 82
PF1B55X8 | Lighting & Supplies Inc. dba Sunshine Lighting Co. | Sunlite | T8/LED/4'/17W/IS/DLC/50K | Linear Replacement Lamp | Four-Foot | Replacement Lamps (plug and play) (UL Type A) | Standard | FALSE | [9 empty] | 42122 |  |  | NotYetVerified | Internal Driver; operates off fluorescent ballast | 3 | 2300 | 109 | 21 | 20 | 0.9 | 5000 | 82
PCNUFHRK | Lighting & Supplies Inc. dba Sunshine Lighting Co. | Sunlite | T8/LED/4'/14W/IS/DLC/50K | Linear Replacement Lamp | Four-Foot | Replacement Lamps (plug and play) (UL Type A) | Standard | FALSE | [9 empty] | 42122 |  |  | NotYetVerified | Internal Driver; operates off fluorescent ballast | 3 | 1900 | 108 | 17.5 | 20 | 0.9 | 5000 | 82
PH6BBZX7 | Lighting & Supplies Inc. dba Sunshine Lighting Co. | Sunlite | T8/LED/4'/12W/IS/DLC/50K | Linear Replacement Lamp | Four-Foot | Replacement Lamps (plug and play) (UL Type A) | Standard | FALSE | [9 empty] | 42122 |  |  | NotYetVerified | Internal driver; operates off of fluorescent ballast | 3 | 1800 | 116 | 15 | 20 | 0.9 | 5000 | 82
PQKR7QBB | Lighting & Supplies Inc. dba Sunshine Lighting Co. | Sunlite | T8/LED/4'/17W/IS/DLC/45K | Linear Replacement Lamp | Four-Foot | Replacement Lamps (plug and play) (UL Type A) | Standard | FALSE | [9 empty] | 42122 |  |  | NotYetVerified | Internal Driver; operates off fluorescent ballast | 3 | 2300 | 109 | 21 | 20 | 0.9 | 4500 | 82
PDQWXTHQ | Lighting & Supplies Inc. dba Sunshine Lighting Co. | Sunlite | T8/LED/4'/14W/IS/DLC/45K | Linear Replacement Lamp | Four-Foot | Replacement Lamps (plug and play) (UL Type A) | Standard | FALSE | [9 empty] | 42122 |  |  | NotYetVerified | Internal Driver; operates off fluorescent ballast | 3 | 1900 | 108 | 17.5 | 20 | 0.9 | 4500 | 82
PXVA4A6D | Lighting & Supplies Inc. dba Sunshine Lighting Co. | Sunlite | T8/LED/4'/12W/IS/DLC/45K | Linear Replacement Lamp | Four-Foot | Replacement Lamps (plug and play) (UL Type A) | Standard | FALSE | [9 empty] | 42122 |  |  | NotYetVerified | Internal driver; operates off of fluorescent ballast | 3 | 1800 | 116 | 15 | 20 | 0.9 | 4500 | 82
P1MBSES3 | Lighting & Supplies Inc. dba Sunshine Lighting Co. | Sunlite | T8/LED/4'/17W/IS/DLC/40K | Linear Replacement Lamp | Four-Foot | Replacement Lamps (plug and play) (UL Type A) | Standard | FALSE | [9 empty] | 42122 |  |  | NotYetVerified | Internal Driver; operates off fluorescent ballast | 3 | 2300 | 109 | 21 | 20 | 0.9 | 4000 | 82
PEE19HTQ | Lighting & Supplies Inc. dba Sunshine Lighting Co. | Sunlite | T8/LED/4'/14W/IS/DLC/40K | Linear Replacement Lamp | Four-Foot | Replacement Lamps (plug and play) (UL Type A) | Standard | FALSE | [9 empty] | 42122 |  |  | NotYetVerified | Internal Driver; operates off fluorescent ballast | 3 | 1900 | 108 | 17.5 | 20 | 0.9 | 4000 | 82
PHBBBBGN | Lighting & Supplies Inc. dba Sunshine Lighting Co. | Sunlite | T8/LED/4'/12W/IS/DLC/40K | Linear Replacement Lamp | Four-Foot | Replacement Lamps (plug and play) (UL Type A) | Standard | FALSE | [9 empty] | 42122 |  |  | NotYetVerified | Internal driver; operates off of fluorescent ballast | 3 | 1800 | 116 | 15 | 20 | 0.9 | 4000 | 82
PB1W7VFC | Lighting & Supplies Inc. dba Sunshine Lighting Co. | Sunlite | T8/LED/4'/17W/IS/DLC/35K | Linear Replacement Lamp | Four-Foot | Replacement Lamps (plug and play) (UL Type A) | Standard | FALSE | [9 empty] | 42122 |  |  | NotYetVerified | Internal Driver; operates off fluorescent ballast | 3 | 2300 | 109 | 21 | 20 | 0.9 | 3500 | 82
PDTKHDM8 | Lighting & Supplies Inc. dba Sunshine Lighting Co. | Sunlite | T8/LED/4'/14W/IS/DLC/35K | Linear Replacement Lamp | Four-Foot | Replacement Lamps (plug and play) (UL Type A) | Standard | FALSE | [9 empty] | 42122 |  |  | NotYetVerified | Internal Driver; operates off fluorescent ballast | 3 | 1900 | 108 | 17.5 | 20 | 0.9 | 3500 | 82
PY9PW56P | Lighting & Supplies Inc. dba Sunshine Lighting Co. | Sunlite | T8/LED/4'/12W/IS/DLC/35K | Linear Replacement Lamp | Four-Foot | Replacement Lamps (plug and play) (UL Type A) | Standard | FALSE | [9 empty] | 42122 |  |  | NotYetVerified | Internal driver; operates off of fluorescent ballast | 3 | 1800 | 116 | 15 | 20 | 0.9 | 3500 | 82
PDE6TVSS | Philips Lighting North America Corporation | Philips | 9290011585 | Linear Replacement Lamp | Four-Foot | Replacement Lamps (plug and play) (UL Type A) | Standard | TRUE | 2002 | 109.3 | 18.33 | 10.48 | 0.9855 | 3027 | 81.7 | 5 | 50000 | 42121 |  |  | NotYetVerified | Internal Driver;Operates off existing ballasts | 3 | 2000 | 111 | 18 |  | 0.9 | 3000 | 82
PKKEUUWP | AH Lighting Inc. | AH Lighting | LED/T8/18W/3000K/F | Linear Replacement Lamp | Four-Foot | Internal Driver Lamp-Style Retrofit Kits (UL Type B) | Standard | TRUE | 1857.3 | 104.62 | 17.75 | 17.84 | 0.913 | 3012 | 86.4 | 5 | 50000 | 42121 |  |  | NotYetVerified |  | 3 | 1857 | 104 | 18 | 14 | 0.97 | 3000 | 86
P37DAYSE | Philips Lighting North America Corporation | Philips | 9290011588 | Linear Replacement Lamp | Four-Foot | Replacement Lamps (plug and play) (UL Type A) | Standard | FALSE | [9 empty] | 42121 |  |  | NotYetVerified | Internal Driver;Operates off existing ballasts | 3 | 2100 | 117 | 18 |  | 0.9 | 5000 | 82
P4948WRY | Philips Lighting North America Corporation | Philips | 9290011587 | Linear Replacement Lamp | Four-Foot | Replacement Lamps (plug and play) (UL Type A) | Standard | FALSE | [9 empty] | 42121 |  |  | NotYetVerified | Internal Driver;Operates off existing ballasts | 3 | 2100 | 117 | 18 |  | 0.9 | 4000 | 82
PZAJNCAJ | Philips Lighting North America Corporation | Philips | 9290011586 | Linear Replacement Lamp | Four-Foot | Replacement Lamps (plug and play) (UL Type A) | Standard | FALSE | [9 empty] | 42121 |  |  | NotYetVerified | Internal Driver;Operates off existing ballasts | 3 | 2000 | 111 | 18 |  | 0.9 | 3500 | 82
P37V4BZA | AH Lighting Inc. | AH Lighting | LED/T8/18W/5000K/F | Linear Replacement Lamp | Four-Foot | Internal Driver Lamp-Style Retrofit Kits (UL Type B) | Standard | FALSE | [9 empty] | 42121 |  |  | NotYetVerified | Internal Driver | 3 | 2000 | 110 | 18 | 14 | 0.97 | 5000 | 84
PX8K7S4H | Pinnacle Solutions LLC | Pinnacle LED Solutions | PL-T8-4FT40K23WDE (40F) | Linear Replacement Lamp | Four-Foot | 2-lamp External Driver Lamp-Style Retrofit Kits (UL Type C) | Standard | TRUE | 2027 | 117 | 17.37 | 10.8 | 0.978 | 4094 | 84.3 | 5 | 50000 | 42118 |  |  | NotYetVerified | External Driver | 3 | 1620 | 93.6 | 17.37 | 11.2 | 0.978 | 4000 | 84.3
P6FP5PUZ | Linmore LED Labs | Linmore LED Labs | LL-T8-4-BC-18W-C-30K | Linear Replacement Lamp | Four-Foot | 2-lamp External Driver Lamp-Style Retrofit Kits (UL Type C) | Standard | TRUE | 1998 | 118.29 | 16.89 | 9.58 | 0.9656 | 2954 | 81.7 | 5 | 50000 | 42118 |  |  | NotYetVerified |  | 3 | 1998 | 118.29 | 16.89 | 9.58 | 0.9656 | 3000 | 81.7
PNUH1CF7 | Linmore LED Labs | Linmore LED Labs | LL-T8-4-BC-18W-F-30K | Linear Replacement Lamp | Four-Foot | 2-lamp External Driver Lamp-Style Retrofit Kits (UL Type C) | Standard | TRUE | 1863 | 110.7 | 16.83 | 9.23 | 0.9628 | 2944 | 82.3 | 5 | 50000 | 42118 |  |  | NotYetVerified | Internal driver; compatible with existing fluorescent ballast | 3 | 1863 | 110.7 | 16.83 | 9.49 | 0.9641 | 3000 | 82.3
PMMK7PCJ | Pinnacle Solutions LLC | Pinnacle LED Solutions | PL-T8-2FT50K10WDE (50C) | Linear Replacement Lamp | Four-Foot | 2-lamp External Driver Lamp-Style Retrofit Kits (UL Type C) | Standard | FALSE | [9 empty] | 42118 |  |  | NotYetVerified | External Driver | 3 | 1907.5 | 110.4 | 17.37 | 11.2 | 0.97 | 5000 | 84.1
P9JK98FA | Pinnacle Solutions LLC | Pinnacle LED Solutions | PL-T8-2FT50K10WDE (50F) | Linear Replacement Lamp | Four-Foot | 2-lamp External Driver Lamp-Style Retrofit Kits (UL Type C) | Standard | FALSE | [9 empty] | 42118 |  |  | NotYetVerified |  | 3 | 1680 | 97.3 | 17.37 | 11.2 | 0.97 | 5000 | 84.1
PPW9VUCY | Pinnacle Solutions LLC | Pinnacle LED Solutions | PL-T8-4FT50K23WDE (50C) | Linear Replacement Lamp | Four-Foot | 2-lamp External Driver Lamp-Style Retrofit Kits (UL Type C) | Standard | FALSE | [9 empty] | 42118 |  |  | NotYetVerified | External Driver | 3 | 1907.5 | 110.4 | 17.37 | 11.2 | 0.978 | 5000 | 84
P3P2MH18 | Pinnacle Solutions LLC | Pinnacle LED Solutions | PL-T8-4FT50K23WDE (50F) | Linear Replacement Lamp | Four-Foot | 2-lamp External Driver Lamp-Style Retrofit Kits (UL Type C) | Standard | FALSE | [9 empty] | 42118 |  |  | NotYetVerified |  | 3 | 1680 | 97.3 | 17.37 | 11.2 | 0.978 | 5000 | 84
PUX2WGC6 | Pinnacle Solutions LLC | Pinnacle LED Solutions | PL-T8-2FT40K10WDE (40C) | Linear Replacement Lamp | Four-Foot | 2-lamp External Driver Lamp-Style Retrofit Kits (UL Type C) | Standard | FALSE | [9 empty] | 42118 |  |  | NotYetVerified |  | 3 | 1839.5 | 106.2 | 17.37 | 11.2 | 0.97 | 4000 | 84.3
P84TVX7N | Pinnacle Solutions LLC | Pinnacle LED Solutions | PL-T8-4FT40K23WDE (40C) | Linear Replacement Lamp | Four-Foot | 2-lamp External Driver Lamp-Style Retrofit Kits (UL Type C) | Standard | FALSE | [9 empty] | 42118 |  |  | NotYetVerified |  | 3 | 1839.5 | 106.2 | 17.37 | 11.2 | 0.978 | 4000 | 84.3
P74HBQ4D | Linmore LED Labs | Linmore LED Labs | LL-T8-4-BC-18W-F-50K | Linear Replacement Lamp | Four-Foot | 2-lamp External Driver Lamp-Style Retrofit Kits (UL Type C) | Standard | FALSE | [9 empty] | 42118 | Not Dimmable | Not Dimmable | NotYetVerified |  | 3 | 1927 | 113.22 | 17.02 | 9.13 | 0.9681 | 5000 | 81.8
PZ51BTSC | Linmore LED Labs | Linmore LED Labs | LL-T8-4-BC-18W-C-50K | Linear Replacement Lamp | Four-Foot | 2-lamp External Driver Lamp-Style Retrofit Kits (UL Type C) | Standard | FALSE | [9 empty] | 42118 | Not Dimmable | Not Dimmable | NotYetVerified |  | 3 | 2094 | 121.67 | 17.21 | 9.36 | 0.9422 | 5000 | 81.5
P1HHZF4Q | Linmore LED Labs | Linmore LED Labs | LL-T8-4-BC-18W-F-45K | Linear Replacement Lamp | Four-Foot | 2-lamp External Driver Lamp-Style Retrofit Kits (UL Type C) | Standard | FALSE | [9 empty] | 42118 | Not Dimmable | Not Dimmable | NotYetVerified |  | 3 | 1863 | 110.7 | 16.83 | 9.49 | 0.9641 | 4500 | 82.3
P7REWZP5 | Linmore LED Labs | Linmore LED Labs | LL-T8-4-BC-18W-C-45K | Linear Replacement Lamp | Four-Foot | 2-lamp External Driver Lamp-Style Retrofit Kits (UL Type C) | Standard | FALSE | [9 empty] | 42118 | Not Dimmable | Not Dimmable | NotYetVerified |  | 3 | 1998 | 118.29 | 16.89 | 9.58 | 0.9656 | 4500 | 81.7
PACDNVP8 | Linmore LED Labs | Linmore LED Labs | LL-T8-4-BC-18W-F-40K | Linear Replacement Lamp | Four-Foot | 2-lamp External Driver Lamp-Style Retrofit Kits (UL Type C) | Standard | FALSE | [9 empty] | 42118 | Not Dimmable | Not Dimmable | NotYetVerified |  | 3 | 1863 | 110.7 | 16.83 | 9.49 | 0.9641 | 4000 | 82.3
PRZXHHBH | Linmore LED Labs | Linmore LED Labs | LL-T8-4-BC-18W-C-40K | Linear Replacement Lamp | Four-Foot | 2-lamp External Driver Lamp-Style Retrofit Kits (UL Type C) | Standard | FALSE | [9 empty] | 42118 | Not Dimmable | Not Dimmable | NotYetVerified |  | 3 | 1998 | 118.29 | 16.89 | 9.58 | 0.9656 | 4000 | 81.7
P5X9TRR1 | Linmore LED Labs | Linmore LED Labs | LL-T8-4-BC-18W-F-35K | Linear Replacement Lamp | Four-Foot | 2-lamp External Driver Lamp-Style Retrofit Kits (UL Type C) | Standard | FALSE | [9 empty] | 42118 | Not Dimmable | Not Dimmable | NotYetVerified |  | 3 | 1863 | 110.7 | 16.83 | 9.49 | 0.9641 | 3500 | 82.3
PE2UJV76 | Linmore LED Labs | Linmore LED Labs | LL-T8-4-BC-18W-C-35K | Linear Replacement Lamp | Four-Foot | 2-lamp External Driver Lamp-Style Retrofit Kits (UL Type C) | Standard | FALSE | [9 empty] | 42118 | Not Dimmable | Not Dimmable | NotYetVerified |  | 3 | 1998 | 118.29 | 16.89 | 9.58 | 0.9656 | 3500 | 81.7
P8YEU59S | Reno LED Lighting Inc. | RENO | LEDT8BC22/830 | Linear Replacement Lamp | Four-Foot | Replacement Lamps (plug and play) (UL Type A) | Standard | TRUE | 2318.34 | 101.81 | 22.77 | 7.87 | 0.98 | 3110 | 85.2 | 5 | 50000 | 42116 |  |  | NotYetVerified |  | 3 | 2310 | 101 | 22 | 10 | 0.99 | 3000 | 85
PDDHK7BH | CNA International Enterprises Inc. | CNA Lighting | LED 14W 4F T8 30K | Linear Replacement Lamp | Four-Foot | Replacement Lamps (plug and play) (UL Type A) | Standard | TRUE | 1928.7 | 114.94 | 16.78 | 5.54 | 0.98 | 3077 | 85.1 | 5 | 50000 | 42116 |  |  | NotYetVerified | Internal Driver; operates off fluorescent ballast | 3 | 1900 | 108 | 17.5 | 20 | 0.9 | 3000 | 82
PJBNRKDE | Reno LED Lighting Inc. | RENO | LEDT8BC16/840 | Linear Replacement Lamp | Four-Foot | Replacement Lamps (plug and play) (UL Type A) | Standard | TRUE | 1832.4 | 97.26 | 18.84 | 7.14 | 0.973 | 3987 | 83.4 | 5 | 50000 | 42116 |  |  | NotYetVerified |  | 3 | 1830 | 100 | 16 | 10 | 0.99 | 4000 | 80
P9NPY1GZ | Reno LED Lighting Inc. | RENO | LEDT8BP15/830 | Linear Replacement Lamp | Four-Foot | Internal Driver Lamp-Style Retrofit Kits (UL Type B) | Standard | TRUE | 1708.9 | 112.93 | 15.13 | 16.67 | 0.889 | 2939 | 82.9 | 5 | 50000 | 42116 |  |  | NotYetVerified | Internal Driver | 3 | 1708 | 110 | 15 | 10 | 0.97 | 3000 | 82
PE5JRA7N | Reno LED Lighting Inc. | RENO | LEDT8BC22/850 | Linear Replacement Lamp | Four-Foot | Replacement Lamps (plug and play) (UL Type A) | Standard | FALSE | [9 empty] | 42116 |  |  | NotYetVerified |  | 3 | 2350 | 102 | 22 | 10 | 0.99 | 5000 | 85
PWNJXBJ6 | Reno LED Lighting Inc. | RENO | LEDT8BP15/850 | Linear Replacement Lamp | Four-Foot | Internal Driver Lamp-Style Retrofit Kits (UL Type B) | Standard | FALSE | [9 empty] | 42116 |  |  | NotYetVerified | Internal Driver | 3 | 1729 | 110 | 15 | 10 | 0.97 | 5000 | 84
PYD7XYUD | Reno LED Lighting Inc. | RENO | LEDT8BC16/850 | Linear Replacement Lamp | Four-Foot | Replacement Lamps (plug and play) (UL Type A) | Standard | FALSE | [9 empty] | 42116 |  |  | NotYetVerified | Internal Driver; operates off fluorescent ballast | 3 | 1930 | 100 | 16 | 10 | 0.99 | 5000 | 80
PADBZ73J | Reno LED Lighting Inc. | RENO | LEDT8BC22/840 | Linear Replacement Lamp | Four-Foot | Replacement Lamps (plug and play) (UL Type A) | Standard | FALSE | [9 empty] | 42116 |  |  | NotYetVerified |  | 3 | 2330 | 101 | 22 | 10 | 0.99 | 4000 | 85
PBB1H41H | Reno LED Lighting Inc. | RENO | LEDT8BP15/840 | Linear Replacement Lamp | Four-Foot | Internal Driver Lamp-Style Retrofit Kits (UL Type B) | Standard | FALSE | [9 empty] | 42116 |  |  | NotYetVerified | Internal Driver | 3 | 1718 | 110 | 15 | 10 | 0.97 | 4000 | 83
PKYEDWTP | Reno LED Lighting Inc. | RENO | LEDT8BC22/835 | Linear Replacement Lamp | Four-Foot | Replacement Lamps (plug and play) (UL Type A) | Standard | FALSE | [9 empty] | 42116 |  |  | NotYetVerified |  | 3 | 2320 | 101 | 22 | 10 | 0.99 | 3500 | 85
PTGHZ1EC | Reno LED Lighting Inc. | RENO | LEDT8BP15/835 | Linear Replacement Lamp | Four-Foot | Internal Driver Lamp-Style Retrofit Kits (UL Type B) | Standard | FALSE | [9 empty] | 42116 |  |  | NotYetVerified | Internal Driver | 3 | 1712 | 110 | 15 | 10 | 0.97 | 3500 | 82
P8EPWQGD | CNA International Enterprises Inc. | CNA Lighting | LED 14W 4F T8 50K | Linear Replacement Lamp | Four-Foot | Replacement Lamps (plug and play) (UL Type A) | Standard | FALSE | [9 empty] | 42116 |  |  | NotYetVerified | Internal Driver; operates off fluorescent ballast | 3 | 1900 | 108 | 17.5 | 20 | 0.9 | 5000 | 82
P6XZG6XV | CNA International Enterprises Inc. | CNA Lighting | LED 14W 4F T8 40K | Linear Replacement Lamp | Four-Foot | Replacement Lamps (plug and play) (UL Type A) | Standard | FALSE | [9 empty] | 42116 |  |  | NotYetVerified | Internal Driver; operates off fluorescent ballast | 3 | 1900 | 108 | 17.5 | 20 | 0.9 | 4000 | 82
PN6YEFW4 | CNA International Enterprises Inc. | CNA Lighting | LED 14W 4F T8 35K | Linear Replacement Lamp | Four-Foot | Replacement Lamps (plug and play) (UL Type A) | Standard | FALSE | [9 empty] | 42116 |  |  | NotYetVerified | Internal Driver; operates off fluorescent ballast | 3 | 1900 | 108 | 17.5 | 20 | 0.9 | 3500 | 82
PXAJP9KC | Revolution Lighting Technologies | Revolution Lighting Technologies | 204002-311 | Linear Replacement Lamp | Four-Foot | Internal Driver Lamp-Style Retrofit Kits (UL Type B) | Standard | TRUE | 1966.72 | 124.48 | 15.8 | 16.77 | 0.983 | 3099 | 83.1 | 5 | 50000 | 42115 |  |  | NotYetVerified | Internal Driver. Only Qualified at 120V. | 3 | 1966.72 | 124.48 | 15.8 | 16.77 | 0.983 | 3099 | 83
PV17CNDH | Revolution Lighting Technologies | Revolution Lighting Technologies | 204032-311 | Linear Replacement Lamp | Four-Foot | Internal Driver Lamp-Style Retrofit Kits (UL Type B) | Standard | TRUE | 1916 | 124.39 | 15.4 | 16.83 | 0.981 | 3106 | 83 | 5 | 50000 | 42115 |  |  | NotYetVerified | Internal driver | 3 | 1900 | 125 | 15 | 20 | 0.9 | 3000 | 80
P8RWCAQJ | Revolution Lighting Technologies | Revolution Lighting Technologies | 204032-301 | Linear Replacement Lamp | Four-Foot | Internal Driver Lamp-Style Retrofit Kits (UL Type B) | Standard | TRUE | 1847 | 118.37 | 15.6 | 16.99 | 0.98 | 3116 | 83 | 5 | 50000 | 42115 |  |  | NotYetVerified | Internal driver | 3 | 1800 | 120 | 15 | 20 | 0.9 | 3000 | 80
P4ZNZREY | Revolution Lighting Technologies | Revolution Lighting Technologies | 204031-303 | Linear Replacement Lamp | Four-Foot | Internal Driver Lamp-Style Retrofit Kits (UL Type B) | Standard | TRUE | 1777 | 138.85 | 12.8 | 17.42 | 0.978 | 4040 | 83 | 5 | 50000 | 42115 |  |  | NotYetVerified | Internal driver | 3 | 1600 | 130 | 12 | 20 | 0.9 | 4000 | 80
PHGQEMD7 | Revolution Lighting Technologies | Revolution Lighting Technologies | 204001-313 | Linear Replacement Lamp | Four-Foot | Internal Driver Lamp-Style Retrofit Kits (UL Type B) | Standard | TRUE | 1774 | 143.1 | 12.4 | 17.35 | 0.976 | 4043 | 83 | 5 | 50000 | 42115 |  |  | NotYetVerified | Internal driver | 3 | 1650 | 140 | 12 | 20 | 0.9 | 4000 | 80
P6HBT7JQ | Revolution Lighting Technologies | Revolution Lighting Technologies | 204031-313 | Linear Replacement Lamp | Four-Foot | Internal Driver Lamp-Style Retrofit Kits (UL Type B) | Standard | TRUE | 1838.57 | 147.09 | 12.5 | 17.61 | 0.973 | 4036 | 82.8 | 5 | 50000 | 42115 |  |  | NotYetVerified | Internal Driver. Only Qualified at 120V. | 3 | 1838.57 | 147.09 | 12.5 | 17.61 | 0.973 | 4036 | 83
P312V7UH | Shenzhen Syhdee Co.Ltd. | SYHDEE | SYH-C08-T1218A(3000K) | Linear Replacement Lamp | Four-Foot | Replacement Lamps (plug and play) (UL Type A) | Standard | TRUE | 2123 | 125.55 | 16.91 | 8.59 | 0.9559 | 2999 | 82.2 | 5 | 50000 | 42115 |  |  | No |  | 3 | 2123 | 125.55 | 16.91 | 8.59 | 0.9559 | 3000 | 82.2
PTUE4FPA | Shenzhen Syhdee Co.Ltd. | SYHDEE | SYH-C08-M1218A(3000K) | Linear Replacement Lamp | Four-Foot | Replacement Lamps (plug and play) (UL Type A) | Standard | TRUE | 2029 | 119.85 | 16.93 | 8.19 | 0.9494 | 2992 | 82.5 | 5 | 50000 | 42115 |  |  | No |  | 3 | 2029 | 119.85 | 16.93 | 8.19 | 0.9494 | 3000 | 82.5
P9NJR39H | Revolution Lighting Technologies | Revolution Lighting Technologies | 204003-301 | Linear Replacement Lamp | Four-Foot | Internal Driver Lamp-Style Retrofit Kits (UL Type B) | Standard | TRUE | 2343.1 | 140.05 | 16.73 | 16.32 | 0.943 | 2971 | 79.9 | 5 | 50000 | 42115 |  |  | NotYetVerified | Internal Driver | 3 | 2450 | 140 | 18 | 20 | 0.9 | 3000 | 80
PHF44SJN | Revolution Lighting Technologies | Revolution Lighting Technologies | 204033-311 | Linear Replacement Lamp | Four-Foot | Internal Driver Lamp-Style Retrofit Kits (UL Type B) | Standard | TRUE | 2347.5 | 139.65 | 16.81 | 17.2 | 0.942 | 2992 | 79.8 | 5 | 50000 | 42115 |  |  | NotYetVerified | Internal Driver | 3 | 2450 | 140 | 18 | 20 | 0.9 | 3000 | 80
PV4M8XKZ | Revolution Lighting Technologies | Revolution Lighting Technologies | 204003-311 | Linear Replacement Lamp | Four-Foot | Internal Driver Lamp-Style Retrofit Kits (UL Type B) | Standard | TRUE | 2345.2 | 139.6 | 16.8 | 16.75 | 0.942 | 2990 | 79.9 | 5 | 50000 | 42115 |  |  | NotYetVerified | Internal Driver | 3 | 2450 | 140 | 18 | 20 | 0.9 | 3000 | 80
PUKAD6GU | Revolution Lighting Technologies | Revolution Lighting Technologies | 204033-301 | Linear Replacement Lamp | Four-Foot | Internal Driver Lamp-Style Retrofit Kits (UL Type B) | Standard | TRUE | 2272.1 | 136.06 | 16.7 | 17.75 | 0.939 | 2974 | 79.8 | 5 | 50000 | 42115 |  |  | NotYetVerified | Internal Driver | 3 | 2450 | 140 | 18 | 20 | 0.9 | 3000 | 80
PS8D75WG | Gu Yuan Optoelectronic Technology Co Ltd | GY | L27W-48T5/830 | Linear Replacement Lamp | Four-Foot | Replacement Lamps (plug and play) (UL Type A) | Standard | TRUE | 2872.9 | 101.28 | 28.37 | 10.56 | 0.931 | 3001 | 82.7 | 5 | 50000 | 42115 |  |  | NotYetVerified |  | 3 | 3100 | 102 | 30 | 10 | 0.997 | 3000 | 85
P68RXU6B | TOGGLED | TOGGLED | A418-35220 | Linear Replacement Lamp | Four-Foot | Internal Driver Lamp-Style Retrofit Kits (UL Type B) | Standard | TRUE | 1953 | 108 | 18.03 | 16.7 | 0.924 | 3306 | 84.3 | 5 | 50000 | 42115 |  |  | NotYetVerified |  | 3.1 | 1950 | 108.33 | 18 | 16.7 | 0.9 | 3500 | 80
P76RS94H | Revolution Lighting Technologies | Revolution Lighting Technologies | 204002-301 | Linear Replacement Lamp | Four-Foot | Internal Driver Lamp-Style Retrofit Kits (UL Type B) | Standard | TRUE | 1852.81 | 118.77 | 15.6 | 19.72 | 0.924 | 3123 | 83.4 | 5 | 50000 | 42115 |  |  | NotYetVerified | Internal Driver | 3 | 1852.81 | 118.77 | 15.6 | 19.72 | 0.924 | 3123 | 83
PW8E4SK7 | Revolution Lighting Technologies | Revolution Lighting Technologies | 204001-303 | Linear Replacement Lamp | Four-Foot | Internal Driver Lamp-Style Retrofit Kits (UL Type B) | Standard | TRUE | 1705.3 | 134.14 | 12.7 | 21.24 | 0.922 | 4036 | 83.2 | 5 | 50000 | 42115 |  |  | NotYetVerified | Internal Driver | 3 | 1703.52 | 134.14 | 12.7 | 21.24 | 0.922 | 4036 | 83
P1QVE6ZM | Revolution Lighting Technologies | Revolution Lighting Technologies | 204002-304 | Linear Replacement Lamp | Four-Foot | Internal Driver Lamp-Style Retrofit Kits (UL Type B) | Standard | FALSE | [9 empty] | 42115 |  |  | NotYetVerified | Internal Driver | 3 | 1950 | 130 | 15 | 19.72 | 0.924 | 5000 | 83
PDSG7D5P | Revolution Lighting Technologies | Revolution Lighting Technologies | 204031-314 | Linear Replacement Lamp | Four-Foot | Internal Driver Lamp-Style Retrofit Kits (UL Type B) | Standard | FALSE | [9 empty] | 42115 |  |  | NotYetVerified | Internal Driver. Only Qualified at 120V. | 3 | 1700 | 141.67 | 12 | 17.61 | 0.973 | 5000 | 83
PETS2NA6 | Revolution Lighting Technologies | Revolution Lighting Technologies | 204001-304 | Linear Replacement Lamp | Four-Foot | Internal Driver Lamp-Style Retrofit Kits (UL Type B) | Standard | FALSE | [9 empty] | 42115 |  |  | NotYetVerified | Internal Driver | 3 | 1600 | 133.33 | 12 | 17.41 | 0.975 | 5000 | 83
PCJEYM68 | Revolution Lighting Technologies | Revolution Lighting Technologies | 204002-314 | Linear Replacement Lamp | Four-Foot | Internal Driver Lamp-Style Retrofit Kits (UL Type B) | Standard | FALSE | [9 empty] | 42115 |  |  | NotYetVerified | Internal Driver. Only Qualified at 120V. | 3 | 2000 | 133.33 | 15 | 16.77 | 0.983 | 5000 | 83
PAZG28UH | Revolution Lighting Technologies | Revolution Lighting Technologies | 204033-314 | Linear Replacement Lamp | Four-Foot | Internal Driver Lamp-Style Retrofit Kits (UL Type B) | Standard | FALSE | [9 empty] | 42115 |  |  | NotYetVerified | Internal Driver | 3 | 2600 | 150 | 18 | 20 | 0.9 | 5000 | 80
PA8F8XU7 | Revolution Lighting Technologies | Revolution Lighting Technologies | 204003-304 | Linear Replacement Lamp | Four-Foot | Internal Driver Lamp-Style Retrofit Kits (UL Type B) | Standard | FALSE | [9 empty] | 42115 |  |  | NotYetVerified | Internal Driver | 3 | 2600 | 150 | 18 | 20 | 0.9 | 5000 | 80
P83URV6H | Revolution Lighting Technologies | Revolution Lighting Technologies | 204033-304 | Linear Replacement Lamp | Four-Foot | Internal Driver Lamp-Style Retrofit Kits (UL Type B) | Standard | FALSE | [9 empty] | 42115 |  |  | NotYetVerified | Internal Driver | 3 | 2600 | 150 | 18 | 20 | 0.9 | 5000 | 80
P4H14ZZ6 | Revolution Lighting Technologies | Revolution Lighting Technologies | 204003-314 | Linear Replacement Lamp | Four-Foot | Internal Driver Lamp-Style Retrofit Kits (UL Type B) | Standard | FALSE | [9 empty] | 42115 |  |  | NotYetVerified | Internal Driver | 3 | 2600 | 150 | 18 | 20 | 0.9 | 5000 | 80
PHBTNATJ | Revolution Lighting Technologies | Revolution Lighting Technologies | 204032-314 | Linear Replacement Lamp | Four-Foot | Internal Driver Lamp-Style Retrofit Kits (UL Type B) | Standard | FALSE | [9 empty] | 42115 |  |  | NotYetVerified | Internal driver | 3 | 2000 | 130 | 15 | 20 | 0.9 | 5000 | 80
P3K1SJ3U | Revolution Lighting Technologies | Revolution Lighting Technologies | 204032-304 | Linear Replacement Lamp | Four-Foot | Internal Driver Lamp-Style Retrofit Kits (UL Type B) | Standard | FALSE | [9 empty] | 42115 |  |  | NotYetVerified | Internal driver | 3 | 1950 | 130 | 15 | 20 | 0.9 | 5000 | 80
PZV17AM2 | Revolution Lighting Technologies | Revolution Lighting Technologies | 204001-314 | Linear Replacement Lamp | Four-Foot | Internal Driver Lamp-Style Retrofit Kits (UL Type B) | Standard | FALSE | [9 empty] | 42115 |  |  | NotYetVerified | Internal driver | 3 | 1700 | 140 | 12 | 20 | 0.9 | 5000 | 80
P4JFQ255 | Revolution Lighting Technologies | Revolution Lighting Technologies | 204031-304 | Linear Replacement Lamp | Four-Foot | Internal Driver Lamp-Style Retrofit Kits (UL Type B) | Standard | FALSE | [9 empty] | 42115 |  |  | NotYetVerified | Internal driver | 3 | 1600 | 130 | 12 | 20 | 0.9 | 5000 | 80
PWB838TX | Revolution Lighting Technologies | Revolution Lighting Technologies | 204002-305 | Linear Replacement Lamp | Four-Foot | Internal Driver Lamp-Style Retrofit Kits (UL Type B) | Standard | FALSE | [9 empty] | 42115 |  |  | NotYetVerified | Internal Driver | 3 | 1900 | 126.67 | 15 | 19.72 | 0.924 | 4500 | 83
P3GX9W8E | Revolution Lighting Technologies | Revolution Lighting Technologies | 204031-315 | Linear Replacement Lamp | Four-Foot | Internal Driver Lamp-Style Retrofit Kits (UL Type B) | Standard | FALSE | [9 empty] | 42115 |  |  | NotYetVerified | Internal Driver. Only Qualified at 120V. | 3 | 1650 | 137.5 | 12 | 17.61 | 0.973 | 4500 | 83
P8DHSN2M | Revolution Lighting Technologies | Revolution Lighting Technologies | 204001-305 | Linear Replacement Lamp | Four-Foot | Internal Driver Lamp-Style Retrofit Kits (UL Type B) | Standard | FALSE | [9 empty] | 42115 |  |  | NotYetVerified | Internal Driver | 3 | 1600 | 133.33 | 12 | 17.41 | 0.975 | 4500 | 83
PDQGQGMV | Revolution Lighting Technologies | Revolution Lighting Technologies | 204002-315 | Linear Replacement Lamp | Four-Foot | Internal Driver Lamp-Style Retrofit Kits (UL Type B) | Standard | FALSE | [9 empty] | 42115 |  |  | NotYetVerified | Internal Driver. Only Qualified at 120V. | 3 | 1950 | 130 | 15 | 16.77 | 0.983 | 4500 | 83
PXUBPQ8J | Revolution Lighting Technologies | Revolution Lighting Technologies | 204032-315 | Linear Replacement Lamp | Four-Foot | Internal Driver Lamp-Style Retrofit Kits (UL Type B) | Standard | FALSE | [9 empty] | 42115 |  |  | NotYetVerified | Internal driver | 3 | 1950 | 130 | 15 | 20 | 0.9 | 4500 | 80
PG5Y8F88 | Revolution Lighting Technologies | Revolution Lighting Technologies | 204032-305 | Linear Replacement Lamp | Four-Foot | Internal Driver Lamp-Style Retrofit Kits (UL Type B) | Standard | FALSE | [9 empty] | 42115 |  |  | NotYetVerified | Internal driver | 3 | 1900 | 125 | 15 | 20 | 0.9 | 4500 | 80
PKGXY38Y | Revolution Lighting Technologies | Revolution Lighting Technologies | 204001-315 | Linear Replacement Lamp | Four-Foot | Internal Driver Lamp-Style Retrofit Kits (UL Type B) | Standard | FALSE | [9 empty] | 42115 |  |  | NotYetVerified | Internal driver | 3 | 1650 | 140 | 12 | 20 | 0.9 | 4500 | 80
PQUC7HTG | Revolution Lighting Technologies | Revolution Lighting Technologies | 204031-305 | Linear Replacement Lamp | Four-Foot | Internal Driver Lamp-Style Retrofit Kits (UL Type B) | Standard | FALSE | [9 empty] | 42115 |  |  | NotYetVerified | Internal driver | 3 | 1600 | 130 | 12 | 20 | 0.9 | 4500 | 80
PHF7U9UU | Revolution Lighting Technologies | Revolution Lighting Technologies | 204002-303 | Linear Replacement Lamp | Four-Foot | Internal Driver Lamp-Style Retrofit Kits (UL Type B) | Standard | FALSE | [9 empty] | 42115 |  |  | NotYetVerified | Internal Driver | 3 | 1900 | 126.67 | 15 | 19.72 | 0.924 | 4000 | 83
PJKK54AN | Revolution Lighting Technologies | Revolution Lighting Technologies | 204002-313 | Linear Replacement Lamp | Four-Foot | Internal Driver Lamp-Style Retrofit Kits (UL Type B) | Standard | FALSE | [9 empty] | 42115 |  |  | NotYetVerified | Internal Driver. Only Qualified at 120V. | 3 | 1950 | 130 | 15 | 16.77 | 0.983 | 4000 | 83
PZF5T2TG | Revolution Lighting Technologies | Revolution Lighting Technologies | 204033-303 | Linear Replacement Lamp | Four-Foot | Internal Driver Lamp-Style Retrofit Kits (UL Type B) | Standard | FALSE | [9 empty] | 42115 |  |  | NotYetVerified | Internal Driver | 3 | 2600 | 150 | 18 | 20 | 0.9 | 4000 | 80
PX26ZAYH | Revolution Lighting Technologies | Revolution Lighting Technologies | 204033-313 | Linear Replacement Lamp | Four-Foot | Internal Driver Lamp-Style Retrofit Kits (UL Type B) | Standard | FALSE | [9 empty] | 42115 |  |  | NotYetVerified | Internal Driver | 3 | 2600 | 150 | 18 | 20 | 0.9 | 4000 | 80
PNVNFV9C | Revolution Lighting Technologies | Revolution Lighting Technologies | 204003-313 | Linear Replacement Lamp | Four-Foot | Internal Driver Lamp-Style Retrofit Kits (UL Type B) | Standard | FALSE | [9 empty] | 42115 |  |  | NotYetVerified | Internal Driver | 3 | 2600 | 150 | 18 | 20 | 0.9 | 4000 | 80
P8XEG6Y9 | Revolution Lighting Technologies | Revolution Lighting Technologies | 204003-303 | Linear Replacement Lamp | Four-Foot | Internal Driver Lamp-Style Retrofit Kits (UL Type B) | Standard | FALSE | [9 empty] | 42115 |  |  | NotYetVerified | Internal Driver | 3 | 2600 | 150 | 18 | 20 | 0.9 | 4000 | 80
PTZ4SE2N | Revolution Lighting Technologies | Revolution Lighting Technologies | 204032-313 | Linear Replacement Lamp | Four-Foot | Internal Driver Lamp-Style Retrofit Kits (UL Type B) | Standard | FALSE | [9 empty] | 42115 |  |  | NotYetVerified | Internal driver | 3 | 1950 | 130 | 15 | 20 | 0.9 | 4000 | 80
PVM7WDS7 | Revolution Lighting Technologies | Revolution Lighting Technologies | 204032-303 | Linear Replacement Lamp | Four-Foot | Internal Driver Lamp-Style Retrofit Kits (UL Type B) | Standard | FALSE | [9 empty] | 42115 |  |  | NotYetVerified | Internal driver | 3 | 1900 | 125 | 15 | 20 | 0.9 | 4000 | 80
PDYJ69Y6 | Revolution Lighting Technologies | Revolution Lighting Technologies | 204002-302 | Linear Replacement Lamp | Four-Foot | Internal Driver Lamp-Style Retrofit Kits (UL Type B) | Standard | FALSE | [9 empty] | 42115 |  |  | NotYetVerified | Internal Driver | 3 | 1800 | 120 | 15 | 19.72 | 0.924 | 3500 | 83
PZAVHR2X | Revolution Lighting Technologies | Revolution Lighting Technologies | 204002-312 | Linear Replacement Lamp | Four-Foot | Internal Driver Lamp-Style Retrofit Kits (UL Type B) | Standard | FALSE | [9 empty] | 42115 |  |  | NotYetVerified | Internal Driver. Only Qualified at 120V. | 3 | 1900 | 126.67 | 15 | 16.77 | 0.983 | 3500 | 83
PF44CS2B | Revolution Lighting Technologies | Revolution Lighting Technologies | 204032-312 | Linear Replacement Lamp | Four-Foot | Internal Driver Lamp-Style Retrofit Kits (UL Type B) | Standard | FALSE | [9 empty] | 42115 |  |  | NotYetVerified | Internal driver | 3 | 1900 | 125 | 15 | 20 | 0.9 | 3500 | 80
PZJ511EM | Revolution Lighting Technologies | Revolution Lighting Technologies | 204032-302 | Linear Replacement Lamp | Four-Foot | Internal Driver Lamp-Style Retrofit Kits (UL Type B) | Standard | FALSE | [9 empty] | 42115 |  |  | NotYetVerified | Internal driver | 3 | 1800 | 120 | 15 | 20 | 0.9 | 3500 | 80
PKC7K8ZR | Gu Yuan Optoelectronic Technology Co Ltd | GY | L27W-48T5/850 | Linear Replacement Lamp | Four-Foot | Replacement Lamps (plug and play) (UL Type A) | Standard | FALSE | [9 empty] | 42115 |  |  | NotYetVerified | T5 Ballast Compatible | 3 | 3200 | 108 | 30 | 10 | 0.997 | 5000 | 85
PB5A2PCE | Gu Yuan Optoelectronic Technology Co Ltd | GY | L27W-48T5/845 | Linear Replacement Lamp | Four-Foot | Replacement Lamps (plug and play) (UL Type A) | Standard | FALSE | [9 empty] | 42115 |  |  | NotYetVerified | T5 Ballast Compatible | 3 | 3200 | 108 | 30 | 10 | 0.997 | 4500 | 85
PX79CY8N | Gu Yuan Optoelectronic Technology Co Ltd | GY | L27W-48T5/840 | Linear Replacement Lamp | Four-Foot | Replacement Lamps (plug and play) (UL Type A) | Standard | FALSE | [9 empty] | 42115 |  |  | NotYetVerified | T5 Ballast Compatible | 3 | 3200 | 108 | 30 | 10 | 0.997 | 4000 | 85
P2F7N2RJ | Gu Yuan Optoelectronic Technology Co Ltd | GY | L27W-48T5/835 | Linear Replacement Lamp | Four-Foot | Replacement Lamps (plug and play) (UL Type A) | Standard | FALSE | [9 empty] | 42115 |  |  | NotYetVerified |  | 3 | 3100 | 102 | 30 | 10 | 0.997 | 3500 | 85
PM145AMZ | TOGGLED | TOGGLED | A418-50220 | Linear Replacement Lamp | Four-Foot | Internal Driver Lamp-Style Retrofit Kits (UL Type B) | Standard | FALSE | [9 empty] | 42115 |  |  | NotYetVerified |  | 3.1 | 2100 | 116.67 | 18 | 16.7 | 0.9 | 5000 | 80
PRV3MWZT | TOGGLED | TOGGLED | A418-40220 | Linear Replacement Lamp | Four-Foot | Internal Driver Lamp-Style Retrofit Kits (UL Type B) | Standard | FALSE | [9 empty] | 42115 |  |  | NotYetVerified |  | 3.1 | 2100 | 116.67 | 18 | 16.7 | 0.9 | 4000 | 80
PH7G998A | Shenzhen Syhdee Co.Ltd. | SYHDEE | SYH-C08-M1218A(5000K) | Linear Replacement Lamp | Four-Foot | Replacement Lamps (plug and play) (UL Type A) | Standard | FALSE | [9 empty] | 42115 |  |  | No |  | 3 | 2140 | 125.22 | 17.09 | 8.71 | 0.9669 | 5000 | 82.5
PQGY5QPX | Shenzhen Syhdee Co.Ltd. | SYHDEE | SYH-C08-T1218A(5000K) | Linear Replacement Lamp | Four-Foot | Replacement Lamps (plug and play) (UL Type A) | Standard | FALSE | [9 empty] | 42115 |  |  | No |  | 3 | 2261 | 132.45 | 17.07 | 8.59 | 0.9712 | 5000 | 82.5
P51Y6WX3 | Shenzhen Syhdee Co.Ltd. | SYHDEE | SYH-C08-M1218A(4000K) | Linear Replacement Lamp | Four-Foot | Replacement Lamps (plug and play) (UL Type A) | Standard | FALSE | [9 empty] | 42115 |  |  | No |  | 3 | 2029 | 119.85 | 16.93 | 8.19 | 0.9494 | 4000 | 82.5
PCDZBH5A | Shenzhen Syhdee Co.Ltd. | SYHDEE | SYH-C08-T1218A(4000K) | Linear Replacement Lamp | Four-Foot | Replacement Lamps (plug and play) (UL Type A) | Standard | FALSE | [9 empty] | 42115 |  |  | No |  | 3 | 2123 | 125.55 | 16.91 | 8.59 | 0.9559 | 4000 | 82.2
PKFSWBKY | DVA MAYDAY CORP./DELTAVATION | Delta series | D48-T8-18W-100/277-3000K | Linear Replacement Lamp | Four-Foot | Internal Driver Lamp-Style Retrofit Kits (UL Type B) | Standard | TRUE | 1803 | 102.39 | 17.61 | 16.77 | 0.9217 | 3114 | 82.3 | 5 | 50000 | 42114 |  |  | NotYetVerified |  | 3 | 1803 | 102.39 | 17.61 | 16.77 | 0.9217 | 3000 | 82.3
PJ3C15SR | Shenzhen Kinlight Technology Co.Ltd | J&L | T8-S120-96S-18W(3000K) | Linear Replacement Lamp | Four-Foot | Internal Driver Lamp-Style Retrofit Kits (UL Type B) | Standard | TRUE | 1928 | 109.42 | 17.62 | 19.29 | 0.9106 | 2909 | 81.9 | 5 | 100000 | 42114 |  |  | NotYetVerified | Internal Driver | 3 | 1950 | 111.42 | 17.5 | 19.29 | 0.9106 | 3000 | 81.9
PT4PEGB8 | Shenzhen Kinlight Technology Co.Ltd | J&L | T8-S120-120S-22W(3000K) | Linear Replacement Lamp | Four-Foot | Internal Driver Lamp-Style Retrofit Kits (UL Type B) | Standard | TRUE | 2298 | 109.22 | 21.04 | 17.91 | 0.9082 | 2925 | 82 | 5 | 100000 | 42114 |  |  | NotYetVerified | Internal Driver | 3 | 2314 | 110.74 | 20.89 | 17.91 | 0.9082 | 3000 | 82
PUKRHG8Y | DVA MAYDAY CORP./DELTAVATION | Delta series | D48-T8-22W-100/277- 3000K | Linear Replacement Lamp | Four-Foot | Internal Driver Lamp-Style Retrofit Kits (UL Type B) | Standard | TRUE | 2218 | 100.73 | 22.02 | 17.03 | 0.9051 | 3112 | 82.1 | 5 | 50000 | 42114 |  |  | NotYetVerified | Internal Driver | 3 | 2218 | 100.73 | 22.02 | 17.03 | 0.9051 | 3000 | 82.1
PURX6BCY | DVA MAYDAY CORP./DELTAVATION | Delta series | D48-T8-22W-100/277-5000K | Linear Replacement Lamp | Four-Foot | Internal Driver Lamp-Style Retrofit Kits (UL Type B) | Standard | FALSE | [9 empty] | 42114 | Not Dimmable | Not Dimmable | NotYetVerified |  | 3 | 2281 | 103.26 | 22.09 | 18.03 | 0.9171 | 5000 | 85.8
PH6DZH7C | DVA MAYDAY CORP./DELTAVATION | Delta series | D48-T8-18W-100/277-5000K | Linear Replacement Lamp | Four-Foot | Internal Driver Lamp-Style Retrofit Kits (UL Type B) | Standard | FALSE | [9 empty] | 42114 | Not Dimmable | Not Dimmable | NotYetVerified |  | 3 | 1821 | 103.84 | 17.54 | 17.01 | 0.9062 | 4500 | 86
PT5JN3VQ | DVA MAYDAY CORP./DELTAVATION | Delta series | D48-T8-22W-100/277-4500K | Linear Replacement Lamp | Four-Foot | Internal Driver Lamp-Style Retrofit Kits (UL Type B) | Standard | FALSE | [9 empty] | 42114 | Not Dimmable | Not Dimmable | NotYetVerified |  | 3 | 2218 | 100.73 | 22.02 | 17.03 | 0.9051 | 4500 | 82.1
PQG6PNJA | DVA MAYDAY CORP./DELTAVATION | Delta series | D48-T8-18W-100/277-4500K | Linear Replacement Lamp | Four-Foot | Internal Driver Lamp-Style Retrofit Kits (UL Type B) | Standard | FALSE | [9 empty] | 42114 | Not Dimmable | Not Dimmable | NotYetVerified |  | 3 | 1803 | 102.39 | 17.61 | 16.77 | 0.9217 | 4000 | 82.3
PN2EXCBA | DVA MAYDAY CORP./DELTAVATION | Delta series | D48-T8-22W-100/277-4000K | Linear Replacement Lamp | Four-Foot | Internal Driver Lamp-Style Retrofit Kits (UL Type B) | Standard | FALSE | [9 empty] | 42114 | Not Dimmable | Not Dimmable | NotYetVerified |  | 3 | 2218 | 100.73 | 22.02 | 17.03 | 0.9051 | 4000 | 82.1
PBFTJR7A | DVA MAYDAY CORP./DELTAVATION | Delta series | D48-T8-18W-100/277-4000K | Linear Replacement Lamp | Four-Foot | Internal Driver Lamp-Style Retrofit Kits (UL Type B) | Standard | FALSE | [9 empty] | 42114 | Not Dimmable | Not Dimmable | NotYetVerified |  | 3 | 1803 | 102.39 | 17.61 | 16.77 | 0.9217 | 3500 | 82.3
PVZTA2KW | DVA MAYDAY CORP./DELTAVATION | Delta series | D48-T8-22W-100/277-3500K | Linear Replacement Lamp | Four-Foot | Internal Driver Lamp-Style Retrofit Kits (UL Type B) | Standard | FALSE | [9 empty] | 42114 | Not Dimmable | Not Dimmable | NotYetVerified | Internal Driver | 3 | 2218 | 100.73 | 22.02 | 17.03 | 0.9051 | 3500 | 82.1
P9VU6K48 | DVA MAYDAY CORP./DELTAVATION | Delta series | D48-T8-18W-100/277-3500K | Linear Replacement Lamp | Four-Foot | Internal Driver Lamp-Style Retrofit Kits (UL Type B) | Standard | FALSE | [9 empty] | 42114 | Not Dimmable | Not Dimmable | NotYetVerified |  | 3 | 1803 | 102.39 | 17.61 | 16.77 | 0.9217 | 3000 | 82.3
P9M76R71 | Shenzhen Kinlight Technology Co.Ltd | J&L | T8-S120-96S-18W(5000K) | Linear Replacement Lamp | Four-Foot | Internal Driver Lamp-Style Retrofit Kits (UL Type B) | Standard | FALSE | [9 empty] | 42114 | Not Dimmable | Not Dimmable | NotYetVerified | Internal Driver | 3 | 2026 | 114.14 | 17.75 | 19.72 | 0.9165 | 5000 | 81.9
P7M1A3GN | Shenzhen Kinlight Technology Co.Ltd | J&L | T8-S120-120S-22W(5000K) | Linear Replacement Lamp | Four-Foot | Internal Driver Lamp-Style Retrofit Kits (UL Type B) | Standard | FALSE | [9 empty] | 42114 | Not Dimmable | Not Dimmable | NotYetVerified | Internal Driver | 3 | 2471 | 115.61 | 21.37 | 19.36 | 0.9104 | 5000 | 81.7
PAXZDB23 | Shenzhen Kinlight Technology Co.Ltd | J&L | T8-S120-120S-22W(4500K) | Linear Replacement Lamp | Four-Foot | Internal Driver Lamp-Style Retrofit Kits (UL Type B) | Standard | FALSE | [9 empty] | 42114 | Not Dimmable | Not Dimmable | NotYetVerified | Internal Driver | 3 | 2314 | 110.74 | 20.89 | 17.91 | 0.9082 | 4500 | 82
P77JXUAT | Shenzhen Kinlight Technology Co.Ltd | J&L | T8-S120-96S-18W(4500K) | Linear Replacement Lamp | Four-Foot | Internal Driver Lamp-Style Retrofit Kits (UL Type B) | Standard | FALSE | [9 empty] | 42114 | Not Dimmable | Not Dimmable | NotYetVerified | Internal Driver | 3 | 1950 | 111.42 | 17.5 | 19.29 | 0.9106 | 4500 | 81.9
PSFQXS8U | Shenzhen Kinlight Technology Co.Ltd | J&L | T8-S120-120S-22W(4000K) | Linear Replacement Lamp | Four-Foot | Internal Driver Lamp-Style Retrofit Kits (UL Type B) | Standard | FALSE | [9 empty] | 42114 | Not Dimmable | Not Dimmable | NotYetVerified | Internal Driver | 3 | 2314 | 110.74 | 20.89 | 17.91 | 0.9082 | 4000 | 82
P21XMXRQ | Shenzhen Kinlight Technology Co.Ltd | J&L | T8-S120-96S-18W(4000K) | Linear Replacement Lamp | Four-Foot | Internal Driver Lamp-Style Retrofit Kits (UL Type B) | Standard | FALSE | [9 empty] | 42114 | Not Dimmable | Not Dimmable | NotYetVerified | Internal Driver | 3 | 1950 | 111.42 | 17.5 | 19.29 | 0.9106 | 4000 | 81.9
P5H4AAEG | Shenzhen Kinlight Technology Co.Ltd | J&L | T8-S120-120S-22W(3500K) | Linear Replacement Lamp | Four-Foot | Internal Driver Lamp-Style Retrofit Kits (UL Type B) | Standard | FALSE | [9 empty] | 42114 | Not Dimmable | Not Dimmable | NotYetVerified | Internal Driver | 3 | 2314 | 110.74 | 20.89 | 17.91 | 0.9082 | 3500 | 82
PK4C5XN3 | Shenzhen Kinlight Technology Co.Ltd | J&L | T8-S120-96S-18W(3500K) | Linear Replacement Lamp | Four-Foot | Internal Driver Lamp-Style Retrofit Kits (UL Type B) | Standard | FALSE | [9 empty] | 42114 | Not Dimmable | Not Dimmable | NotYetVerified | Internal Driver | 3 | 1950 | 111.42 | 17.5 | 19.29 | 0.9106 | 3500 | 81.9
P4SCEZ23 | Shenzhen Syhdee Co.Ltd. | SYHDEE | SYH-C08-T1215A(3000K) | Linear Replacement Lamp | Four-Foot | Replacement Lamps (plug and play) (UL Type A) | Standard | TRUE | 1786 | 120.59 | 14.87 | 8.76 | 0.9219 | 3005 | 82.2 | 5 | 50000 | 42111 |  |  | NotYetVerified |  | 3 | 1819 | 122.33 | 14.87 | 8.76 | 0.92 | 3000 | 82.2
PZ5SEGZ2 | Shenzhen Syhdee Co.Ltd. | SYHDEE | SYH-C08-T1215A(5000K) | Linear Replacement Lamp | Four-Foot | Replacement Lamps (plug and play) (UL Type A) | Standard | FALSE | [9 empty] | 42111 |  |  | NotYetVerified |  | 3 | 1913 | 128.13 | 14.93 | 8.58 | 0.9 | 5000 | 82.5
PXRBHCGV | Shenzhen Syhdee Co.Ltd. | SYHDEE | SYH-C08-T1215A(4000K) | Linear Replacement Lamp | Four-Foot | Replacement Lamps (plug and play) (UL Type A) | Standard | FALSE | [9 empty] | 42111 |  |  | NotYetVerified |  | 3 | 1819 | 122.33 | 14.87 | 8.76 | 0.92 | 4000 | 82.2
P65C4B91 | On Time Lighting | On Time Lighting | EB/L48T8/12W/830 | Linear Replacement Lamp | Four-Foot | Replacement Lamps (plug and play) (UL Type A) | Standard | TRUE | 1801.8 | 118.31 | 15.23 | 9.28 | 0.977 | 3096 | 84.8 | 5 | 50000 | 42110 |  |  | NotYetVerified | Internal driver; operates off of fluorescent ballast | 3.1 | 1800 | 116 | 15 | 20 | 0.9 | 3000 | 82
PGF3S64W | FY Lighting Co. Ltd | Fen Yong | FY-T8-4FTF(30K120CGSA) | Linear Replacement Lamp | Four-Foot | Replacement Lamps (plug and play) (UL Type A) | Standard | TRUE | 1863 | 110.7 | 16.83 | 9.23 | 0.9628 | 2944 | 82.3 | 5 | 50000 | 42110 |  |  | NotYetVerified | Internal driver; compatible with existing fluorescent ballast | 3 | 1863 | 110.7 | 16.83 | 9.49 | 0.9641 | 3000 | 82.3
PMZEB1ZK | FY Lighting Co. Ltd | Fen Yong | FY-T8-4FTC(30K120CGXA) | Linear Replacement Lamp | Four-Foot | Replacement Lamps (plug and play) (UL Type A) | Standard | TRUE | 2038 | 118.83 | 17.15 | 9.31 | 0.9513 | 2950 | 81.8 | 5 | 50000 | 42110 |  |  | NotYetVerified | Internal driver; compatible with existing fluorescent ballast | 3 | 2038 | 118.83 | 17.15 | 9.34 | 0.9522 | 3000 | 81.8
PATP9KD4 | FY Lighting Co. Ltd | Fen Yong | FY-T8-4FTF(30K120CGXA) | Linear Replacement Lamp | Four-Foot | Replacement Lamps (plug and play) (UL Type A) | Standard | TRUE | 1943 | 112.77 | 17.23 | 9.14 | 0.9443 | 2947 | 81.9 | 5 | 50000 | 42110 |  |  | NotYetVerified | Internal driver; compatible with existing fluorescent ballast | 3 | 1943 | 112.77 | 17.23 | 9.7 | 0.9458 | 3000 | 81.9
PKDVTGKY | TOGGLED | TOGGLED | A423-35220 | Linear Replacement Lamp | Four-Foot | Internal Driver Lamp-Style Retrofit Kits (UL Type B) | Standard | TRUE | 2347 | 103 | 22.78 | 17.3 | 0.941 | 3324 | 84.2 | 5 | 50000 | 42110 |  |  | NotYetVerified |  | 3 | 2300 | 100 | 23 | 17.1 | 0.9 | 3500 | 80
PV1U9ZTD | TOGGLED | TOGGLED | A423-50220 | Linear Replacement Lamp | Four-Foot | Internal Driver Lamp-Style Retrofit Kits (UL Type B) | Standard | FALSE | [9 empty] | 42110 |  |  | NotYetVerified | Internal Driver | 3 | 2450 | 106.5 | 23 | 17.1 | 0.9 | 5000 | 80
PR6T8FQC | TOGGLED | TOGGLED | A423-40220 | Linear Replacement Lamp | Four-Foot | Internal Driver Lamp-Style Retrofit Kits (UL Type B) | Standard | FALSE | [9 empty] | 42110 |  |  | NotYetVerified |  | 3 | 2450 | 106.5 | 23 | 17.1 | 0.9 | 4000 | 80
P9FE1ANM | FY Lighting Co. Ltd | Fen Yong | FY-T8-4FTF(50K120CGXA) | Linear Replacement Lamp | Four-Foot | Replacement Lamps (plug and play) (UL Type A) | Standard | FALSE | [9 empty] | 42110 |  |  | NotYetVerified | Internal driver; compatible with existing fluorescent ballast | 3 | 2021 | 116.82 | 17.3 | 9.45 | 0.9406 | 5000 | 81.8
PJ4B3G1B | FY Lighting Co. Ltd | Fen Yong | FY-T8-4FTF(50K120CGSA) | Linear Replacement Lamp | Four-Foot | Replacement Lamps (plug and play) (UL Type A) | Standard | FALSE | [9 empty] | 42110 |  |  | NotYetVerified | Internal driver; compatible with existing fluorescent ballast | 3 | 1927 | 113.22 | 17.02 | 9.13 | 0.9681 | 5000 | 81.8
P9E75HR6 | FY Lighting Co. Ltd | Fen Yong | FY-T8-4FTC(50K120CGXA) | Linear Replacement Lamp | Four-Foot | Replacement Lamps (plug and play) (UL Type A) | Standard | FALSE | [9 empty] | 42110 |  |  | NotYetVerified | Internal driver; compatible with existing fluorescent ballast | 3 | 2182 | 126.27 | 17.28 | 9.71 | 0.9469 | 5000 | 81.5
PVGJ3N9W | FY Lighting Co. Ltd | Fen Yong | FY-T8-4FTF(45K120CGSA) | Linear Replacement Lamp | Four-Foot | Replacement Lamps (plug and play) (UL Type A) | Standard | FALSE | [9 empty] | 42110 |  |  | NotYetVerified | Internal driver; compatible with existing fluorescent ballast | 3 | 1863 | 110.7 | 16.83 | 9.49 | 0.9641 | 4500 | 82.3
P5R9CR3M | FY Lighting Co. Ltd | Fen Yong | FY-T8-4FTF(45K120CGXA) | Linear Replacement Lamp | Four-Foot | Replacement Lamps (plug and play) (UL Type A) | Standard | FALSE | [9 empty] | 42110 |  |  | NotYetVerified | Internal driver; compatible with existing fluorescent ballast | 3 | 1943 | 112.77 | 17.23 | 9.7 | 0.9458 | 4500 | 81.9
PKF4CQ78 | FY Lighting Co. Ltd | Fen Yong | FY-T8-4FTC(45K120CGXA) | Linear Replacement Lamp | Four-Foot | Replacement Lamps (plug and play) (UL Type A) | Standard | FALSE | [9 empty] | 42110 |  |  | NotYetVerified | Internal driver; compatible with existing fluorescent ballast | 3 | 2038 | 118.83 | 17.15 | 9.34 | 0.9522 | 4500 | 81.8
P3C4ZNVQ | FY Lighting Co. Ltd | Fen Yong | FY-T8-4FTF(40K120CGSA) | Linear Replacement Lamp | Four-Foot | Replacement Lamps (plug and play) (UL Type A) | Standard | FALSE | [9 empty] | 42110 |  |  | NotYetVerified | Internal driver; compatible with existing fluorescent ballast | 3 | 1863 | 110.7 | 16.83 | 9.49 | 0.9641 | 4000 | 82.3
PV2E7N8F | FY Lighting Co. Ltd | Fen Yong | FY-T8-4FTF(40K120CGXA) | Linear Replacement Lamp | Four-Foot | Replacement Lamps (plug and play) (UL Type A) | Standard | FALSE | [9 empty] | 42110 |  |  | NotYetVerified | Internal driver; compatible with existing fluorescent ballast | 3 | 1943 | 112.77 | 17.23 | 9.7 | 0.9458 | 4000 | 81.9
PB1QEF7D | FY Lighting Co. Ltd | Fen Yong | FY-T8-4FTC(40K120CGXA) | Linear Replacement Lamp | Four-Foot | Replacement Lamps (plug and play) (UL Type A) | Standard | FALSE | [9 empty] | 42110 |  |  | NotYetVerified | Internal driver; compatible with existing fluorescent ballast | 3 | 2038 | 118.83 | 17.15 | 9.34 | 0.9522 | 4000 | 81.8
P2F86295 | FY Lighting Co. Ltd | Fen Yong | FY-T8-4FTF(35K120CGSA) | Linear Replacement Lamp | Four-Foot | Replacement Lamps (plug and play) (UL Type A) | Standard | FALSE | [9 empty] | 42110 |  |  | NotYetVerified | Internal driver; compatible with existing fluorescent ballast | 3 | 1863 | 110.7 | 16.83 | 9.49 | 0.9641 | 3500 | 82.3
P5RQZAJJ | FY Lighting Co. Ltd | Fen Yong | FY-T8-4FTF(35K120CGXA) | Linear Replacement Lamp | Four-Foot | Replacement Lamps (plug and play) (UL Type A) | Standard | FALSE | [9 empty] | 42110 |  |  | NotYetVerified | Internal driver; compatible with existing fluorescent ballast | 3 | 1943 | 112.77 | 17.23 | 9.7 | 0.9458 | 3500 | 81.9
PGWXVZXG | FY Lighting Co. Ltd | Fen Yong | FY-T8-4FTC(35K120CGXA) | Linear Replacement Lamp | Four-Foot | Replacement Lamps (plug and play) (UL Type A) | Standard | FALSE | [9 empty] | 42110 |  |  | NotYetVerified | Internal driver; compatible with existing fluorescent ballast | 3 | 2038 | 118.83 | 17.15 | 9.34 | 0.9522 | 3500 | 81.8
P3E33QD2 | On Time Lighting | On Time Lighting | EB/L48T8/12W/850 | Linear Replacement Lamp | Four-Foot | Replacement Lamps (plug and play) (UL Type A) | Standard | FALSE | [9 empty] | 42110 |  |  | NotYetVerified | Internal driver; operates off of fluorescent ballast | 3.1 | 1800 | 116 | 15 | 20 | 0.9 | 5000 | 82
PSX7M6NF | On Time Lighting | On Time Lighting | EB/L48T8/12W/845 | Linear Replacement Lamp | Four-Foot | Replacement Lamps (plug and play) (UL Type A) | Standard | FALSE | [9 empty] | 42110 |  |  | NotYetVerified | Internal driver; operates off of fluorescent ballast | 3.1 | 1800 | 116 | 15 | 20 | 0.9 | 4500 | 82
PHTTJT34 | On Time Lighting | On Time Lighting | EB/L48T8/12W/840 | Linear Replacement Lamp | Four-Foot | Replacement Lamps (plug and play) (UL Type A) | Standard | FALSE | [9 empty] | 42110 |  |  | NotYetVerified | Internal driver; operates off of fluorescent ballast | 3.1 | 1800 | 116 | 15 | 20 | 0.9 | 4000 | 82
PNJF2RAZ | On Time Lighting | On Time Lighting | EB/L48T8/12W/835 | Linear Replacement Lamp | Four-Foot | Replacement Lamps (plug and play) (UL Type A) | Standard | FALSE | [9 empty] | 42110 |  |  | NotYetVerified | Internal driver; operates off of fluorescent ballast | 3.1 | 1800 | 116 | 15 | 20 | 0.9 | 3500 | 82
PC2FB5D4 | JIAXING SUPER LIGHTING ELECTRIC APPLIANCE CO.LTD | SUPER | T8L-IDFH11-1600-4ft-ABA | Linear Replacement Lamp | Four-Foot | Internal Driver Lamp-Style Retrofit Kits (UL Type B) | Standard | TRUE | 1865.8 | 130.75 | 14.27 | 6.13 | 0.9156 | 3027 | 84 | 5 | 50000 | 42109 |  |  | NotYetVerified |  | 3 | 1750 | 120 | 14.3 | 20 | 0.9 | 3000 | 82
P7KW61R25 | Zhejiang Setec Lighting Co. Ltd. | SETEC | SELT08-18/D2/120 5000K | Linear Replacement Lamp | Four-Foot | Internal Driver Lamp-Style Retrofit Kits (UL Type B) | Standard | TRUE | 2092 | 116.94 | 17.89 | 8 | 0.9088 | 5021 | 82 | 5 |  | 42109 |  |  | NotYetVerified | Internal driver | 3 |  |  | 18 |  |  | 5000
PSZPU6Z6 | JIAXING SUPER LIGHTING ELECTRIC APPLIANCE CO.LTD | SUPER | T8L-IDFH11-1600-4ft-EBA | Linear Replacement Lamp | Four-Foot | Internal Driver Lamp-Style Retrofit Kits (UL Type B) | Standard | FALSE | [9 empty] | 42109 |  |  | NotYetVerified |  | 3 | 1750 | 120 | 14.3 | 20 | 0.9 | 5000 | 82
PP686FYA | JIAXING SUPER LIGHTING ELECTRIC APPLIANCE CO.LTD | SUPER | T8L-IDFH11-1600-4ft-DBA | Linear Replacement Lamp | Four-Foot | Internal Driver Lamp-Style Retrofit Kits (UL Type B) | Standard | FALSE | [9 empty] | 42109 |  |  | NotYetVerified |  | 3 | 1750 | 120 | 14.3 | 20 | 0.9 | 4500 | 82
PEAMQMTW | JIAXING SUPER LIGHTING ELECTRIC APPLIANCE CO.LTD | SUPER | T8L-IDFH11-1600-4ft-CBA | Linear Replacement Lamp | Four-Foot | Internal Driver Lamp-Style Retrofit Kits (UL Type B) | Standard | FALSE | [9 empty] | 42109 |  |  | NotYetVerified |  | 3 | 1750 | 120 | 14.3 | 20 | 0.9 | 4000 | 82
PRVVRGTQ | JIAXING SUPER LIGHTING ELECTRIC APPLIANCE CO.LTD | SUPER | T8L-IDFH11-1600-4ft-BBA | Linear Replacement Lamp | Four-Foot | Internal Driver Lamp-Style Retrofit Kits (UL Type B) | Standard | FALSE | [9 empty] | 42109 |  |  | NotYetVerified |  | 3 | 1750 | 120 | 14.3 | 20 | 0.9 | 3500 | 82
PQB7AGPA | Overdrive Electronics Pvt. Ltd. | Overdrive | L17T8S4FTIS/30K | Linear Replacement Lamp | Four-Foot | Replacement Lamps (plug and play) (UL Type A) | Standard | TRUE | 2327.8 | 111.75 | 20.83 | 4.41 | 0.986 | 3088 | 85 | 5 | 50000 | 42108 |  |  | NotYetVerified |  | 3 | 2300 | 109 | 21 | 20 | 0.9 | 3000 | 82
PH5VG1HQ | Overdrive Electronics Pvt. Ltd. | Overdrive | L14T8S4FTIS/30K | Linear Replacement Lamp | Four-Foot | Replacement Lamps (plug and play) (UL Type A) | Standard | TRUE | 1928.7 | 114.94 | 16.78 | 5.54 | 0.98 | 3077 | 85.1 | 5 | 50000 | 42108 |  |  | NotYetVerified |  | 3 | 1900 | 108 | 17.5 | 20 | 0.9 | 3000 | 82
PD92J4RJ | Overdrive Electronics Pvt. Ltd. | Overdrive | L12T8S4FTIS/30K | Linear Replacement Lamp | Four-Foot | Replacement Lamps (plug and play) (UL Type A) | Standard | TRUE | 1801.8 | 118.31 | 15.23 | 9.28 | 0.977 | 3096 | 84.8 | 5 | 50000 | 42108 |  |  | NotYetVerified |  | 3 | 1800 | 116 | 15 | 20 | 0.9 | 3000 | 82
PYRQPP77 | Carson Technology Co Ltd | Carson | CT-D02018TBW | Linear Replacement Lamp | Four-Foot | Internal Driver Lamp-Style Retrofit Kits (UL Type B) | Standard | TRUE | 1968.614 | 109.179 | 18.031 | 14.8 | 0.921 | 3205 | 80.6 | 5 | 50000 | 42108 |  |  | NotYetVerified |  | 3.1 | 1800 | 100 | 18 | 14.8 | 0.9 | 3000 | 80
P65SMKTE | Aura Light US Inc. | Aura Light | 9810334 9810335 | Linear Replacement Lamp | Four-Foot | 2-lamp External Driver Lamp-Style Retrofit Kits (UL Type C) | Standard | TRUE | 2603 | 142.24 | 18.3 | 11.37 | 0.937 | 3013 | 82.4 | 5 | 50000 | 42108 |  |  | NotYetVerified |  | 3 | 2600 | 140 | 19 |  | 0.95 | 3000 | 80
PX4QBFYV | Carson Technology Co Ltd | Carson | CT-D02018TBN | Linear Replacement Lamp | Four-Foot | Internal Driver Lamp-Style Retrofit Kits (UL Type B) | Standard | FALSE | [9 empty] | 42108 |  |  | NotYetVerified |  | 3 | 1800 | 100 | 18 | 14.8 | 0.9 | 5000 | 80
PB51KAZ1 | Aura Light US Inc. | Aura Light | 9810365 98106364 | Linear Replacement Lamp | Four-Foot | 2-lamp External Driver Lamp-Style Retrofit Kits (UL Type C) | Standard | FALSE | [9 empty] | 42108 |  |  | NotYetVerified | Superlux US EXT 18w/4FT 50K frostednon-dimmable | 3 | 2600 | 140 | 19 |  | 0.95 | 5000 | 80
P8G4TFK6 | Aura Light US Inc. | Aura Light | 9810356 9810357 | Linear Replacement Lamp | Four-Foot | 2-lamp External Driver Lamp-Style Retrofit Kits (UL Type C) | Standard | FALSE | [9 empty] | 42108 |  |  | NotYetVerified | Superlux US EXT 18w/4FT 50K clearnon-dimmable | 3 | 2400 | 130 | 19 |  | 0.95 | 5000 | 80
PVA7C9EV | Aura Light US Inc. | Aura Light | 9810366 9810367 | Linear Replacement Lamp | Four-Foot | 2-lamp External Driver Lamp-Style Retrofit Kits (UL Type C) | Standard | FALSE | [9 empty] | 42108 |  |  | NotYetVerified | Superlux US EXT 18w/4FT 50K frosteddimmable | 3 | 2600 | 140 | 19 |  | 0.95 | 5000 | 80
P7GKX4Z4 | Aura Light US Inc. | Aura Light | 9810358 9810359 | Linear Replacement Lamp | Four-Foot | 2-lamp External Driver Lamp-Style Retrofit Kits (UL Type C) | Standard | FALSE | [9 empty] | 42108 |  |  | NotYetVerified | Superlux US EXT 18w/4FT 50K cleardimmable | 3 | 2400 | 130 | 19 |  | 0.95 | 5000 | 80
PWGZR5K4 | Aura Light US Inc. | Aura Light | 9810340 9810341 | Linear Replacement Lamp | Four-Foot | 2-lamp External Driver Lamp-Style Retrofit Kits (UL Type C) | Standard | FALSE | [9 empty] | 42108 |  |  | NotYetVerified | Superlux US EXT 18w/4FT 40K clearnon-dimmable | 3 | 2400 | 130 | 19 |  | 0.95 | 4000 | 80
PY25RHKB | Aura Light US Inc. | Aura Light | 9800000 | Linear Replacement Lamp | Four-Foot | 2-lamp External Driver Lamp-Style Retrofit Kits (UL Type C) | Standard | FALSE | [9 empty] | 42108 |  |  | NotYetVerified | Superlux US EXT 18w/4FT 40K frosteddimmable | 3 | 2400 | 130 | 19 |  | 0.95 | 4000 | 80
PGR6XUG9 | Aura Light US Inc. | Aura Light | 9810342 9810343 | Linear Replacement Lamp | Four-Foot | 2-lamp External Driver Lamp-Style Retrofit Kits (UL Type C) | Standard | FALSE | [9 empty] | 42108 |  |  | NotYetVerified | Superlux US EXT 18w/4FT 40K cleardimmable | 3 | 2400 | 130 | 19 |  | 0.95 | 4000 | 80
PP3U8FGS | Aura Light US Inc. | Aura Light | 9810332 9810333 | Linear Replacement Lamp | Four-Foot | 2-lamp External Driver Lamp-Style Retrofit Kits (UL Type C) | Standard | FALSE | [9 empty] | 42108 |  |  | NotYetVerified | Superlux US EXT 18w/4FT 30K frostednon-dimmable | 3 | 2600 | 140 | 19 |  | 0.95 | 3000 | 80
PHVAZHQZ | Aura Light US Inc. | Aura Light | 9810324 9810325 | Linear Replacement Lamp | Four-Foot | 2-lamp External Driver Lamp-Style Retrofit Kits (UL Type C) | Standard | FALSE | [9 empty] | 42108 |  |  | NotYetVerified | Superlux US EXT 18w/4FT 30K clearnon-dimmable | 3 | 2400 | 130 | 19 |  | 0.95 | 3000 | 80
PHA9432Y | Aura Light US Inc. | Aura Light | 9810326 9810327 | Linear Replacement Lamp | Four-Foot | 2-lamp External Driver Lamp-Style Retrofit Kits (UL Type C) | Standard | FALSE | [9 empty] | 42108 |  |  | NotYetVerified | Superlux US EXT 18w/4FT 30K cleardimmable | 3 | 2400 | 130 | 19 |  | 0.95 | 3000 | 80
P6P3F6BZ | Overdrive Electronics Pvt. Ltd. | Overdrive | L17T8S4FTIS/50K | Linear Replacement Lamp | Four-Foot | Replacement Lamps (plug and play) (UL Type A) | Standard | FALSE | [9 empty] | 42108 |  |  | NotYetVerified |  | 3 | 2300 | 109 | 21 | 20 | 0.9 | 5000 | 82
PRDA6475 | Overdrive Electronics Pvt. Ltd. | Overdrive | L14T8S4FTIS/50K | Linear Replacement Lamp | Four-Foot | Replacement Lamps (plug and play) (UL Type A) | Standard | FALSE | [9 empty] | 42108 |  |  | NotYetVerified |  | 3 | 1900 | 108 | 17.5 | 20 | 0.9 | 5000 | 82
PHBXTMMR | Overdrive Electronics Pvt. Ltd. | Overdrive | L17T8S4FTIS/45K | Linear Replacement Lamp | Four-Foot | Replacement Lamps (plug and play) (UL Type A) | Standard | FALSE | [9 empty] | 42108 |  |  | NotYetVerified |  | 3 | 2300 | 109 | 21 | 20 | 0.9 | 4500 | 82
P4WUUG6C | Overdrive Electronics Pvt. Ltd. | Overdrive | L14T8S4FTIS/45K | Linear Replacement Lamp | Four-Foot | Replacement Lamps (plug and play) (UL Type A) | Standard | FALSE | [9 empty] | 42108 |  |  | NotYetVerified |  | 3 | 1900 | 108 | 17.5 | 20 | 0.9 | 4500 | 82
PE532KBQ | Overdrive Electronics Pvt. Ltd. | Overdrive | L17T8S4FTIS/40K | Linear Replacement Lamp | Four-Foot | Replacement Lamps (plug and play) (UL Type A) | Standard | FALSE | [9 empty] | 42108 |  |  | NotYetVerified |  | 3 | 2300 | 109 | 21 | 20 | 0.9 | 4000 | 82
PDW3BD6F | Overdrive Electronics Pvt. Ltd. | Overdrive | L14T8S4FTIS/40K | Linear Replacement Lamp | Four-Foot | Replacement Lamps (plug and play) (UL Type A) | Standard | FALSE | [9 empty] | 42108 |  |  | NotYetVerified |  | 3 | 1900 | 108 | 17.5 | 20 | 0.9 | 4000 | 82
PE2AJRR4 | Overdrive Electronics Pvt. Ltd. | Overdrive | L17T8S4FTIS/35K | Linear Replacement Lamp | Four-Foot | Replacement Lamps (plug and play) (UL Type A) | Standard | FALSE | [9 empty] | 42108 |  |  | NotYetVerified |  | 3 | 2300 | 109 | 21 | 20 | 0.9 | 3500 | 82
P7AQZA37 | Overdrive Electronics Pvt. Ltd. | Overdrive | L14T8S4FTIS/35K | Linear Replacement Lamp | Four-Foot | Replacement Lamps (plug and play) (UL Type A) | Standard | FALSE | [9 empty] | 42108 |  |  | NotYetVerified |  | 3 | 1900 | 108 | 17.5 | 20 | 0.9 | 3500 | 82
PTF1RTU3 | Reonac Energy Systems Inc. | Think green solutions | LED-THK-TUBE-110-3K4E-16W | Linear Replacement Lamp | Four-Foot | Replacement Lamps (plug and play) (UL Type A) | Standard | TRUE | 1770.98 | 113.52 | 15.6 | 8 | 0.96 | 3501 | 80 | 5 | 50000 | 42107 |  |  | NotYetVerified |  | 3.1 | 1750 | 110 | 16 |  | 0.9 | 3500 | 80
PGES9RAY3 | Technical Consumer Products | TCP | LED15T84IS35K | Linear Replacement Lamp | Four-Foot | Replacement Lamps (plug and play) (UL Type A) | Standard | TRUE | 1806 | 106.23 | 17 | 12.57 | 0.914 | 3459 | 83 | 5 | 50000 | 42107 |  |  | NotYetVerified |  | 3 | 1806 | 106.2 | 17 | 12.57 | 0.914 | 3459 | 83
P1MHFFYS | Reonac Energy Systems Inc. | Think green solutions | LED-THK-TUBE-110-5K4E-16W | Linear Replacement Lamp | Four-Foot | Replacement Lamps (plug and play) (UL Type A) | Standard | FALSE | [9 empty] | 42107 |  |  | NotYetVerified |  | 3.1 | 1750 | 110 | 16 |  | 0.9 | 5000 | 80
PUKCMEGX | Reonac Energy Systems Inc. | Think green solutions | LED-THK-TUBE-110-4K4E-16W | Linear Replacement Lamp | Four-Foot | Replacement Lamps (plug and play) (UL Type A) | Standard | FALSE | [9 empty] | 42107 |  |  | NotYetVerified |  | 3.1 | 1750 | 110 | 16 |  | 0.9 | 4100 | 80
PQ6ZXF6W | FY Lighting Co. Ltd | Fen Yong | FY-T8-1200NC(L30K120CGXH) | Linear Replacement Lamp | Four-Foot | Internal Driver Lamp-Style Retrofit Kits (UL Type B) | Standard | TRUE | 2573 | 138.6 | 18.56 | 16.82 | 0.9194 | 2963 | 82.1 | 5 | 50000 | 42102 |  |  | NotYetVerified | Internal Driver | 3 | 2573 | 138.6 | 18.56 | 16.82 | 0.9194 | 3000 | 82.1
PXAY5FPD | FY Lighting Co. Ltd | Fen Yong | FY-T8-1200NF(L30K120CGXH) | Linear Replacement Lamp | Four-Foot | Internal Driver Lamp-Style Retrofit Kits (UL Type B) | Standard | TRUE | 2463 | 132.13 | 18.64 | 16.55 | 0.9138 | 2958 | 82.4 | 5 | 50000 | 42102 |  |  | NotYetVerified | Internal Driver | 3 | 2463 | 132.13 | 18.64 | 16.55 | 0.9138 | 3000 | 82.4
P62UYXH9 | FY Lighting Co. Ltd | Fen Yong | FY-T8-1200NF(L50K120CGXH) | Linear Replacement Lamp | Four-Foot | Internal Driver Lamp-Style Retrofit Kits (UL Type B) | Standard | FALSE | [9 empty] | 42102 |  |  | NotYetVerified | Internal Driver | 3 | 2644 | 142.09 | 18.61 | 17.96 | 0.9252 | 5000 | 81.6
PETC2FSE | FY Lighting Co. Ltd | Fen Yong | FY-T8-1200NC(L50K120CGXH) | Linear Replacement Lamp | Four-Foot | Internal Driver Lamp-Style Retrofit Kits (UL Type B) | Standard | FALSE | [9 empty] | 42102 |  |  | NotYetVerified | Internal Driver | 3 | 2778 | 150.94 | 18.4 | 17.28 | 0.9152 | 5000 | 81.4
P3X6JCHN | FY Lighting Co. Ltd | Fen Yong | FY-T8-1200NF(L45K120CGXH) | Linear Replacement Lamp | Four-Foot | Internal Driver Lamp-Style Retrofit Kits (UL Type B) | Standard | FALSE | [9 empty] | 42102 |  |  | NotYetVerified | Internal Driver | 3 | 2463 | 132.13 | 18.64 | 16.55 | 0.9138 | 4500 | 82.4
PVZ4AAMD | FY Lighting Co. Ltd | Fen Yong | FY-T8-1200NC(L45K120CGXH) | Linear Replacement Lamp | Four-Foot | Internal Driver Lamp-Style Retrofit Kits (UL Type B) | Standard | FALSE | [9 empty] | 42102 |  |  | NotYetVerified | Internal Driver | 3 | 2573 | 138.6 | 18.56 | 16.82 | 0.9194 | 4500 | 82.1
PW5UC8KM | FY Lighting Co. Ltd | Fen Yong | FY-T8-1200NF(L40K120CGXH) | Linear Replacement Lamp | Four-Foot | Internal Driver Lamp-Style Retrofit Kits (UL Type B) | Standard | FALSE | [9 empty] | 42102 |  |  | NotYetVerified | Internal Driver | 3 | 2463 | 132.13 | 18.64 | 16.55 | 0.9138 | 4000 | 82.4
PVMJZZ2Y | FY Lighting Co. Ltd | Fen Yong | FY-T8-1200NC(L40K120CGXH) | Linear Replacement Lamp | Four-Foot | Internal Driver Lamp-Style Retrofit Kits (UL Type B) | Standard | FALSE | [9 empty] | 42102 |  |  | NotYetVerified | Internal Driver | 3 | 2573 | 138.6 | 18.56 | 16.82 | 0.9194 | 4000 | 82.1
PHJCJB4T | FY Lighting Co. Ltd | Fen Yong | FY-T8-1200NF(L35K120CGXH) | Linear Replacement Lamp | Four-Foot | Internal Driver Lamp-Style Retrofit Kits (UL Type B) | Standard | FALSE | [9 empty] | 42102 |  |  | NotYetVerified | Internal Driver | 3 | 2463 | 132.13 | 18.64 | 16.55 | 0.9138 | 3500 | 82.4
PFXYUUV3 | FY Lighting Co. Ltd | Fen Yong | FY-T8-1200NC(L35K120CGXH) | Linear Replacement Lamp | Four-Foot | Internal Driver Lamp-Style Retrofit Kits (UL Type B) | Standard | FALSE | [9 empty] | 42102 |  |  | NotYetVerified | Internal Driver | 3 | 2573 | 138.6 | 18.56 | 16.82 | 0.9194 | 3500 | 82.1
PEQS44PX | Keystone Technologies | Keystone | KT-LED12T8-48G-830-S | Linear Replacement Lamp | Four-Foot | Replacement Lamps (plug and play) (UL Type A) | Standard | TRUE | 1801.8 | 118.31 | 15.23 | 9.28 | 0.977 | 3096 | 84.8 | 5 | 50000 | 42096 |  |  | NotYetVerified | Internal driver; operates off of fluorescent ballast | 3 | 1800 | 116 | 15 | 20 | 0.9 | 3000 | 82
PGZDRSZV | LEEDARSON LIGHTING Co.Ltd / Leedarson Lighting Fixtures Co.Ltd. | Leedarson | 5aP-LT2000SP-A1-03 | Linear Replacement Lamp | Four-Foot | Internal Driver Lamp-Style Retrofit Kits (UL Type B) | Standard | TRUE | 2050.7 | 106.05 | 19.34 | 23.2 | 0.939 | 3255 | 83.9 | 5 | 125000 | 42096 |  |  | NotYetVerified |  | 3 | 2000 | 100 | 20 | 20 | 0.9 | 3000 | 80
PRB38SUC | Shenzhen New Onwards Lighting Co. Ltd | Shenzhen New Onwards Lighting Co. Ltd | NOL-T8120D-30-16WAT | Linear Replacement Lamp | Four-Foot | Internal Driver Lamp-Style Retrofit Kits (UL Type B) | Standard | TRUE | 1810.77 | 113.17 | 16 | 12.6 | 0.924 | 2968 | 82.2 | 5 |  | 42096 |  |  | NotYetVerified | Internal Driver | 3 | 1810.77 | 113.17 | 16 | 12.6 | 0.985 | 2968 | 82.2
PXU72WFX | Shenzhen New Onwards Lighting Co. Ltd | Shenzhen New Onwards Lighting Co. Ltd | NOL-T8120D-30-16WAK | Linear Replacement Lamp | Four-Foot | Internal Driver Lamp-Style Retrofit Kits (UL Type B) | Standard | TRUE | 1784.17 | 112.92 | 15.8 | 12.7 | 0.923 | 2964 | 81.8 | 5 |  | 42096 |  |  | NotYetVerified | Internal Driver | 3 | 1784.17 | 112.92 | 15.8 | 12.7 | 0.984 | 2964 | 81.8
PPWABC4V | Kumho Electric | earthcare | FL/T8-32W/12W DC 410 | Linear Replacement Lamp | Four-Foot | 2-lamp External Driver Lamp-Style Retrofit Kits (UL Type C) | Standard | TRUE | 1715.46 | 158 | 10.84 | 22 | 0.9 | 4254 | 81 | 5 | 50000 | 42096 |  |  | NotYetVerified |  | 3.1 | 1715.46 | 158 | 70.84 | 22 | 0.9 | 4000 | 81
PWZKB1BT | Shenzhen Collesun Lighting Co. Ltd. | collesun | KT8B1-12F108SV3-17A | Linear Replacement Lamp | Four-Foot | Internal Driver Lamp-Style Retrofit Kits (UL Type B) | Standard | TRUE | 1867 | 111.1 | 16.81 | 23.05 | 0.877 | 3420 | 83.5 | 5 | 50000 | 42096 |  |  | NotYetVerified |  | 3 | [5 empty] | 3500
PWPFQC5D | Kumho Electric | earthcare | FL/T8-32W/12W DC 500 | Linear Replacement Lamp | Four-Foot | 2-lamp External Driver Lamp-Style Retrofit Kits (UL Type C) | Standard | FALSE | [9 empty] | 42096 |  |  | NotYetVerified |  | 3.1 | 1661.56 | 162 | 10.26 | 15 | 0.91 | 5148 | 82
PE55DV5G | Shenzhen New Onwards Lighting Co. Ltd | Shenzhen New Onwards Lighting Co. Ltd | NOL-T8120D-50-16WAT | Linear Replacement Lamp | Four-Foot | Internal Driver Lamp-Style Retrofit Kits (UL Type B) | Standard | FALSE | [9 empty] | 42096 |  |  | NotYetVerified | Internal Driver | 3 | 1852.44 | 114.35 | 16.2 | 12.5 | 0.988 | 5108 | 81.7
PWK5JXXP | Shenzhen New Onwards Lighting Co. Ltd | Shenzhen New Onwards Lighting Co. Ltd | NOL-T8120D-50-16WAK | Linear Replacement Lamp | Four-Foot | Internal Driver Lamp-Style Retrofit Kits (UL Type B) | Standard | FALSE | [9 empty] | 42096 |  |  | NotYetVerified | Internal Driver | 3 | 1761.94 | 110.12 | 16 | 12.6 | 0.983 | 5102 | 81.6
P5CQTXSS | Shenzhen New Onwards Lighting Co. Ltd | Shenzhen New Onwards Lighting Co. Ltd | NOL-T8120D-45-16WAK | Linear Replacement Lamp | Four-Foot | Internal Driver Lamp-Style Retrofit Kits (UL Type B) | Standard | FALSE | [9 empty] | 42096 |  |  | NotYetVerified | Internal Driver | 3 | 1700 | 110 | 16 | 13 | 0.98 | 4500 | 80
P8ZF7PYN | Shenzhen New Onwards Lighting Co. Ltd | Shenzhen New Onwards Lighting Co. Ltd | NOL-T8120D-45-16WAT | Linear Replacement Lamp | Four-Foot | Internal Driver Lamp-Style Retrofit Kits (UL Type B) | Standard | FALSE | [9 empty] | 42096 |  |  | NotYetVerified | Internal Driver | 3 | 1800 | 110 | 16 | 12.6 | 0.98 | 4500 | 80
PB78DP8G | Shenzhen New Onwards Lighting Co. Ltd | Shenzhen New Onwards Lighting Co. Ltd | NOL-T8120D-40-16WAK | Linear Replacement Lamp | Four-Foot | Internal Driver Lamp-Style Retrofit Kits (UL Type B) | Standard | FALSE | [9 empty] | 42096 |  |  | NotYetVerified | Internal Driver | 3 | 1700 | 110 | 16 | 13 | 0.98 | 4000 | 80
PK6DV4QS | Shenzhen New Onwards Lighting Co. Ltd | Shenzhen New Onwards Lighting Co. Ltd | NOL-T8120D-40-16WAT | Linear Replacement Lamp | Four-Foot | Internal Driver Lamp-Style Retrofit Kits (UL Type B) | Standard | FALSE | [9 empty] | 42096 |  |  | NotYetVerified | Internal Driver | 3 | 1800 | 110 | 16 | 12.6 | 0.98 | 4000 | 80
PT499JB2 | Shenzhen New Onwards Lighting Co. Ltd | Shenzhen New Onwards Lighting Co. Ltd | NOL-T8120D-35-16WAK | Linear Replacement Lamp | Four-Foot | Internal Driver Lamp-Style Retrofit Kits (UL Type B) | Standard | FALSE | [9 empty] | 42096 |  |  | NotYetVerified | Internal Driver | 3 | 1700 | 110 | 16 | 13 | 0.98 | 3500 | 80
PJ8W6MUA | Shenzhen New Onwards Lighting Co. Ltd | Shenzhen New Onwards Lighting Co. Ltd | NOL-T8120D-35-16WAT | Linear Replacement Lamp | Four-Foot | Internal Driver Lamp-Style Retrofit Kits (UL Type B) | Standard | FALSE | [9 empty] | 42096 |  |  | NotYetVerified | Internal Driver | 3 | 1800 | 110 | 16 | 12.6 | 0.98 | 3500 | 80
PED7VFSJ | Shenzhen Collesun Lighting Co. Ltd. | collesun | KT8B1-12C108SV3-17A | Linear Replacement Lamp | Four-Foot | Internal Driver Lamp-Style Retrofit Kits (UL Type B) | Standard | FALSE | [9 empty] | 42096 |  |  | NotYetVerified |  | 3 | 1900 | 111.8 | 17 | 20 | 0.9 | 5000 | 80
PJ8S72B7 | Shenzhen Collesun Lighting Co. Ltd. | collesun | KT8B1-12E108SV3-17A | Linear Replacement Lamp | Four-Foot | Internal Driver Lamp-Style Retrofit Kits (UL Type B) | Standard | FALSE | [9 empty] | 42096 |  |  | NotYetVerified |  | 3 | 1900 | 111.8 | 17 | 20 | 0.9 | 4000 | 80
P7XP5WEA | Keystone Technologies | Keystone | KT-LED12T8-48G-850-S | Linear Replacement Lamp | Four-Foot | Replacement Lamps (plug and play) (UL Type A) | Standard | FALSE | [9 empty] | 42096 |  |  | NotYetVerified | Internal driver; operates off of fluorescent ballast | 3 | 1800 | 116 | 15 | 20 | 0.9 | 5000 | 82
P13A7DCE | Keystone Technologies | Keystone | KT-LED12T8-48G-840-S | Linear Replacement Lamp | Four-Foot | Replacement Lamps (plug and play) (UL Type A) | Standard | FALSE | [9 empty] | 42096 |  |  | NotYetVerified | Internal driver; operates off of fluorescent ballast | 3 | 1800 | 116 | 15 | 20 | 0.9 | 4000 | 82
PHUYPBJY | LEEDARSON LIGHTING Co.Ltd / Leedarson Lighting Fixtures Co.Ltd. | Leedarson | 5aP-LT2000SP-A1-02 | Linear Replacement Lamp | Four-Foot | Internal Driver Lamp-Style Retrofit Kits (UL Type B) | Standard | FALSE | [9 empty] | 42096 | Not Yet Verified | Not Yet Verified | NotYetVerified |  | 3 | 2000 | 100 | 20 | 20 | 0.9 | 5000 | 80
PUA7N6YF | LEEDARSON LIGHTING Co.Ltd / Leedarson Lighting Fixtures Co.Ltd. | Leedarson | 5aP-LT2000SP-A1-01 | Linear Replacement Lamp | Four-Foot | Internal Driver Lamp-Style Retrofit Kits (UL Type B) | Standard | FALSE | [9 empty] | 42096 | Not Yet Verified | Not Yet Verified | NotYetVerified |  | 3 | 2000 | 100 | 20 | 20 | 0.9 | 4000 | 80
PKE3MDKR | Keystone Technologies | Keystone | KT-LED17T8-48G-830-S | Linear Replacement Lamp | Four-Foot | Replacement Lamps (plug and play) (UL Type A) | Standard | TRUE | 2327.8 | 111.75 | 20.83 | 4.41 | 0.986 | 3088 | 85 | 5 | 50000 | 42095 |  |  | NotYetVerified | Internal Driver; operates off fluorescent ballast | 3 | 2300 | 109 | 21 | 20 | 0.9 | 3000 | 82
PE28Q9XV | Reonac Energy Systems Inc. | Think green solutions | LED-THK-TUBE-120-3K14-18W-FE | Linear Replacement Lamp | Four-Foot | 2-lamp External Driver Lamp-Style Retrofit Kits (UL Type C) | Standard | TRUE | 1976 | 110.9 | 17.81 | 11.25 | 0.973 | 3045 | 83.8 | 5 |  | 42095 |  |  | NotYetVerified | External Driver | 3 | 1970 | 110 | 18 |  |  | 3000 | 80
PCSMAJTA | Reonac Energy Systems Inc. | Think green solutions | LED-THK-TUBE-120-3K34-18W-FE | Linear Replacement Lamp | Four-Foot | 2-lamp External Driver Lamp-Style Retrofit Kits (UL Type C) | Standard | TRUE | 1968 | 110.44 | 17.82 | 9.42 | 0.94 | 3033 | 84 | 5 |  | 42095 |  |  | NotYetVerified | External Driver | 3 | 1968 | 110 | 18 |  |  | 3000 | 84
PDXY9SXS | Keystone Technologies | Keystone | KT-LED17T8-48G-850-S | Linear Replacement Lamp | Four-Foot | Replacement Lamps (plug and play) (UL Type A) | Standard | FALSE | [9 empty] | 42095 |  |  | NotYetVerified | Internal Driver; operates off fluorescent ballast | 3 | 2300 | 109 | 21 | 20 | 0.9 | 5000 | 82
P4KH8C2Q | Keystone Technologies | Keystone | KT-LED17T8-48G-840-S | Linear Replacement Lamp | Four-Foot | Replacement Lamps (plug and play) (UL Type A) | Standard | FALSE | [9 empty] | 42095 |  |  | NotYetVerified | Internal Driver; operates off fluorescent ballast | 3 | 2300 | 109 | 21 | 20 | 0.9 | 4000 | 82
PZUCV2FY | Reonac Energy Systems Inc. | Think green solutions | LED-THK-TUBE-120-5K34-18W-FE | Linear Replacement Lamp | Four-Foot | 2-lamp External Driver Lamp-Style Retrofit Kits (UL Type C) | Standard | FALSE | [9 empty] | 42095 |  |  | NotYetVerified | External Driver | 3 | 2036 | 114 | 18 |  |  | 5000 | 84
P72RPRW9 | Reonac Energy Systems Inc. | Think green solutions | LED-THK-TUBE-120-5K14-18W-FE | Linear Replacement Lamp | Four-Foot | 2-lamp External Driver Lamp-Style Retrofit Kits (UL Type C) | Standard | FALSE | [9 empty] | 42095 |  |  | NotYetVerified | External Driver | 3 | 2000 | 110 | 18 |  |  | 5000 | 80
PAGQ8CD8 | Reonac Energy Systems Inc. | Think green solutions | LED-THK-TUBE-120-4K14-18W-FE | Linear Replacement Lamp | Four-Foot | 2-lamp External Driver Lamp-Style Retrofit Kits (UL Type C) | Standard | FALSE | [9 empty] | 42095 |  |  | NotYetVerified | External Driver | 3 | 1970 | 110 | 18 |  |  | 4000 | 80
PUU2V5M8 | ELB Electronics Inc. | ELB | LED T8-17-830-B-FHC | Linear Replacement Lamp | Four-Foot | Replacement Lamps (plug and play) (UL Type A) | Standard | TRUE | 1907.7 | 120.94 | 15.78 | 10.25 | 0.9765 | 3033 | 83.6 | 5 | 50000 | 42094 |  |  | NotYetVerified |  | 3 | 1750 | 100 | 17.5 |  |  | 3000 | 83
PBJSXEF1 | Shenzhen Topband Co. Ltd. | TOPBAND | TPCRT8X4NLA-14WSB(40F) | Linear Replacement Lamp | Four-Foot | Internal Driver Lamp-Style Retrofit Kits (UL Type B) | Standard | TRUE | 1566 | 111.06 | 14.1 | 18.7 | 0.9244 | 4048 | 84.7 | 5 | 50000 | 42094 |  |  | NotYetVerified |  | 3 | 1566 | 111.06 | 14.1 | 18.7 | 0.9244 | 4000 | 84.7
P769V637 | Shenzhen Topband Co. Ltd. | TOPBAND | TPCRT8X4NLA-14WSB(40C) | Linear Replacement Lamp | Four-Foot | Internal Driver Lamp-Style Retrofit Kits (UL Type B) | Standard | TRUE | 1681 | 119.47 | 14.07 | 17.85 | 0.9175 | 4055 | 84.1 | 5 | 50000 | 42094 |  |  | NotYetVerified |  | 3 | 1681 | 119.47 | 13.92 | 17.85 | 0.9175 | 4000 | 84.1
PU5KVAXZ | Shenzhen Topband Co. Ltd. | TOPBAND | TPCRT8X4NLA-14WSB(50F) | Linear Replacement Lamp | Four-Foot | Internal Driver Lamp-Style Retrofit Kits (UL Type B) | Standard | FALSE | [9 empty] | 42094 |  |  | NotYetVerified |  | 3 | 1617 | 116.61 | 13.73 | 17.38 | 0.9318 | 5000 | 83.9
PF9PSG6T | Shenzhen Topband Co. Ltd. | TOPBAND | TPCRT8X4NLA-14WSB(50C) | Linear Replacement Lamp | Four-Foot | Internal Driver Lamp-Style Retrofit Kits (UL Type B) | Standard | FALSE | [9 empty] | 42094 |  |  | NotYetVerified |  | 3 | 1754 | 125.02 | 13.76 | 17.32 | 0.9197 | 5000 | 83.5
PWJWCQD6 | Shenzhen Topband Co. Ltd. | TOPBAND | TPCRT8X4NLA-14WSB(45F) | Linear Replacement Lamp | Four-Foot | Internal Driver Lamp-Style Retrofit Kits (UL Type B) | Standard | FALSE | [9 empty] | 42094 |  |  | NotYetVerified |  | 3 | 1566 | 111.06 | 14.1 | 18.7 | 0.9244 | 4500 | 84.7
PPG27G4H | Shenzhen Topband Co. Ltd. | TOPBAND | TPCRT8X4NLA-14WSB(45C) | Linear Replacement Lamp | Four-Foot | Internal Driver Lamp-Style Retrofit Kits (UL Type B) | Standard | FALSE | [9 empty] | 42094 |  |  | NotYetVerified |  | 3 | 1681 | 119.47 | 13.92 | 17.85 | 0.9175 | 4500 | 84.1
PG6SK1R5 | ELB Electronics Inc. | ELB | LED T8-17-850-B-FHC | Linear Replacement Lamp | Four-Foot | Replacement Lamps (plug and play) (UL Type A) | Standard | FALSE | [9 empty] | 42094 |  |  | NotYetVerified |  | 3 | 1900 | 108.6 | 17.5 |  |  | 5000 | 83
P6GQR8D7 | ELB Electronics Inc. | ELB | LED T8-17-840-B-FHC | Linear Replacement Lamp | Four-Foot | Replacement Lamps (plug and play) (UL Type A) | Standard | FALSE | [9 empty] | 42094 |  |  | NotYetVerified |  | 3 | 1800 | 102.9 | 17.5 |  |  | 4000 | 83
P38XMNWA | ELB Electronics Inc. | ELB | LED T8-17-835-B-FHC | Linear Replacement Lamp | Four-Foot | Replacement Lamps (plug and play) (UL Type A) | Standard | FALSE | [9 empty] | 42094 |  |  | NotYetVerified |  | 3 | 1700 | 97.1 | 17.5 |  |  | 3500 | 83
PTU2CMUC | SHENZHEN DESIRE POWER TECHNOLOGY CO LTD | desire-lighting | DP-LFLT80K 3K | Linear Replacement Lamp | Four-Foot | Internal Driver Lamp-Style Retrofit Kits (UL Type B) | Standard | TRUE | 2451.98 | 116.76 | 21 | 8.8 | 0.935 | 3209 | 82.1 | 5 |  | 42093 |  |  | NotYetVerified |  | 3 | 2451.98 | 116.76 | 21 | 5.95 | 0.995 | 3209 | 82
PYQ9EMZY | SHENZHEN DESIRE POWER TECHNOLOGY CO LTD | desire-lighting | DP-LFLT80K 5K | Linear Replacement Lamp | Four-Foot | Internal Driver Lamp-Style Retrofit Kits (UL Type B) | Standard | FALSE | [9 empty] | 42093 |  |  | NotYetVerified |  | 3 | 2600 | 130 | 20 | 5.95 | 0.995 | 5301 | 82
PKDE3CER | SHENZHEN DESIRE POWER TECHNOLOGY CO LTD | desire-lighting | DP-LFLT80K 4K | Linear Replacement Lamp | Four-Foot | Internal Driver Lamp-Style Retrofit Kits (UL Type B) | Standard | FALSE | [9 empty] | 42093 |  |  | NotYetVerified |  | 3 | 2500 | 125 | 20 | 5.95 | 0.995 | 4000 | 82
PWUTW1G3 | FY Lighting Co. Ltd | Fen Yong | FY-T8-4FTC(30K120CGSA) | Linear Replacement Lamp | Four-Foot | Replacement Lamps (plug and play) (UL Type A) | Standard | TRUE | 1998 | 118.29 | 16.89 | 9.58 | 0.9656 | 2954 | 81.7 | 5 | 50000 | 42090 |  |  | NotYetVerified | Internal driver; compatible with existing fluorescent ballast | 3 | 1998 | 118.29 | 16.89 | 9.58 | 0.9656 | 3000 | 81.7
PM76YH98 | FY Lighting Co. Ltd | Fen Yong | FY-T8-4FTC(50K120CGSA) | Linear Replacement Lamp | Four-Foot | Replacement Lamps (plug and play) (UL Type A) | Standard | FALSE | [9 empty] | 42090 |  |  | NotYetVerified | Internal driver; compatible with existing fluorescent ballast | 3 | 2094 | 121.67 | 17.21 | 9.36 | 0.9422 | 5000 | 81.5
PQGMYQ9G | FY Lighting Co. Ltd | Fen Yong | FY-T8-4FTC(45K120CGSA) | Linear Replacement Lamp | Four-Foot | Replacement Lamps (plug and play) (UL Type A) | Standard | FALSE | [9 empty] | 42090 |  |  | NotYetVerified | Internal driver; compatible with existing fluorescent ballast | 3 | 1998 | 118.29 | 16.89 | 9.58 | 0.9656 | 4500 | 81.7
PK1ZK89Q | FY Lighting Co. Ltd | Fen Yong | FY-T8-4FTC(40K120CGSA) | Linear Replacement Lamp | Four-Foot | Replacement Lamps (plug and play) (UL Type A) | Standard | FALSE | [9 empty] | 42090 |  |  | NotYetVerified | Internal driver; compatible with existing fluorescent ballast | 3 | 1998 | 118.29 | 16.89 | 9.58 | 0.9656 | 4000 | 81.7
P8X7W8GM | FY Lighting Co. Ltd | Fen Yong | FY-T8-4FTC(35K120CGSA) | Linear Replacement Lamp | Four-Foot | Replacement Lamps (plug and play) (UL Type A) | Standard | FALSE | [9 empty] | 42090 |  |  | NotYetVerified | Internal driver; compatible with existing fluorescent ballast | 3 | 1998 | 118.29 | 16.89 | 9.58 | 0.9656 | 3500 | 81.7
PD5YBRVA | CNA International Enterprises Inc. | CNA Lighting | LED 17W 4F T8 30K | Linear Replacement Lamp | Four-Foot | Replacement Lamps (plug and play) (UL Type A) | Standard | TRUE | 2327.8 | 111.75 | 20.83 | 4.41 | 0.986 | 3088 | 85 | 5 | 50000 | 42089 |  |  | NotYetVerified | Internal Driver; operates off fluorescent ballast | 3 | 2300 | 109 | 21 | 20 | 0.9 | 3000 | 82
PXDGRRHQ | CNA International Enterprises Inc. | CNA Lighting | LED 17W 4F T8 50K | Linear Replacement Lamp | Four-Foot | Replacement Lamps (plug and play) (UL Type A) | Standard | FALSE | [9 empty] | 42089 |  |  | NotYetVerified | Internal Driver; operates off fluorescent ballast | 3 | 2300 | 109 | 21 | 20 | 0.9 | 5000 | 82
PYVFS2ZT | CNA International Enterprises Inc. | CNA Lighting | LED 17W 4F T8 40K | Linear Replacement Lamp | Four-Foot | Replacement Lamps (plug and play) (UL Type A) | Standard | FALSE | [9 empty] | 42089 |  |  | NotYetVerified | Internal Driver; operates off fluorescent ballast | 3 | 2300 | 109 | 21 | 20 | 0.9 | 4000 | 82
P8QYW1EC | CNA International Enterprises Inc. | CNA Lighting | LED 17W 4F T8 35K | Linear Replacement Lamp | Four-Foot | Replacement Lamps (plug and play) (UL Type A) | Standard | FALSE | [9 empty] | 42089 |  |  | NotYetVerified | Internal Driver; operates off fluorescent ballast | 3 | 2300 | 109 | 21 | 20 | 0.9 | 3500 | 82
PURERUG9 | Damar | Damar | LED17T8/830/4FT/DR | Linear Replacement Lamp | Four-Foot | Replacement Lamps (plug and play) (UL Type A) | Standard | TRUE | 2327.8 | 111.75 | 20.83 | 4.41 | 0.986 | 3088 | 85 | 5 | 50000 | 42088 |  |  | NotYetVerified | Internal Driver; operates off fluorescent ballast | 3 | 2300 | 109 | 21 | 20 | 0.9 | 3000 | 82
P96PGSTE | Plusrite USA | Naturaled | LED17.5T8/FR19/830/IF | Linear Replacement Lamp | Four-Foot | Replacement Lamps (plug and play) (UL Type A) | Standard | TRUE | 1928.7 | 114.94 | 16.78 | 5.54 | 0.98 | 3077 | 85.1 | 5 | 50000 | 42088 |  |  | NotYetVerified |  | 3.1 | 1900 | 108 | 17.5 | 20 | 0.9 | 3000 | 82
P00000XOH | GreenTek Energy Systems | GREENTEK | GT-T8-18W1200 BIXX BALLAST COMPATIBLE LED TUBE [2700K Frosted] | Linear Replacement Lamp | Four-Foot | Dual Mode Internal Driver (UL Type A and Type B) | Standard | TRUE | 2231 | 106.7 | 20.9 | 11.36 | 0.967 | 2682 | 81.5 | 5 | 50000 | 42088 |  |  | NotYetVerified | Internal driver; operates off existing fluorescent ballast | 3 | 2212 | 105.8 | 20.9 |  |  | 2700 | 82.4
P00000XNH | GreenTek Energy Systems | GREENTEK | GT-T8-18W1200 BIXX BALLAST COMPATIBLE LED TUBE [4000K Frosted] | Linear Replacement Lamp | Four-Foot | Dual Mode Internal Driver (UL Type A and Type B) | Standard | TRUE | 2261 | 105.6 | 21.42 | 11.36 | 0.9667 | 3987 | 81.5 | 5 | 50000 | 42088 |  |  | NotYetVerified |  | 3 | 2212 | 105.8 | 20.9 |  |  | 4000 | 82.4
P00000XN5 | GreenTek Energy Systems | GREENTEK | GT-T8-15W1200 BIXX BALLAST COMPATIBLE LED TUBE [2700K Frosted] | Linear Replacement Lamp | Four-Foot | Dual Mode Internal Driver (UL Type A and Type B) | Standard | TRUE | 1929 | 109 | 17.7 | 17.9 | 0.9557 | 2655 | 81.6 | 5 | 50000 | 42088 |  |  | NotYetVerified | Internal driver; operates off existing fluorescent ballast | 3 | 1929 | 109 | 17.7 |  |  | 2700 | 82
P3KFFYD4 | FY Lighting Co. Ltd | Fen Yong | FY-T8-1200EF(L30K288CO240) | Linear Replacement Lamp | Four-Foot | 2-lamp External Driver Lamp-Style Retrofit Kits (UL Type C) | Standard | TRUE | 1773.6 | 101.41 | 17.49 | 14.01 | 0.9425 | 2914 | 84 | 5 |  | 42088 |  |  | NotYetVerified |  | 3 | 1600 | 100 | 18 | 20 | 0.9 | 3000 | 80
PCNSRG8P | Damar | Damar | LED18T8/830/4FT/BP | Linear Replacement Lamp | Four-Foot | Internal Driver Lamp-Style Retrofit Kits (UL Type B) | Standard | TRUE | 2498.4 | 122.11 | 20.46 | 7.28 | 0.94 | 3104 | 85 | 5 | 50000 | 42088 |  |  | NotYetVerified | Internal driver | 3 | 2200 | 105 | 21 | 20 | 0.9 | 3000 | 82
PYGV18XV | Green Ray LED International LLC | Green Ray LED | GR-T8-412XI-41C-NWRV1 | Linear Replacement Lamp | Four-Foot | Internal Driver Lamp-Style Retrofit Kits (UL Type B) | Standard | TRUE | 1766.65 | 140.99 | 12.53 | 12.74 | 0.9374 | 4075 | 81.4 | 5 | 50000 | 42088 |  |  | NotYetVerified | Internal Driver | 3.1 | [5 empty] | 4000
PMD3APS7 | Green Ray LED International LLC | Green Ray LED | GR-T8-412XI-41F-NWRV1 | Linear Replacement Lamp | Four-Foot | Internal Driver Lamp-Style Retrofit Kits (UL Type B) | Standard | TRUE | 1729.17 | 134.79 | 12.83 | 13.38 | 0.9246 | 4046 | 81.7 | 5 | 50000 | 42088 |  |  | NotYetVerified | Internal Driver | 3.1 | [5 empty] | 4000
PP53QU3Y | Shenzhen Topband Co. Ltd. | TOPBAND | TPCRT8X4NLA-18WSB(40F) | Linear Replacement Lamp | Four-Foot | Internal Driver Lamp-Style Retrofit Kits (UL Type B) | Standard | TRUE | 1940 | 112.06 | 17.32 | 17.83 | 0.9183 | 4041 | 84.6 | 5 | 50000 | 42088 |  |  | NotYetVerified |  | 3 | 1940 | 112.06 | 17.15 | 17.38 | 0.9183 | 4000 | 84.6
PX9GN4QD | GreenTek Energy Systems | GREENTEK | GT-T8-20W1200 BIDX BALLAST COMPATIBLE LED TUBE (3000K CLEAR LENS) | Linear Replacement Lamp | Four-Foot | Dual Mode Internal Driver (UL Type A and Type B) | Standard | TRUE | 2327 | 104.06 | 22.36 | 10.17 | 0.9129 | 2910 | 81.2 | 5 | 50000 | 42088 |  |  | NotYetVerified | Internal Driver;Operating off exsiting ballast | 3 | 2327 | 104 | 22.5 |  | 0.9 | 3000 | 80
PUZSC6X9 | GreenTek Energy Systems | GREENTEK | GT-T8-20W1200 BIDX BALLAST COMPATIBLE LED TUBE (3000K FROSTED LENS) | Linear Replacement Lamp | Four-Foot | Dual Mode Internal Driver (UL Type A and Type B) | Standard | TRUE | 2255 | 100.28 | 22.49 | 9.98 | 0.9119 | 2911 | 81.3 | 5 | 50000 | 42088 |  |  | NotYetVerified | Internal Driver;Operating off exsiting ballast | 3 | 2250 | 100 | 22.5 |  | 0.9 | 3000 | 80
PWZ1D1W9 | FY Lighting Co. Ltd | Fen Yong | FY-T8-1200EF(H30K288CO240) | Linear Replacement Lamp | Four-Foot | 2-lamp External Driver Lamp-Style Retrofit Kits (UL Type C) | Standard | TRUE | 1769.1 | 101.15 | 17.49 | 8.71 | 0.9071 | 2916 | 84 | 5 |  | 42088 |  |  | NotYetVerified | External Driver | 3 | 1600 | 100 | 18 | 20 | 0.9 | 3000 | 80
PZV8TKUU | Shenzhen Topband Co. Ltd. | TOPBAND | TPCRT8X4NLA-18WSB(50F) | Linear Replacement Lamp | Four-Foot | Internal Driver Lamp-Style Retrofit Kits (UL Type B) | Standard | FALSE | [9 empty] | 42088 |  |  | NotYetVerified |  | 3 | 2007 | 113.59 | 17.47 | 17.43 | 0.9161 | 5000 | 83.9
P6VSBQJ9 | Shenzhen Topband Co. Ltd. | TOPBAND | TPCRT8X4NLA-18WSB(45F) | Linear Replacement Lamp | Four-Foot | Internal Driver Lamp-Style Retrofit Kits (UL Type B) | Standard | FALSE | [9 empty] | 42088 |  |  | NotYetVerified |  | 3 | 1940 | 112.06 | 17.15 | 17.38 | 0.9183 | 4500 | 84.6
PCQ2WVBU | FY Lighting Co. Ltd | Fen Yong | FY-T8-1200EF(H50K288CO240) | Linear Replacement Lamp | Four-Foot | 2-lamp External Driver Lamp-Style Retrofit Kits (UL Type C) | Standard | FALSE | [9 empty] | 42088 |  |  | NotYetVerified |  | 3 | 1600 | 100 | 18 | 20 | 0.9 | 5000 | 80
P6AAXUQA | FY Lighting Co. Ltd | Fen Yong | FY-T8-1200EF(L50K288CO240) | Linear Replacement Lamp | Four-Foot | 2-lamp External Driver Lamp-Style Retrofit Kits (UL Type C) | Standard | FALSE | [9 empty] | 42088 |  |  | NotYetVerified |  | 3 | 1600 | 100 | 18 | 20 | 0.9 | 5000 | 80
P9V3VF7F | FY Lighting Co. Ltd | Fen Yong | FY-T8-1200EF(L45K288CO240) | Linear Replacement Lamp | Four-Foot | 2-lamp External Driver Lamp-Style Retrofit Kits (UL Type C) | Standard | FALSE | [9 empty] | 42088 |  |  | NotYetVerified |  | 3 | 1600 | 100 | 18 | 20 | 0.9 | 4500 | 80
P21FMFRB | FY Lighting Co. Ltd | Fen Yong | FY-T8-1200EF(H45K288CO240) | Linear Replacement Lamp | Four-Foot | 2-lamp External Driver Lamp-Style Retrofit Kits (UL Type C) | Standard | FALSE | [9 empty] | 42088 |  |  | NotYetVerified |  | 3 | 1600 | 100 | 18 | 20 | 0.9 | 4500 | 80
PDRA6UU5 | FY Lighting Co. Ltd | Fen Yong | FY-T8-1200EF(L40K288CO240) | Linear Replacement Lamp | Four-Foot | 2-lamp External Driver Lamp-Style Retrofit Kits (UL Type C) | Standard | FALSE | [9 empty] | 42088 |  |  | NotYetVerified |  | 3 | 1600 | 100 | 18 | 20 | 0.9 | 4000 | 80
P46QWDG8 | FY Lighting Co. Ltd | Fen Yong | FY-T8-1200EF(H40K288CO240) | Linear Replacement Lamp | Four-Foot | 2-lamp External Driver Lamp-Style Retrofit Kits (UL Type C) | Standard | FALSE | [9 empty] | 42088 |  |  | NotYetVerified |  | 3 | 1600 | 100 | 18 | 20 | 0.9 | 4000 | 80
PHM3WGV8 | FY Lighting Co. Ltd | Fen Yong | FY-T8-1200EF(H35K288CO240) | Linear Replacement Lamp | Four-Foot | 2-lamp External Driver Lamp-Style Retrofit Kits (UL Type C) | Standard | FALSE | [9 empty] | 42088 |  |  | NotYetVerified |  | 3 | 1600 | 100 | 18 | 20 | 0.9 | 3500 | 80
P715RU22 | FY Lighting Co. Ltd | Fen Yong | FY-T8-1200EF(L35K288CO240) | Linear Replacement Lamp | Four-Foot | 2-lamp External Driver Lamp-Style Retrofit Kits (UL Type C) | Standard | FALSE | [9 empty] | 42088 |  |  | NotYetVerified |  | 3 | 1600 | 100 | 18 | 20 | 0.9 | 3500 | 80
PGST6C4T | Plusrite USA | Naturaled | LED17.5T8/FR19/850/IF | Linear Replacement Lamp | Four-Foot | Replacement Lamps (plug and play) (UL Type A) | Standard | FALSE | [9 empty] | 42088 |  |  | NotYetVerified |  | 3.1 | 1900 | 108 | 17.5 | 20 | 0.9 | 5000 | 82
PQB6UCKX | Plusrite USA | Naturaled | LED17.5T8/FR19/840/IF | Linear Replacement Lamp | Four-Foot | Replacement Lamps (plug and play) (UL Type A) | Standard | FALSE | [9 empty] | 42088 |  |  | NotYetVerified |  | 3.1 | 1900 | 108 | 17.5 | 20 | 0.9 | 4500 | 82
P4UXACDU | Plusrite USA | Naturaled | LED17.5T8/FR19/845/IF | Linear Replacement Lamp | Four-Foot | Replacement Lamps (plug and play) (UL Type A) | Standard | FALSE | [9 empty] | 42088 |  |  | NotYetVerified |  | 3.1 | 1900 | 108 | 17.5 | 20 | 0.9 | 4000 | 82
P4S4V1DX | Plusrite USA | Naturaled | LED17.5T8/FR19/835/IF | Linear Replacement Lamp | Four-Foot | Replacement Lamps (plug and play) (UL Type A) | Standard | FALSE | [9 empty] | 42088 |  |  | NotYetVerified |  | 3.1 | 1900 | 108 | 17.5 | 20 | 0.9 | 3500 | 82
P00000XNM | GreenTek Energy Systems | GREENTEK | GT-T8-18W1200 BIXX BALLAST COMPATIBLE LED TUBE [5000K Clear] | Linear Replacement Lamp | Four-Foot | Dual Mode Internal Driver (UL Type A and Type B) | Standard | FALSE | [9 empty] | 42088 |  |  | NotYetVerified |  | 3 | 2212 | 105.8 | 20.9 | 7.68 | 0.9928 | 5000 | 82.4
P00000XNJ | GreenTek Energy Systems | GREENTEK | GT-T8-18W1200 BIXX BALLAST COMPATIBLE LED TUBE [5000K Frosted] | Linear Replacement Lamp | Four-Foot | Dual Mode Internal Driver (UL Type A and Type B) | Standard | FALSE | [9 empty] | 42088 |  |  | NotYetVerified |  | 3 | 2212 | 105.8 | 20.9 | 7.68 | 0.9928 | 5000 | 82.4
P00000XNG | GreenTek Energy Systems | GREENTEK | GT-T8-15W1200 BIXX BALLAST COMPATIBLE LED TUBE [5000K Clear] | Linear Replacement Lamp | Four-Foot | Dual Mode Internal Driver (UL Type A and Type B) | Standard | FALSE | [9 empty] | 42088 |  |  | NotYetVerified | Internal driver; operates off existing fluorescent ballast | 3 | 1929 | 109 | 17.7 | 8.75 | 0.9936 | 5000 | 81.6
P00000XNA | GreenTek Energy Systems | GREENTEK | GT-T8-15W1200 BIXX BALLAST COMPATIBLE LED TUBE [5000K Frosted] | Linear Replacement Lamp | Four-Foot | Dual Mode Internal Driver (UL Type A and Type B) | Standard | FALSE | [9 empty] | 42088 |  |  | NotYetVerified | Internal driver; operates off existing fluorescent ballast | 3 | 1929 | 109 | 17.7 | 8.75 | 0.9936 | 5000 | 81.6
PBPJTG91 | GreenTek Energy Systems | GREENTEK | GT-T8-20W1200 BIDX BALLAST COMPATIBLE LED TUBE (5000K CLEAR LENS) | Linear Replacement Lamp | Four-Foot | Dual Mode Internal Driver (UL Type A and Type B) | Standard | FALSE | [9 empty] | 42088 |  |  | NotYetVerified |  | 3 | 2327 | 104 | 22.5 |  | 0.9 | 5000 | 80
PADSK93F | GreenTek Energy Systems | GREENTEK | GT-T8-20W1200 BIDX BALLAST COMPATIBLE LED TUBE (5000K FROSTED LENS) | Linear Replacement Lamp | Four-Foot | Dual Mode Internal Driver (UL Type A and Type B) | Standard | FALSE | [9 empty] | 42088 |  |  | NotYetVerified |  | 3 | 2250 | 100 | 22.5 |  | 0.9 | 5000 | 80
P00000XNK | GreenTek Energy Systems | GREENTEK | GT-T8-18W1200 BIXX BALLAST COMPATIBLE LED TUBE [4000K Clear] | Linear Replacement Lamp | Four-Foot | Dual Mode Internal Driver (UL Type A and Type B) | Standard | FALSE | [9 empty] | 42088 |  |  | NotYetVerified |  | 3 | 2212 | 105.8 | 20.9 | 7.68 | 0.9928 | 4000 | 82.4
P00000XNE | GreenTek Energy Systems | GREENTEK | GT-T8-15W1200 BIXX BALLAST COMPATIBLE LED TUBE [4000K Clear] | Linear Replacement Lamp | Four-Foot | Dual Mode Internal Driver (UL Type A and Type B) | Standard | FALSE | [9 empty] | 42088 |  |  | NotYetVerified | Internal driver; operates off existing fluorescent ballast | 3 | 1929 | 109 | 17.7 | 8.75 | 0.9936 | 4000 | 81.6
P00000XN8 | GreenTek Energy Systems | GREENTEK | GT-T8-15W1200 BIXX BALLAST COMPATIBLE LED TUBE [4000K Frosted] | Linear Replacement Lamp | Four-Foot | Dual Mode Internal Driver (UL Type A and Type B) | Standard | FALSE | [9 empty] | 42088 |  |  | NotYetVerified | Internal driver; operates off existing fluorescent ballast | 3 | 1929 | 109 | 17.7 | 8.75 | 0.9936 | 4000 | 81.6
P78A7MU8 | GreenTek Energy Systems | GREENTEK | GT-T8-20W1200 BIDX BALLAST COMPATIBLE LED TUBE (4000K CLEAR LENS) | Linear Replacement Lamp | Four-Foot | Dual Mode Internal Driver (UL Type A and Type B) | Standard | FALSE | [9 empty] | 42088 |  |  | NotYetVerified |  | 3 | 2327 | 104 | 22.5 |  | 0.9 | 4000 | 80
PREG6DS4 | GreenTek Energy Systems | GREENTEK | GT-T8-20W1200 BIDX BALLAST COMPATIBLE LED TUBE (4000K FROSTED LENS) | Linear Replacement Lamp | Four-Foot | Dual Mode Internal Driver (UL Type A and Type B) | Standard | FALSE | [9 empty] | 42088 |  |  | NotYetVerified |  | 3 | 2250 | 100 | 22.5 |  | 0.9 | 4000 | 80
P00000XOL | GreenTek Energy Systems | GREENTEK | GT-T8-18W1200 BIXX BALLAST COMPATIBLE LED TUBE [3000K Clear] | Linear Replacement Lamp | Four-Foot | Dual Mode Internal Driver (UL Type A and Type B) | Standard | FALSE | [9 empty] | 42088 |  |  | NotYetVerified |  | 3 | 2212 | 105.8 | 20.9 | 7.68 | 0.9928 | 3000 | 82.4
P00000XOI | GreenTek Energy Systems | GREENTEK | GT-T8-18W1200 BIXX BALLAST COMPATIBLE LED TUBE [3000K Frosted] | Linear Replacement Lamp | Four-Foot | Dual Mode Internal Driver (UL Type A and Type B) | Standard | FALSE | [9 empty] | 42088 |  |  | NotYetVerified |  | 3 | 2212 | 105.8 | 20.9 | 7.68 | 0.9928 | 3000 | 82.4
P00000XNC | GreenTek Energy Systems | GREENTEK | GT-T8-15W1200 BIXX BALLAST COMPATIBLE LED TUBE [3000K Clear] | Linear Replacement Lamp | Four-Foot | Dual Mode Internal Driver (UL Type A and Type B) | Standard | FALSE | [9 empty] | 42088 |  |  | NotYetVerified | Internal driver; operates off existing fluorescent ballast | 3 | 1929 | 109 | 17.7 | 8.75 | 0.9936 | 3000 | 81.6
P00000XN6 | GreenTek Energy Systems | GREENTEK | GT-T8-15W1200 BIXX BALLAST COMPATIBLE LED TUBE [3000K Frosted] | Linear Replacement Lamp | Four-Foot | Dual Mode Internal Driver (UL Type A and Type B) | Standard | FALSE | [9 empty] | 42088 |  |  | NotYetVerified | Internal driver; operates off existing fluorescent ballast | 3 | 1929 | 109 | 17.7 | 8.75 | 0.9936 | 3000 | 81.6
P00000XNB | GreenTek Energy Systems | GREENTEK | GT-T8-15W1200 BIXX BALLAST COMPATIBLE LED TUBE [2700K Clear] | Linear Replacement Lamp | Four-Foot | Dual Mode Internal Driver (UL Type A and Type B) | Standard | FALSE | [9 empty] | 42088 |  |  | NotYetVerified | Internal driver; operates off existing fluorescent ballast | 3 | 1929 | 109 | 17.7 | 8.75 | 0.9936 | 2700 | 81.6
P97GZNQG | Green Ray LED International LLC | Green Ray LED | GR-T8-412XI-50F-NWRV1 | Linear Replacement Lamp | Four-Foot | Internal Driver Lamp-Style Retrofit Kits (UL Type B) | Standard | FALSE | [9 empty] | 42088 |  |  | NotYetVerified | Internal Driver | 3.1 | 1703.071 | 137.878 | 12.352 | 4.26 | 0.997 | 5000 | 83.6
PEUC2X4X | Green Ray LED International LLC | Green Ray LED | GR-T8-412XI-50C-NWRV1 | Linear Replacement Lamp | Four-Foot | Internal Driver Lamp-Style Retrofit Kits (UL Type B) | Standard | FALSE | [9 empty] | 42088 |  |  | NotYetVerified | Internal Driver | 3.1 | 1775.319 | 142.459 | 4.714 | 8.53 | 0.994 | 5000 | 83.4
PC2CEBB8 | Damar | Damar | LED17T8/850/4FT/DR | Linear Replacement Lamp | Four-Foot | Replacement Lamps (plug and play) (UL Type A) | Standard | FALSE | [9 empty] | 42088 |  |  | NotYetVerified | Internal Driver; operates off fluorescent ballast | 3 | 2300 | 109 | 21 | 20 | 0.9 | 5000 | 82
PRDUVM3S | Damar | Damar | LED18T8/850/4FT/BP | Linear Replacement Lamp | Four-Foot | Internal Driver Lamp-Style Retrofit Kits (UL Type B) | Standard | FALSE | [9 empty] | 42088 |  |  | NotYetVerified |  | 3 | 2200 | 105 | 21 | 20 | 0.9 | 5000 | 82
PAG166MF | Damar | Damar | LED17T8/840/4FT/DR | Linear Replacement Lamp | Four-Foot | Replacement Lamps (plug and play) (UL Type A) | Standard | FALSE | [9 empty] | 42088 |  |  | NotYetVerified | Internal Driver; operates off fluorescent ballast | 3 | 2300 | 109 | 21 | 20 | 0.9 | 4000 | 82
PA5UN1BC | Damar | Damar | LED18T8/840/4FT/BP | Linear Replacement Lamp | Four-Foot | Internal Driver Lamp-Style Retrofit Kits (UL Type B) | Standard | FALSE | [9 empty] | 42088 |  |  | NotYetVerified |  | 3 | 2200 | 105 | 21 | 20 | 0.9 | 4000 | 82
PWUVJ2TT | Damar | Damar | LED17T8/835/4FT/DR | Linear Replacement Lamp | Four-Foot | Replacement Lamps (plug and play) (UL Type A) | Standard | FALSE | [9 empty] | 42088 |  |  | NotYetVerified | Internal Driver; operates off fluorescent ballast | 3 | 2300 | 109 | 21 | 20 | 0.9 | 3500 | 82
P9Y454XZ | Damar | Damar | LED18T8/835/4FT/BP | Linear Replacement Lamp | Four-Foot | Internal Driver Lamp-Style Retrofit Kits (UL Type B) | Standard | FALSE | [9 empty] | 42088 |  |  | NotYetVerified |  | 3 | 2200 | 105 | 21 | 20 | 0.9 | 3500 | 82
PRXQA1R1 | Prosperity (Hangzhou) Lighting Electrical Co. LTD | KANDOlite | F17T8/830/G/NA/IS | Linear Replacement Lamp | Four-Foot | Replacement Lamps (plug and play) (UL Type A) | Standard | TRUE | 2005.4 | 118.14 | 16.98 | 13.19 | 0.937 | 2955 | 81.2 | 5 | 50000 | 42087 |  |  | NotYetVerified |  | 3 | 2000 | 117.64 | 17 |  |  | 3000 | 80
P27NNMDD | Prosperity (Hangzhou) Lighting Electrical Co. LTD | KANDOlite | F15T8/830/G/NA/IS | Linear Replacement Lamp | Four-Foot | Replacement Lamps (plug and play) (UL Type A) | Standard | TRUE | 1923.3 | 120.73 | 15.93 | 15.3 | 0.915 | 2952 | 81.2 | 5 | 50000 | 42087 |  |  | NotYetVerified |  | 3 | 1650 | 110 | 15 |  |  | 3000 | 80
PRJP4Q4W | Prosperity (Hangzhou) Lighting Electrical Co. LTD | KANDOlite | F17T8/850/G/NA/IS | Linear Replacement Lamp | Four-Foot | Replacement Lamps (plug and play) (UL Type A) | Standard | FALSE | [9 empty] | 42087 | Not Dimmable | Not Dimmable | NotYetVerified |  | 3 | 2050 | 120.58 | 17 |  |  | 5000 | 80
PFS17MPY | Prosperity (Hangzhou) Lighting Electrical Co. LTD | KANDOlite | F15T8/850/G/NA/IS | Linear Replacement Lamp | Four-Foot | Replacement Lamps (plug and play) (UL Type A) | Standard | FALSE | [9 empty] | 42087 | Not Dimmable | Not Dimmable | NotYetVerified |  | 3 | 1700 | 113.33 | 15 |  |  | 5000 | 80
PN3XKV61 | Prosperity (Hangzhou) Lighting Electrical Co. LTD | KANDOlite | F17T8/840/G/NA/IS | Linear Replacement Lamp | Four-Foot | Replacement Lamps (plug and play) (UL Type A) | Standard | FALSE | [9 empty] | 42087 | Not Dimmable | Not Dimmable | NotYetVerified |  | 3 | 2050 | 120.58 | 17 |  |  | 4000 | 80
P6ZBTFY7 | Prosperity (Hangzhou) Lighting Electrical Co. LTD | KANDOlite | F15T8/840/G/NA/IS | Linear Replacement Lamp | Four-Foot | Replacement Lamps (plug and play) (UL Type A) | Standard | FALSE | [9 empty] | 42087 | Not Dimmable | Not Dimmable | NotYetVerified |  | 3 | 1700 | 113.33 | 15 |  |  | 4000 | 80
PAJ29KCT | Prosperity (Hangzhou) Lighting Electrical Co. LTD | KANDOlite | F17T8/835/G/NA/IS | Linear Replacement Lamp | Four-Foot | Replacement Lamps (plug and play) (UL Type A) | Standard | FALSE | [9 empty] | 42087 | Not Dimmable | Not Dimmable | NotYetVerified |  | 3 | 2000 | 117.64 | 17 |  |  | 3500 | 80
PC3ED685 | Prosperity (Hangzhou) Lighting Electrical Co. LTD | KANDOlite | F15T8/835/G/NA/IS | Linear Replacement Lamp | Four-Foot | Replacement Lamps (plug and play) (UL Type A) | Standard | FALSE | [9 empty] | 42087 | Not Dimmable | Not Dimmable | NotYetVerified |  | 3 | 1650 | 110 | 15 |  |  | 3500 | 80
PVZHBJE5 | Aleddra Inc. | Aleddra | LLT-4-T8-D-SW-120-DM1-D-10-50K | Linear Replacement Lamp | Four-Foot | Internal Driver Lamp-Style Retrofit Kits (UL Type B) | Standard | TRUE | 1899 | 109.5 | 17.34 | 4.16 | 0.9927 | 5052 | 83.2 | 5 | 50000 | 42086 |  |  | NotYetVerified |  | 3 | 1899 | 109.5 | 17.34 | 4 | 0.99 | 5052 | 83.2
PQ14VBDN | Aleddra Inc. | Aleddra | LLT-4-T8-D-SW-120-DM1-D-10-41K | Linear Replacement Lamp | Four-Foot | Internal Driver Lamp-Style Retrofit Kits (UL Type B) | Standard | TRUE | 1895.2 | 111.6 | 16.98 | 4.11 | 0.9926 | 3986 | 81.8 | 5 | 50000 | 42086 |  |  | NotYetVerified |  | 3 | 1889 | 111.8 | 16.9 | 4 | 0.99 | 3986 | 81.8
PS4UMXB9 | Aleddra Inc. | Aleddra | LLT-4-T8-D-SW-120-DM2-D-10-41K | Linear Replacement Lamp | Four-Foot | Internal Driver Lamp-Style Retrofit Kits (UL Type B) | Standard | TRUE | 1985 | 108.8 | 18.24 | 5.28 | 0.9706 | 3998 | 81.7 | 5 | 50000 | 42086 |  |  | NotYetVerified |  | 3 | 1985 | 108.8 | 18.24 | 5 | 0.97 | 3998 | 81.8
P1R5ZEQ9 | Aleddra Inc. | Aleddra | LLT-4-T8-D-SW-120-DM2-D-10-50K | Linear Replacement Lamp | Four-Foot | Internal Driver Lamp-Style Retrofit Kits (UL Type B) | Standard | TRUE | 2014 | 108.8 | 18.51 | 5.49 | 0.9682 | 5056 | 83 | 5 | 50000 | 42086 |  |  | NotYetVerified |  | 3 | 2014 | 108.8 | 18.51 | 5 | 0.97 | 5056 | 83
PGPU1KPD | Shenzhen Topband Co. Ltd. | TOPBAND | TPCRT8X4NLA-14WCB(40F) | Linear Replacement Lamp | Four-Foot | Internal Driver Lamp-Style Retrofit Kits (UL Type B) | Standard | TRUE | 1713 | 124.31 | 13.78 | 19.46 | 0.9204 | 3949 | 84.2 | 5 | 50000 | 42086 |  |  | No | Updated on 3/22/2017 | 4.1 | 1713 | 124.31 | 13.78 | 19.46 | 0.92 | 4000 | 84.2
PB39V7KP | Shenzhen Topband Co. Ltd. | TOPBAND | TPCRT8X4NLA-14WCB(40C) | Linear Replacement Lamp | Four-Foot | Internal Driver Lamp-Style Retrofit Kits (UL Type B) | Standard | TRUE | 1709 | 121.03 | 14.12 | 18.95 | 0.9174 | 4068 | 84.1 | 5 | 50000 | 42086 |  |  | NotYetVerified | Internal Driver | 3 | 1709 | 121.03 | 14.12 | 18.95 | 0.9174 | 4000 | 84.1
PST9EBJD | Shenzhen Topband Co. Ltd. | TOPBAND | TPCRT8X4NLA-14WCB(50F) | Linear Replacement Lamp | Four-Foot | Internal Driver Lamp-Style Retrofit Kits (UL Type B) | Standard | FALSE | [9 empty] | 42086 |  |  | No | Updated on 3/22/2017 | 4.1 | 1753 | 126.17 | 13.89 | 19.77 | 0.91 | 5000 | 83.2
P9VU4KFG | Shenzhen Topband Co. Ltd. | TOPBAND | TPCRT8X4NLA-14WCB(50C) | Linear Replacement Lamp | Four-Foot | Internal Driver Lamp-Style Retrofit Kits (UL Type B) | Standard | FALSE | [9 empty] | 42086 |  |  | NotYetVerified |  | 3 | 1754 | 125.02 | 14.03 | 18.64 | 0.9171 | 5000 | 83.4
P8TA8MFP | Shenzhen Topband Co. Ltd. | TOPBAND | TPCRT8X4NLA-14WCB(45F) | Linear Replacement Lamp | Four-Foot | Internal Driver Lamp-Style Retrofit Kits (UL Type B) | Standard | FALSE | [9 empty] | 42086 |  |  | No | Updated on 3/22/2017 | 4.1 | 1733 | 125.22 | 13.84 | 19.46 | 0.92 | 4500 | 84.2
PDDZFPNC | Shenzhen Topband Co. Ltd. | TOPBAND | TPCRT8X4NLA-14WCB(45C) | Linear Replacement Lamp | Four-Foot | Internal Driver Lamp-Style Retrofit Kits (UL Type B) | Standard | FALSE | [9 empty] | 42086 |  |  | NotYetVerified |  | 3 | 1709 | 121.03 | 14.12 | 18.95 | 0.9174 | 4500 | 84.1
PAEWXA3S | Aleddra Inc. | Aleddra | LLT-4-T8-C-SW-120-DM2-D-10-50K | Linear Replacement Lamp | Four-Foot | Internal Driver Lamp-Style Retrofit Kits (UL Type B) | Standard | FALSE | [9 empty] | 42086 | Not Dimmable | Not Dimmable | NotYetVerified |  | 3 | 2015 | 113.2 | 17.8 | 5 | 0.97 | 5078 | 83.2
P8AKVAWM | Aleddra Inc. | Aleddra | LLT-4-T8-C-SW-120-DM1-D-10-50K | Linear Replacement Lamp | Four-Foot | Internal Driver Lamp-Style Retrofit Kits (UL Type B) | Standard | FALSE | [9 empty] | 42086 | Not Dimmable | Not Dimmable | NotYetVerified |  | 3 | 1939 | 114.4 | 16.95 | 4 | 0.99 | 5041 | 83
PKYJP4GH | Aleddra Inc. | Aleddra | LLT-4-T8-C-SW-120-DM2-D-10-41K | Linear Replacement Lamp | Four-Foot | Internal Driver Lamp-Style Retrofit Kits (UL Type B) | Standard | FALSE | [9 empty] | 42086 | Not Dimmable | Not Dimmable | NotYetVerified |  | 3 | 2004 | 112.9 | 17.75 | 5 | 0.97 | 3996 | 81.7
PBV2URFN | Aleddra Inc. | Aleddra | LLT-4-T8-C-SW-120-DM1-D-10-41K | Linear Replacement Lamp | Four-Foot | Internal Driver Lamp-Style Retrofit Kits (UL Type B) | Standard | FALSE | [9 empty] | 42086 | Not Dimmable | Not Dimmable | NotYetVerified |  | 3 | 1984 | 113.1 | 17.54 | 4 | 0.99 | 3987 | 81.7
PK8VMCZA | ISTAR Technology Co. Ltd. | ISL | ISL-22W-48T8/830 | Linear Replacement Lamp | Four-Foot | Replacement Lamps (plug and play) (UL Type A) | Standard | TRUE | 2099.3 | 98.17 | 21.38 | 6.21 | 0.987 | 3016 | 83.2 | 5 | 50000 | 42082 |  |  | NotYetVerified |  | 3 | 2099 | 100 | 22 | 10 | 0.99 | 3000 | 83
P8ZRQ8CE | Satco Products Inc | Satco | 14T8/LED/48-830/DR | Linear Replacement Lamp | Four-Foot | Replacement Lamps (plug and play) (UL Type A) | Standard | TRUE | 1928.7 | 114.94 | 16.78 | 5.54 | 0.98 | 3077 | 85.1 | 5 | 50000 | 42082 |  |  | NotYetVerified | Internal Driver; operates off fluorescent ballast | 3 | 1900 | 108 | 17.5 | 20 | 0.9 | 3000 | 82
PMXZMPF7 | Keystone Technologies | Keystone | KT-LED14T8-48G-830-S | Linear Replacement Lamp | Four-Foot | Replacement Lamps (plug and play) (UL Type A) | Standard | TRUE | 1928.7 | 114.94 | 16.78 | 5.54 | 0.98 | 3077 | 85.1 | 5 | 50000 | 42082 |  |  | NotYetVerified | Internal Driver; operates off fluorescent ballast | 3 | 1900 | 108 | 17.5 | 20 | 0.9 | 3000 | 80
PD37V395 | ISTAR Technology Co. Ltd. | ISL | ISL-17W-48T8/830-1 | Linear Replacement Lamp | Four-Foot | Replacement Lamps (plug and play) (UL Type A) | Standard | TRUE | 1714.17 | 97.48 | 17.59 | 5.04 | 0.98 | 3021 | 83.3 | 5 | 50000 | 42082 |  |  | NotYetVerified |  | 3 | 1714 | 100 | 17 | 10 | 0.99 | 3000 | 83
PNM2GBQA | ISTAR Technology Co. Ltd. | ISL | ISL-17W-48T8/830-2 | Linear Replacement Lamp | Four-Foot | Replacement Lamps (plug and play) (UL Type A) | Standard | TRUE | 1692.8 | 98.62 | 17.17 | 5.87 | 0.978 | 2825 | 82.7 | 5 | 50000 | 42082 |  |  | NotYetVerified |  | 3 | 1692 | 100 | 17 | 10 | 0.99 | 3000 | 83
PPAFXCYF | Satco Products Inc | KolourOne | S9230 | Linear Replacement Lamp | Four-Foot | Replacement Lamps (plug and play) (UL Type A) | Standard | TRUE | 2021.63 | 102.52 | 19.72 | 9.1 | 0.972 | 3040.6 | 82.3 | 5 | 50000 | 42082 |  |  | NotYetVerified |  | 3 | 2020 | 102 | 20 | 5.3 | 0.9986 | 3000 | 82
PJ6554EJ | Torshare Ltd | TORSHARE | T8-18W-120-AHC (3000K) Clear | Linear Replacement Lamp | Four-Foot | Internal Driver Lamp-Style Retrofit Kits (UL Type B) | Standard | TRUE | 1930.4 | 111.02 | 17.82 | 16.53 | 0.959 | 2938 | 84 | 5 | 50000 | 42082 |  |  | NotYetVerified | Internal Driver | 3 | 1800 |  | 18 | 20 | 0.9 | 3000 | 80
PX99VXM2 | Satco Products Inc | KolourOne | S9233 | Linear Replacement Lamp | Four-Foot | Replacement Lamps (plug and play) (UL Type A) | Standard | FALSE | [9 empty] | 42082 |  |  | NotYetVerified | Ballast Compatible | 3 | 2120 | 106 | 20 | 5.3 | 0.9986 | 5000 | 82.3
P87ABWE6 | Satco Products Inc | Satco | 14T8/LED/48-850/DR | Linear Replacement Lamp | Four-Foot | Replacement Lamps (plug and play) (UL Type A) | Standard | FALSE | [9 empty] | 42082 |  |  | NotYetVerified | Internal Driver; operates off fluorescent ballast | 3 | 1900 | 108 | 17.5 | 20 | 0.9 | 5000 | 82
PFDNHZXB | Satco Products Inc | KolourOne | S9232 | Linear Replacement Lamp | Four-Foot | Replacement Lamps (plug and play) (UL Type A) | Standard | FALSE | [9 empty] | 42082 |  |  | NotYetVerified |  | 3 | 2100 | 105 | 20 | 5.3 | 0.9986 | 4000 | 82.3
PNN6T7FB | Satco Products Inc | Satco | 14T8/LED/48-840/DR | Linear Replacement Lamp | Four-Foot | Replacement Lamps (plug and play) (UL Type A) | Standard | FALSE | [9 empty] | 42082 |  |  | NotYetVerified | Internal Driver; operates off fluorescent ballast | 3 | 1900 | 108 | 17.5 | 20 | 0.9 | 4000 | 82
PAAFSQ22 | Satco Products Inc | KolourOne | S9231 | Linear Replacement Lamp | Four-Foot | Replacement Lamps (plug and play) (UL Type A) | Standard | FALSE | [9 empty] | 42082 |  |  | NotYetVerified |  | 3 | 2060 | 103 | 20 | 5.3 | 0.9986 | 3500 | 82.3
PMYAN9BV | Satco Products Inc | Satco | 14T8/LED/48-835/DR | Linear Replacement Lamp | Four-Foot | Replacement Lamps (plug and play) (UL Type A) | Standard | FALSE | [9 empty] | 42082 |  |  | NotYetVerified | Internal Driver; operates off fluorescent ballast | 3 | 1900 | 108 | 17.5 | 20 | 0.9 | 3500 | 82
PPB57J2Q | Keystone Technologies | Keystone | KT-LED14T8-48G-850-S | Linear Replacement Lamp | Four-Foot | Replacement Lamps (plug and play) (UL Type A) | Standard | FALSE | [9 empty] | 42082 |  |  | NotYetVerified | Internal Driver; operates off fluorescent ballast | 3 | 1900 | 108 | 17.5 | 20 | 0.9 | 5000 | 80
P6J8UNVZ | Keystone Technologies | Keystone | KT-LED14T8-48G-840-S | Linear Replacement Lamp | Four-Foot | Replacement Lamps (plug and play) (UL Type A) | Standard | FALSE | [9 empty] | 42082 |  |  | NotYetVerified | Internal Driver; operates off fluorescent ballast | 3 | 1900 | 108 | 17.5 | 20 | 0.9 | 4000 | 82
PQNR93KB | Torshare Ltd | TORSHARE | T8-18W-120-AHC(5000K) Clear | Linear Replacement Lamp | Four-Foot | Internal Driver Lamp-Style Retrofit Kits (UL Type B) | Standard | FALSE | [9 empty] | 42082 |  |  | NotYetVerified |  | 3 | 1800 | 100 | 18 | 20 | 0.9 | 5000 | 80
P2Y7G4VW | Torshare Ltd | TORSHARE | T8-18W-120-AHC(4500K) Clear | Linear Replacement Lamp | Four-Foot | Internal Driver Lamp-Style Retrofit Kits (UL Type B) | Standard | FALSE | [9 empty] | 42082 |  |  | NotYetVerified |  | 3 | 1800 | 100 | 18 | 20 | 0.9 | 4500 | 80
PY7DX446 | Torshare Ltd | TORSHARE | T8-18W-120-AHC(4000K) Clear | Linear Replacement Lamp | Four-Foot | Internal Driver Lamp-Style Retrofit Kits (UL Type B) | Standard | FALSE | [9 empty] | 42082 |  |  | NotYetVerified | Internal Driver | 3 | 1800 | 100 | 18 | 20 | 0.9 | 4000 | 80
PS928TTV | Torshare Ltd | TORSHARE | T8-18W-120-AHC (3500K) Clear | Linear Replacement Lamp | Four-Foot | Internal Driver Lamp-Style Retrofit Kits (UL Type B) | Standard | FALSE | [9 empty] | 42082 |  |  | NotYetVerified |  | 3 | 1800 | 100 | 18 | 20 | 0.9 | 3500 | 80
PUPXHK87 | ISTAR Technology Co. Ltd. | ISL | ISL-22W-48T8/850 | Linear Replacement Lamp | Four-Foot | Replacement Lamps (plug and play) (UL Type A) | Standard | FALSE | [9 empty] | 42082 | Not Dimmable | Not Dimmable | NotYetVerified | Internal Driver;Operates off existing ballast | 3 | 2294.8 | 107 | 22 | 10 | 0.99 | 5000 | 84
P2AMGSGU | ISTAR Technology Co. Ltd. | ISL | ISL-17W-48T8/850-1 | Linear Replacement Lamp | Four-Foot | Replacement Lamps (plug and play) (UL Type A) | Standard | FALSE | [9 empty] | 42082 | Not Dimmable | Not Dimmable | NotYetVerified |  | 3 | 1752 | 100 | 17 | 10 | 0.99 | 5000 | 84
P6HGJAJD | ISTAR Technology Co. Ltd. | ISL | ISL-17W-48T8/850-2 | Linear Replacement Lamp | Four-Foot | Replacement Lamps (plug and play) (UL Type A) | Standard | FALSE | [9 empty] | 42082 | Not Dimmable | Not Dimmable | NotYetVerified |  | 3 | 1734 | 100 | 17 | 10 | 0.99 | 5000 | 84
P2J6DPYW | ISTAR Technology Co. Ltd. | ISL | ISL-22W-48T8/845 | Linear Replacement Lamp | Four-Foot | Replacement Lamps (plug and play) (UL Type A) | Standard | FALSE | [9 empty] | 42082 | Not Dimmable | Not Dimmable | NotYetVerified |  | 3 | 2260 | 105 | 22 | 10 | 0.99 | 4500 | 84
PT3V6JUC | ISTAR Technology Co. Ltd. | ISL | ISL-17W-48T8/845-1 | Linear Replacement Lamp | Four-Foot | Replacement Lamps (plug and play) (UL Type A) | Standard | FALSE | [9 empty] | 42082 | Not Dimmable | Not Dimmable | NotYetVerified |  | 3 | 1740 | 100 | 17 | 10 | 0.99 | 4500 | 84
PH1GS6JV | ISTAR Technology Co. Ltd. | ISL | ISL-17W-48T8/845-2 | Linear Replacement Lamp | Four-Foot | Replacement Lamps (plug and play) (UL Type A) | Standard | FALSE | [9 empty] | 42082 | Not Dimmable | Not Dimmable | NotYetVerified |  | 3 | 1720 | 100 | 17 | 10 | 0.99 | 4500 | 84
P1MT6EFV | ISTAR Technology Co. Ltd. | ISL | ISL-22W-48T8/840 | Linear Replacement Lamp | Four-Foot | Replacement Lamps (plug and play) (UL Type A) | Standard | FALSE | [9 empty] | 42082 | Not Dimmable | Not Dimmable | NotYetVerified |  | 3 | 2230 | 104 | 22 | 10 | 0.99 | 4000 | 83
P4RU92P2 | ISTAR Technology Co. Ltd. | ISL | ISL-17W-48T8/840-1 | Linear Replacement Lamp | Four-Foot | Replacement Lamps (plug and play) (UL Type A) | Standard | FALSE | [9 empty] | 42082 | Not Dimmable | Not Dimmable | NotYetVerified |  | 3 | 1735 | 100 | 17 | 10 | 0.99 | 4000 | 83
PM2WCVVG | ISTAR Technology Co. Ltd. | ISL | ISL-17W-48T8/840-2 | Linear Replacement Lamp | Four-Foot | Replacement Lamps (plug and play) (UL Type A) | Standard | FALSE | [9 empty] | 42082 | Not Dimmable | Not Dimmable | NotYetVerified |  | 3 | 1710 | 100 | 17 | 10 | 0.99 | 4000 | 83
PJMMM7WW | ISTAR Technology Co. Ltd. | ISL | ISL-22W-48T8/835 | Linear Replacement Lamp | Four-Foot | Replacement Lamps (plug and play) (UL Type A) | Standard | FALSE | [9 empty] | 42082 | Not Dimmable | Not Dimmable | NotYetVerified |  | 3 | 2200 | 102 | 22 | 10 | 0.99 | 3500 | 83
PRCUY6Y7 | ISTAR Technology Co. Ltd. | ISL | ISL-17W-48T8/835-1 | Linear Replacement Lamp | Four-Foot | Replacement Lamps (plug and play) (UL Type A) | Standard | FALSE | [9 empty] | 42082 | Not Dimmable | Not Dimmable | NotYetVerified |  | 3 | 1725 | 100 | 17 | 10 | 0.99 | 3500 | 83
PTB6HWSY | ISTAR Technology Co. Ltd. | ISL | ISL-17W-48T8/835-2 | Linear Replacement Lamp | Four-Foot | Replacement Lamps (plug and play) (UL Type A) | Standard | FALSE | [9 empty] | 42082 | Not Dimmable | Not Dimmable | NotYetVerified |  | 3 | 1700 | 100 | 17 | 10 | 0.99 | 3500 | 83
P2C8FA96 | Espen Technology | Espen | L48T8/830/19G-EB | Linear Replacement Lamp | Four-Foot | Replacement Lamps (plug and play) (UL Type A) | Standard | TRUE | 2327.8 | 111.75 | 20.83 | 4.41 | 0.986 | 3088 | 85 | 5 | 50000 | 42081 |  |  | NotYetVerified |  | 3.1 | 2300 | 109 | 21 | 20 | 0.9 | 3000 | 82
P464EYZV | Espen Technology | Espen | L48T8/830/15G-EB | Linear Replacement Lamp | Four-Foot | Replacement Lamps (plug and play) (UL Type A) | Standard | TRUE | 1928.7 | 114.94 | 16.78 | 5.54 | 0.98 | 3077 | 85.1 | 5 | 50000 | 42081 |  |  | NotYetVerified | Internal Driver; operates off fluorescent ballast | 3.1 | 1900 | 108 | 17.5 | 20 | 0.9 | 3000 | 82
P7FMDTKP | Ledpro Corp | LEDPRO Corp. | LPCHL-4FTPC-16W30C | Linear Replacement Lamp | Four-Foot | Internal Driver Lamp-Style Retrofit Kits (UL Type B) | Standard | TRUE | 1810.77 | 113.17 | 16 | 12.6 | 0.924 | 2968 | 82.2 | 5 |  | 42081 |  |  | NotYetVerified | Internal Driver | 3.1 | 1810.77 | 113.17 | 16 | 12.6 | 0.985 | 2968 | 82.2
P936RFG1 | Ledpro Corp | LEDPRO Corp. | LPCHL-4FTPC-16W30F | Linear Replacement Lamp | Four-Foot | Internal Driver Lamp-Style Retrofit Kits (UL Type B) | Standard | TRUE | 1784.17 | 112.92 | 15.8 | 12.7 | 0.923 | 2964 | 81.8 | 5 |  | 42081 |  |  | NotYetVerified | Internal Driver | 3.1 | 1784.17 | 112.92 | 15.8 | 12.7 | 0.984 | 2964 | 81.8
PSR52C9B | Espen Technology | Espen | L48T8/850/15G-EB | Linear Replacement Lamp | Four-Foot | Replacement Lamps (plug and play) (UL Type A) | Standard | FALSE | [9 empty] | 42081 |  |  | NotYetVerified | Internal Driver; operates off fluorescent ballast | 3.1 | 1900 | 108 | 17.5 | 20 | 0.9 | 5000 | 82
P7SQAJ1A | Espen Technology | Espen | L48T8/845/15G-EB | Linear Replacement Lamp | Four-Foot | Replacement Lamps (plug and play) (UL Type A) | Standard | FALSE | [9 empty] | 42081 |  |  | NotYetVerified | Internal Driver; operates off fluorescent ballast | 3.1 | 1900 | 108 | 17.5 | 20 | 0.9 | 4500 | 82
PXUJNDAP | Espen Technology | Espen | L48T8/840/15G-EB | Linear Replacement Lamp | Four-Foot | Replacement Lamps (plug and play) (UL Type A) | Standard | FALSE | [9 empty] | 42081 |  |  | NotYetVerified | Internal Driver; operates off fluorescent ballast | 3.1 | 1900 | 108 | 17.5 | 20 | 0.9 | 4000 | 82
PY5VEHXV | Espen Technology | Espen | L48T8/835/15G-EB | Linear Replacement Lamp | Four-Foot | Replacement Lamps (plug and play) (UL Type A) | Standard | FALSE | [9 empty] | 42081 |  |  | NotYetVerified | Internal Driver; operates off fluorescent ballast | 3.1 | 1900 | 108 | 17.5 | 20 | 0.9 | 3500 | 82
PPE6KJMK | Espen Technology | Espen | L48T8/850/19G-EB | Linear Replacement Lamp | Four-Foot | Replacement Lamps (plug and play) (UL Type A) | Standard | FALSE | [9 empty] | 42081 |  |  | NotYetVerified |  | 3.1 | 2300 | 109 | 21 | 20 | 0.9 | 5000 | 82
PW45ACQ6 | Espen Technology | Espen | L48T8/845/19G-EB | Linear Replacement Lamp | Four-Foot | Replacement Lamps (plug and play) (UL Type A) | Standard | FALSE | [9 empty] | 42081 |  |  | NotYetVerified |  | 3.1 | 2300 | 109 | 21 | 20 | 0.9 | 4500 | 82
PR9NV1UJ | Espen Technology | Espen | L48T8/840/19G-EB | Linear Replacement Lamp | Four-Foot | Replacement Lamps (plug and play) (UL Type A) | Standard | FALSE | [9 empty] | 42081 |  |  | NotYetVerified |  | 3.1 | 2300 | 109 | 21 | 20 | 0.9 | 4000 | 82
PB7M2B3N | Espen Technology | Espen | L48T8/835/19G-EB | Linear Replacement Lamp | Four-Foot | Replacement Lamps (plug and play) (UL Type A) | Standard | FALSE | [9 empty] | 42081 |  |  | NotYetVerified |  | 3.1 | 2300 | 109 | 21 | 20 | 0.9 | 3500 | 82
PKH432HJ | Ledpro Corp | LEDPRO Corp. | LPCHL-4FTPC-16W50C | Linear Replacement Lamp | Four-Foot | Internal Driver Lamp-Style Retrofit Kits (UL Type B) | Standard | FALSE | [9 empty] | 42081 | Not Dimmable | Not Dimmable | NotYetVerified | Internal Driver | 3.1 | 1852.44 | 114.35 | 16.2 | 12.5 | 0.988 | 5108 | 81.7
PCY9QN27 | Ledpro Corp | LEDPRO Corp. | LPCHL-4FTPC-16W50F | Linear Replacement Lamp | Four-Foot | Internal Driver Lamp-Style Retrofit Kits (UL Type B) | Standard | FALSE | [9 empty] | 42081 | Not Dimmable | Not Dimmable | NotYetVerified | Internal Driver | 3.1 | 1761.94 | 110.12 | 16 | 12.6 | 0.983 | 5102 | 81.6
PMJ6CU63 | Ledpro Corp | LEDPRO Corp. | LPCHL-4FTPC-16W45F | Linear Replacement Lamp | Four-Foot | Internal Driver Lamp-Style Retrofit Kits (UL Type B) | Standard | FALSE | [9 empty] | 42081 | Not Dimmable | Not Dimmable | NotYetVerified | Internal Driver | 3.1 | 1700 | 110 | 16 | 13 | 0.98 | 4500 | 80
P1QRYAZ2 | Ledpro Corp | LEDPRO Corp. | LPCHL-4FTPC-16W45C | Linear Replacement Lamp | Four-Foot | Internal Driver Lamp-Style Retrofit Kits (UL Type B) | Standard | FALSE | [9 empty] | 42081 | Not Dimmable | Not Dimmable | NotYetVerified | Internal Driver | 3.1 | 1800 | 110 | 16 | 12.6 | 0.98 | 4500 | 80
PA5DKZTF | Ledpro Corp | LEDPRO Corp. | LPCHL-4FTPC-16W40F | Linear Replacement Lamp | Four-Foot | Internal Driver Lamp-Style Retrofit Kits (UL Type B) | Standard | FALSE | [9 empty] | 42081 | Not Dimmable | Not Dimmable | NotYetVerified | Internal Driver | 3.1 | 1700 | 110 | 16 | 13 | 0.98 | 4000 | 80
PXQV1XJK | Ledpro Corp | LEDPRO Corp. | LPCHL-4FTPC-16W40C | Linear Replacement Lamp | Four-Foot | Internal Driver Lamp-Style Retrofit Kits (UL Type B) | Standard | FALSE | [9 empty] | 42081 | Not Dimmable | Not Dimmable | NotYetVerified | Internal Driver | 3.1 | 1800 | 110 | 16 | 12.6 | 0.98 | 4000 | 80
P7C5P52T | Ledpro Corp | LEDPRO Corp. | LPCHL-4FTPC-16W35F | Linear Replacement Lamp | Four-Foot | Internal Driver Lamp-Style Retrofit Kits (UL Type B) | Standard | FALSE | [9 empty] | 42081 | Not Dimmable | Not Dimmable | NotYetVerified | Internal Driver | 3.1 | 1700 | 110 | 16 | 13 | 0.98 | 3500 | 80
PGZGS159 | Ledpro Corp | LEDPRO Corp. | LPCHL-4FTPC-16W35C | Linear Replacement Lamp | Four-Foot | Internal Driver Lamp-Style Retrofit Kits (UL Type B) | Standard | FALSE | [9 empty] | 42081 | Not Dimmable | Not Dimmable | NotYetVerified | Internal Driver | 3.1 | 1800 | 110 | 16 | 12.6 | 0.98 | 3500 | 80
PN23RPE7 | Luxul Technology Inc. | Luxul | E-Lux T5 4ft 3000K | Linear Replacement Lamp | Four-Foot | Replacement Lamps (plug and play) (UL Type A) | Standard | TRUE | 1919.2 | 108.92 | 17.62 | 10.56 | 0.989 | 3018 | 80.4 | 5 | 50000 | 42080 |  |  | NotYetVerified |  | 3 | 1919.2 | 108.92 | 17.62 | 8.49 | 0.989 | 3000 | 80.4
P4ZZPM76 | Luxul Technology Inc. | Luxul | E-Lux T5 4ft 4000K | Linear Replacement Lamp | Four-Foot | Replacement Lamps (plug and play) (UL Type A) | Standard | TRUE | 1859.65 | 106.02 | 17.54 | 10.63 | 0.987 | 3994 | 82.4 | 5 | 50000 | 42080 |  |  | NotYetVerified |  | 3 | 1859.65 | 106.02 | 17.54 | 8.59 | 0.987 | 4000 | 82.4
P77T2W5C | Luxul Technology Inc. | Luxul | E-Lux T5HO 4ft 3500K | Linear Replacement Lamp | Four-Foot | Replacement Lamps (plug and play) (UL Type A) | Standard | TRUE | 3500.33 | 118.86 | 29.45 | 4.35 | 0.985 | 3365 | 81.8 | 5 | 50000 | 42080 |  |  | NotYetVerified |  | 3 | 3500.33 | 118.86 | 29.4 | 4.35 | 0.985 | 3500 | 81.8
PZPUBHT1 | US LED | Star T8 | ST1-2-UNV-4-S-50 [120V only] | Linear Replacement Lamp | Four-Foot | Internal Driver Lamp-Style Retrofit Kits (UL Type B) | Standard | TRUE | 2007 | 127.8 | 15.7 | 11.46 | 0.953 | 5160 | 83 | 5 | 374000 | 42080 |  |  | NotYetVerified | Internal Driver | 3 | 2000 | 128 | 16 | 11.46 | 0.953 | 5000 | 80
PGJGB6A3 | Infinite Energy Solutions LLC | IES | IES-T8-18W-1200-30K-F (G13 Base Only) | Linear Replacement Lamp | Four-Foot | Internal Driver Lamp-Style Retrofit Kits (UL Type B) | Standard | TRUE | 1847.46 | 104.02 | 17.76 | 18.09 | 0.93 | 3093 | 82.1 | 5 | 50000 | 42080 |  |  | NotYetVerified |  | 3 | 1847.46 | 104.42 | 17.76 | 15.07 | 0.987 | 3093 | 82
PRU4YTJR | Infinite Energy Solutions LLC | IES | IES-T8-15W-1200-30K-F (G13 Base Only) | Linear Replacement Lamp | Four-Foot | Internal Driver Lamp-Style Retrofit Kits (UL Type B) | Standard | TRUE | 1532.2 | 106.55 | 14.38 | 19.7 | 0.905 | 3054 | 82 | 5 | 50000 | 42080 |  |  | NotYetVerified |  | 3 | 1532.23 | 106.55 | 14.38 | 14.9 | 0.987 | 3054 | 82
P4XUY59U | Luxul Technology Inc. | Luxul | E-Lux T5HO 4ft 5000K | Linear Replacement Lamp | Four-Foot | Replacement Lamps (plug and play) (UL Type A) | Standard | FALSE | [9 empty] | 42080 |  |  | NotYetVerified |  | 3 | 3832.32 | 129.43 | 29.61 | 4.76 | 0.998 | 5000 | 82.7
PVRMSG8B | Luxul Technology Inc. | Luxul | E-Lux T5 4ft 5000K | Linear Replacement Lamp | Four-Foot | Replacement Lamps (plug and play) (UL Type A) | Standard | FALSE | [9 empty] | 42080 |  |  | NotYetVerified |  | 3 | 1992.28 | 112.3 | 17.74 | 10.54 | 0.997 | 5000 | 82
PB1MZ1AW | Luxul Technology Inc. | Luxul | E-Lux T5HO 4ft 4000K | Linear Replacement Lamp | Four-Foot | Replacement Lamps (plug and play) (UL Type A) | Standard | FALSE | [9 empty] | 42080 |  |  | NotYetVerified |  | 3 | 3597.61 | 122.37 | 29.4 | 4.8 | 0.998 | 4000 | 81.5
PAFBW8CD | Luxul Technology Inc. | Luxul | E-Lux T5 4ft 3500K | Linear Replacement Lamp | Four-Foot | Replacement Lamps (plug and play) (UL Type A) | Standard | FALSE | [9 empty] | 42080 |  |  | NotYetVerified |  | 3 | 1937.88 | 111.5 | 17.38 | 10.53 | 0.997 | 3500 | 81.9
PGH9CZN9 | Infinite Energy Solutions LLC | IES | IES-T8-18W-1200-50K-F (G13 Base Only) | Linear Replacement Lamp | Four-Foot | Internal Driver Lamp-Style Retrofit Kits (UL Type B) | Standard | FALSE | [9 empty] | 42080 | Not Dimmable | Not Dimmable | NotYetVerified |  | 3 | 1900 | 105.56 | 18 | 15.07 | 0.987 | 5000 | 81
PZYFU5SZ | Infinite Energy Solutions LLC | IES | IES-T8-15W-1200-50K-F (G13 Base Only) | Linear Replacement Lamp | Four-Foot | Internal Driver Lamp-Style Retrofit Kits (UL Type B) | Standard | FALSE | [9 empty] | 42080 | Not Dimmable | Not Dimmable | NotYetVerified | Internal Driver | 3 | 1600 | 106.67 | 15 | 15.07 | 0.987 | 5000 | 81
P251T2ZK | Infinite Energy Solutions LLC | IES | IES-T8-18W-1200-40K-F (G13 Base Only) | Linear Replacement Lamp | Four-Foot | Internal Driver Lamp-Style Retrofit Kits (UL Type B) | Standard | FALSE | [9 empty] | 42080 | Not Dimmable | Not Dimmable | NotYetVerified |  | 3 | 1900 | 105.56 | 18 | 15.07 | 0.987 | 4000 | 81
PG882NEG | Infinite Energy Solutions LLC | IES | IES-T8-15W-1200-40K-F (G13 Base Only) | Linear Replacement Lamp | Four-Foot | Internal Driver Lamp-Style Retrofit Kits (UL Type B) | Standard | FALSE | [9 empty] | 42080 | Not Dimmable | Not Dimmable | NotYetVerified |  | 3 | 1600 | 106.67 | 15 | 15.07 | 0.987 | 4000 | 81
PCVN7FPB | FY Lighting Co. Ltd | FY Lighting | FY-T8-1200EF (L50K120CD) | Linear Replacement Lamp | Four-Foot | 2-lamp External Driver Lamp-Style Retrofit Kits (UL Type C) | Standard | FALSE | [9 empty] | 42079 |  |  | NotYetVerified | External Driver | 3 | 2003 | 113.29 | 18 |  |  | 5000 | 84
P3EV472W | FY Lighting Co. Ltd | FY Lighting | FY-T8-1200EF (L45K120CD) | Linear Replacement Lamp | Four-Foot | 2-lamp External Driver Lamp-Style Retrofit Kits (UL Type C) | Standard | FALSE | [9 empty] | 42079 |  |  | NotYetVerified | External Driver | 3 | 1976 | 110.9 | 18 |  |  | 4500 | 84
PZWK463V | FY Lighting Co. Ltd | FY Lighting | FY-T8-1200EF (L40K120CD) | Linear Replacement Lamp | Four-Foot | 2-lamp External Driver Lamp-Style Retrofit Kits (UL Type C) | Standard | FALSE | [9 empty] | 42079 |  |  | NotYetVerified | External Driver | 3 | 1976 | 110.9 | 18 |  |  | 4000 | 84
PJ3WWA7P | FY Lighting Co. Ltd | FY Lighting | FY-T8-1200EF (L35K120CD) | Linear Replacement Lamp | Four-Foot | 2-lamp External Driver Lamp-Style Retrofit Kits (UL Type C) | Standard | FALSE | [9 empty] | 42079 |  |  | NotYetVerified | External Driver | 3 | 1976 | 110.9 | 18 |  |  | 3500 | 84
PHN9ZA5J | FY Lighting Co. Ltd | FY Lighting | FY-T8-1200EF (L30K120CD) | Linear Replacement Lamp | Four-Foot | 2-lamp External Driver Lamp-Style Retrofit Kits (UL Type C) | Standard | FALSE | [9 empty] | 42079 |  |  | NotYetVerified | External Driver | 3 | 1976 | 110.9 | 18 |  |  | 3000 | 84
PZWHTKE9 | Eiko Global LLC | Eiko Global LLC | LED22T8F/48/850-G5DR | Linear Replacement Lamp | Four-Foot | Internal Driver Lamp-Style Retrofit Kits (UL Type B) | Standard | FALSE | [9 empty] | 42079 |  |  | NotYetVerified |  | 3 | 2300 | 109 | 21 | 20 | 0.9 | 5000 | 82
PJ2A42W1 | Eiko Global LLC | Eiko Global LLC | LED18T8F/48/850-G5DR | Linear Replacement Lamp | Four-Foot | Replacement Lamps (plug and play) (UL Type A) | Standard | FALSE | [9 empty] | 42079 |  |  | NotYetVerified |  | 3 | 1900 | 108 | 17.5 | 20 | 0.98 | 5000 | 82
P1BWBMSV | Eiko Global LLC | Eiko Global LLC | LED22T8F/48/840-G5DR | Linear Replacement Lamp | Four-Foot | Internal Driver Lamp-Style Retrofit Kits (UL Type B) | Standard | FALSE | [9 empty] | 42079 |  |  | NotYetVerified |  | 3 | 2300 | 109 | 21 | 20 | 0.9 | 4000 | 82
PFK15FYW | Eiko Global LLC | Eiko Global LLC | LED18T8F/48/840-G5DR | Linear Replacement Lamp | Four-Foot | Replacement Lamps (plug and play) (UL Type A) | Standard | FALSE | [9 empty] | 42079 |  |  | NotYetVerified |  | 3 | 1900 | 108 | 17.5 | 20 | 0.98 | 4000 | 82
PSQE2379 | Eiko Global LLC | Eiko Global LLC | LED18T8F/48/835-G5DR | Linear Replacement Lamp | Four-Foot | Replacement Lamps (plug and play) (UL Type A) | Standard | FALSE | [9 empty] | 42079 |  |  | NotYetVerified |  | 3 | 1900 | 108 | 17.5 | 20 | 0.98 | 3500 | 82
PEZE99KB | Ampco Lighting Ltd | Ampco | T8EB-48-UV(3000K) | Linear Replacement Lamp | Four-Foot | Replacement Lamps (plug and play) (UL Type A) | Standard | TRUE | 1976 | 107.6 | 18.35 | 8.91 | 0.92 | 2891 | 83.3 | 5 | 50000 | 42076 |  |  | NotYetVerified | Internal Driver; Operates off existing ballast | 3 | 2008 | 106.3 | 18.89 |  |  | 3000 | 83.1
PMGUNGZ5 | FY Lighting Co. Ltd | FY Lighting | FY-T8-1200EC (L50K120CD) | Linear Replacement Lamp | Four-Foot | 2-lamp External Driver Lamp-Style Retrofit Kits (UL Type C) | Standard | FALSE | [9 empty] | 42076 |  |  | NotYetVerified | External Driver | 3 | 2173 | 122.91 | 18 |  |  | 5000 | 84
PXN9U1YZ | FY Lighting Co. Ltd | FY Lighting | FY-T8-1200EC (L45K120CD) | Linear Replacement Lamp | Four-Foot | 2-lamp External Driver Lamp-Style Retrofit Kits (UL Type C) | Standard | FALSE | [9 empty] | 42076 |  |  | NotYetVerified | External Driver | 3 | 2091 | 117.41 | 18 |  |  | 4500 | 83
PBBHC9MC | FY Lighting Co. Ltd | FY Lighting | FY-T8-1200EC (L40K120CD) | Linear Replacement Lamp | Four-Foot | 2-lamp External Driver Lamp-Style Retrofit Kits (UL Type C) | Standard | FALSE | [9 empty] | 42076 |  |  | NotYetVerified | External Driver | 3 | 2091 | 117.41 | 18 |  |  | 4000 | 83
PFSH54EY | FY Lighting Co. Ltd | FY Lighting | FY-T8-1200EC (L35K120CD) | Linear Replacement Lamp | Four-Foot | 2-lamp External Driver Lamp-Style Retrofit Kits (UL Type C) | Standard | FALSE | [9 empty] | 42076 |  |  | NotYetVerified | External Driver | 3 | 2091 | 117.41 | 18 |  |  | 3500 | 83
PYVMBVA2 | FY Lighting Co. Ltd | FY Lighting | FY-T8-1200EC (L30K120CD) | Linear Replacement Lamp | Four-Foot | 2-lamp External Driver Lamp-Style Retrofit Kits (UL Type C) | Standard | FALSE | [9 empty] | 42076 |  |  | NotYetVerified | External Driver | 3 | 2091 | 117.41 | 18 |  |  | 3000 | 83
PQP52E4H | Ampco Lighting Ltd | Ampco | T8EB-48-UV(5000K) | Linear Replacement Lamp | Four-Foot | Replacement Lamps (plug and play) (UL Type A) | Standard | FALSE | [9 empty] | 42076 | Not Dimmable | Not Dimmable | NotYetVerified | Internal Driver; Operates off existing ballast | 3 | 2068 | 109.36 | 18.91 |  |  | 5000 | 81.7
PBE5HB19 | Ampco Lighting Ltd | Ampco | T8EB-48-UV(4500K) | Linear Replacement Lamp | Four-Foot | Replacement Lamps (plug and play) (UL Type A) | Standard | FALSE | [9 empty] | 42076 | Not Dimmable | Not Dimmable | NotYetVerified |  | 3 | 2008 | 106.3 | 18.89 |  |  | 4500 | 83.1
PEAX8QVN | Ampco Lighting Ltd | Ampco | T8EB-48-UV(4000K) | Linear Replacement Lamp | Four-Foot | Replacement Lamps (plug and play) (UL Type A) | Standard | FALSE | [9 empty] | 42076 | Not Dimmable | Not Dimmable | NotYetVerified |  | 3 | 2008 | 106.3 | 18.89 |  |  | 4000 | 83.1
P3MPC5U8 | Ampco Lighting Ltd | Ampco | T8EB-48-UV(3500K) | Linear Replacement Lamp | Four-Foot | Replacement Lamps (plug and play) (UL Type A) | Standard | FALSE | [9 empty] | 42076 | Not Dimmable | Not Dimmable | NotYetVerified |  | 3 | 2008 | 106.3 | 18.89 |  |  | 3500 | 83.1
PFBKKZHB | Howard Lighting | Howard Lighting Products | F32T8/830/LED/14W | Linear Replacement Lamp | Four-Foot | Replacement Lamps (plug and play) (UL Type A) | Standard | TRUE | 1928.7 | 114.94 | 16.78 | 5.54 | 0.98 | 3077 | 85.1 | 5 | 50000 | 42075 |  |  | NotYetVerified | Internal Driver; operates off fluorescent ballast | 3 | 1900 | 108 | 17.5 | 20 | 0.9 | 3000 | 82
PC9QRYW5 | JIAXING SUPER LIGHTING ELECTRIC APPLIANCE CO.LTD | SUPER | T8L-IDFH11-2200-4ft-ABB | Linear Replacement Lamp | Four-Foot | Internal Driver Lamp-Style Retrofit Kits (UL Type B) | Standard | TRUE | 2215.8 | 116.01 | 19.1 | 6.42 | 0.9356 | 2988 | 82.6 | 5 | 50000 | 42075 |  |  | NotYetVerified | Internal Driver | 3 | 2200 | 110 | 20 | 20 | 0.9 | 3000 | 82
PP8S8ZV5 | JIAXING SUPER LIGHTING ELECTRIC APPLIANCE CO.LTD | SUPER | T8L-IDFH11-2200-4ft-EBB | Linear Replacement Lamp | Four-Foot | Internal Driver Lamp-Style Retrofit Kits (UL Type B) | Standard | FALSE | [9 empty] | 42075 |  |  | NotYetVerified | Internal Driver | 3 | 2200 | 110 | 20 | 20 | 0.9 | 5000 | 82
P68NHAAX | JIAXING SUPER LIGHTING ELECTRIC APPLIANCE CO.LTD | SUPER | T8L-IDFH11-2200-4ft-DBB | Linear Replacement Lamp | Four-Foot | Internal Driver Lamp-Style Retrofit Kits (UL Type B) | Standard | FALSE | [9 empty] | 42075 |  |  | NotYetVerified | Internal Driver | 3 | 2200 | 110 | 20 | 20 | 0.9 | 4500 | 82
PGFRMP9D | JIAXING SUPER LIGHTING ELECTRIC APPLIANCE CO.LTD | SUPER | T8L-IDFH11-2200-4ft-CBB | Linear Replacement Lamp | Four-Foot | Internal Driver Lamp-Style Retrofit Kits (UL Type B) | Standard | FALSE | [9 empty] | 42075 |  |  | NotYetVerified | Internal Driver | 3 | 2200 | 110 | 20 | 20 | 0.9 | 4000 | 82
PRBX35QX | JIAXING SUPER LIGHTING ELECTRIC APPLIANCE CO.LTD | SUPER | T8L-IDFH11-2200-4ft-BBB | Linear Replacement Lamp | Four-Foot | Internal Driver Lamp-Style Retrofit Kits (UL Type B) | Standard | FALSE | [9 empty] | 42075 |  |  | NotYetVerified | Internal Driver | 3 | 2200 | 110 | 20 | 20 | 0.9 | 3500 | 82
P88JNRP3 | Howard Lighting | Howard Lighting Products | F32T8/850/LED/14W | Linear Replacement Lamp | Four-Foot | Replacement Lamps (plug and play) (UL Type A) | Standard | FALSE | [9 empty] | 42075 |  |  | NotYetVerified | Internal Driver; operates off fluorescent ballast | 3 | 1900 | 108 | 17.5 | 20 | 0.9 | 5000 | 82
PURG45RJ | Howard Lighting | Howard Lighting Products | F32T8/845/LED/14W | Linear Replacement Lamp | Four-Foot | Replacement Lamps (plug and play) (UL Type A) | Standard | FALSE | [9 empty] | 42075 |  |  | NotYetVerified | Internal Driver; operates off fluorescent ballast | 3 | 1900 | 108 | 17.5 | 20 | 0.9 | 4500 | 82
P3C1DRDA | Howard Lighting | Howard Lighting Products | F32T8/840/LED/14W | Linear Replacement Lamp | Four-Foot | Replacement Lamps (plug and play) (UL Type A) | Standard | FALSE | [9 empty] | 42075 |  |  | NotYetVerified | Internal Driver; operates off fluorescent ballast | 3 | 1900 | 108 | 17.5 | 20 | 0.9 | 4000 | 82
PJ9FNUWQ | Howard Lighting | Howard Lighting Products | F32T8/835/LED/14W | Linear Replacement Lamp | Four-Foot | Replacement Lamps (plug and play) (UL Type A) | Standard | FALSE | [9 empty] | 42075 |  |  | NotYetVerified | Internal Driver; operates off fluorescent ballast | 3 | 1900 | 108 | 17.5 | 20 | 0.9 | 3500 | 82
PJZE7BM3 | Alite Co. LTD. | ALITE | LED TUBE-AL15 BALLAST COMPATIBLE | Linear Replacement Lamp | Four-Foot | Dual Mode Internal Driver (UL Type A and Type B) | Standard | TRUE | 2067.4 | 107.44 | 18.98 | 8.2 | 0.983 | 4078 | 84.1 | 5 | 50000 | 42074 |  |  | NotYetVerified | Ballast Compatible | 3 | 2100 | 108.93 | 20 | 8.1 | 0.983 | 4000 | 80
PEXBNDH5 | Alite Co. LTD. | ALITE | LED TUBE-AL13 BALLAST COMPATIBLE | Linear Replacement Lamp | Four-Foot | Dual Mode Internal Driver (UL Type A and Type B) | Standard | TRUE | 2018.1 | 105.66 | 19.1 | 8.1 | 0.983 | 4075 | 84.3 | 5 | 50000 | 42074 |  |  | NotYetVerified |  | 3 | 2000 | 105.66 | 20 | 8.1 | 0.983 | 4000 | 80
PYADKDXH | Litetronics International | LITETRONICS | LD15T84830 | Linear Replacement Lamp | Four-Foot | Replacement Lamps (plug and play) (UL Type A) | Standard | TRUE | 1928.7 | 114.94 | 16.78 | 5.54 | 0.98 | 3077 | 85.1 | 5 | 50000 | 42074 |  |  | NotYetVerified | Internal Driver; operates off fluorescent ballast | 3 | 1900 | 108 | 17.5 | 20 | 0.9 | 3000 | 82
PC8NRZ58 | Chicony Power Technology Co. Ltd. | Chicony | TLA-E-0181CW-NON (3000K) | Linear Replacement Lamp | Four-Foot | Internal Driver Lamp-Style Retrofit Kits (UL Type B) | Standard | TRUE | 1829.4 | 103 | 17.765 | 18.55 | 0.9106 | 3043 | 81.3 | 5 | 50000 | 42074 |  |  | NotYetVerified |  | 3 | 1600 | 100 | 18 |  | 0.9 | 3000 | 80
PQB3Q5W6 | Shenzhen Topband Co. Ltd. | TOPBAND | TPDFT8X4NLA-14.5WSB(40F) | Linear Replacement Lamp | Four-Foot | Replacement Lamps (plug and play) (UL Type A) | Standard | TRUE | 1992 | 101.48 | 19.63 | 7.24 | 0.9083 | 4062 | 84.7 | 5 | 50000 | 42074 |  |  | NotYetVerified |  | 3 | 1976 | 103.2 | 19.15 | 7.24 | 0.9083 | 4000 | 84.7
PNYU2PWE | Luxul Technology Inc. | Luxul | E-Lux T5 4ft DC 3000K | Linear Replacement Lamp | Four-Foot | 2-lamp External Driver Lamp-Style Retrofit Kits (UL Type C) | Standard | TRUE | 2271.6 | 109.64 | 20.72 | 19.96 | 0.882 | 2999 | 84.5 | 5 | 50000 | 42074 |  |  | NotYetVerified |  | 3 | 2271.6 | 109.64 | 20.72 | 19.96 | 0.882 | 2700 | 84.5
PADB8CEF | Shenzhen Topband Co. Ltd. | TOPBAND | TPDFT8X4NLA-14.5WSB(50F) | Linear Replacement Lamp | Four-Foot | Replacement Lamps (plug and play) (UL Type A) | Standard | FALSE | [9 empty] | 42074 |  |  | NotYetVerified |  | 3 | 2011 | 104.52 | 19.24 | 7.93 | 0.9083 | 5000 | 83.7
PVT5WGHW | Shenzhen Topband Co. Ltd. | TOPBAND | TPDFT8X4NLA-14.5WSB(45F) | Linear Replacement Lamp | Four-Foot | Replacement Lamps (plug and play) (UL Type A) | Standard | FALSE | [9 empty] | 42074 |  |  | NotYetVerified |  | 3 | 1976 | 103.2 | 19.15 | 7.24 | 0.9083 | 4500 | 84.7
PWSENFPJ | Luxul Technology Inc. | Luxul | E-Lux T5 4ft DC 5000K | Linear Replacement Lamp | Four-Foot | 2-lamp External Driver Lamp-Style Retrofit Kits (UL Type C) | Standard | FALSE | [9 empty] | 42074 |  |  | NotYetVerified |  | 3 | 2369.884 | 114.82 | 20.64 | 20.05 | 0.989 | 5086 | 86.3
PA5G648C | Luxul Technology Inc. | Luxul | E-Lux T5 4ft DC 4000K | Linear Replacement Lamp | Four-Foot | 2-lamp External Driver Lamp-Style Retrofit Kits (UL Type C) | Standard | FALSE | [9 empty] | 42074 |  |  | NotYetVerified |  | 3 | 2347.955 | 115.549 | 20.32 | 20.2 | 0.989 | 3922 | 86.5
PPQWJTAV | Litetronics International | LITETRONICS | LD15T84850 | Linear Replacement Lamp | Four-Foot | Replacement Lamps (plug and play) (UL Type A) | Standard | FALSE | [9 empty] | 42074 |  |  | NotYetVerified | Internal Driver; operates off fluorescent ballast | 3 | 1900 | 108 | 17.5 | 20 | 0.9 | 5000 | 82
PUBABJXR | Litetronics International | LITETRONICS | LD15T84845 | Linear Replacement Lamp | Four-Foot | Replacement Lamps (plug and play) (UL Type A) | Standard | FALSE | [9 empty] | 42074 |  |  | NotYetVerified | Internal Driver; operates off fluorescent ballast | 3 | 1900 | 108 | 17.5 | 20 | 0.9 | 4500 | 82
PR9XKAUU | Litetronics International | LITETRONICS | LD15T84840 | Linear Replacement Lamp | Four-Foot | Replacement Lamps (plug and play) (UL Type A) | Standard | FALSE | [9 empty] | 42074 |  |  | NotYetVerified | Internal Driver; operates off fluorescent ballast | 3 | 1900 | 108 | 17.5 | 20 | 0.9 | 4000 | 82
P2P2G4RC | Litetronics International | LITETRONICS | LD15T84835 | Linear Replacement Lamp | Four-Foot | Replacement Lamps (plug and play) (UL Type A) | Standard | FALSE | [9 empty] | 42074 |  |  | NotYetVerified | Internal Driver; operates off fluorescent ballast | 3 | 1900 | 108 | 17.5 | 20 | 0.9 | 3500 | 82
PCE1VZU9 | Chicony Power Technology Co. Ltd. | Chicony | TLA-E-0181CC-NON (5000K) | Linear Replacement Lamp | Four-Foot | Internal Driver Lamp-Style Retrofit Kits (UL Type B) | Standard | FALSE | [9 empty] | 42074 |  |  | NotYetVerified |  | 3 | 1600 | 100 | 18 |  | 0.9 | 5000 | 80
PVJYS7K7 | Chicony Power Technology Co. Ltd. | Chicony | TLA-E-0181CN-NON (4000K) | Linear Replacement Lamp | Four-Foot | Internal Driver Lamp-Style Retrofit Kits (UL Type B) | Standard | FALSE | [9 empty] | 42074 |  |  | NotYetVerified | Internal Driver | 3 | 1600 | 100 | 18 |  | 0.9 | 4000 | 80
PYAE8CVC | Chicony Power Technology Co. Ltd. | Chicony | TLA-E-0181CR-NON (3500K) | Linear Replacement Lamp | Four-Foot | Internal Driver Lamp-Style Retrofit Kits (UL Type B) | Standard | FALSE | [9 empty] | 42074 |  |  | NotYetVerified | Internal Driver | 3 | 1600 | 100 | 18 |  | 0.9 | 3500 | 80
PZFR5PC5 | Alite Co. LTD. | ALITE | LED TUBE-AL16 BALLAST COMPATIBLE | Linear Replacement Lamp | Four-Foot | Dual Mode Internal Driver (UL Type A and Type B) | Standard | FALSE | [9 empty] | 42074 | Not Dimmable | Not Dimmable | NotYetVerified | Ballast Compatible | 3 | 2100 | 108.93 | 20 | 8.1 | 0.983 | 5000 | 80
P9TU2XV3 | Alite Co. LTD. | ALITE | LED TUBE-AL14 BALLAST COMPATIBLE | Linear Replacement Lamp | Four-Foot | Dual Mode Internal Driver (UL Type A and Type B) | Standard | FALSE | [9 empty] | 42074 | Not Dimmable | Not Dimmable | NotYetVerified |  | 3 | 2000 | 105.66 | 20 | 8.1 | 0.983 | 5000 | 80
PFKG3T2Z | Espen Technology | Espen Technology | L48T8/830/12G-EB | Linear Replacement Lamp | Four-Foot | Replacement Lamps (plug and play) (UL Type A) | Standard | TRUE | 1801.8 | 118.31 | 15.23 | 9.28 | 0.977 | 3096 | 84.8 | 5 | 50000 | 42073 |  |  | NotYetVerified | Internal driver; operates off of fluorescent ballast | 3.1 | 1800 | 116 | 15 | 20 | 0.9 | 3000 | 82
P73X3MS1 | Ecopower Inc. | ECOPOWER LED | DR-T8-DLC-418W27KV4L2 | Linear Replacement Lamp | Four-Foot | Dual Mode Internal Driver (UL Type A and Type B) | Standard | TRUE | 2231 | 106.7 | 20.9 | 11.36 | 0.967 | 2682 | 81.5 | 5 | 50000 | 42073 |  |  | NotYetVerified | Internal driver; operates off existing fluorescent ballast | 3.1 | 2212 | 105.8 | 20.9 | 7.68 | 0.9928 | 2700 | 82.4
PTZ192Z7 | Ecopower Inc. | ECOPOWER LED | DR-T8-DLC-418WNWV4L2 | Linear Replacement Lamp | Four-Foot | Dual Mode Internal Driver (UL Type A and Type B) | Standard | TRUE | 2261 | 105.6 | 21.42 | 11.36 | 0.9667 | 3987 | 81.5 | 5 | 50000 | 42073 |  |  | NotYetVerified |  | 3 | 2212 | 105.8 | 20.9 | 7.68 | 0.9928 | 4000 | 82.4
PBK8S448 | Ecopower Inc. | ECOPOWER LED | DR-T8-DLC-415W27KV4L2 | Linear Replacement Lamp | Four-Foot | Dual Mode Internal Driver (UL Type A and Type B) | Standard | TRUE | 1929 | 109 | 17.7 | 17.9 | 0.9557 | 2655 | 81.6 | 5 | 50000 | 42073 |  |  | NotYetVerified | Internal driver; operates off existing fluorescent ballast | 3.1 | 1929 | 109 | 17.7 | 8.75 | 0.9936 | 2700 | 82
PC7S5NQC | Ecopower Inc. | ECOPOWER LED | T8-DLC422WWWV4L2 | Linear Replacement Lamp | Four-Foot | Internal Driver Lamp-Style Retrofit Kits (UL Type B) | Standard | TRUE | 2508 | 113 | 22.2 | 8.67 | 0.9382 | 2880 | 82.5 | 5 | 50000 | 42073 |  |  | NotYetVerified | Internal Driver | 3.1 | 2450 | 113 | 22.2 | 9 | 0.9 | 3000 | 82.5
PBWQSR1J | Espen Technology | Espen Technology | L48T8/830/18G-ID | Linear Replacement Lamp | Four-Foot | Internal Driver Lamp-Style Retrofit Kits (UL Type B) | Standard | TRUE | 2225 | 124.2 | 17.92 | 19.37 | 0.917 | 3080 | 84.1 | 5 | 50000 | 42073 |  |  | NotYetVerified | Internal driver | 3.1 | 2200 | 122 | 18 | 20 | 0.9 | 3000 | 83
PHFYBX6C | Ecopower Inc. | ECOPOWER LED | DR-T8-DLC-420WWWV4L1B02 | Linear Replacement Lamp | Four-Foot | Dual Mode Internal Driver (UL Type A and Type B) | Standard | TRUE | 2327 | 104.06 | 22.36 | 10.17 | 0.9129 | 2910 | 81.2 | 5 | 50000 | 42073 |  |  | NotYetVerified |  | 3 | 2327 | 104 | 22.5 |  | 0.9 | 3000 | 80
PDCHXY5Q | Ecopower Inc. | ECOPOWER LED | DR-T8-DLC-420WWWV4L2B02 | Linear Replacement Lamp | Four-Foot | Dual Mode Internal Driver (UL Type A and Type B) | Standard | TRUE | 2255 | 100.28 | 22.49 | 9.98 | 0.9119 | 2911 | 81.3 | 5 | 50000 | 42073 |  |  | NotYetVerified |  | 3 | 2250 | 100 | 22.5 |  | 0.9 | 3000 | 80
PMUTA2ZP | Espen Technology | Espen Technology | L48T8/830/14G-ID | Linear Replacement Lamp | Four-Foot | Internal Driver Lamp-Style Retrofit Kits (UL Type B) | Standard | TRUE | 2034.2 | 123.21 | 16.51 | 7.67 | 0.9112 | 3097 | 85 | 5 | 50000 | 42073 |  |  | NotYetVerified | Internal driver | 3.1 | 1800 | 105 | 17 | 20 | 0.9 | 3000 | 82
PXN2FHAR | Ecopower Inc. | ECOPOWER LED | T8-DLC418WNWV4 | Linear Replacement Lamp | Four-Foot | Internal Driver Lamp-Style Retrofit Kits (UL Type B) | Standard | TRUE | 1757 | 106.5 | 16.5 | 19.14 | 0.8756 | 4084 | 83.4 | 5 | 56000 | 42073 |  |  | NotYetVerified |  | 3 | 1757 | 97.6 | 18 |  | 0.98 | 4084 | 83
PW37EZZQ | Ecopower Inc. | ECOPOWER LED | T8-DLC418WWWV4L2 | Linear Replacement Lamp | Four-Foot | Internal Driver Lamp-Style Retrofit Kits (UL Type B) | Standard | TRUE | 1874 | 108.3 | 17.3 | 18.52 | 0.8704 | 2974 | 82.1 | 5 | 50000 | 42073 |  |  | NotYetVerified | Internal Driver | 3.1 | 1874 | 108.3 | 17.3 | 18.52 | 0.87 | 3000 | 82.1
PRDP4FM5 | Espen Technology | Espen Technology | L48T8/850/18G-ID | Linear Replacement Lamp | Four-Foot | Internal Driver Lamp-Style Retrofit Kits (UL Type B) | Standard | FALSE | [9 empty] | 42073 |  |  | NotYetVerified | Internal driver | 3.1 | 2200 | 122 | 18 | 20 | 0.9 | 5000 | 83
PNKJ7J8M | Espen Technology | Espen Technology | L48T8/850/14G-ID | Linear Replacement Lamp | Four-Foot | Internal Driver Lamp-Style Retrofit Kits (UL Type B) | Standard | FALSE | [9 empty] | 42073 |  |  | NotYetVerified |  | 3 | 1800 | 105 | 17 | 20 | 0.9 | 5000 | 82
P882ACJ7 | Espen Technology | Espen Technology | L48T8/850/12G-EB | Linear Replacement Lamp | Four-Foot | Replacement Lamps (plug and play) (UL Type A) | Standard | FALSE | [9 empty] | 42073 |  |  | NotYetVerified | Internal driver; operates off of fluorescent ballast | 3.1 | 1800 | 116 | 15 | 20 | 0.9 | 5000 | 82
PHVUKRD5 | Espen Technology | Espen Technology | L48T8/845/18G-ID | Linear Replacement Lamp | Four-Foot | Internal Driver Lamp-Style Retrofit Kits (UL Type B) | Standard | FALSE | [9 empty] | 42073 |  |  | NotYetVerified | Internal driver | 3.1 | 2200 | 122 | 18 | 20 | 0.9 | 4500 | 83
PUK7RRJK | Espen Technology | Espen Technology | L48T8/845/14G-ID | Linear Replacement Lamp | Four-Foot | Internal Driver Lamp-Style Retrofit Kits (UL Type B) | Standard | FALSE | [9 empty] | 42073 |  |  | NotYetVerified |  | 3 | 1800 | 105 | 17 | 20 | 0.9 | 4500 | 82
PT6B1A8U | Espen Technology | Espen Technology | L48T8/845/12G-EB | Linear Replacement Lamp | Four-Foot | Replacement Lamps (plug and play) (UL Type A) | Standard | FALSE | [9 empty] | 42073 |  |  | NotYetVerified | Internal driver; operates off of fluorescent ballast | 3.1 | 1800 | 116 | 15 | 20 | 0.9 | 4500 | 82
PDFT94M2 | Espen Technology | Espen Technology | L48T8/840/18G-ID | Linear Replacement Lamp | Four-Foot | Internal Driver Lamp-Style Retrofit Kits (UL Type B) | Standard | FALSE | [9 empty] | 42073 |  |  | NotYetVerified | Internal driver | 3.1 | 2200 | 122 | 18 | 20 | 0.9 | 4000 | 83
PNMNQD7U | Espen Technology | Espen Technology | L48T8/840/12G-EB | Linear Replacement Lamp | Four-Foot | Replacement Lamps (plug and play) (UL Type A) | Standard | FALSE | [9 empty] | 42073 |  |  | NotYetVerified | Internal driver; operates off of fluorescent ballast | 3.1 | 1800 | 116 | 15 | 20 | 0.9 | 4000 | 82
P67KZKUF | Espen Technology | Espen Technology | L48T8/840/14G-ID | Linear Replacement Lamp | Four-Foot | Internal Driver Lamp-Style Retrofit Kits (UL Type B) | Standard | FALSE | [9 empty] | 42073 |  |  | NotYetVerified |  | 3 | 1800 | 105 | 17 | 20 | 0.9 | 4000 | 82
P57N2PHK | Espen Technology | Espen Technology | L48T8/835/18G-ID | Linear Replacement Lamp | Four-Foot | Internal Driver Lamp-Style Retrofit Kits (UL Type B) | Standard | FALSE | [9 empty] | 42073 |  |  | NotYetVerified | Internal driver | 3.1 | 2200 | 122 | 18 | 20 | 0.9 | 3500 | 83
PRBDZ4N7 | Espen Technology | Espen Technology | L48T8/835/12G-EB | Linear Replacement Lamp | Four-Foot | Replacement Lamps (plug and play) (UL Type A) | Standard | FALSE | [9 empty] | 42073 |  |  | NotYetVerified | Internal driver; operates off of fluorescent ballast | 3.1 | 1800 | 116 | 15 | 20 | 0.9 | 3500 | 82
PG2PMDDX | Espen Technology | Espen Technology | L48T8/835/14G-ID | Linear Replacement Lamp | Four-Foot | Internal Driver Lamp-Style Retrofit Kits (UL Type B) | Standard | FALSE | [9 empty] | 42073 |  |  | NotYetVerified |  | 3 | 1800 | 105 | 17 | 20 | 0.9 | 3500 | 82
P8C5MWJF | Ecopower Inc. | ECOPOWER LED | DR-T8-DLC-420WWWV4L2 | Linear Replacement Lamp | Four-Foot | Dual Mode Internal Driver (UL Type A and Type B) | Standard | FALSE | [9 empty] | 42073 |  |  | NotYetVerified |  | 3 | 2250 | 100 | 22.5 |  | 0.9 | 3000 | 80
PV2DAHAW | Ecopower Inc. | ECOPOWER LED | DR-T8-DLC-418WCWV4L1 | Linear Replacement Lamp | Four-Foot | Dual Mode Internal Driver (UL Type A and Type B) | Standard | FALSE | [9 empty] | 42073 |  |  | NotYetVerified |  | 3 | 2212 | 105.8 | 20.9 | 7.68 | 0.9928 | 5000 | 82.4
PTDFEBSQ | Ecopower Inc. | ECOPOWER LED | DR-T8-DLC-418WCWV5L1 | Linear Replacement Lamp | Four-Foot | Dual Mode Internal Driver (UL Type A and Type B) | Standard | FALSE | [9 empty] | 42073 |  |  | NotYetVerified |  | 3 | 2212 | 105.8 | 20.9 | 7.68 | 0.9928 | 5000 | 82.4
P3Y23FFY | Ecopower Inc. | ECOPOWER LED | DR-T8-DLC-418WCWV4L2 | Linear Replacement Lamp | Four-Foot | Dual Mode Internal Driver (UL Type A and Type B) | Standard | FALSE | [9 empty] | 42073 |  |  | NotYetVerified |  | 3 | 2212 | 105.8 | 20.9 | 7.68 | 0.9928 | 5000 | 82.4
P36SKAH5 | Ecopower Inc. | ECOPOWER LED | DR-T8-DLC-418WCWV5L2 | Linear Replacement Lamp | Four-Foot | Dual Mode Internal Driver (UL Type A and Type B) | Standard | FALSE | [9 empty] | 42073 |  |  | NotYetVerified |  | 3 | 2212 | 105.8 | 20.9 | 7.68 | 0.9928 | 5000 | 82.4
PZHJVJWH | Ecopower Inc. | ECOPOWER LED | T8-DLC418WCWV5L1 | Linear Replacement Lamp | Four-Foot | Internal Driver Lamp-Style Retrofit Kits (UL Type B) | Standard | FALSE | [9 empty] | 42073 |  |  | NotYetVerified | Internal Driver | 3.1 | 1948 | 107 | 18.2 | 15.32 | 0.9825 | 5000 | 81.8
PXDE28T1 | Ecopower Inc. | ECOPOWER LED | T8-DLC418WCWV5L1B02 | Linear Replacement Lamp | Four-Foot | Internal Driver Lamp-Style Retrofit Kits (UL Type B) | Standard | FALSE | [9 empty] | 42073 |  |  | NotYetVerified | Internal Driver | 3.1 | 1948 | 107 | 18.2 | 15.32 | 0.9825 | 5000 | 81.8
PRH9VSHN | Ecopower Inc. | ECOPOWER LED | T8-DLC418WCWV4L2 | Linear Replacement Lamp | Four-Foot | Internal Driver Lamp-Style Retrofit Kits (UL Type B) | Standard | FALSE | [9 empty] | 42073 |  |  | NotYetVerified | Internal Driver | 3.1 | 1948 | 107 | 18.2 | 15.32 | 0.9825 | 5000 | 81.8
PPX3QRUM | Ecopower Inc. | ECOPOWER LED | T8-DLC418WCWV4L1B02 | Linear Replacement Lamp | Four-Foot | Internal Driver Lamp-Style Retrofit Kits (UL Type B) | Standard | FALSE | [9 empty] | 42073 |  |  | NotYetVerified | Internal Driver | 3.1 | 1948 | 107 | 18.2 | 15.32 | 0.9825 | 5000 | 81.8
PPEMEW1C | Ecopower Inc. | ECOPOWER LED | T8-DLC418WCWV4L1 | Linear Replacement Lamp | Four-Foot | Internal Driver Lamp-Style Retrofit Kits (UL Type B) | Standard | FALSE | [9 empty] | 42073 |  |  | NotYetVerified | Internal Driver | 3.1 | 1948 | 107 | 18.2 | 15.32 | 0.9825 | 5000 | 81.8
PEA822DB | Ecopower Inc. | ECOPOWER LED | T8-DLC418WCWV4L2B02 | Linear Replacement Lamp | Four-Foot | Internal Driver Lamp-Style Retrofit Kits (UL Type B) | Standard | FALSE | [9 empty] | 42073 |  |  | NotYetVerified | Internal Driver | 3.1 | 1948 | 107 | 18.2 | 15.32 | 0.9825 | 5000 | 81.8
PCKP1DN8 | Ecopower Inc. | ECOPOWER LED | T8-DLC418WCWV5L2 | Linear Replacement Lamp | Four-Foot | Internal Driver Lamp-Style Retrofit Kits (UL Type B) | Standard | FALSE | [9 empty] | 42073 |  |  | NotYetVerified | Internal Driver | 3.1 | 1948 | 107 | 18.2 | 15.32 | 0.9825 | 5000 | 81.8
P93J7RY8 | Ecopower Inc. | ECOPOWER LED | T8-DLC418WCWV5L2B02 | Linear Replacement Lamp | Four-Foot | Internal Driver Lamp-Style Retrofit Kits (UL Type B) | Standard | FALSE | [9 empty] | 42073 |  |  | NotYetVerified | Internal Driver | 3.1 | 1948 | 107 | 18.2 | 15.32 | 0.9825 | 5000 | 81.8
PBV6BPCR | Ecopower Inc. | ECOPOWER LED | DR-T8-DLC-415WCWV4L2 | Linear Replacement Lamp | Four-Foot | Dual Mode Internal Driver (UL Type A and Type B) | Standard | FALSE | [9 empty] | 42073 |  |  | NotYetVerified | Internal driver; operates off existing fluorescent ballast | 3.1 | 1929 | 109 | 17.7 | 8.75 | 0.9936 | 5000 | 81.6
P94ZDEES | Ecopower Inc. | ECOPOWER LED | DR-T8-DLC-415WCWV5L2 | Linear Replacement Lamp | Four-Foot | Dual Mode Internal Driver (UL Type A and Type B) | Standard | FALSE | [9 empty] | 42073 |  |  | NotYetVerified | Internal driver; operates off existing fluorescent ballast | 3.1 | 1929 | 109 | 17.7 | 8.75 | 0.9936 | 5000 | 81.6
P4S2BFCP | Ecopower Inc. | ECOPOWER LED | DR-T8-DLC-415WCWV5L1 | Linear Replacement Lamp | Four-Foot | Dual Mode Internal Driver (UL Type A and Type B) | Standard | FALSE | [9 empty] | 42073 |  |  | NotYetVerified | Internal driver; operates off existing fluorescent ballast | 3.1 | 1929 | 109 | 17.7 | 8.75 | 0.9936 | 5000 | 81.6
P3Z4BB58 | Ecopower Inc. | ECOPOWER LED | DR-T8-DLC-415WCWV4L1 | Linear Replacement Lamp | Four-Foot | Dual Mode Internal Driver (UL Type A and Type B) | Standard | FALSE | [9 empty] | 42073 |  |  | NotYetVerified | Internal driver; operates off existing fluorescent ballast | 3.1 | 1929 | 109 | 17.7 | 8.75 | 0.9936 | 5000 | 81.6
PXWK8MT2 | Ecopower Inc. | ECOPOWER LED | T8-DLC422WCWV5L1B02 | Linear Replacement Lamp | Four-Foot | Internal Driver Lamp-Style Retrofit Kits (UL Type B) | Standard | FALSE | [9 empty] | 42073 |  |  | NotYetVerified | Internal Driver | 3.1 | 2702 | 122.3 | 22.1 | 8.1 | 0.9937 | 5000 | 81.4
PR2ZXVVE | Ecopower Inc. | ECOPOWER LED | T8-DLC422WCWV4L1B02 | Linear Replacement Lamp | Four-Foot | Internal Driver Lamp-Style Retrofit Kits (UL Type B) | Standard | FALSE | [9 empty] | 42073 |  |  | NotYetVerified | Internal Driver | 3.1 | 2702 | 122.3 | 22.1 | 8.1 | 0.9937 | 5000 | 81.4
PK41DHQU | Ecopower Inc. | ECOPOWER LED | T8-DLC422WCWV5L1 | Linear Replacement Lamp | Four-Foot | Internal Driver Lamp-Style Retrofit Kits (UL Type B) | Standard | FALSE | [9 empty] | 42073 |  |  | NotYetVerified | Internal Driver | 3.1 | 2702 | 122.3 | 22.1 | 8.1 | 0.9937 | 5000 | 81.4
PEN6UC8V | Ecopower Inc. | ECOPOWER LED | T8-DLC422WCWV5L2 | Linear Replacement Lamp | Four-Foot | Internal Driver Lamp-Style Retrofit Kits (UL Type B) | Standard | FALSE | [9 empty] | 42073 |  |  | NotYetVerified | Internal Driver | 3.1 | 2702 | 122.3 | 22.1 | 8.1 | 0.9937 | 5000 | 81.4
P9KGZXNR | Ecopower Inc. | ECOPOWER LED | T8-DLC422WCWV4L2B02 | Linear Replacement Lamp | Four-Foot | Internal Driver Lamp-Style Retrofit Kits (UL Type B) | Standard | FALSE | [9 empty] | 42073 |  |  | NotYetVerified | Internal Driver | 3.1 | 2702 | 122.3 | 22.1 | 8.1 | 0.9937 | 5000 | 81.4
P9CCTEB2 | Ecopower Inc. | ECOPOWER LED | T8-DLC422WCWV4L2 | Linear Replacement Lamp | Four-Foot | Internal Driver Lamp-Style Retrofit Kits (UL Type B) | Standard | FALSE | [9 empty] | 42073 |  |  | NotYetVerified | Internal Driver | 3.1 | 2702 | 122.3 | 22.1 | 8.1 | 0.9937 | 5000 | 81.4
P5TXZGHU | Ecopower Inc. | ECOPOWER LED | T8-DLC422WCWV4L1 | Linear Replacement Lamp | Four-Foot | Internal Driver Lamp-Style Retrofit Kits (UL Type B) | Standard | FALSE | [9 empty] | 42073 |  |  | NotYetVerified | Internal Driver | 3.1 | 2702 | 122.3 | 22.1 | 8.1 | 0.9937 | 5000 | 81.4
P5MPKNFB | Ecopower Inc. | ECOPOWER LED | T8-DLC422WCWV5L2B02 | Linear Replacement Lamp | Four-Foot | Internal Driver Lamp-Style Retrofit Kits (UL Type B) | Standard | FALSE | [9 empty] | 42073 |  |  | NotYetVerified | Internal Driver | 3.1 | 2702 | 122.3 | 22.1 | 8.1 | 0.9937 | 5000 | 81.4
P2C4XUJ5 | Ecopower Inc. | ECOPOWER LED | DR-T8-DLC-420WCWV4L1 | Linear Replacement Lamp | Four-Foot | Dual Mode Internal Driver (UL Type A and Type B) | Standard | FALSE | [9 empty] | 42073 |  |  | NotYetVerified |  | 3 | 2327 | 104 | 22.5 |  | 0.9 | 5000 | 80
P1U2DAWJ | Ecopower Inc. | ECOPOWER LED | DR-T8-DLC-420WCWV5L1 | Linear Replacement Lamp | Four-Foot | Dual Mode Internal Driver (UL Type A and Type B) | Standard | FALSE | [9 empty] | 42073 |  |  | NotYetVerified |  | 3 | 2327 | 104 | 22.5 |  | 0.9 | 5000 | 80
PGTYWQZC | Ecopower Inc. | ECOPOWER LED | DR-T8-DLC-420WCWV5L2 | Linear Replacement Lamp | Four-Foot | Dual Mode Internal Driver (UL Type A and Type B) | Standard | FALSE | [9 empty] | 42073 |  |  | NotYetVerified |  | 3 | 2250 | 100 | 22.5 |  | 0.9 | 5000 | 80
P66TPNVZ | Ecopower Inc. | ECOPOWER LED | DR-T8-DLC-420WCWV4L2 | Linear Replacement Lamp | Four-Foot | Dual Mode Internal Driver (UL Type A and Type B) | Standard | FALSE | [9 empty] | 42073 |  |  | NotYetVerified |  | 3 | 2250 | 100 | 22.5 |  | 0.9 | 5000 | 80
PM7424E1 | Ecopower Inc. | ECOPOWER LED | DR-T8-DLC-420WCWV4L1B02 | Linear Replacement Lamp | Four-Foot | Dual Mode Internal Driver (UL Type A and Type B) | Standard | FALSE | [9 empty] | 42073 |  |  | NotYetVerified |  | 3 | 2327 | 104 | 22.5 |  | 0.9 | 5000 | 80
P1ZWCNK5 | Ecopower Inc. | ECOPOWER LED | DR-T8-DLC-420WCWV5L1B02 | Linear Replacement Lamp | Four-Foot | Dual Mode Internal Driver (UL Type A and Type B) | Standard | FALSE | [9 empty] | 42073 |  |  | NotYetVerified |  | 3 | 2327 | 104 | 22.5 |  | 0.9 | 5000 | 80
PC29P97M | Ecopower Inc. | ECOPOWER LED | DR-T8-DLC-420WCWV4L2B02 | Linear Replacement Lamp | Four-Foot | Dual Mode Internal Driver (UL Type A and Type B) | Standard | FALSE | [9 empty] | 42073 |  |  | NotYetVerified |  | 3 | 2250 | 100 | 22.5 |  | 0.9 | 5000 | 80
P662P3CG | Ecopower Inc. | ECOPOWER LED | DR-T8-DLC-420WCWV5L2B02 | Linear Replacement Lamp | Four-Foot | Dual Mode Internal Driver (UL Type A and Type B) | Standard | FALSE | [9 empty] | 42073 |  |  | NotYetVerified |  | 3 | 2250 | 100 | 22.5 |  | 0.9 | 5000 | 80
PN6R94HQ | Ecopower Inc. | ECOPOWER LED | T8-DLC418WNWV4B02 | Linear Replacement Lamp | Four-Foot | Internal Driver Lamp-Style Retrofit Kits (UL Type B) | Standard | FALSE | [9 empty] | 42073 |  |  | NotYetVerified |  | 3 | 1757 | 97.6 | 18 |  | 0.98 | 4084 | 83
PKWPA1ZA | Ecopower Inc. | ECOPOWER LED | DR-T8-DLC-418WNWV5L2 | Linear Replacement Lamp | Four-Foot | Dual Mode Internal Driver (UL Type A and Type B) | Standard | FALSE | [9 empty] | 42073 |  |  | NotYetVerified |  | 3 | 2212 | 105.8 | 20.9 | 7.68 | 0.9928 | 4000 | 82.4
PGMCQQRX | Ecopower Inc. | ECOPOWER LED | DR-T8-DLC-418WNWV4L1 | Linear Replacement Lamp | Four-Foot | Dual Mode Internal Driver (UL Type A and Type B) | Standard | FALSE | [9 empty] | 42073 |  |  | NotYetVerified |  | 3 | 2212 | 105.8 | 20.9 | 7.68 | 0.9928 | 4000 | 82.4
P47PE26X | Ecopower Inc. | ECOPOWER LED | DR-T8-DLC-418WNWV5L1 | Linear Replacement Lamp | Four-Foot | Dual Mode Internal Driver (UL Type A and Type B) | Standard | FALSE | [9 empty] | 42073 |  |  | NotYetVerified |  | 3 | 2212 | 105.8 | 20.9 | 7.68 | 0.9928 | 4000 | 82.4
PU2WPVVX | Ecopower Inc. | ECOPOWER LED | DR-T8-DLC-415WNWV4L1 | Linear Replacement Lamp | Four-Foot | Dual Mode Internal Driver (UL Type A and Type B) | Standard | FALSE | [9 empty] | 42073 |  |  | NotYetVerified | Internal driver; operates off existing fluorescent ballast | 3.1 | 1929 | 109 | 17.7 | 8.75 | 0.9936 | 4000 | 81.6
PTGU2BXX | Ecopower Inc. | ECOPOWER LED | DR-T8-DLC-415WNWV5L1 | Linear Replacement Lamp | Four-Foot | Dual Mode Internal Driver (UL Type A and Type B) | Standard | FALSE | [9 empty] | 42073 |  |  | NotYetVerified | Internal driver; operates off existing fluorescent ballast | 3.1 | 1929 | 109 | 17.7 | 8.75 | 0.9936 | 4000 | 81.6
PB5423HF | Ecopower Inc. | ECOPOWER LED | DR-T8-DLC-415WNWV5L2 | Linear Replacement Lamp | Four-Foot | Dual Mode Internal Driver (UL Type A and Type B) | Standard | FALSE | [9 empty] | 42073 |  |  | NotYetVerified | Internal driver; operates off existing fluorescent ballast | 3.1 | 1929 | 109 | 17.7 | 8.75 | 0.9936 | 4000 | 81.6
P13NQG4D | Ecopower Inc. | ECOPOWER LED | DR-T8-DLC-415WNWV4L2 | Linear Replacement Lamp | Four-Foot | Dual Mode Internal Driver (UL Type A and Type B) | Standard | FALSE | [9 empty] | 42073 |  |  | NotYetVerified | Internal driver; operates off existing fluorescent ballast | 3.1 | 1929 | 109 | 17.7 | 8.75 | 0.9936 | 4000 | 81.6
PSRXXQNB | Ecopower Inc. | ECOPOWER LED | T8-DLC418WNWV5L2B02 | Linear Replacement Lamp | Four-Foot | Internal Driver Lamp-Style Retrofit Kits (UL Type B) | Standard | FALSE | [9 empty] | 42073 |  |  | NotYetVerified |  | 3 | 1900 | 97.4 | 19.5 | 16.15 | 0.9 | 4000 | 80
PRZ6YHAQ | Ecopower Inc. | ECOPOWER LED | T8-DLC418WNWV5L1 | Linear Replacement Lamp | Four-Foot | Internal Driver Lamp-Style Retrofit Kits (UL Type B) | Standard | FALSE | [9 empty] | 42073 |  |  | NotYetVerified |  | 3 | 1900 | 97.4 | 19.5 | 16.15 | 0.9 | 4000 | 80
PQE41DEU | Ecopower Inc. | ECOPOWER LED | T8-DLC418WNWV4L1B02 | Linear Replacement Lamp | Four-Foot | Internal Driver Lamp-Style Retrofit Kits (UL Type B) | Standard | FALSE | [9 empty] | 42073 |  |  | NotYetVerified |  | 3 | 1900 | 97.4 | 19.5 | 16.15 | 0.9 | 4000 | 80
PC5QH6E4 | Ecopower Inc. | ECOPOWER LED | T8-DLC418WNWV5L1B02 | Linear Replacement Lamp | Four-Foot | Internal Driver Lamp-Style Retrofit Kits (UL Type B) | Standard | FALSE | [9 empty] | 42073 |  |  | NotYetVerified |  | 3 | 1900 | 97.4 | 19.5 | 16.15 | 0.9 | 4000 | 80
P99J3WPF | Ecopower Inc. | ECOPOWER LED | T8-DLC418WNWV4L2B02 | Linear Replacement Lamp | Four-Foot | Internal Driver Lamp-Style Retrofit Kits (UL Type B) | Standard | FALSE | [9 empty] | 42073 |  |  | NotYetVerified |  | 3 | 1900 | 97.4 | 19.5 | 16.15 | 0.9 | 4000 | 80
P7BDEAC7 | Ecopower Inc. | ECOPOWER LED | T8-DLC418WNWV5L2 | Linear Replacement Lamp | Four-Foot | Internal Driver Lamp-Style Retrofit Kits (UL Type B) | Standard | FALSE | [9 empty] | 42073 |  |  | NotYetVerified |  | 3 | 1900 | 97.4 | 19.5 | 16.15 | 0.9 | 4000 | 80
P6DBX5QN | Ecopower Inc. | ECOPOWER LED | T8-DLC418WNWV4L1 | Linear Replacement Lamp | Four-Foot | Internal Driver Lamp-Style Retrofit Kits (UL Type B) | Standard | FALSE | [9 empty] | 42073 |  |  | NotYetVerified |  | 3 | 1900 | 97.4 | 19.5 | 16.15 | 0.9 | 4000 | 80
P4UTA5P8 | Ecopower Inc. | ECOPOWER LED | T8-DLC418WNWV4L2 | Linear Replacement Lamp | Four-Foot | Internal Driver Lamp-Style Retrofit Kits (UL Type B) | Standard | FALSE | [9 empty] | 42073 |  |  | NotYetVerified |  | 3 | 1900 | 97.4 | 19.5 | 16.15 | 0.9 | 4000 | 80
PYS8G6H2 | Ecopower Inc. | ECOPOWER LED | T8-DLC422WNWV4L1B02 | Linear Replacement Lamp | Four-Foot | Internal Driver Lamp-Style Retrofit Kits (UL Type B) | Standard | FALSE | [9 empty] | 42073 |  |  | NotYetVerified | Internal Driver | 3.1 | 2450 | 111.4 | 22 | 9 | 0.9 | 4000 | 80
PWDC7HTB | Ecopower Inc. | ECOPOWER LED | T8-DLC422WNWV5L2B02 | Linear Replacement Lamp | Four-Foot | Internal Driver Lamp-Style Retrofit Kits (UL Type B) | Standard | FALSE | [9 empty] | 42073 |  |  | NotYetVerified | Internal Driver | 3.1 | 2450 | 111.4 | 22 | 9 | 0.9 | 4000 | 80
PQKMGPCJ | Ecopower Inc. | ECOPOWER LED | T8-DLC422WNWV4L2 | Linear Replacement Lamp | Four-Foot | Internal Driver Lamp-Style Retrofit Kits (UL Type B) | Standard | FALSE | [9 empty] | 42073 |  |  | NotYetVerified | Internal Driver | 3.1 | 2450 | 111.4 | 22 | 9 | 0.9 | 4000 | 80
PKBVVJ8X | Ecopower Inc. | ECOPOWER LED | T8-DLC422WNWV4L1 | Linear Replacement Lamp | Four-Foot | Internal Driver Lamp-Style Retrofit Kits (UL Type B) | Standard | FALSE | [9 empty] | 42073 |  |  | NotYetVerified | Internal Driver | 3.1 | 2450 | 111.4 | 22 | 9 | 0.9 | 4000 | 80
PC8EKXSJ | Ecopower Inc. | ECOPOWER LED | T8-DLC422WNWV5L1B02 | Linear Replacement Lamp | Four-Foot | Internal Driver Lamp-Style Retrofit Kits (UL Type B) | Standard | FALSE | [9 empty] | 42073 |  |  | NotYetVerified | Internal Driver | 3.1 | 2450 | 111.4 | 22 | 9 | 0.9 | 4000 | 80
P47NT631 | Ecopower Inc. | ECOPOWER LED | T8-DLC422WNWV4L2B02 | Linear Replacement Lamp | Four-Foot | Internal Driver Lamp-Style Retrofit Kits (UL Type B) | Standard | FALSE | [9 empty] | 42073 |  |  | NotYetVerified | Internal Driver | 3.1 | 2450 | 111.4 | 22 | 9 | 0.9 | 4000 | 80
P46GVFVV | Ecopower Inc. | ECOPOWER LED | T8-DLC422WNWV5L1 | Linear Replacement Lamp | Four-Foot | Internal Driver Lamp-Style Retrofit Kits (UL Type B) | Standard | FALSE | [9 empty] | 42073 |  |  | NotYetVerified | Internal Driver | 3.1 | 2450 | 111.4 | 22 | 9 | 0.9 | 4000 | 80
P1AKW3E3 | Ecopower Inc. | ECOPOWER LED | T8-DLC422WNWV5L2 | Linear Replacement Lamp | Four-Foot | Internal Driver Lamp-Style Retrofit Kits (UL Type B) | Standard | FALSE | [9 empty] | 42073 |  |  | NotYetVerified | Internal Driver | 3.1 | 2450 | 111.4 | 22 | 9 | 0.9 | 4000 | 80
PGE5Z5HR | Ecopower Inc. | ECOPOWER LED | DR-T8-DLC-420WNWV5L1 | Linear Replacement Lamp | Four-Foot | Dual Mode Internal Driver (UL Type A and Type B) | Standard | FALSE | [9 empty] | 42073 |  |  | NotYetVerified |  | 3 | 2327 | 104 | 22.5 |  | 0.9 | 4000 | 80
P5MS7FR1 | Ecopower Inc. | ECOPOWER LED | DR-T8-DLC-420WNWV4L1 | Linear Replacement Lamp | Four-Foot | Dual Mode Internal Driver (UL Type A and Type B) | Standard | FALSE | [9 empty] | 42073 |  |  | NotYetVerified |  | 3 | 2327 | 104 | 22.5 |  | 0.9 | 4000 | 80
P96PXZJN | Ecopower Inc. | ECOPOWER LED | DR-T8-DLC-420WNWV5L2 | Linear Replacement Lamp | Four-Foot | Dual Mode Internal Driver (UL Type A and Type B) | Standard | FALSE | [9 empty] | 42073 |  |  | NotYetVerified |  | 3 | 2250 | 100 | 22.5 |  | 0.9 | 4000 | 80
P45WQFUG | Ecopower Inc. | ECOPOWER LED | DR-T8-DLC-420WNWV4L2 | Linear Replacement Lamp | Four-Foot | Dual Mode Internal Driver (UL Type A and Type B) | Standard | FALSE | [9 empty] | 42073 |  |  | NotYetVerified |  | 3 | 2250 | 100 | 22.5 |  | 0.9 | 4000 | 80
PWKMVZ1W | Ecopower Inc. | ECOPOWER LED | DR-T8-DLC-420WNWV5L1B02 | Linear Replacement Lamp | Four-Foot | Dual Mode Internal Driver (UL Type A and Type B) | Standard | FALSE | [9 empty] | 42073 |  |  | NotYetVerified | Internal driver; operates off existing fluorescent ballast | 3 | 2327 | 104 | 22.5 |  | 0.9 | 4000 | 80
PFSY7A4D | Ecopower Inc. | ECOPOWER LED | DR-T8-DLC-420WNWV4L1B02 | Linear Replacement Lamp | Four-Foot | Dual Mode Internal Driver (UL Type A and Type B) | Standard | FALSE | [9 empty] | 42073 |  |  | NotYetVerified |  | 3 | 2327 | 104 | 22.5 |  | 0.9 | 4000 | 80
PYJPAHY6 | Ecopower Inc. | ECOPOWER LED | DR-T8-DLC-420WNWV5L2B02 | Linear Replacement Lamp | Four-Foot | Dual Mode Internal Driver (UL Type A and Type B) | Standard | FALSE | [9 empty] | 42073 |  |  | NotYetVerified | Internal driver; operates off existing fluorescent ballast | 3 | 2250 | 100 | 22.5 |  | 0.9 | 4000 | 80
PH3Y7FR2 | Ecopower Inc. | ECOPOWER LED | DR-T8-DLC-420WNWV4L2B02 | Linear Replacement Lamp | Four-Foot | Dual Mode Internal Driver (UL Type A and Type B) | Standard | FALSE | [9 empty] | 42073 |  |  | NotYetVerified |  | 3 | 2250 | 100 | 22.5 |  | 0.9 | 4000 | 80
PVUTWJNE | Ecopower Inc. | ECOPOWER LED | T8-DLC422WWWV5L2 | Linear Replacement Lamp | Four-Foot | Internal Driver Lamp-Style Retrofit Kits (UL Type B) | Standard | FALSE | [9 empty] | 42073 |  |  | NotYetVerified | Internal Driver | 3.1 | 2450 | 113 | 22.2 | 9 | 0.9 | 3000 | 82.5
PN6KYZ1X | Ecopower Inc. | ECOPOWER LED | T8-DLC422WWWV4L1 | Linear Replacement Lamp | Four-Foot | Internal Driver Lamp-Style Retrofit Kits (UL Type B) | Standard | FALSE | [9 empty] | 42073 |  |  | NotYetVerified | Internal Driver | 3.1 | 2880 | 113 | 22.2 | 8.86 | 0.9928 | 3000 | 82.5
PMHRW31S | Ecopower Inc. | ECOPOWER LED | T8-DLC422WWWV4L1B02 | Linear Replacement Lamp | Four-Foot | Internal Driver Lamp-Style Retrofit Kits (UL Type B) | Standard | FALSE | [9 empty] | 42073 |  |  | NotYetVerified | Internal Driver | 3.1 | 2880 | 113 | 22.2 | 8.86 | 0.9928 | 3000 | 82.5
PK2Z7FF6 | Ecopower Inc. | ECOPOWER LED | T8-DLC422WWWV5L2B02 | Linear Replacement Lamp | Four-Foot | Internal Driver Lamp-Style Retrofit Kits (UL Type B) | Standard | FALSE | [9 empty] | 42073 |  |  | NotYetVerified | Internal Driver | 3.1 | 2880 | 113 | 22.2 | 8.86 | 0.9928 | 3000 | 82.5
PFQYC7EG | Ecopower Inc. | ECOPOWER LED | T8-DLC422WWWV5L1 | Linear Replacement Lamp | Four-Foot | Internal Driver Lamp-Style Retrofit Kits (UL Type B) | Standard | FALSE | [9 empty] | 42073 |  |  | NotYetVerified | Internal Driver | 3.1 | 2880 | 113 | 22.2 | 8.86 | 0.9928 | 3000 | 82.5
P57QTNDW | Ecopower Inc. | ECOPOWER LED | T8-DLC422WWWV4L2B02 | Linear Replacement Lamp | Four-Foot | Internal Driver Lamp-Style Retrofit Kits (UL Type B) | Standard | FALSE | [9 empty] | 42073 |  |  | NotYetVerified | Internal Driver | 3.1 | 2880 | 113 | 22.2 | 8.86 | 0.9928 | 3000 | 82.5
P3DVT4UK | Ecopower Inc. | ECOPOWER LED | T8-DLC422WWWV5L1B02 | Linear Replacement Lamp | Four-Foot | Internal Driver Lamp-Style Retrofit Kits (UL Type B) | Standard | FALSE | [9 empty] | 42073 |  |  | NotYetVerified | Internal Driver | 3.1 | 2880 | 113 | 22.2 | 8.86 | 0.9928 | 3000 | 82.5
PZDJ5WYU | Ecopower Inc. | ECOPOWER LED | DR-T8-DLC-418WWWV4L2 | Linear Replacement Lamp | Four-Foot | Dual Mode Internal Driver (UL Type A and Type B) | Standard | FALSE | [9 empty] | 42073 |  |  | NotYetVerified | Internal driver; operates off existing fluorescent ballast | 3 | 2212 | 105.8 | 20.9 | 7.68 | 0.9928 | 3000 | 82.4
PK81PFZ4 | Ecopower Inc. | ECOPOWER LED | DR-T8-DLC-418WWWV4L1 | Linear Replacement Lamp | Four-Foot | Dual Mode Internal Driver (UL Type A and Type B) | Standard | FALSE | [9 empty] | 42073 |  |  | NotYetVerified |  | 3 | 2212 | 105.8 | 20.9 | 7.68 | 0.9928 | 3000 | 82.4
P6D861S6 | Ecopower Inc. | ECOPOWER LED | DR-T8-DLC-418WWWV5L1 | Linear Replacement Lamp | Four-Foot | Dual Mode Internal Driver (UL Type A and Type B) | Standard | FALSE | [9 empty] | 42073 |  |  | NotYetVerified |  | 3 | 2212 | 105.8 | 20.9 | 7.68 | 0.9928 | 3000 | 82.4
P5FBXNUY | Ecopower Inc. | ECOPOWER LED | DR-T8-DLC-418WWWV5L2 | Linear Replacement Lamp | Four-Foot | Dual Mode Internal Driver (UL Type A and Type B) | Standard | FALSE | [9 empty] | 42073 |  |  | NotYetVerified |  | 3 | 2212 | 105.8 | 20.9 | 7.68 | 0.9928 | 3000 | 82.4
P8R64JMK | Ecopower Inc. | ECOPOWER LED | T8-DLC418WWWV5L2 | Linear Replacement Lamp | Four-Foot | Internal Driver Lamp-Style Retrofit Kits (UL Type B) | Standard | FALSE | [9 empty] | 42073 |  |  | NotYetVerified | Internal Driver | 3.1 | 1874 | 108.3 | 17.3 | 18.52 | 0.87 | 3000 | 82.1
PZFDY3SY | Ecopower Inc. | ECOPOWER LED | T8-DLC418WWWV4L1 | Linear Replacement Lamp | Four-Foot | Internal Driver Lamp-Style Retrofit Kits (UL Type B) | Standard | FALSE | [9 empty] | 42073 |  |  | NotYetVerified | Internal Driver | 3.1 | 1894 | 108.3 | 17.3 | 16.15 | 0.9805 | 3000 | 82.1
PGX3QWSM | Ecopower Inc. | ECOPOWER LED | T8-DLC418WWWV5L1 | Linear Replacement Lamp | Four-Foot | Internal Driver Lamp-Style Retrofit Kits (UL Type B) | Standard | FALSE | [9 empty] | 42073 |  |  | NotYetVerified | Internal Driver | 3.1 | 1894 | 108.3 | 17.3 | 16.15 | 0.9805 | 3000 | 82.1
PDNZ58JP | Ecopower Inc. | ECOPOWER LED | T8-DLC418WWWV4L1B02 | Linear Replacement Lamp | Four-Foot | Internal Driver Lamp-Style Retrofit Kits (UL Type B) | Standard | FALSE | [9 empty] | 42073 |  |  | NotYetVerified | Internal Driver | 3.1 | 1894 | 108.3 | 17.3 | 16.15 | 0.9805 | 3000 | 82.1
PB8CBT44 | Ecopower Inc. | ECOPOWER LED | T8-DLC418WWWV5L2B02 | Linear Replacement Lamp | Four-Foot | Internal Driver Lamp-Style Retrofit Kits (UL Type B) | Standard | FALSE | [9 empty] | 42073 |  |  | NotYetVerified | Internal Driver | 3.1 | 1894 | 108.3 | 17.3 | 16.15 | 0.9805 | 3000 | 82.1
P39QFX68 | Ecopower Inc. | ECOPOWER LED | T8-DLC418WWWV4L2B02 | Linear Replacement Lamp | Four-Foot | Internal Driver Lamp-Style Retrofit Kits (UL Type B) | Standard | FALSE | [9 empty] | 42073 |  |  | NotYetVerified | Internal Driver | 3.1 | 1894 | 108.3 | 17.3 | 16.15 | 0.9805 | 3000 | 82.1
P23766DB | Ecopower Inc. | ECOPOWER LED | T8-DLC418WWWV5L1B02 | Linear Replacement Lamp | Four-Foot | Internal Driver Lamp-Style Retrofit Kits (UL Type B) | Standard | FALSE | [9 empty] | 42073 |  |  | NotYetVerified | Internal Driver | 3.1 | 1894 | 108.3 | 17.3 | 16.15 | 0.9805 | 3000 | 82.1
PSWDFX11 | Ecopower Inc. | ECOPOWER LED | DR-T8-DLC-415WWWV5L1 | Linear Replacement Lamp | Four-Foot | Dual Mode Internal Driver (UL Type A and Type B) | Standard | FALSE | [9 empty] | 42073 |  |  | NotYetVerified | Internal driver; operates off existing fluorescent ballast | 3.1 | 1929 | 109 | 17.7 | 8.75 | 0.9936 | 3000 | 81.6
PNU59NAE | Ecopower Inc. | ECOPOWER LED | DR-T8-DLC-415WWWV4L1 | Linear Replacement Lamp | Four-Foot | Dual Mode Internal Driver (UL Type A and Type B) | Standard | FALSE | [9 empty] | 42073 |  |  | NotYetVerified | Internal driver; operates off existing fluorescent ballast | 3.1 | 1929 | 109 | 17.7 | 8.75 | 0.9936 | 3000 | 81.6
PF2FEK9J | Ecopower Inc. | ECOPOWER LED | DR-T8-DLC-415WWWV5L2 | Linear Replacement Lamp | Four-Foot | Dual Mode Internal Driver (UL Type A and Type B) | Standard | FALSE | [9 empty] | 42073 |  |  | NotYetVerified | Internal driver; operates off existing fluorescent ballast | 3.1 | 1929 | 109 | 17.7 | 8.75 | 0.9936 | 3000 | 81.6
P7HDXCB1 | Ecopower Inc. | ECOPOWER LED | DR-T8-DLC-415WWWV4L2 | Linear Replacement Lamp | Four-Foot | Dual Mode Internal Driver (UL Type A and Type B) | Standard | FALSE | [9 empty] | 42073 |  |  | NotYetVerified | Internal driver; operates off existing fluorescent ballast | 3.1 | 1929 | 109 | 17.7 | 8.75 | 0.9936 | 3000 | 81.6
PBAZP68W | Ecopower Inc. | ECOPOWER LED | DR-T8-DLC-420WWWV5L1 | Linear Replacement Lamp | Four-Foot | Dual Mode Internal Driver (UL Type A and Type B) | Standard | FALSE | [9 empty] | 42073 |  |  | NotYetVerified |  | 3 | 2327 | 104 | 22.5 |  | 0.9 | 3000 | 80
P2U24V1A | Ecopower Inc. | ECOPOWER LED | DR-T8-DLC-420WWWV4L1 | Linear Replacement Lamp | Four-Foot | Dual Mode Internal Driver (UL Type A and Type B) | Standard | FALSE | [9 empty] | 42073 |  |  | NotYetVerified |  | 3 | 2327 | 104 | 22.5 |  | 0.9 | 3000 | 80
PAT417JQ | Ecopower Inc. | ECOPOWER LED | DR-T8-DLC-420WWWV5L2 | Linear Replacement Lamp | Four-Foot | Dual Mode Internal Driver (UL Type A and Type B) | Standard | FALSE | [9 empty] | 42073 |  |  | NotYetVerified |  | 3 | 2250 | 100 | 22.5 |  | 0.9 | 3000 | 80
PBE8WU99 | Ecopower Inc. | ECOPOWER LED | DR-T8-DLC-420WWWV5L1B02 | Linear Replacement Lamp | Four-Foot | Dual Mode Internal Driver (UL Type A and Type B) | Standard | FALSE | [9 empty] | 42073 |  |  | NotYetVerified |  | 3 | 2327 | 104 | 22.5 |  | 0.9 | 3000 | 80
PJ162XWV | Ecopower Inc. | ECOPOWER LED | DR-T8-DLC-420WWWV5L2B02 | Linear Replacement Lamp | Four-Foot | Dual Mode Internal Driver (UL Type A and Type B) | Standard | FALSE | [9 empty] | 42073 |  |  | NotYetVerified |  | 3 | 2250 | 100 | 22.5 |  | 0.9 | 3000 | 80
P6EB96UQ | LONYUNG LED LIGHTING CO.LTD | LONYUNG | LY-T8L1200-22W (3000K) | Linear Replacement Lamp | Four-Foot | Internal Driver Lamp-Style Retrofit Kits (UL Type B) | Standard | TRUE | 2141.06 | 112.69 | 19 | 16.55 | 0.961 | 2987 | 81.4 | 5 | 50000 | 42072 |  |  | No | Product updated on 08/25/2016 | 3.1 | 2420 | 110 | 22 | 15 | 0.9 | 3000 | 80
P7K676R1 | Energetic Lighting Inc. | Energetic | ELYT8C-20FSD | Linear Replacement Lamp | Four-Foot | Replacement Lamps (plug and play) (UL Type A) | Standard | TRUE | 2187 | 110.96 | 19.71 | 5.17 | 0.9533 | 3000 | 84.8 | 5 | 50000 | 42072 |  |  | NotYetVerified |  | 3 | 2166 | 109.17 | 19.84 | 15.72 | 0.9305 | 3000 | 84.9
PJ4WQWAR | LONYUNG LED LIGHTING CO.LTD | LONYUNG | LY-T8L1200-22W (5000K) | Linear Replacement Lamp | Four-Foot | Internal Driver Lamp-Style Retrofit Kits (UL Type B) | Standard | FALSE | [9 empty] | 42072 |  |  | No | Product updated on 08/25/2016 | 3.1 | 2420 | 110 | 22 | 15 | 0.9 | 5000 | 80
PBJUPTG8 | LONYUNG LED LIGHTING CO.LTD | LONYUNG | LY-T8L1200-22W (4500K) | Linear Replacement Lamp | Four-Foot | Internal Driver Lamp-Style Retrofit Kits (UL Type B) | Standard | FALSE | [9 empty] | 42072 |  |  | No | Product updated on 08/25/2016 | 3.1 | 2420 | 110 | 22 | 15 | 0.9 | 4500 | 80
PK7GG1M4 | LONYUNG LED LIGHTING CO.LTD | LONYUNG | LY-T8L1200-22W (4000K) | Linear Replacement Lamp | Four-Foot | Internal Driver Lamp-Style Retrofit Kits (UL Type B) | Standard | FALSE | [9 empty] | 42072 |  |  | No | Product updated on 08/25/2016 | 3.1 | 2420 | 110 | 22 | 15 | 0.9 | 4000 | 80
PZYM5TWE | LONYUNG LED LIGHTING CO.LTD | LONYUNG | LY-T8L1200-22W (3500K) | Linear Replacement Lamp | Four-Foot | Internal Driver Lamp-Style Retrofit Kits (UL Type B) | Standard | FALSE | [9 empty] | 42072 |  |  | No | Product updated on 08/25/2016 | 3.1 | 2420 | 110 | 22 | 15 | 0.9 | 3500 | 80
PZ4XF16M | Energetic Lighting Inc. | Energetic | ELYT8C-20FND | Linear Replacement Lamp | Four-Foot | Replacement Lamps (plug and play) (UL Type A) | Standard | FALSE | [9 empty] | 42072 |  |  | NotYetVerified |  | 3 | 2320 | 121.07 | 19.16 | 15.18 | 0.9257 | 5000 | 82.9
P1VX72UR | Energetic Lighting Inc. | Energetic | ELYT8C-20FNFD | Linear Replacement Lamp | Four-Foot | Replacement Lamps (plug and play) (UL Type A) | Standard | FALSE | [9 empty] | 42072 |  |  | NotYetVerified |  | 3 | 2166 | 109.17 | 19.84 | 15.72 | 0.9305 | 4500 | 84.9
PZAKRZNU | Energetic Lighting Inc. | Energetic | ELYT8C-20FCD | Linear Replacement Lamp | Four-Foot | Replacement Lamps (plug and play) (UL Type A) | Standard | FALSE | [9 empty] | 42072 |  |  | NotYetVerified |  | 3 | 2166 | 109.17 | 19.84 | 15.72 | 0.9305 | 4000 | 84.9
PPSGXQQE | Energetic Lighting Inc. | Energetic | ELYT8C-20FNED | Linear Replacement Lamp | Four-Foot | Replacement Lamps (plug and play) (UL Type A) | Standard | FALSE | [9 empty] | 42072 |  |  | NotYetVerified |  | 3 | 2166 | 109.17 | 19.84 | 15.72 | 0.9305 | 3500 | 84.9
PG1ZEMXP | Xeleum Lighting | Xeleum Lighting | XUTU4-16W50B-SNW | Linear Replacement Lamp | Four-Foot | Internal Driver Lamp-Style Retrofit Kits (UL Type B) | Standard | TRUE | 1830.6 | 117.75 | 15.55 | 11.5 | 0.935 | 5106 | 81.7 | 5 | 50000 | 42069 |  |  | NotYetVerified |  | 3.1 | 1830 | 117.75 | 16 |  |  | 5000 | 82
PX8A7CEY | Xeleum Lighting | Xeleum Lighting | XUTU4-18W50B-SNW | Linear Replacement Lamp | Four-Foot | Internal Driver Lamp-Style Retrofit Kits (UL Type B) | Standard | TRUE | 2007.3 | 113.85 | 17.63 | 12.23 | 0.889 | 5120 | 81.8 | 5 | 50000 | 42069 |  |  | NotYetVerified |  | 3.1 | 2000 | 113.85 | 18 |  |  | 5000 | 82
PWWT3662 | Huizhou TCL Light Electrical Appliances Co. Ltd | TCl | TCLBPZ220/22T8F(2700K) | Linear Replacement Lamp | Four-Foot | Internal Driver Lamp-Style Retrofit Kits (UL Type B) | Standard | TRUE | 2333 | 106.627 | 21.88 | 17.31 | 0.9086 | 2841 | 83.4 | 5 | 50000 | 42068 |  |  | NotYetVerified | Internal Driver | 3 | 2333 | 107.66 | 21.67 | 17.31 | 0.9086 | 2700 | 83.4
PMR3RW3Q | Huizhou TCL Light Electrical Appliances Co. Ltd | TCl | TCLBPZ220/18T8F(2700K) | Linear Replacement Lamp | Four-Foot | Internal Driver Lamp-Style Retrofit Kits (UL Type B) | Standard | TRUE | 1833 | 105.893 | 17.31 | 15.96 | 0.9058 | 2846 | 83.6 | 5 |  | 42068 |  |  | NotYetVerified |  | 3 | 1833 | 106.56 | 17.2 | 15.96 | 0.9058 | 2700 | 83.6
P6ZVVD5F | Huizhou TCL Light Electrical Appliances Co. Ltd | TCl | TCLBPZ220/22T8F(5000K) | Linear Replacement Lamp | Four-Foot | Internal Driver Lamp-Style Retrofit Kits (UL Type B) | Standard | FALSE | [9 empty] | 42068 |  |  | NotYetVerified | Internal Driver | 3 | 2528 | 115.8 | 21.83 | 17.58 | 0.9045 | 5000 | 83.4
PZH4K6MZ | Huizhou TCL Light Electrical Appliances Co. Ltd | TCl | TCLBPZ220/18T8F(5000K) | Linear Replacement Lamp | Four-Foot | Internal Driver Lamp-Style Retrofit Kits (UL Type B) | Standard | FALSE | [9 empty] | 42068 |  |  | NotYetVerified | Internal Driver | 3 | 1997 | 114.84 | 17.39 | 16.57 | 0.9088 | 5000 | 83.4
PEQKPEQB | Huizhou TCL Light Electrical Appliances Co. Ltd | TCl | TCLBPZ220/18T8F(4500K) | Linear Replacement Lamp | Four-Foot | Internal Driver Lamp-Style Retrofit Kits (UL Type B) | Standard | FALSE | [9 empty] | 42068 |  |  | NotYetVerified |  | 3 | 1833 | 106.56 | 17.2 | 15.96 | 0.9058 | 4500 | 83.6
P9BBCX3Q | Huizhou TCL Light Electrical Appliances Co. Ltd | TCl | TCLBPZ220/22T8F(4500K) | Linear Replacement Lamp | Four-Foot | Internal Driver Lamp-Style Retrofit Kits (UL Type B) | Standard | FALSE | [9 empty] | 42068 |  |  | NotYetVerified | Internal Driver | 3 | 2333 | 107.66 | 21.67 | 17.31 | 0.9086 | 4500 | 83.4
PFTXCWNR | Huizhou TCL Light Electrical Appliances Co. Ltd | TCl | TCLBPZ220/18T8F(4000K) | Linear Replacement Lamp | Four-Foot | Internal Driver Lamp-Style Retrofit Kits (UL Type B) | Standard | FALSE | [9 empty] | 42068 |  |  | NotYetVerified |  | 3 | 1833 | 106.56 | 17.2 | 15.96 | 0.9058 | 4000 | 83.6
PZK2R1M9 | Huizhou TCL Light Electrical Appliances Co. Ltd | TCl | TCLBPZ220/22T8F(4000K) | Linear Replacement Lamp | Four-Foot | Internal Driver Lamp-Style Retrofit Kits (UL Type B) | Standard | FALSE | [9 empty] | 42068 |  |  | NotYetVerified | Internal Driver | 3 | 2333 | 107.66 | 21.67 | 17.31 | 0.9086 | 4000 | 83.4
PMR8ZAHS | Huizhou TCL Light Electrical Appliances Co. Ltd | TCl | TCLBPZ220/18T8F(3500K) | Linear Replacement Lamp | Four-Foot | Internal Driver Lamp-Style Retrofit Kits (UL Type B) | Standard | FALSE | [9 empty] | 42068 |  |  | NotYetVerified |  | 3 | 1833 | 106.56 | 17.2 | 15.96 | 0.9058 | 3500 | 83.6
PBHNE9RR | Huizhou TCL Light Electrical Appliances Co. Ltd | TCl | TCLBPZ220/22T8F(3500K) | Linear Replacement Lamp | Four-Foot | Internal Driver Lamp-Style Retrofit Kits (UL Type B) | Standard | FALSE | [9 empty] | 42068 |  |  | NotYetVerified | Internal Driver | 3 | 2333 | 107.66 | 21.67 | 17.31 | 0.9086 | 3500 | 83.4
PPR3VT7C | Huizhou TCL Light Electrical Appliances Co. Ltd | TCl | TCLBPZ220/18T8F(3000K) | Linear Replacement Lamp | Four-Foot | Internal Driver Lamp-Style Retrofit Kits (UL Type B) | Standard | FALSE | [9 empty] | 42068 |  |  | NotYetVerified |  | 3 | 1833 | 106.56 | 17.2 | 15.96 | 0.9058 | 3000 | 83.6
PBRKRMRM | Huizhou TCL Light Electrical Appliances Co. Ltd | TCl | TCLBPZ220/22T8F(3000K) | Linear Replacement Lamp | Four-Foot | Internal Driver Lamp-Style Retrofit Kits (UL Type B) | Standard | FALSE | [9 empty] | 42068 |  |  | NotYetVerified | Internal Driver | 3 | 2333 | 107.66 | 21.67 | 17.31 | 0.9086 | 3000 | 83.4
PK3CQXTV | Philips Lighting North America Corporation | Philips | 9290011240A | Linear Replacement Lamp | Four-Foot | Replacement Lamps (plug and play) (UL Type A) | Standard | TRUE | 1688 | 114.5 | 14.74 | 10.13 | 0.9614 | 3380 | 81.9 | 5 | 50000 | 42066 |  |  | NotYetVerified | Internal Driver; Operates off existing ballast | 3 | 1600 | 110 | 14.5 |  | 0.9 | 3500 | 82
PFP3HAV2 | Shenzhen Topband Co. Ltd. | TOPBAND | TPCRT8X4NLA-18WSB(40C) | Linear Replacement Lamp | Four-Foot | Internal Driver Lamp-Style Retrofit Kits (UL Type B) | Standard | TRUE | 2059 | 120.06 | 17.15 | 18.86 | 0.9093 | 4078 | 83.9 | 5 | 50000 | 42066 |  |  | NotYetVerified | Internal driver | 3 | 2059 | 114.4 | 18 |  | 0.9 | 4000 | 80
PYHRFSYT | Philips Lighting North America Corporation | Philips | 9290011242A | Linear Replacement Lamp | Four-Foot | Replacement Lamps (plug and play) (UL Type A) | Standard | FALSE | [9 empty] | 42066 |  |  | NotYetVerified | Internal Driver; Operates off existing ballast | 3 | 1650 | 113 | 14.5 |  | 0.9 | 5000 | 82
P32JEFUD | Philips Lighting North America Corporation | Philips | 9290011241A | Linear Replacement Lamp | Four-Foot | Replacement Lamps (plug and play) (UL Type A) | Standard | FALSE | [9 empty] | 42066 |  |  | NotYetVerified | Internal Driver; Operates off existing ballast | 3 | 1600 | 110 | 14.5 |  | 0.9 | 4000 | 82
PPTR8CZU | Shenzhen Topband Co. Ltd. | TOPBAND | TPCRT8X4NLA-18WSB(50C) | Linear Replacement Lamp | Four-Foot | Internal Driver Lamp-Style Retrofit Kits (UL Type B) | Standard | FALSE | [9 empty] | 42066 |  |  | NotYetVerified | Internal driver | 3 | 2176 | 120.9 | 18 |  | 0.9 | 5000 | 80
P4HFED31 | Shenzhen Topband Co. Ltd. | TOPBAND | TPCRT8X4NLA-18WSB(45C) | Linear Replacement Lamp | Four-Foot | Internal Driver Lamp-Style Retrofit Kits (UL Type B) | Standard | FALSE | [9 empty] | 42066 |  |  | NotYetVerified | Internal driver | 3 | 2059 | 114.4 | 18 |  | 0.9 | 4500 | 80
PPTQ9VX6 | Shenzhen Topband Co. Ltd. | TOPBAND | TPCRT8X4NLA-18WCB(40C) | Linear Replacement Lamp | Four-Foot | Internal Driver Lamp-Style Retrofit Kits (UL Type B) | Standard | TRUE | 2226 | 124.89 | 17.82 | 16.56 | 0.9388 | 4055 | 84.1 | 5 | 50000 | 42062 |  |  | NotYetVerified | Internal Driver | 3 | 2226 | 130 | 18 |  | 0.9 | 4000 | 80
P5UBMPPP | Shenzhen Topband Co. Ltd. | TOPBAND | TPT8X4NLA-18WSB(40F) | Linear Replacement Lamp | Four-Foot | Internal Driver Lamp-Style Retrofit Kits (UL Type B) | Standard | TRUE | 1807 | 102.51 | 17.63 | 17.99 | 0.9375 | 4080 | 83.7 | 5 | 50000 | 42062 |  |  | NotYetVerified |  | 3 | 1807 | 100.4 | 18 |  | 0.9 | 4000 | 80
PJ9GRX9C | Shenzhen Topband Co. Ltd. | TOPBAND | TPCRT8X4NLA-18WCB(40F) | Linear Replacement Lamp | Four-Foot | Internal Driver Lamp-Style Retrofit Kits (UL Type B) | Standard | TRUE | 2095 | 116.13 | 18.04 | 15.64 | 0.9314 | 4017 | 84.4 | 5 | 50000 | 42062 |  |  | NotYetVerified | Internal Driver | 3 | 2095 | 130 | 18 |  | 0.9 | 4000 | 80
P2ZYSANZ | Shenzhen Topband Co. Ltd. | TOPBAND | TPT8X4NLA-18WSB(40C) | Linear Replacement Lamp | Four-Foot | Internal Driver Lamp-Style Retrofit Kits (UL Type B) | Standard | TRUE | 1929 | 107.77 | 17.9 | 17.17 | 0.9297 | 4092 | 83.6 | 5 | 50000 | 42062 |  |  | NotYetVerified | Internal Driver | 3 | 1929 |  | 18 |  | 0.9 | 4000 | 80
P1M6S9EU | Shenzhen Topband Co. Ltd. | TOPBAND | TPCRT8X4NLA-18WCB(50C) | Linear Replacement Lamp | Four-Foot | Internal Driver Lamp-Style Retrofit Kits (UL Type B) | Standard | FALSE | [9 empty] | 42062 |  |  | NotYetVerified | Internal Driver | 3 | 2274 | 130 | 18 |  | 0.9 | 5000 | 80
PAXN31TY | Shenzhen Topband Co. Ltd. | TOPBAND | TPCRT8X4NLA-18WCB(50F) | Linear Replacement Lamp | Four-Foot | Internal Driver Lamp-Style Retrofit Kits (UL Type B) | Standard | FALSE | [9 empty] | 42062 |  |  | NotYetVerified | Internal Driver | 3 | 2174 | 130 | 18 |  | 0.9 | 5000 | 80
P6CD4XNF | Shenzhen Topband Co. Ltd. | TOPBAND | TPT8X4NLA-18WSB(50F) | Linear Replacement Lamp | Four-Foot | Internal Driver Lamp-Style Retrofit Kits (UL Type B) | Standard | FALSE | [9 empty] | 42062 |  |  | NotYetVerified |  | 3 | 1906 | 105.9 | 18 |  | 0.9 | 5000 | 80
PVRZWDY5 | Shenzhen Topband Co. Ltd. | TOPBAND | TPCRT8X4NLA-18WCB(45C) | Linear Replacement Lamp | Four-Foot | Internal Driver Lamp-Style Retrofit Kits (UL Type B) | Standard | FALSE | [9 empty] | 42062 |  |  | NotYetVerified | Internal Driver | 3 | 2226 | 130 | 18 |  | 0.9 | 4500 | 80
PTYA8XYS | Shenzhen Topband Co. Ltd. | TOPBAND | TPCRT8X4NLA-18WCB(45F) | Linear Replacement Lamp | Four-Foot | Internal Driver Lamp-Style Retrofit Kits (UL Type B) | Standard | FALSE | [9 empty] | 42062 |  |  | NotYetVerified | Internal Driver | 3 | 2095 | 130 | 18 |  | 0.9 | 4500 | 80
PJVY9B7R | Shenzhen Topband Co. Ltd. | TOPBAND | TPT8X4NLA-18WSB(45F) | Linear Replacement Lamp | Four-Foot | Internal Driver Lamp-Style Retrofit Kits (UL Type B) | Standard | FALSE | [9 empty] | 42062 |  |  | NotYetVerified |  | 3 | 1807 | 100.4 | 18 |  | 0.9 | 4500 | 80
P4U5MCP1 | FY Lighting Co. Ltd | FY Lighting | FY-T8-1200EC(L50K120CT2D) | Linear Replacement Lamp | Four-Foot | 2-lamp External Driver Lamp-Style Retrofit Kits (UL Type C) | Standard | FALSE | [9 empty] | 42062 |  |  | NotYetVerified | External Driver | 3 | 2183.2 | 122.91 | 18 |  |  | 5000 | 84
PX7TAGJU | FY Lighting Co. Ltd | FY Lighting | FY-T8-1200EC(L45K120CT2D) | Linear Replacement Lamp | Four-Foot | 2-lamp External Driver Lamp-Style Retrofit Kits (UL Type C) | Standard | FALSE | [9 empty] | 42062 |  |  | NotYetVerified | External Driver | 3 | 2081.2 | 117.18 | 18 |  |  | 4500 | 83
PQWGTHYD | FY Lighting Co. Ltd | FY Lighting | FY-T8-1200EC(L40K120CT2D) | Linear Replacement Lamp | Four-Foot | 2-lamp External Driver Lamp-Style Retrofit Kits (UL Type C) | Standard | FALSE | [9 empty] | 42062 |  |  | NotYetVerified | External Driver | 3 | 2081.2 | 117.18 | 18 |  |  | 4000 | 83
P3MS8XVV | FY Lighting Co. Ltd | FY Lighting | FY-T8-1200EC(L35K120CT2D) | Linear Replacement Lamp | Four-Foot | 2-lamp External Driver Lamp-Style Retrofit Kits (UL Type C) | Standard | FALSE | [9 empty] | 42062 |  |  | NotYetVerified | External Driver | 3 | 2081.2 | 117.18 | 18 |  |  | 3500 | 83
PWYE8KPS | FY Lighting Co. Ltd | FY Lighting | FY-T8-1200EC(L30K120CT2D) | Linear Replacement Lamp | Four-Foot | 2-lamp External Driver Lamp-Style Retrofit Kits (UL Type C) | Standard | FALSE | [9 empty] | 42062 |  |  | NotYetVerified | External Driver | 3 | 2081.2 | 117.18 | 18 |  |  | 3000 | 83
PK8JJGJE | GE Lighting Solutions | GE Lighting | 88138 LED18T8/4/850 | Linear Replacement Lamp | Four-Foot | 2-lamp External Driver Lamp-Style Retrofit Kits (UL Type C) | Standard | FALSE | [9 empty] | 42060 |  |  | NotYetVerified | External Driver | 4 | 2300 | 125 | 16 |  | 0.9 | 5000 | 80
PM8SECFA8 | WOOREE Lighting | KolourOne | S9230 | Linear Replacement Lamp | Four-Foot | Replacement Lamps (plug and play) (UL Type A) | Standard | TRUE | 2021.63 | 102.52 | 19.72 | 9.1 | 0.972 | 3040.6 | 82.3 | 5 | 50000 | 42059 |  |  | NotYetVerified |  | 3 | 2020 | 102 | 20 | 5.3 | 0.9986 | 3000 | 82
P2387ZBYE | WOOREE Lighting | KolourOne | S9233 | Linear Replacement Lamp | Four-Foot | Replacement Lamps (plug and play) (UL Type A) | Standard | FALSE | [9 empty] | 42059 |  |  | NotYetVerified |  | 3 | 2120 | 106 | 20 | 5.3 | 0.9986 | 5000 | 82.3
PNUC117AE | WOOREE Lighting | KolourOne | S9232 | Linear Replacement Lamp | Four-Foot | Replacement Lamps (plug and play) (UL Type A) | Standard | FALSE | [9 empty] | 42059 |  |  | NotYetVerified |  | 3 | 2100 | 105 | 20 | 5.3 | 0.9986 | 4000 | 82.3
PWHTQZQ5H | WOOREE Lighting | KolourOne | S9231 | Linear Replacement Lamp | Four-Foot | Replacement Lamps (plug and play) (UL Type A) | Standard | FALSE | [9 empty] | 42059 |  |  | NotYetVerified | Ballast Compatible | 3 | 2060 | 103 | 20 | 5.3 | 0.9986 | 3500 | 82.3
P1CSEJT7 | SHENZHEN ZENITH TECHNOLOGY CO.LTD | Zenith | ZS-T8F1218T(3000K) | Linear Replacement Lamp | Four-Foot | Internal Driver Lamp-Style Retrofit Kits (UL Type B) | Standard | TRUE | 2067 | 109.82 | 18.82 | 17.66 | 0.9173 | 2939 | 82.1 | 5 |  | 42058 |  |  | NotYetVerified | Internal Driver | 3 | 2000 | 109 | 18 |  | 0.9 | 3000 | 82
PU5YZ3N6 | SHENZHEN ZENITH TECHNOLOGY CO.LTD | Zenith | ZS-T8F1218T(5000K) | Linear Replacement Lamp | Four-Foot | Internal Driver Lamp-Style Retrofit Kits (UL Type B) | Standard | FALSE | [9 empty] | 42058 |  |  | NotYetVerified | Internal Driver | 3 | 2200 | 121 | 18 |  | 0.9 | 5000 | 82
PF17NDGA | SHENZHEN ZENITH TECHNOLOGY CO.LTD | Zenith | ZS-T8F1218T(4500K) | Linear Replacement Lamp | Four-Foot | Internal Driver Lamp-Style Retrofit Kits (UL Type B) | Standard | FALSE | [9 empty] | 42058 |  |  | NotYetVerified | Internal Driver | 3 | 2000 | 109 | 18 |  | 0.9 | 4500 | 82
PPUF1JDQ | SHENZHEN ZENITH TECHNOLOGY CO.LTD | Zenith | ZS-T8F1218T(4000K) | Linear Replacement Lamp | Four-Foot | Internal Driver Lamp-Style Retrofit Kits (UL Type B) | Standard | FALSE | [9 empty] | 42058 |  |  | NotYetVerified | Internal Driver | 3 | 2000 | 109 | 18 |  | 0.9 | 4000 | 82
PV539Z21 | SHENZHEN ZENITH TECHNOLOGY CO.LTD | Zenith | ZS-T8F1218T(3500K) | Linear Replacement Lamp | Four-Foot | Internal Driver Lamp-Style Retrofit Kits (UL Type B) | Standard | FALSE | [9 empty] | 42058 |  |  | NotYetVerified | Internal Driver | 3 | 2000 | 109 | 18 |  | 0.9 | 3500 | 82
PJQFFT1J | Gu Yuan Optoelectronic Technology Co Ltd | GY | L22W-48T8/830 | Linear Replacement Lamp | Four-Foot | Replacement Lamps (plug and play) (UL Type A) | Standard | TRUE | 2099.3 | 98.17 | 21.38 | 6.21 | 0.987 | 3016 | 83.2 | 5 | 50000 | 42052 |  |  | NotYetVerified |  | 3 | 2099 | 100 | 22 | 10 | 0.99 | 3000 | 83
PWP4D6QQ | Gu Yuan Optoelectronic Technology Co Ltd | GY | L17W-48T8/830-1 | Linear Replacement Lamp | Four-Foot | Replacement Lamps (plug and play) (UL Type A) | Standard | TRUE | 1714.17 | 97.48 | 17.59 | 5.04 | 0.98 | 3021 | 83.3 | 5 | 50000 | 42052 |  |  | NotYetVerified | Internal Driver;Operates off existing ballast | 3 | 1714 | 100 | 17 | 10 | 0.99 | 3000 | 83
PTXPZCX7 | Gu Yuan Optoelectronic Technology Co Ltd | GY | L17W-48T8/830-2 | Linear Replacement Lamp | Four-Foot | Replacement Lamps (plug and play) (UL Type A) | Standard | TRUE | 1692.8 | 98.62 | 17.17 | 5.87 | 0.978 | 2825 | 82.7 | 5 | 50000 | 42052 |  |  | NotYetVerified | Internal Driver;Operates off existing ballast | 3 | 1692 | 100 | 17 | 10 | 0.99 | 3000 | 83
PYZ23ZTD | FOSHAN ELECTRICAL AND LIGHTING CO.LTD. | FSL | T8-18-27/A113/24 | Linear Replacement Lamp | Four-Foot | Internal Driver Lamp-Style Retrofit Kits (UL Type B) | Standard | TRUE | 1844 | 103.29 | 17.85 | 21.87 | 0.973 | 2706 | 82 | 5 | 50000 | 42052 |  |  | NotYetVerified |  | 3 | 1800 | 100 | 18 | 25 | 0.9 | 2700 | 80
P4S371T1 | Lighting by LED LLC | Lighting by LED | LBCA-T4U18-30FGSDU | Linear Replacement Lamp | Four-Foot | Internal Driver Lamp-Style Retrofit Kits (UL Type B) | Standard | TRUE | 2044.8 | 115.47 | 17.71 | 13.1 | 0.944 | 3027 | 82 | 5 | 50000 | 42052 |  |  | No |  | 3 | 2044.8 | 115.47 | 17.71 | 11.8 | 0.99 | 3027 | 82
PFKY1KVB | FY Lighting Co. Ltd | Fen Yong | FY-T8-1200NFB(L30K120CGXN) | Linear Replacement Lamp | Four-Foot | Internal Driver Lamp-Style Retrofit Kits (UL Type B) | Standard | TRUE | 2355 | 105.04 | 22.42 | 10.39 | 0.9187 | 2950 | 83 | 5 | 50000 | 42052 |  |  | NotYetVerified |  | 3 | 2355 | 105.04 | 22.42 | 10.39 | 0.9187 | 3000 | 83
PU4GDK4V | FY Lighting Co. Ltd | Fen Yong | FY-T8-1200NCB(L30K120CGXN) | Linear Replacement Lamp | Four-Foot | Internal Driver Lamp-Style Retrofit Kits (UL Type B) | Standard | TRUE | 2544 | 113.36 | 22.45 | 10.62 | 0.9158 | 2948 | 82.7 | 5 | 50000 | 42052 |  |  | NotYetVerified | Internal Driver | 3 | 2544 | 113.36 | 22.45 | 10.62 | 0.9158 | 3000 | 82.7
PYUVSTEA | FY Lighting Co. Ltd | Fen Yong | FY-T8-1200NCM(L30K120CGXN) | Linear Replacement Lamp | Four-Foot | Internal Driver Lamp-Style Retrofit Kits (UL Type B) | Standard | TRUE | 1730 | 120.25 | 14.63 | 9.82 | 0.9077 | 2945 | 82.9 | 5 | 50000 | 42052 |  |  | NotYetVerified | Internal Driver | 3 | 1730 | 120.25 | 14.39 | 9.82 | 0.9077 | 3000 | 82.9
P1P2XWVQ | FY Lighting Co. Ltd | Fen Yong | FY-T8-1200NFM(L30K120CGXN) | Linear Replacement Lamp | Four-Foot | Internal Driver Lamp-Style Retrofit Kits (UL Type B) | Standard | TRUE | 1597 | 110.48 | 14.72 | 10.81 | 0.9024 | 2948 | 83.5 | 5 | 50000 | 42052 |  |  | NotYetVerified | Internal Driver | 3 | 1597 | 110.48 | 14.46 | 10.81 | 0.9024 | 3000 | 83.5
PT4SE69E | FOSHAN ELECTRICAL AND LIGHTING CO.LTD. | FSL | T8-18-50/A113/24 | Linear Replacement Lamp | Four-Foot | Internal Driver Lamp-Style Retrofit Kits (UL Type B) | Standard | FALSE | [9 empty] | 42052 |  |  | NotYetVerified |  | 3 | 1800 | 100 | 18 | 25 | 0.9 | 5000 | 80
PM4JJGFQ | FOSHAN ELECTRICAL AND LIGHTING CO.LTD. | FSL | T8-18-45/A113/24 | Linear Replacement Lamp | Four-Foot | Internal Driver Lamp-Style Retrofit Kits (UL Type B) | Standard | FALSE | [9 empty] | 42052 |  |  | NotYetVerified |  | 3 | 1800 | 100 | 18 | 25 | 0.9 | 4500 | 80
PWEJXKXU | FOSHAN ELECTRICAL AND LIGHTING CO.LTD. | FSL | T8-18-40/A113/24 | Linear Replacement Lamp | Four-Foot | Internal Driver Lamp-Style Retrofit Kits (UL Type B) | Standard | FALSE | [9 empty] | 42052 |  |  | NotYetVerified |  | 3 | 1800 | 100 | 18 | 25 | 0.9 | 4000 | 80
PZEZNWZZ | FOSHAN ELECTRICAL AND LIGHTING CO.LTD. | FSL | T8-18-35/A113/24 | Linear Replacement Lamp | Four-Foot | Internal Driver Lamp-Style Retrofit Kits (UL Type B) | Standard | FALSE | [9 empty] | 42052 |  |  | NotYetVerified |  | 3 | 1800 | 100 | 18 | 25 | 0.9 | 3500 | 80
P7PQ1BBB | FOSHAN ELECTRICAL AND LIGHTING CO.LTD. | FSL | T8-18-30/A113/24 | Linear Replacement Lamp | Four-Foot | Internal Driver Lamp-Style Retrofit Kits (UL Type B) | Standard | FALSE | [9 empty] | 42052 |  |  | NotYetVerified |  | 3 | 1800 | 100 | 18 | 25 | 0.9 | 3000 | 80
P5Y2DY3K | Gu Yuan Optoelectronic Technology Co Ltd | GY | L22W-48T8/850 | Linear Replacement Lamp | Four-Foot | Replacement Lamps (plug and play) (UL Type A) | Standard | FALSE | [9 empty] | 42052 |  |  | NotYetVerified | Internal Driver;Operates off existing ballast | 3 | 2294.8 | 107 | 22 | 10 | 0.99 | 5000 | 84
PUBQV66X | Gu Yuan Optoelectronic Technology Co Ltd | GY | L17W-48T8/850-1 | Linear Replacement Lamp | Four-Foot | Replacement Lamps (plug and play) (UL Type A) | Standard | FALSE | [9 empty] | 42052 |  |  | NotYetVerified |  | 3 | 1752 | 100 | 17 | 10 | 0.99 | 5000 | 84
P7BT178Y | Gu Yuan Optoelectronic Technology Co Ltd | GY | L17W-48T8/850-2 | Linear Replacement Lamp | Four-Foot | Replacement Lamps (plug and play) (UL Type A) | Standard | FALSE | [9 empty] | 42052 |  |  | NotYetVerified |  | 3 | 1734 | 100 | 17 | 10 | 0.99 | 5000 | 84
PEFHMKJP | Gu Yuan Optoelectronic Technology Co Ltd | GY | L22W-48T8/845 | Linear Replacement Lamp | Four-Foot | Replacement Lamps (plug and play) (UL Type A) | Standard | FALSE | [9 empty] | 42052 |  |  | NotYetVerified |  | 3 | 2260 | 105 | 22 | 10 | 0.99 | 4500 | 84
PVHM6QYC | Gu Yuan Optoelectronic Technology Co Ltd | GY | L17W-48T8/845-1 | Linear Replacement Lamp | Four-Foot | Replacement Lamps (plug and play) (UL Type A) | Standard | FALSE | [9 empty] | 42052 |  |  | NotYetVerified | Internal Driver;Operates off existing ballast | 3 | 1740 | 100 | 17 | 10 | 0.99 | 4500 | 84
PFTGR1MX | Gu Yuan Optoelectronic Technology Co Ltd | GY | L17W-48T8/845-2 | Linear Replacement Lamp | Four-Foot | Replacement Lamps (plug and play) (UL Type A) | Standard | FALSE | [9 empty] | 42052 |  |  | NotYetVerified |  | 3 | 1720 | 100 | 17 | 10 | 0.99 | 4500 | 84
P976WHWN | Gu Yuan Optoelectronic Technology Co Ltd | GY | L22W-48T8/840 | Linear Replacement Lamp | Four-Foot | Replacement Lamps (plug and play) (UL Type A) | Standard | FALSE | [9 empty] | 42052 |  |  | NotYetVerified |  | 3 | 2230 | 104 | 22 | 10 | 0.99 | 4000 | 83
PF636HFX | Gu Yuan Optoelectronic Technology Co Ltd | GY | L17W-48T8/840-1 | Linear Replacement Lamp | Four-Foot | Replacement Lamps (plug and play) (UL Type A) | Standard | FALSE | [9 empty] | 42052 |  |  | NotYetVerified |  | 3 | 1735 | 100 | 17 | 10 | 0.99 | 4000 | 83
PUCTYKYB | Gu Yuan Optoelectronic Technology Co Ltd | GY | L17W-48T8/840-2 | Linear Replacement Lamp | Four-Foot | Replacement Lamps (plug and play) (UL Type A) | Standard | FALSE | [9 empty] | 42052 |  |  | NotYetVerified | Internal Driver;Operates off existing ballast | 3 | 1710 | 100 | 17 | 10 | 0.99 | 4000 | 83
PMDPPBW9 | Gu Yuan Optoelectronic Technology Co Ltd | GY | L22W-48T8/835 | Linear Replacement Lamp | Four-Foot | Replacement Lamps (plug and play) (UL Type A) | Standard | FALSE | [9 empty] | 42052 |  |  | NotYetVerified |  | 3 | 2200 | 102 | 22 | 10 | 0.99 | 3500 | 83
PG9RCX3W | Gu Yuan Optoelectronic Technology Co Ltd | GY | L17W-48T8/835-1 | Linear Replacement Lamp | Four-Foot | Replacement Lamps (plug and play) (UL Type A) | Standard | FALSE | [9 empty] | 42052 |  |  | NotYetVerified |  | 3 | 1725 | 100 | 17 | 10 | 0.99 | 3500 | 83
PK6GTBWR | Gu Yuan Optoelectronic Technology Co Ltd | GY | L17W-48T8/835-2 | Linear Replacement Lamp | Four-Foot | Replacement Lamps (plug and play) (UL Type A) | Standard | FALSE | [9 empty] | 42052 |  |  | NotYetVerified |  | 3 | 1700 | 100 | 17 | 10 | 0.99 | 3500 | 83
P6XMDNAA | FY Lighting Co. Ltd | Fen Yong | FY-T8-1200NFM(L50K120CGXN) | Linear Replacement Lamp | Four-Foot | Internal Driver Lamp-Style Retrofit Kits (UL Type B) | Standard | FALSE | [9 empty] | 42052 |  |  | NotYetVerified | Internal Driver | 3 | 1709 | 117.33 | 14.56 | 11.47 | 0.9027 | 5000 | 83
PTMKDRGA | FY Lighting Co. Ltd | Fen Yong | FY-T8-1200NFB(L50K120CGXN) | Linear Replacement Lamp | Four-Foot | Internal Driver Lamp-Style Retrofit Kits (UL Type B) | Standard | FALSE | [9 empty] | 42052 |  |  | NotYetVerified | Internal Driver | 3 | 2465 | 111.14 | 22.18 | 9.52 | 0.9085 | 5000 | 82.8
PGJPD87Z | FY Lighting Co. Ltd | Fen Yong | FY-T8-1200NCM(L50K120CGXN) | Linear Replacement Lamp | Four-Foot | Internal Driver Lamp-Style Retrofit Kits (UL Type B) | Standard | FALSE | [9 empty] | 42052 |  |  | NotYetVerified | Internal Driver | 3 | 1873 | 128.44 | 14.58 | 10.57 | 0.9103 | 5000 | 82.6
PG48SS8N | FY Lighting Co. Ltd | Fen Yong | FY-T8-1200NCB(L50K120CGXN) | Linear Replacement Lamp | Four-Foot | Internal Driver Lamp-Style Retrofit Kits (UL Type B) | Standard | FALSE | [9 empty] | 42052 |  |  | NotYetVerified | Internal Driver | 3 | 2661 | 120.41 | 22.1 | 9.31 | 0.9092 | 5000 | 82.4
P8WABTWJ | FY Lighting Co. Ltd | Fen Yong | FY-T8-1200NFM(L45K120CGXN) | Linear Replacement Lamp | Four-Foot | Internal Driver Lamp-Style Retrofit Kits (UL Type B) | Standard | FALSE | [9 empty] | 42052 |  |  | NotYetVerified | Internal Driver | 3 | 1597 | 110.48 | 14.46 | 10.81 | 0.9024 | 4500 | 83.5
P3FDN6JB | FY Lighting Co. Ltd | Fen Yong | FY-T8-1200NFB(L45K120CGXN) | Linear Replacement Lamp | Four-Foot | Internal Driver Lamp-Style Retrofit Kits (UL Type B) | Standard | FALSE | [9 empty] | 42052 |  |  | NotYetVerified |  | 3 | 2355 | 105.04 | 22.42 | 10.39 | 0.9187 | 4500 | 83
PD32M8SP | FY Lighting Co. Ltd | Fen Yong | FY-T8-1200NCM(L45K120CGXN) | Linear Replacement Lamp | Four-Foot | Internal Driver Lamp-Style Retrofit Kits (UL Type B) | Standard | FALSE | [9 empty] | 42052 |  |  | NotYetVerified | Internal Driver | 3 | 1730 | 120.25 | 14.39 | 9.82 | 0.9077 | 4500 | 82.9
PAZ4J3E4 | FY Lighting Co. Ltd | Fen Yong | FY-T8-1200NCB(L45K120CGXN) | Linear Replacement Lamp | Four-Foot | Internal Driver Lamp-Style Retrofit Kits (UL Type B) | Standard | FALSE | [9 empty] | 42052 |  |  | NotYetVerified | Internal Driver | 3 | 2544 | 113.36 | 22.45 | 10.62 | 0.9158 | 4500 | 82.7
PY2HSNXF | FY Lighting Co. Ltd | Fen Yong | FY-T8-1200NFM(L40K120CGXN) | Linear Replacement Lamp | Four-Foot | Internal Driver Lamp-Style Retrofit Kits (UL Type B) | Standard | FALSE | [9 empty] | 42052 |  |  | NotYetVerified | Internal Driver | 3 | 1597 | 110.48 | 14.46 | 10.81 | 0.9024 | 4000 | 83.5
PXHPG9E9 | FY Lighting Co. Ltd | Fen Yong | FY-T8-1200NFB(L40K120CGXN) | Linear Replacement Lamp | Four-Foot | Internal Driver Lamp-Style Retrofit Kits (UL Type B) | Standard | FALSE | [9 empty] | 42052 |  |  | NotYetVerified | Internal Driver | 3 | 2355 | 105.04 | 22.42 | 10.39 | 0.9187 | 4000 | 83
PV3XM24F | FY Lighting Co. Ltd | Fen Yong | FY-T8-1200NCM(L40K120CGXN) | Linear Replacement Lamp | Four-Foot | Internal Driver Lamp-Style Retrofit Kits (UL Type B) | Standard | FALSE | [9 empty] | 42052 |  |  | NotYetVerified | Internal Driver | 3 | 1730 | 120.25 | 14.39 | 9.82 | 0.9077 | 4000 | 82.9
PNFF5SHA | FY Lighting Co. Ltd | Fen Yong | FY-T8-1200NCB(L40K120CGXN) | Linear Replacement Lamp | Four-Foot | Internal Driver Lamp-Style Retrofit Kits (UL Type B) | Standard | FALSE | [9 empty] | 42052 |  |  | NotYetVerified | Internal Driver | 3 | 2544 | 113.36 | 22.45 | 10.62 | 0.9158 | 4000 | 82.7
PKVVW8Z2 | FY Lighting Co. Ltd | Fen Yong | FY-T8-1200NFM(L35K120CGXN) | Linear Replacement Lamp | Four-Foot | Internal Driver Lamp-Style Retrofit Kits (UL Type B) | Standard | FALSE | [9 empty] | 42052 |  |  | NotYetVerified | Internal Driver | 3 | 1597 | 110.48 | 14.46 | 10.81 | 0.9024 | 3500 | 83.5
PMQK96N9 | FY Lighting Co. Ltd | Fen Yong | FY-T8-1200NFB(L35K120CGXN) | Linear Replacement Lamp | Four-Foot | Internal Driver Lamp-Style Retrofit Kits (UL Type B) | Standard | FALSE | [9 empty] | 42052 |  |  | NotYetVerified |  | 3 | 2355 | 105.04 | 22.42 | 10.39 | 0.9187 | 3500 | 83
PTKNEY34 | FY Lighting Co. Ltd | Fen Yong | FY-T8-1200NCM(L35K120CGXN) | Linear Replacement Lamp | Four-Foot | Internal Driver Lamp-Style Retrofit Kits (UL Type B) | Standard | FALSE | [9 empty] | 42052 |  |  | NotYetVerified | Internal Driver | 3 | 1730 | 120.25 | 14.39 | 9.82 | 0.9077 | 3500 | 82.9
PWR819R6 | FY Lighting Co. Ltd | Fen Yong | FY-T8-1200NCB(L35K120CGXN) | Linear Replacement Lamp | Four-Foot | Internal Driver Lamp-Style Retrofit Kits (UL Type B) | Standard | FALSE | [9 empty] | 42052 |  |  | NotYetVerified | Internal Driver | 3 | 2544 | 113.36 | 22.45 | 10.62 | 0.9158 | 3500 | 82.7
PYDZQ89Q | Lighting by LED LLC | Lighting by LED | LBCA-T4U18-40FGSDU | Linear Replacement Lamp | Four-Foot | Internal Driver Lamp-Style Retrofit Kits (UL Type B) | Standard | FALSE | [9 empty] | 42052 | Not Dimmable | Not Dimmable | No |  | 3 | 2092.052 | 117.716 | 17.772 |  | 0.989 | 4067 | 82.5
PDED2PB8 | Renesola Zhejiang Ltd | Renesola | RT8018O01 (3000K) | Linear Replacement Lamp | Four-Foot | Internal Driver Lamp-Style Retrofit Kits (UL Type B) | Standard | TRUE | 1866.6 | 110.52 | 16.89 | 21.37 | 0.9428 | 2937 | 84.2 | 5 | 50000 | 42048 |  |  | NotYetVerified | Internal Driver | 3 | 1800 |  | 18 | 20 | 0.9 | 3000 | 80
PSBYABMP | Renesola Zhejiang Ltd | Renesola | RT8018O01 (5000K) | Linear Replacement Lamp | Four-Foot | Internal Driver Lamp-Style Retrofit Kits (UL Type B) | Standard | FALSE | [9 empty] | 42048 | Not Dimmable | Not Dimmable | NotYetVerified |  | 3 | 1800 | 100 | 18 | 20 | 0.9 | 5000 | 80
P24K5B6X | Renesola Zhejiang Ltd | Renesola | RT8018O01 (4500K) | Linear Replacement Lamp | Four-Foot | Internal Driver Lamp-Style Retrofit Kits (UL Type B) | Standard | FALSE | [9 empty] | 42048 | Not Dimmable | Not Dimmable | NotYetVerified |  | 3 | 1800 | 100 | 18 | 20 | 0.9 | 4500 | 80
P2RWJT8X | Renesola Zhejiang Ltd | Renesola | RT8018O01 (4000K) | Linear Replacement Lamp | Four-Foot | Internal Driver Lamp-Style Retrofit Kits (UL Type B) | Standard | FALSE | [9 empty] | 42048 | Not Dimmable | Not Dimmable | NotYetVerified |  | 3 | 1800 | 100 | 18 | 20 | 0.9 | 4000 | 80
PSYA8QAD | Renesola Zhejiang Ltd | Renesola | RT8018O01 (3500K) | Linear Replacement Lamp | Four-Foot | Internal Driver Lamp-Style Retrofit Kits (UL Type B) | Standard | FALSE | [9 empty] | 42048 | Not Dimmable | Not Dimmable | NotYetVerified |  | 3 | 1800 | 100 | 18 | 20 | 0.9 | 3500 | 80
PRQ42DWNJ | TOGGLED | TOGGLED | A416-35210 | Linear Replacement Lamp | Four-Foot | Internal Driver Lamp-Style Retrofit Kits (UL Type B) | Standard | TRUE | 1661 | 102 | 16.22 | 17.1 | 0.945 | 3340 | 84.1 | 5 | 50000 | 42047 |  |  | NotYetVerified |  | 3 | 1600 | 100 | 16 | 17.1 | 0.9 | 3500 | 80
PTPK82TW | Halco Lighting Technologies | Halco ProLED | T8FR18/830/LED | Linear Replacement Lamp | Four-Foot | Internal Driver Lamp-Style Retrofit Kits (UL Type B) | Standard | TRUE | 1857.3 | 104.62 | 17.75 | 17.84 | 0.913 | 3012 | 86.4 | 5 | 50000 | 42047 |  |  | NotYetVerified |  | 3 | 1857 | 104 | 18 | 14 | 0.97 | 3000 | 86
PHEHM4KG5 | TOGGLED | TOGGLED | A416-50210 | Linear Replacement Lamp | Four-Foot | Internal Driver Lamp-Style Retrofit Kits (UL Type B) | Standard | FALSE | [9 empty] | 42047 |  |  | NotYetVerified |  | 3 | 1700 | 106.25 | 16 | 17.1 | 0.9 | 5000 | 80
PQ79CHND4 | TOGGLED | TOGGLED | A416-40210 | Linear Replacement Lamp | Four-Foot | Internal Driver Lamp-Style Retrofit Kits (UL Type B) | Standard | FALSE | [9 empty] | 42047 |  |  | NotYetVerified |  | 3 | 1700 | 106.25 | 16 | 17.1 | 0.9 | 4000 | 80
P5E4HNKT | Halco Lighting Technologies | Halco ProLED | T8FR18/850/LED 80179 | Linear Replacement Lamp | Four-Foot | Internal Driver Lamp-Style Retrofit Kits (UL Type B) | Standard | FALSE | [9 empty] | 42047 |  |  | NotYetVerified | Internal Driver | 3 | 2000 | 110 | 18 | 14 | 0.97 | 5000 | 84
P46J6KGQ | Halco Lighting Technologies | Halco ProLED | T8FR18/840/LED 80178 | Linear Replacement Lamp | Four-Foot | Internal Driver Lamp-Style Retrofit Kits (UL Type B) | Standard | FALSE | [9 empty] | 42047 |  |  | NotYetVerified |  | 3 | 1940 | 106 | 18 | 14 | 0.97 | 4000 | 85
PKQ12HR1 | Halco Lighting Technologies | Halco ProLED | T8FR18/835/LED | Linear Replacement Lamp | Four-Foot | Internal Driver Lamp-Style Retrofit Kits (UL Type B) | Standard | FALSE | [9 empty] | 42047 |  |  | NotYetVerified |  | 3 | 1900 | 105 | 18 | 14 | 0.97 | 3500 | 86
P2EAX2AG | JIAXING SUPER LIGHTING ELECTRIC APPLIANCE CO.LTD | SUPER | T8L-IDDM11-1600-4ft-AB | Linear Replacement Lamp | Four-Foot | Replacement Lamps (plug and play) (UL Type A) | Standard | TRUE | 1801.8 | 118.31 | 15.23 | 9.28 | 0.977 | 3096 | 84.8 | 5 | 50000 | 42045 |  |  | NotYetVerified | Internal driver; operates off of fluorescent ballast | 3 | 1800 | 116 | 15 | 20 | 0.9 | 3000 | 82
PCRTCMM4V | Infinite Energy Solutions LLC | Infinite Energy | IES-T8-20W-1200-30K-F (G13 Base Only) | Linear Replacement Lamp | Four-Foot | Internal Driver Lamp-Style Retrofit Kits (UL Type B) | Standard | TRUE | 2294.06 | 114.93 | 19.96 | 16.67 | 0.94 | 2992 | 82.5 | 5 | 50000 | 42045 |  |  | NotYetVerified | Internal Driver | 3.1 | 2300 | 114.93 | 20 | 15 | 0.9 | 3000 | 80
P4SX38QV | Shen Zhen GETK Lighting Technology Co.Ltd | GETK | GT-S120-96A-18W(3000K) | Linear Replacement Lamp | Four-Foot | Internal Driver Lamp-Style Retrofit Kits (UL Type B) | Standard | TRUE | 1950 | 111.42 | 17.5 | 19.29 | 0.911 | 2909 | 81.9 | 5 | 50000 | 42045 |  |  | NotYetVerified | Internal Driver | 3 | 1950 | 111.42 | 17.5 | 19.29 | 0.9106 | 3000 | 81.9
PHSR1RNH | Shen Zhen GETK Lighting Technology Co.Ltd | GETK | GT-S120-120A-22W(3000K) | Linear Replacement Lamp | Four-Foot | Internal Driver Lamp-Style Retrofit Kits (UL Type B) | Standard | TRUE | 2314 | 110.74 | 20.89 | 17.91 | 0.908 | 2925 | 82 | 5 | 50000 | 42045 |  |  | NotYetVerified | Internal Driver | 3 | 2314 | 110.74 | 20.89 | 17.91 | 0.9082 | 3000 | 82
PTYEVDPG | JIAXING SUPER LIGHTING ELECTRIC APPLIANCE CO.LTD | SUPER | T8L-IDDM11-1600-4ft-EB | Linear Replacement Lamp | Four-Foot | Replacement Lamps (plug and play) (UL Type A) | Standard | FALSE | [9 empty] | 42045 |  |  | NotYetVerified | Internal driver; operates off of fluorescent ballast | 3 | 1800 | 116 | 15 | 20 | 0.9 | 5000 | 82
PM3DS6VG | JIAXING SUPER LIGHTING ELECTRIC APPLIANCE CO.LTD | SUPER | T8L-IDDM11-1600-4ft-DB | Linear Replacement Lamp | Four-Foot | Replacement Lamps (plug and play) (UL Type A) | Standard | FALSE | [9 empty] | 42045 |  |  | NotYetVerified | Internal driver; operates off of fluorescent ballast | 3 | 1800 | 116 | 15 | 20 | 0.9 | 4500 | 82
P9PJSCAH | JIAXING SUPER LIGHTING ELECTRIC APPLIANCE CO.LTD | SUPER | T8L-IDDM11-1600-4ft-CB | Linear Replacement Lamp | Four-Foot | Replacement Lamps (plug and play) (UL Type A) | Standard | FALSE | [9 empty] | 42045 |  |  | NotYetVerified | Internal driver; operates off of fluorescent ballast | 3 | 1800 | 116 | 15 | 20 | 0.9 | 4000 | 82
PKKPXJ5F | JIAXING SUPER LIGHTING ELECTRIC APPLIANCE CO.LTD | SUPER | T8L-IDDM11-1600-4ft-BB | Linear Replacement Lamp | Four-Foot | Replacement Lamps (plug and play) (UL Type A) | Standard | FALSE | [9 empty] | 42045 |  |  | NotYetVerified | Internal driver; operates off of fluorescent ballast | 3 | 1800 | 116 | 15 | 20 | 0.9 | 3500 | 82
P8KUMSWU5 | Infinite Energy Solutions LLC | Infinite Energy | IES-T8-20W-1200-50K-F (G13 Base Only) | Linear Replacement Lamp | Four-Foot | Internal Driver Lamp-Style Retrofit Kits (UL Type B) | Standard | FALSE | [9 empty] | 42045 | Not Dimmable | Not Dimmable | NotYetVerified | Internal Driver | 3.1 | 2400 | 120 | 20 | 15 | 0.9 | 5000 | 80
P23TMBNXE | Infinite Energy Solutions LLC | Infinite Energy | IES-T8-20W-1200-45K-F (G13 Base Only) | Linear Replacement Lamp | Four-Foot | Internal Driver Lamp-Style Retrofit Kits (UL Type B) | Standard | FALSE | [9 empty] | 42045 | Not Dimmable | Not Dimmable | NotYetVerified | Internal Driver | 3.1 | 2400 | 120 | 20 | 15 | 0.9 | 4500 | 80
PRJ7CR63B | Infinite Energy Solutions LLC | Infinite Energy | IES-T8-20W-1200-40K-F (G13 Base Only) | Linear Replacement Lamp | Four-Foot | Internal Driver Lamp-Style Retrofit Kits (UL Type B) | Standard | FALSE | [9 empty] | 42045 | Not Dimmable | Not Dimmable | NotYetVerified | Internal Driver | 3.1 | 2400 | 120 | 20 | 15 | 0.9 | 4000 | 80
PHGQ5828Q | Infinite Energy Solutions LLC | Infinite Energy | IES-T8-20W-1200-35K-F (G13 Base Only) | Linear Replacement Lamp | Four-Foot | Internal Driver Lamp-Style Retrofit Kits (UL Type B) | Standard | FALSE | [9 empty] | 42045 | Not Dimmable | Not Dimmable | NotYetVerified | Internal Driver | 3.1 | 2300 | 115 | 20 | 15 | 0.9 | 3500 | 80
P8PG5MWJ | Shen Zhen GETK Lighting Technology Co.Ltd | GETK | GT-S120-96A-18W(5000K) | Linear Replacement Lamp | Four-Foot | Internal Driver Lamp-Style Retrofit Kits (UL Type B) | Standard | FALSE | [9 empty] | 42045 | Not Dimmable | Not Dimmable | NotYetVerified | Internal Driver | 3 | 2026 | 114.14 | 17.75 | 19.72 | 0.9165 | 5000 | 81.9
PEM8ZXUD | Shen Zhen GETK Lighting Technology Co.Ltd | GETK | GT-S120-120A-22W(5000K) | Linear Replacement Lamp | Four-Foot | Internal Driver Lamp-Style Retrofit Kits (UL Type B) | Standard | FALSE | [9 empty] | 42045 | Not Dimmable | Not Dimmable | NotYetVerified | Internal Driver | 3 | 2471 | 115.61 | 21.37 | 19.36 | 0.9104 | 5000 | 81.7
PAFN8EV6 | Shen Zhen GETK Lighting Technology Co.Ltd | GETK | GT-S120-120A-22W(4500K) | Linear Replacement Lamp | Four-Foot | Internal Driver Lamp-Style Retrofit Kits (UL Type B) | Standard | FALSE | [9 empty] | 42045 | Not Dimmable | Not Dimmable | NotYetVerified | Internal Driver | 3 | 2314 | 110.74 | 20.89 | 17.91 | 0.9082 | 4500 | 82
PKD3M2MV | Shen Zhen GETK Lighting Technology Co.Ltd | GETK | GT-S120-96A-18W(4500K) | Linear Replacement Lamp | Four-Foot | Internal Driver Lamp-Style Retrofit Kits (UL Type B) | Standard | FALSE | [9 empty] | 42045 | Not Dimmable | Not Dimmable | NotYetVerified | Internal Driver | 3 | 1950 | 111.42 | 17.5 | 19.29 | 0.9106 | 4500 | 81.9
PDYMPQCF | Shen Zhen GETK Lighting Technology Co.Ltd | GETK | GT-S120-120A-22W(4000K) | Linear Replacement Lamp | Four-Foot | Internal Driver Lamp-Style Retrofit Kits (UL Type B) | Standard | FALSE | [9 empty] | 42045 | Not Dimmable | Not Dimmable | NotYetVerified | Internal Driver | 3 | 2314 | 110.74 | 20.89 | 17.91 | 0.9082 | 4000 | 82
PS8H6Q2H | Shen Zhen GETK Lighting Technology Co.Ltd | GETK | GT-S120-96A-18W(4000K) | Linear Replacement Lamp | Four-Foot | Internal Driver Lamp-Style Retrofit Kits (UL Type B) | Standard | FALSE | [9 empty] | 42045 | Not Dimmable | Not Dimmable | NotYetVerified | Internal Driver | 3 | 1950 | 111.42 | 17.5 | 19.29 | 0.9106 | 4000 | 81.9
PZKM7S51 | Shen Zhen GETK Lighting Technology Co.Ltd | GETK | GT-S120-120A-22W(3500K) | Linear Replacement Lamp | Four-Foot | Internal Driver Lamp-Style Retrofit Kits (UL Type B) | Standard | FALSE | [9 empty] | 42045 | Not Dimmable | Not Dimmable | NotYetVerified | Internal Driver | 3 | 2314 | 110.74 | 20.89 | 17.91 | 0.9082 | 3500 | 82
PQCT8MBX | Shen Zhen GETK Lighting Technology Co.Ltd | GETK | GT-S120-96A-18W(3500K) | Linear Replacement Lamp | Four-Foot | Internal Driver Lamp-Style Retrofit Kits (UL Type B) | Standard | FALSE | [9 empty] | 42045 | Not Dimmable | Not Dimmable | NotYetVerified | Internal Driver | 3 | 1950 | 111.42 | 17.5 | 19.29 | 0.9106 | 3500 | 81.9
PMYND1P7 | Light Efficient Design | LIGHT EFFICIENT DESIGN | LED-6115-UL-4-30K-BFR [Qualified with fixed end caps only] | Linear Replacement Lamp | Four-Foot | Internal Driver Lamp-Style Retrofit Kits (UL Type B) | Standard | TRUE | 1620 | 99.98 | 16.2 | 12.8 | 0.961 | 2978 | 81 | 5 | 50000 | 42041 |  |  | NotYetVerified |  | 3 | 1600 | 100 | 18 | 12.8 | 0.95 | 3000 | 80
PHV53724 | Light Efficient Design | LIGHT EFFICIENT DESIGN | LED-6204-UL-4-30K-BFR [Qualified with fixed end caps only] | Linear Replacement Lamp | Four-Foot | Dual Mode Internal Driver (UL Type A and Type B) | Standard | TRUE | 1923 | 110.96 | 17.33 | 19.65 | 0.953 | 3048 | 81.9 | 5 | 50000 | 42041 |  |  | NotYetVerified |  | 3 | 1923 | 110.96 | 17.33 | 19.65 | 0.953 | 3000 | 81.9
P5H33F24 | JIAXING SUPER LIGHTING ELECTRIC APPLIANCE CO.LTD | SUPER | T8L-IDFH11-2200-4ft-ABA | Linear Replacement Lamp | Four-Foot | Internal Driver Lamp-Style Retrofit Kits (UL Type B) | Standard | TRUE | 2225 | 124.2 | 17.92 | 19.37 | 0.917 | 3080 | 84.1 | 5 | 50000 | 42041 |  |  | No |  | 3 | 2200 | 122 | 18 | 20 | 0.9 | 3000 | 83
PRRZH6G3 | JIAXING SUPER LIGHTING ELECTRIC APPLIANCE CO.LTD | SUPER | T8L-IDFH11-1800-4ft-AB | Linear Replacement Lamp | Four-Foot | Internal Driver Lamp-Style Retrofit Kits (UL Type B) | Standard | TRUE | 2034.2 | 123.21 | 16.51 | 7.67 | 0.9112 | 3097 | 85 | 5 | 50000 | 42041 |  |  | NotYetVerified | Internal driver | 3 | 1800 | 105 | 17 | 20 | 0.9 | 3000 | 82
PG29TK87 | JIAXING SUPER LIGHTING ELECTRIC APPLIANCE CO.LTD | SUPER | T8L-IDFH11-2200-4ft-EBA | Linear Replacement Lamp | Four-Foot | Internal Driver Lamp-Style Retrofit Kits (UL Type B) | Standard | FALSE | [9 empty] | 42041 |  |  | No |  | 3 | 2200 | 122 | 18 | 20 | 0.9 | 5000 | 83
PWUPUTJ5 | JIAXING SUPER LIGHTING ELECTRIC APPLIANCE CO.LTD | SUPER | T8L-IDFH11-1800-4ft-EB | Linear Replacement Lamp | Four-Foot | Internal Driver Lamp-Style Retrofit Kits (UL Type B) | Standard | FALSE | [9 empty] | 42041 |  |  | NotYetVerified | Internal driver | 3 | 1800 | 105 | 17 | 20 | 0.9 | 5000 | 82
PRR5YDSJ | JIAXING SUPER LIGHTING ELECTRIC APPLIANCE CO.LTD | SUPER | T8L-IDFH11-2200-4ft-DBA | Linear Replacement Lamp | Four-Foot | Internal Driver Lamp-Style Retrofit Kits (UL Type B) | Standard | FALSE | [9 empty] | 42041 |  |  | No |  | 3 | 2200 | 122 | 18 | 20 | 0.9 | 4500 | 83
PHNGSYWF | JIAXING SUPER LIGHTING ELECTRIC APPLIANCE CO.LTD | SUPER | T8L-IDFH11-1800-4ft-DB | Linear Replacement Lamp | Four-Foot | Internal Driver Lamp-Style Retrofit Kits (UL Type B) | Standard | FALSE | [9 empty] | 42041 |  |  | NotYetVerified |  | 3 | 1800 | 105 | 17 | 20 | 0.9 | 4500 | 82
PREFRHJ8 | JIAXING SUPER LIGHTING ELECTRIC APPLIANCE CO.LTD | SUPER | T8L-IDFH11-2200-4ft-CBA | Linear Replacement Lamp | Four-Foot | Internal Driver Lamp-Style Retrofit Kits (UL Type B) | Standard | FALSE | [9 empty] | 42041 |  |  | No |  | 3 | 2200 | 122 | 18 | 20 | 0.9 | 4000 | 83
PZM1GD2S | JIAXING SUPER LIGHTING ELECTRIC APPLIANCE CO.LTD | SUPER | T8L-IDFH11-1800-4ft-CB | Linear Replacement Lamp | Four-Foot | Internal Driver Lamp-Style Retrofit Kits (UL Type B) | Standard | FALSE | [9 empty] | 42041 |  |  | NotYetVerified | Internal driver | 3 | 1800 | 105 | 17 | 20 | 0.9 | 4000 | 82
PQH4VVCG | JIAXING SUPER LIGHTING ELECTRIC APPLIANCE CO.LTD | SUPER | T8L-IDFH11-2200-4ft-BBA | Linear Replacement Lamp | Four-Foot | Internal Driver Lamp-Style Retrofit Kits (UL Type B) | Standard | FALSE | [9 empty] | 42041 |  |  | No |  | 3 | 2200 | 122 | 18 | 20 | 0.9 | 3500 | 83
PJ8YEYAM | JIAXING SUPER LIGHTING ELECTRIC APPLIANCE CO.LTD | SUPER | T8L-IDFH11-1800-4ft-BB | Linear Replacement Lamp | Four-Foot | Internal Driver Lamp-Style Retrofit Kits (UL Type B) | Standard | FALSE | [9 empty] | 42041 |  |  | NotYetVerified |  | 3 | 1800 | 105 | 17 | 20 | 0.9 | 3500 | 82
PF2QX6KB | Torshare Ltd | TORSHARE | T8-18W-120-AHC(4500K) | Linear Replacement Lamp | Four-Foot | Internal Driver Lamp-Style Retrofit Kits (UL Type B) | Standard | FALSE | [9 empty] | 42041 |  |  | NotYetVerified |  | 3 | 1800 | 100 | 18 | 20 | 0.9 | 4500 | 80
P7RMJJRB | Torshare Ltd | TORSHARE | T8-18W-120-AHC(4000K) | Linear Replacement Lamp | Four-Foot | Internal Driver Lamp-Style Retrofit Kits (UL Type B) | Standard | FALSE | [9 empty] | 42041 |  |  | NotYetVerified |  | 3 | 1800 | 100 | 18 | 20 | 0.9 | 4000 | 80
PWKJE3R4 | Torshare Ltd | TORSHARE | T8-18W-120-AHC(3500K) | Linear Replacement Lamp | Four-Foot | Internal Driver Lamp-Style Retrofit Kits (UL Type B) | Standard | FALSE | [9 empty] | 42041 |  |  | NotYetVerified | Internal Driver | 3 | 1800 | 100 | 18 | 20 | 0.9 | 3500 | 80
P4PHRA38 | Light Efficient Design | LIGHT EFFICIENT DESIGN | LED-6115-UL-4-40K-BFR [Qualified with fixed end caps only] | Linear Replacement Lamp | Four-Foot | Internal Driver Lamp-Style Retrofit Kits (UL Type B) | Standard | FALSE | [9 empty] | 42041 |  |  | NotYetVerified |  | 3 | 1650 | 100 | 18 | 12.8 | 0.95 | 4000 | 80
PSJDAV25 | Light Efficient Design | LIGHT EFFICIENT DESIGN | LED-6204-UL-4-40K-BFR [Qualified with fixed end caps only] | Linear Replacement Lamp | Four-Foot | Dual Mode Internal Driver (UL Type A and Type B) | Standard | FALSE | [9 empty] | 42041 |  |  | NotYetVerified |  | 3 | 1923 | 110.96 | 17.33 | 19.65 | 0.953 | 4000 | 81.9
P9W9S7BW | JIAXING SUPER LIGHTING ELECTRIC APPLIANCE CO.LTD | SUPER | T8L-IDDM11-2200-4ft-ABA | Linear Replacement Lamp | Four-Foot | Replacement Lamps (plug and play) (UL Type A) | Standard | TRUE | 2261 | 113.8 | 19.86 | 9.43 | 0.9818 | 3073 | 84.5 | 5 | 50000 | 42039 |  |  | No |  | 3 | 2200 | 112 | 19.5 | 20 | 0.9 | 3000 | 82
P3TUQXNT | Feit Electric Co. Inc. | Feit Electric | T48/830/LED [Fixed End Caps Only] | Linear Replacement Lamp | Four-Foot | Replacement Lamps (plug and play) (UL Type A) | Standard | TRUE | 1733.4 | 101.36 | 17.1 | 13.85 | 0.98 | 3115 | 82.4 | 5 | 50000 | 42039 |  |  | NotYetVerified |  | 3 | 1750 | 100 | 17.5 |  |  | 3000 | 83
PZ97N785 | JIAXING SUPER LIGHTING ELECTRIC APPLIANCE CO.LTD | SUPER | T8L-IDDM11-1800-4ft-AB | Linear Replacement Lamp | Four-Foot | Replacement Lamps (plug and play) (UL Type A) | Standard | TRUE | 1928.7 | 114.94 | 16.78 | 5.54 | 0.98 | 3077 | 85.1 | 5 | 50000 | 42039 |  |  | NotYetVerified | Internal Driver; operates off fluorescent ballast | 3 | 1900 | 108 | 17.5 | 20 | 0.9 | 3000 | 82
PDX53M6MD | Infinite Energy Solutions LLC | Infinite Energy | IES-T8-16W-1200-30K-F (G13 Base Only) | Linear Replacement Lamp | Four-Foot | Internal Driver Lamp-Style Retrofit Kits (UL Type B) | Standard | TRUE | 1826.7 | 120.02 | 15.22 | 20.45 | 0.909 | 2985 | 82.5 | 5 | 50000 | 42039 |  |  | NotYetVerified | Internal Driver | 3.1 | 1840 | 120 | 16 | 15 | 0.9 | 3000 | 80
PATKEATQ | JIAXING SUPER LIGHTING ELECTRIC APPLIANCE CO.LTD | SUPER | T8L-IDDM11-1800-4ft-EB | Linear Replacement Lamp | Four-Foot | Replacement Lamps (plug and play) (UL Type A) | Standard | FALSE | [9 empty] | 42039 |  |  | NotYetVerified | Internal Driver; operates off fluorescent ballast | 3 | 1900 | 108 | 17.5 | 20 | 0.9 | 5000 | 82
PG6C7ZJK | JIAXING SUPER LIGHTING ELECTRIC APPLIANCE CO.LTD | SUPER | T8L-IDDM11-2200-4ft-EBA | Linear Replacement Lamp | Four-Foot | Replacement Lamps (plug and play) (UL Type A) | Standard | FALSE | [9 empty] | 42039 |  |  | No |  | 3 | 2200 | 112 | 19.5 | 20 | 0.9 | 5000 | 82
PMNQTZUD | JIAXING SUPER LIGHTING ELECTRIC APPLIANCE CO.LTD | SUPER | T8L-IDDM11-1800-4ft-DB | Linear Replacement Lamp | Four-Foot | Replacement Lamps (plug and play) (UL Type A) | Standard | FALSE | [9 empty] | 42039 |  |  | NotYetVerified | Internal Driver; operates off fluorescent ballast | 3 | 1900 | 108 | 17.5 | 20 | 0.9 | 4500 | 82
P9BV39QS | JIAXING SUPER LIGHTING ELECTRIC APPLIANCE CO.LTD | SUPER | T8L-IDDM11-2200-4ft-DBA | Linear Replacement Lamp | Four-Foot | Replacement Lamps (plug and play) (UL Type A) | Standard | FALSE | [9 empty] | 42039 |  |  | No |  | 3 | 2200 | 112 | 19.5 | 20 | 0.9 | 4500 | 82
PX2E64P3 | JIAXING SUPER LIGHTING ELECTRIC APPLIANCE CO.LTD | SUPER | T8L-IDDM11-1800-4ft-CB | Linear Replacement Lamp | Four-Foot | Replacement Lamps (plug and play) (UL Type A) | Standard | FALSE | [9 empty] | 42039 |  |  | NotYetVerified | Internal Driver; operates off fluorescent ballast | 3 | 1900 | 108 | 17.5 | 20 | 0.9 | 4000 | 82
PZU8EMKZ | JIAXING SUPER LIGHTING ELECTRIC APPLIANCE CO.LTD | SUPER | T8L-IDDM11-2200-4ft-CBA | Linear Replacement Lamp | Four-Foot | Replacement Lamps (plug and play) (UL Type A) | Standard | FALSE | [9 empty] | 42039 |  |  | No |  | 3 | 2200 | 112 | 19.5 | 20 | 0.9 | 4000 | 82
PRMY25DC | JIAXING SUPER LIGHTING ELECTRIC APPLIANCE CO.LTD | SUPER | T8L-IDDM11-1800-4ft-BB | Linear Replacement Lamp | Four-Foot | Replacement Lamps (plug and play) (UL Type A) | Standard | FALSE | [9 empty] | 42039 |  |  | NotYetVerified | Internal Driver; operates off fluorescent ballast | 3 | 1900 | 108 | 17.5 | 20 | 0.9 | 3500 | 82
PPA924JT | JIAXING SUPER LIGHTING ELECTRIC APPLIANCE CO.LTD | SUPER | T8L-IDDM11-2200-4ft-BBA | Linear Replacement Lamp | Four-Foot | Replacement Lamps (plug and play) (UL Type A) | Standard | FALSE | [9 empty] | 42039 |  |  | No |  | 3 | 2200 | 112 | 19.5 | 20 | 0.9 | 3500 | 82
P88DCZW5 | Feit Electric Co. Inc. | Feit Electric | T48/850/LED [Fixed End Caps Only] | Linear Replacement Lamp | Four-Foot | Replacement Lamps (plug and play) (UL Type A) | Standard | FALSE | [9 empty] | 42039 |  |  | NotYetVerified |  | 3 | 1850 | 100 | 17.5 |  |  | 5000 | 83
PRS8UXEE | Feit Electric Co. Inc. | Feit Electric | T48/841/LED [Fixed End Caps Only] | Linear Replacement Lamp | Four-Foot | Replacement Lamps (plug and play) (UL Type A) | Standard | FALSE | [9 empty] | 42039 |  |  | NotYetVerified |  | 3 | 1750 | 100 | 17.5 |  |  | 4000 | 83
PZ6KJZKUE | Infinite Energy Solutions LLC | Infinite Energy | IES-T8-16W-1200-50K-F (G13 Base Only) | Linear Replacement Lamp | Four-Foot | Internal Driver Lamp-Style Retrofit Kits (UL Type B) | Standard | FALSE | [9 empty] | 42039 | Not Dimmable | Not Dimmable | NotYetVerified | Internal Driver | 3.1 | 1840 | 120 | 16 | 15 | 0.9 | 5000 | 80
P295ZZTA9 | Infinite Energy Solutions LLC | Infinite Energy | IES-T8-16W-1200-45K-F (G13 Base Only) | Linear Replacement Lamp | Four-Foot | Internal Driver Lamp-Style Retrofit Kits (UL Type B) | Standard | FALSE | [9 empty] | 42039 | Not Dimmable | Not Dimmable | NotYetVerified | Internal Driver | 3.1 | 1840 | 120 | 16 | 15 | 0.9 | 4500 | 80
PETT9F4D5 | Infinite Energy Solutions LLC | Infinite Energy | IES-T8-16W-1200-40K-F (G13 Base Only) | Linear Replacement Lamp | Four-Foot | Internal Driver Lamp-Style Retrofit Kits (UL Type B) | Standard | FALSE | [9 empty] | 42039 | Not Dimmable | Not Dimmable | NotYetVerified | Internal Driver | 3.1 | 1840 | 120 | 16 | 15 | 0.9 | 4000 | 80
PZYX9PBYF | Infinite Energy Solutions LLC | Infinite Energy | IES-T8-16W-1200-35K-F (G13 Base Only) | Linear Replacement Lamp | Four-Foot | Internal Driver Lamp-Style Retrofit Kits (UL Type B) | Standard | FALSE | [9 empty] | 42039 | Not Dimmable | Not Dimmable | NotYetVerified | Internal Driver | 3.1 | 1840 | 120 | 16 | 15 | 0.9 | 3500 | 80
PYM65P6K | Luxul Technology Inc. | Luxul | D-Lux T8 4ft 4000K | Linear Replacement Lamp | Four-Foot | Replacement Lamps (plug and play) (UL Type A) | Standard | TRUE | 1613.57 | 109.47 | 14.74 | 12.84 | 0.961 | 4065 | 82 | 5 | 50000 | 42038 |  |  | NotYetVerified |  | 3 | 1613.57 | 109.47 | 14.74 | 12.84 | 0.961 | 4065 | 82
PKUWWQR4 | Linmore LED Labs | Linmore LED | LL-T8-4-2-ED-C-35K | Linear Replacement Lamp | Four-Foot | 2-lamp External Driver Lamp-Style Retrofit Kits (UL Type C) | Standard | TRUE | 1744.05 | 140 | 12.44 | 13 | 0.95 | 3376 | 82 | 10 | 50000 | 42038 |  |  | NotYetVerified | External Driver | 3 | [5 empty] | 3500
P27WBEDM | Jiangxi Outrace Technology Co.Ltd. | OUTRACE | OU018-T4A | Linear Replacement Lamp | Four-Foot | Internal Driver Lamp-Style Retrofit Kits (UL Type B) | Standard | TRUE | 1855.275 | 105.666 | 17.558 | 18.3 | 0.942 | 2883 | 83.8 | 5 |  | 42038 |  |  | NotYetVerified |  | 3 | 1700 | 100 | 18 |  | 0.9 | 3000 | 80
PRYSZQQ1 | Linmore LED Labs | Linmore LED | LL-T8-4-1-ED-C-35K | Linear Replacement Lamp | Four-Foot | 2-lamp External Driver Lamp-Style Retrofit Kits (UL Type C) | Standard | TRUE | 2037.74 | 144 | 14.11 | 11 | 0.93 | 3376 | 82 | 10 | 50000 | 42038 |  |  | NotYetVerified | External Driver | 3 | [5 empty] | 3500
PKH6RHAJ | Luxul Technology Inc. | Luxul | D-Lux T8 4ft 5000K | Linear Replacement Lamp | Four-Foot | Replacement Lamps (plug and play) (UL Type A) | Standard | FALSE | [9 empty] | 42038 |  |  | NotYetVerified |  | 3 | 1662.06 | 113.529 | 14.64 | 12.87 | 0.99 | 5170 | 82.9
PXARNAFZ | Linmore LED Labs | Linmore LED | LL-T8-4-2-ED-C-50K | Linear Replacement Lamp | Four-Foot | 2-lamp External Driver Lamp-Style Retrofit Kits (UL Type C) | Standard | FALSE | [9 empty] | 42038 | Dimmable | Continuous Below 10 | NotYetVerified | External Driver | 3 | 1800 | 140 | 12.5 | 13 | 0.99 | 5000 | 82
PVPBED68 | Linmore LED Labs | Linmore LED | LL-T8-4-1-ED-C-50K | Linear Replacement Lamp | Four-Foot | 2-lamp External Driver Lamp-Style Retrofit Kits (UL Type C) | Standard | FALSE | [9 empty] | 42038 | Dimmable | Continuous Below 10 | NotYetVerified | External Driver | 3 | 2080.62 | 148 | 14 | 10 | 0.99 | 5000 | 82
P98PJZ1Y | Linmore LED Labs | Linmore LED | LL-T8-4-2-ED-C-40K | Linear Replacement Lamp | Four-Foot | 2-lamp External Driver Lamp-Style Retrofit Kits (UL Type C) | Standard | FALSE | [9 empty] | 42038 | Dimmable | Continuous Below 10 | NotYetVerified | External Driver | 3 | 1760 | 140 | 12.5 | 13 | 0.97 | 4000 | 82
P9RNH4JW | Linmore LED Labs | Linmore LED | LL-T8-4-1-ED-C-40K | Linear Replacement Lamp | Four-Foot | 2-lamp External Driver Lamp-Style Retrofit Kits (UL Type C) | Standard | FALSE | [9 empty] | 42038 | Dimmable | Continuous Below 10 | NotYetVerified | External Driver | 3 | 2050 | 145 | 14 | 9 | 0.95 | 4000 | 82
PQMWHRWV | Jiangxi Outrace Technology Co.Ltd. | OUTRACE | OU018-T4B | Linear Replacement Lamp | Four-Foot | Internal Driver Lamp-Style Retrofit Kits (UL Type B) | Standard | FALSE | [9 empty] | 42038 | Not Dimmable | Not Dimmable | NotYetVerified |  | 3 | 1700 | 100 | 18 |  | 0.9 | 5000 | 80
P1TKSRY6 | Jiangxi Outrace Technology Co.Ltd. | OUTRACE | OU018-T4H | Linear Replacement Lamp | Four-Foot | Internal Driver Lamp-Style Retrofit Kits (UL Type B) | Standard | FALSE | [9 empty] | 42038 | Not Dimmable | Not Dimmable | NotYetVerified |  | 3 | 1700 | 100 | 18 |  | 0.9 | 4000 | 80
PTD2B535 | Halco Lighting Technologies | Halco ProLED | T8FR22/830/BC/LED | Linear Replacement Lamp | Four-Foot | Replacement Lamps (plug and play) (UL Type A) | Standard | TRUE | 2318.34 | 101.81 | 22.77 | 7.87 | 0.98 | 3110 | 85.2 | 5 | 50000 | 42037 |  |  | NotYetVerified |  | 3 | 2310 | 101 | 22 | 10 | 0.99 | 3000 | 85
PVRMARCR | Truly Green Solutions | Truly Green | 834118-27-B-F | Linear Replacement Lamp | Four-Foot | Dual Mode Internal Driver (UL Type A and Type B) | Standard | TRUE | 2231 | 106.7 | 20.9 | 11.36 | 0.967 | 2682 | 81.5 | 5 | 50000 | 42037 |  |  | NotYetVerified | Internal driver; operates off existing fluorescent ballast | 3 | 2212 | 105.8 | 20.9 | 7.68 | 0.9 | 2700 | 82.4
PQ89JB64 | Truly Green Solutions | Truly Green | 834118-35-B-C | Linear Replacement Lamp | Four-Foot | Dual Mode Internal Driver (UL Type A and Type B) | Standard | FALSE | [9 empty] | 42037 |  |  | NotYetVerified |  | 3 | 2212 | 105.8 | 20.9 | 7.68 | 0.9928 | 3500 | 82.4
P2EJMYVN | Truly Green Solutions | Truly Green | 834118-35-B-F | Linear Replacement Lamp | Four-Foot | Dual Mode Internal Driver (UL Type A and Type B) | Standard | FALSE | [9 empty] | 42037 |  |  | NotYetVerified |  | 3 | 2212 | 105.8 | 20.9 | 7.68 | 0.9928 | 3500 | 82.4
PRC5JZAX | Truly Green Solutions | Truly Green | 834118-30-B-F | Linear Replacement Lamp | Four-Foot | Dual Mode Internal Driver (UL Type A and Type B) | Standard | FALSE | [9 empty] | 42037 |  |  | NotYetVerified |  | 3 | 2212 | 105.8 | 20.9 | 7.68 | 0.9928 | 3000 | 82.4
PE4UHE29 | Truly Green Solutions | Truly Green | 834118-30-B-C | Linear Replacement Lamp | Four-Foot | Dual Mode Internal Driver (UL Type A and Type B) | Standard | FALSE | [9 empty] | 42037 |  |  | NotYetVerified |  | 3 | 2212 | 105.8 | 20.9 | 7.68 | 0.9928 | 3000 | 82.4
PGKBGJB4 | Truly Green Solutions | Truly Green | 834118-27-B-C | Linear Replacement Lamp | Four-Foot | Dual Mode Internal Driver (UL Type A and Type B) | Standard | FALSE | [9 empty] | 42037 |  |  | NotYetVerified |  | 3 | 2212 | 105.8 | 20.9 | 7.68 | 0.9928 | 2700 | 82.4
PTG2THZU | Halco Lighting Technologies | Halco ProLED | T8FR22/850/BC/LED | Linear Replacement Lamp | Four-Foot | Replacement Lamps (plug and play) (UL Type A) | Standard | FALSE | [9 empty] | 42037 |  |  | NotYetVerified |  | 3 | 2350 | 102 | 22 | 10 | 0.99 | 5000 | 85
P8H293KY | Halco Lighting Technologies | Halco ProLED | T8FR22/840/BC/LED | Linear Replacement Lamp | Four-Foot | Replacement Lamps (plug and play) (UL Type A) | Standard | FALSE | [9 empty] | 42037 |  |  | NotYetVerified |  | 3 | 2330 | 101 | 22 | 10 | 0.99 | 4000 | 85
PBVJEWB6 | Halco Lighting Technologies | Halco ProLED | T8FR22/835/BC/LED | Linear Replacement Lamp | Four-Foot | Replacement Lamps (plug and play) (UL Type A) | Standard | FALSE | [9 empty] | 42037 |  |  | NotYetVerified |  | 3 | 2320 | 101 | 22 | 10 | 0.99 | 3500 | 85
P9WKDYDR | LONYUNG LED LIGHTING CO.LTD | LONYUNG | LY-T8L1200-18WM(3000K) | Linear Replacement Lamp | Four-Foot | Dual Mode Internal Driver (UL Type A and Type B) | Standard | TRUE | 2195.6 | 109.94 | 19.97 | 4.65 | 0.987 | 3136 | 85.2 | 5 | 50000 | 42034 |  |  | NotYetVerified | Product updated on 08/25/2016 | 3.1 | 1980 | 110 | 18 | 15 | 0.9 | 3000 | 80
PYKJUD6Q | Ampco Lighting Ltd | Ampco | T8DH-48-UV(2700K) | Linear Replacement Lamp | Four-Foot | Internal Driver Lamp-Style Retrofit Kits (UL Type B) | Standard | TRUE | 1810 | 103.35 | 17.51 | 17.35 | 0.9213 | 2858 | 81.1 | 5 |  | 42034 |  |  | NotYetVerified | Internal Driver | 3 | 1800 | 103 | 18 |  | 0.9 | 2700 | 80
PT3AUWG1H | Ningbo Splendid Lighting Technology Co. Ltd | Splendid | LT-0804A-3000K | Linear Replacement Lamp | Four-Foot | Internal Driver Lamp-Style Retrofit Kits (UL Type B) | Standard | TRUE | 2925.8 | 107.45 | 27.23 | 20.44 | 0.91 | 2954 | 81.9 | 5 | 50000 | 42034 |  |  | NotYetVerified | Internal Driver | 3 | 2900 | 103 | 28 |  | 0.95 | 3000 | 80
PE6G1FZ5F | LiLEDs (Shanghai) Company | LiLEDs | LiLEDsT8041850CA-3000K | Linear Replacement Lamp | Four-Foot | Internal Driver Lamp-Style Retrofit Kits (UL Type B) | Standard | TRUE | 2018.46 | 117.35 | 17.2 | 17.4 | 0.873 | 3037 | 82.6 | 5 | 50000 | 42034 |  |  | NotYetVerified | Product updated on 11/2/2016 | 3 | 2000 | 117 | 18 | 15 | 0.9 | 3000 | 80
P546SSQPP | Ningbo Splendid Lighting Technology Co. Ltd | Splendid | LT-0804A-5000K | Linear Replacement Lamp | Four-Foot | Internal Driver Lamp-Style Retrofit Kits (UL Type B) | Standard | FALSE | [9 empty] | 42034 |  |  | NotYetVerified | Internal Driver | 3 | 3000 | 107 | 28 |  | 0.95 | 5000 | 80
P597GERZ | LONYUNG LED LIGHTING CO.LTD | LONYUNG | LY-T8L1200-18WM(5000K) | Linear Replacement Lamp | Four-Foot | Dual Mode Internal Driver (UL Type A and Type B) | Standard | FALSE | [9 empty] | 42034 |  |  | NotYetVerified | Product updated on 08/25/2016 | 3.1 | 1980 | 110 | 18 | 15 | 0.9 | 5000 | 80
PGPQX6EG | LONYUNG LED LIGHTING CO.LTD | LONYUNG | LY-T8L1200-18WM(4500K) | Linear Replacement Lamp | Four-Foot | Dual Mode Internal Driver (UL Type A and Type B) | Standard | FALSE | [9 empty] | 42034 |  |  | NotYetVerified | Product updated on 08/25/2016 | 3.1 | 1980 | 110 | 18 | 15 | 0.9 | 4500 | 80
PT6FCM5M | LONYUNG LED LIGHTING CO.LTD | LONYUNG | LY-T8L1200-18WM(4000K) | Linear Replacement Lamp | Four-Foot | Dual Mode Internal Driver (UL Type A and Type B) | Standard | FALSE | [9 empty] | 42034 |  |  | NotYetVerified | Product updated on 08/25/2016 | 3.1 | 1980 | 110 | 18 | 15 | 0.9 | 4000 | 80
PXWMXQ83 | LONYUNG LED LIGHTING CO.LTD | LONYUNG | LY-T8L1200-18WM(3500K) | Linear Replacement Lamp | Four-Foot | Dual Mode Internal Driver (UL Type A and Type B) | Standard | FALSE | [9 empty] | 42034 |  |  | NotYetVerified | Product updated on 08/25/2016 | 3.1 | 1980 | 110 | 18 | 15 | 0.9 | 3500 | 80
P33T26REJ | LiLEDs (Shanghai) Company | LiLEDs | LiLEDsT8041850CA-5000K | Linear Replacement Lamp | Four-Foot | Internal Driver Lamp-Style Retrofit Kits (UL Type B) | Standard | FALSE | [9 empty] | 42034 |  |  | NotYetVerified | Product updated on 11/2/2016 | 3 | 2000 | 117 | 18 | 15 | 0.95 | 5000 | 80
P14XQJYMG | LiLEDs (Shanghai) Company | LiLEDs | LiLEDsT8041850CA-4000K | Linear Replacement Lamp | Four-Foot | Internal Driver Lamp-Style Retrofit Kits (UL Type B) | Standard | FALSE | [9 empty] | 42034 |  |  | NotYetVerified | Product updated on 11/2/2016 | 3 | 2000 | 117 | 18 | 15 | 0.95 | 4000 | 80
PGD3GBEF | Ampco Lighting Ltd | Ampco | T8DH-48-UV(5000K) | Linear Replacement Lamp | Four-Foot | Internal Driver Lamp-Style Retrofit Kits (UL Type B) | Standard | FALSE | [9 empty] | 42034 | Not Yet Verified | Not Yet Verified | NotYetVerified | Internal Driver | 3 | 2000 | 112 | 18 |  | 0.9 | 5000 | 80
P6P6ZN8C | Ampco Lighting Ltd | Ampco | T8DH-48-UV(4500K) | Linear Replacement Lamp | Four-Foot | Internal Driver Lamp-Style Retrofit Kits (UL Type B) | Standard | FALSE | [9 empty] | 42034 | Not Yet Verified | Not Yet Verified | NotYetVerified |  | 3 | 1800 | 103 | 18 |  | 0.9 | 4500 | 80
PA3CYZ83 | Ampco Lighting Ltd | Ampco | T8DH-48-UV(4000K) | Linear Replacement Lamp | Four-Foot | Internal Driver Lamp-Style Retrofit Kits (UL Type B) | Standard | FALSE | [9 empty] | 42034 | Not Yet Verified | Not Yet Verified | NotYetVerified |  | 3 | 1800 | 103 | 18 |  | 0.9 | 4000 | 80
PNQS67Q9 | Ampco Lighting Ltd | Ampco | T8DH-48-UV(3500K) | Linear Replacement Lamp | Four-Foot | Internal Driver Lamp-Style Retrofit Kits (UL Type B) | Standard | FALSE | [9 empty] | 42034 | Not Yet Verified | Not Yet Verified | NotYetVerified |  | 3 | 1800 | 103 | 18 |  | 0.9 | 3500 | 80
PRJ8RGBY | Ampco Lighting Ltd | Ampco | T8DH-48-UV(3000K) | Linear Replacement Lamp | Four-Foot | Internal Driver Lamp-Style Retrofit Kits (UL Type B) | Standard | FALSE | [9 empty] | 42034 | Not Yet Verified | Not Yet Verified | NotYetVerified |  | 3 | 1800 | 103 | 18 |  | 0.9 | 3000 | 80
PXC85W75 | JayKal LED Solutions Inc. | Jaykal | JLS68101-G18EX-1204-4C | Linear Replacement Lamp | Four-Foot | 2-lamp External Driver Lamp-Style Retrofit Kits (UL Type C) | Standard | TRUE | 2282.303 | 131.643 | 17.337 | 18.36 | 0.9517 | 4105 | 82.7 | 5 | 50000 | 42033 |  |  | NotYetVerified |  | 3 | 2311 | 133 | 18 | 20 | 0.98 | 4000 | 80
PAE99Q61 | JayKal LED Solutions Inc. | Jaykal | JLS68101-G18EX-1204-4F | Linear Replacement Lamp | Four-Foot | 2-lamp External Driver Lamp-Style Retrofit Kits (UL Type C) | Standard | TRUE | 2112.041 | 120.207 | 17.57 | 18.32 | 0.9509 | 4111 | 82.8 | 5 | 50000 | 42033 |  |  | NotYetVerified |  | 3 | 2311 | 133 | 18 | 20 | 0.98 | 4000 | 80
PXKKK7H9 | FY Lighting Co. Ltd | FY Lighting | FY-T8-1200NC(H30K120CGXD) | Linear Replacement Lamp | Four-Foot | Internal Driver Lamp-Style Retrofit Kits (UL Type B) | Standard | TRUE | 2136 | 119.66 | 17.85 | 8.87 | 0.948 | 3026 | 83.4 | 5 | 50000 | 42033 |  |  | NotYetVerified | Internal Driver | 3 | 2136 | 119.66 | 17.85 |  |  | 3000 | 83.4
PB3R4C23 | WINSTAR POWER TECHNOLOGY LIMITED | Winstar | WS-UL22WT8-12(3000K) | Linear Replacement Lamp | Four-Foot | Internal Driver Lamp-Style Retrofit Kits (UL Type B) | Standard | TRUE | 2300.85 | 103.64 | 22.2 | 14.64 | 0.941 | 2989 | 81.6 | 5 | 50000 | 42033 |  |  | NotYetVerified |  | 3 | 2200 | 100 | 22 | 22.36 | 0.974 | 3000 | 82
P6U2JN9N | WINSTAR POWER TECHNOLOGY LIMITED | Winstar | WS-UL18WT8-12(3000K) | Linear Replacement Lamp | Four-Foot | Internal Driver Lamp-Style Retrofit Kits (UL Type B) | Standard | TRUE | 1999.87 | 108.69 | 18.4 | 15.35 | 0.931 | 2990 | 81.7 | 5 | 50000 | 42033 |  |  | NotYetVerified |  | 3 | 1800 | 100 | 18 | 21.89 | 0.977 | 3000 | 82
P9ZZ4HCX | FY Lighting Co. Ltd | FY Lighting | FY-T8-1200NC(H50K120CGXD) | Linear Replacement Lamp | Four-Foot | Internal Driver Lamp-Style Retrofit Kits (UL Type B) | Standard | FALSE | [9 empty] | 42033 |  |  | NotYetVerified | Internal Driver | 3 | 2173 | 120.99 | 17.96 |  |  | 5000 | 84.2
P5BNWB3P | FY Lighting Co. Ltd | FY Lighting | FY-T8-1200NC(H45K120CGXD) | Linear Replacement Lamp | Four-Foot | Internal Driver Lamp-Style Retrofit Kits (UL Type B) | Standard | FALSE | [9 empty] | 42033 |  |  | NotYetVerified | Internal Driver | 3 | 2136 | 119.66 | 17.85 |  |  | 4500 | 83.4
PY37V667 | FY Lighting Co. Ltd | FY Lighting | FY-T8-1200NC(H40K120CGXD) | Linear Replacement Lamp | Four-Foot | Internal Driver Lamp-Style Retrofit Kits (UL Type B) | Standard | FALSE | [9 empty] | 42033 |  |  | NotYetVerified | Internal Driver | 3 | 2136 | 119.66 | 17.85 |  |  | 4000 | 83.4
P95WKQQ9 | FY Lighting Co. Ltd | FY Lighting | FY-T8-1200NC(H35K120CGXD) | Linear Replacement Lamp | Four-Foot | Internal Driver Lamp-Style Retrofit Kits (UL Type B) | Standard | FALSE | [9 empty] | 42033 |  |  | NotYetVerified | Internal Driver | 3 | 2136 | 119.66 | 17.85 |  |  | 3500 | 83.4
PMK3MCZJ | JayKal LED Solutions Inc. | Jaykal | JLS68101-G18EX-1204-5F | Linear Replacement Lamp | Four-Foot | 2-lamp External Driver Lamp-Style Retrofit Kits (UL Type C) | Standard | FALSE | [9 empty] | 42033 |  |  | NotYetVerified |  | 3 | 2311 | 133 | 18 | 20 | 0.98 | 5000 | 80
P249X4RS | JayKal LED Solutions Inc. | Jaykal | JLS68101-G18EX-1204-5C | Linear Replacement Lamp | Four-Foot | 2-lamp External Driver Lamp-Style Retrofit Kits (UL Type C) | Standard | FALSE | [9 empty] | 42033 |  |  | NotYetVerified |  | 3 | 2311 | 133 | 18 | 20 | 0.98 | 5000 | 80
PJNNGXAJ | WINSTAR POWER TECHNOLOGY LIMITED | Winstar | WS-UL22WT8-12(5000K) | Linear Replacement Lamp | Four-Foot | Internal Driver Lamp-Style Retrofit Kits (UL Type B) | Standard | FALSE | [9 empty] | 42033 | Not Dimmable | Not Dimmable | NotYetVerified |  | 3 | 2200 | 100 | 22 | 22.36 | 0.974 | 5000 | 82
PM86EDMC | WINSTAR POWER TECHNOLOGY LIMITED | Winstar | WS-UL18WT8-12(5000K) | Linear Replacement Lamp | Four-Foot | Internal Driver Lamp-Style Retrofit Kits (UL Type B) | Standard | FALSE | [9 empty] | 42033 | Not Dimmable | Not Dimmable | NotYetVerified |  | 3 | 1800 | 100 | 18 | 21.89 | 0.977 | 5000 | 82
PMX5QCDW | WINSTAR POWER TECHNOLOGY LIMITED | Winstar | WS-UL22WT8-12(4500K) | Linear Replacement Lamp | Four-Foot | Internal Driver Lamp-Style Retrofit Kits (UL Type B) | Standard | FALSE | [9 empty] | 42033 | Not Dimmable | Not Dimmable | NotYetVerified |  | 3 | 2200 | 100 | 22 | 22.36 | 0.974 | 4500 | 82
PPUQ6ZU2 | WINSTAR POWER TECHNOLOGY LIMITED | Winstar | WS-UL18WT8-12(4500K) | Linear Replacement Lamp | Four-Foot | Internal Driver Lamp-Style Retrofit Kits (UL Type B) | Standard | FALSE | [9 empty] | 42033 | Not Dimmable | Not Dimmable | NotYetVerified |  | 3 | 1800 | 100 | 18 | 21.89 | 0.977 | 4500 | 82
P5DD76R9 | WINSTAR POWER TECHNOLOGY LIMITED | Winstar | WS-UL22WT8-12(4000K) | Linear Replacement Lamp | Four-Foot | Internal Driver Lamp-Style Retrofit Kits (UL Type B) | Standard | FALSE | [9 empty] | 42033 | Not Dimmable | Not Dimmable | NotYetVerified |  | 3 | 2200 | 100 | 22 | 22.36 | 0.974 | 4000 | 82
PZ13GMU6 | WINSTAR POWER TECHNOLOGY LIMITED | Winstar | WS-UL18WT8-12(4000K) | Linear Replacement Lamp | Four-Foot | Internal Driver Lamp-Style Retrofit Kits (UL Type B) | Standard | FALSE | [9 empty] | 42033 | Not Dimmable | Not Dimmable | NotYetVerified |  | 3 | 1800 | 100 | 18 | 21.89 | 0.977 | 4000 | 82
PG9ZPVD8 | WINSTAR POWER TECHNOLOGY LIMITED | Winstar | WS-UL22WT8-12(3500K) | Linear Replacement Lamp | Four-Foot | Internal Driver Lamp-Style Retrofit Kits (UL Type B) | Standard | FALSE | [9 empty] | 42033 | Not Dimmable | Not Dimmable | NotYetVerified |  | 3 | 2200 | 100 | 22 | 22.36 | 0.974 | 3500 | 82
PVATFT2N | WINSTAR POWER TECHNOLOGY LIMITED | Winstar | WS-UL18WT8-12(3500K) | Linear Replacement Lamp | Four-Foot | Internal Driver Lamp-Style Retrofit Kits (UL Type B) | Standard | FALSE | [9 empty] | 42033 | Not Dimmable | Not Dimmable | NotYetVerified |  | 3 | 1800 | 100 | 18 | 21.89 | 0.977 | 3500 | 82
PAMYPGXG5 | ILLUSION LED LIMITED | LED TUBE | TU8318-WW | Linear Replacement Lamp | Four-Foot | Internal Driver Lamp-Style Retrofit Kits (UL Type B) | Standard | TRUE | 1691.4 | 100.08 | 16.9 | 22.22 | 0.975 | 2899 | 81.9 | 5 | 50000 | 42027 |  |  | NotYetVerified |  | 3 | 1750 |  | 18 | 20 | 0.9 | 3000 | 80
PAKMST7JP | ILLUSION LED LIMITED | LED TUBE | TU8218-WW | Linear Replacement Lamp | Four-Foot | Internal Driver Lamp-Style Retrofit Kits (UL Type B) | Standard | TRUE | 1787 | 108.96 | 16.4 | 22.19 | 0.973 | 2894 | 81.3 | 5 | 50000 | 42026 |  |  | NotYetVerified | Internal Driver | 3 | 1750 |  | 18 | 20 | 0.9 | 3000 | 80
PMX82F4U7 | JayKal LED Solutions Inc. | Jaykal | JLS68101-G18IN2-1204-4F | Linear Replacement Lamp | Four-Foot | Internal Driver Lamp-Style Retrofit Kits (UL Type B) | Standard | TRUE | 1820.544 | 105.33 | 17.29 | 17.33 | 0.958 | 4043 | 83.6 | 5 | 50000 | 42026 |  |  | NotYetVerified |  | 3 | 1820 | 105 | 18 | 17.33 | 0.958 | 4000 | 83.6
PWTA4ZZCR | JayKal LED Solutions Inc. | Jaykal | JLS68101-G18IN2-1204-4C | Linear Replacement Lamp | Four-Foot | Internal Driver Lamp-Style Retrofit Kits (UL Type B) | Standard | TRUE | 2391.63 | 137.66 | 17.37 | 16.1 | 0.952 | 4052 | 81.3 | 5 | 50000 | 42026 |  |  | NotYetVerified |  | 3 | 2400 | 133 | 18 | 16.1 | 0.952 | 4000 | 81
PEW1ARHEJ | JayKal LED Solutions Inc. | Jaykal | JLS68101-G18IN2-1204-5F | Linear Replacement Lamp | Four-Foot | Internal Driver Lamp-Style Retrofit Kits (UL Type B) | Standard | TRUE | 1856.316 | 105.83 | 17.54 | 17.68 | 0.9517 | 5052 | 81.9 | 5 | 50000 | 42026 |  |  | NotYetVerified |  | 3 | 1856 | 107 | 18 | 20 | 0.98 | 5000 | 80
P86BXCDE | FY Lighting Co. Ltd | Fen Yong | FY-T8-1200NC(L30K120CGSS) | Linear Replacement Lamp | Four-Foot | Internal Driver Lamp-Style Retrofit Kits (UL Type B) | Standard | TRUE | 1970 | 110.302 | 17.86 | 16.23 | 0.9241 | 2927 | 81.4 | 5 | 50000 | 42026 |  |  | NotYetVerified | Internal Driver | 3 | 1970 | 111.05 | 17.74 | 16.23 | 0.9241 | 3000 | 81.4
PSADVNG3 | FY Lighting Co. Ltd | Fen Yong | FY-T8-1200NCM(L40K120CGSS) | Linear Replacement Lamp | Four-Foot | Internal Driver Lamp-Style Retrofit Kits (UL Type B) | Standard | TRUE | 1876 | 117.47 | 15.97 | 15.76 | 0.9241 | 3972 | 81.5 | 5 | 50000 | 42026 |  |  | NotYetVerified | Internal Driver | 3 | 1876 | 119.94 | 15.64 | 15.76 | 0.9241 | 4000 | 81.5
PZ4351TD | FY Lighting Co. Ltd | Fen Yong | FY-T8-1200NCM(L50K120CGSS) | Linear Replacement Lamp | Four-Foot | Internal Driver Lamp-Style Retrofit Kits (UL Type B) | Standard | FALSE | [9 empty] | 42026 |  |  | NotYetVerified | Internal Driver | 3 | 1968 | 126.39 | 15.57 | 16.99 | 0.9255 | 5000 | 81.4
P3TS6SQN | FY Lighting Co. Ltd | Fen Yong | FY-T8-1200NC(L50K120CGSS) | Linear Replacement Lamp | Four-Foot | Internal Driver Lamp-Style Retrofit Kits (UL Type B) | Standard | FALSE | [9 empty] | 42026 |  |  | NotYetVerified | Internal Driver | 3 | 2070 | 118.9 | 17.41 | 15.48 | 0.9265 | 5000 | 81.3
PP51JABZ | FY Lighting Co. Ltd | Fen Yong | FY-T8-1200NCM(L45K120CGSS) | Linear Replacement Lamp | Four-Foot | Internal Driver Lamp-Style Retrofit Kits (UL Type B) | Standard | FALSE | [9 empty] | 42026 |  |  | NotYetVerified | Internal Driver | 3 | 1876 | 119.94 | 15.64 | 15.76 | 0.9241 | 4500 | 81.5
PDE2Q1F6 | FY Lighting Co. Ltd | Fen Yong | FY-T8-1200NC(L45K120CGSS) | Linear Replacement Lamp | Four-Foot | Internal Driver Lamp-Style Retrofit Kits (UL Type B) | Standard | FALSE | [9 empty] | 42026 |  |  | NotYetVerified | Internal Driver | 3 | 1970 | 111.05 | 17.74 | 16.23 | 0.9241 | 4500 | 81.4
PMHQB7MS | FY Lighting Co. Ltd | Fen Yong | FY-T8-1200NC(L40K120CGSS) | Linear Replacement Lamp | Four-Foot | Internal Driver Lamp-Style Retrofit Kits (UL Type B) | Standard | FALSE | [9 empty] | 42026 |  |  | NotYetVerified | Internal Driver | 3 | 1970 | 111.05 | 17.74 | 16.23 | 0.9241 | 4000 | 81.4
PPNGW9SV | FY Lighting Co. Ltd | Fen Yong | FY-T8-1200NC(L35K120CGSS) | Linear Replacement Lamp | Four-Foot | Internal Driver Lamp-Style Retrofit Kits (UL Type B) | Standard | FALSE | [9 empty] | 42026 |  |  | NotYetVerified | Internal Driver | 3 | 1970 | 111.05 | 17.74 | 16.23 | 0.9241 | 3500 | 81.4
P22CS2DR | Polybrite International/Borealis LED Lighting | Polybrite International/Borealis LED Lighting | T8F-18W-27K-4-1880-2 | Linear Replacement Lamp | Four-Foot | Dual Mode Internal Driver (UL Type A and Type B) | Standard | TRUE | 2231 | 106.7 | 20.9 | 11.36 | 0.967 | 2682 | 81.5 | 5 | 50000 | 42025 |  |  | NotYetVerified | Internal driver; operates off existing fluorescent ballast | 3.1 | 2212 | 105.8 | 20.9 | 7.68 | 0.9928 | 2700 | 82.4
PF3CA2VF | Polybrite International/Borealis LED Lighting | Polybrite International/Borealis LED Lighting | T8F-18W-40K-4-1880-2 | Linear Replacement Lamp | Four-Foot | Dual Mode Internal Driver (UL Type A and Type B) | Standard | TRUE | 2261 | 105.6 | 21.42 | 11.36 | 0.9667 | 3987 | 81.5 | 5 | 50000 | 42025 |  |  | NotYetVerified |  | 3 | 2212 | 105.8 | 20.9 | 7.68 | 0.9928 | 4000 | 82.4
PDABSKM4 | Polybrite International/Borealis LED Lighting | Polybrite International/Borealis LED Lighting | T8F-15W-27K-4-1880-2 | Linear Replacement Lamp | Four-Foot | Dual Mode Internal Driver (UL Type A and Type B) | Standard | TRUE | 1929 | 109 | 17.7 | 17.9 | 0.9557 | 2655 | 81.6 | 5 | 50000 | 42025 |  |  | NotYetVerified | Internal driver; operates off existing fluorescent ballast | 3.1 | 1929 | 109 | 17.7 | 8.75 | 0.9936 | 2700 | 82
P6V8W1AJ | Eiko Global LLC | Litespan | LED18WT8F/48/835-G5D | Linear Replacement Lamp | Four-Foot | Internal Driver Lamp-Style Retrofit Kits (UL Type B) | Standard | TRUE | 1829.49 | 102.15 | 17.91 | 17.57 | 0.934 | 3485 | 82.5 | 5 | 50000 | 42025 |  |  | NotYetVerified |  | 3 | 1800 | 100 | 18 | 20 | 0.9 | 3500 | 80
PKWAEYP8 | Eiko Global LLC | Litespan | LED18WT8F/48/840-G5D | Linear Replacement Lamp | Four-Foot | Internal Driver Lamp-Style Retrofit Kits (UL Type B) | Standard | FALSE | [9 empty] | 42025 |  |  | NotYetVerified |  | 3 | 1800 | 100 | 18 | 20 | 0.9 | 4000 | 80
PHDU7DZY | Polybrite International/Borealis LED Lighting | Polybrite International/Borealis LED Lighting | T8C-18W-50K-4-1880-2 | Linear Replacement Lamp | Four-Foot | Dual Mode Internal Driver (UL Type A and Type B) | Standard | FALSE | [9 empty] | 42025 |  |  | NotYetVerified |  | 3 | 2212 | 105.8 | 20.9 | 7.68 | 0.9928 | 5000 | 82.4
P7SSU8T3 | Polybrite International/Borealis LED Lighting | Polybrite International/Borealis LED Lighting | T8F-18W-50K-4-1880-2 | Linear Replacement Lamp | Four-Foot | Dual Mode Internal Driver (UL Type A and Type B) | Standard | FALSE | [9 empty] | 42025 |  |  | NotYetVerified |  | 3 | 2212 | 105.8 | 20.9 | 7.68 | 0.9928 | 5000 | 82.4
PPUY7EWY | Polybrite International/Borealis LED Lighting | Polybrite International/Borealis LED Lighting | T8C-15W-50K-4-1880-2 | Linear Replacement Lamp | Four-Foot | Dual Mode Internal Driver (UL Type A and Type B) | Standard | FALSE | [9 empty] | 42025 |  |  | NotYetVerified | Internal driver; operates off existing fluorescent ballast | 3.1 | 1929 | 109 | 17.7 | 8.75 | 0.9936 | 5000 | 81.6
P42SAMKY | Polybrite International/Borealis LED Lighting | Polybrite International/Borealis LED Lighting | T8F-15W-50K-4-1880-2 | Linear Replacement Lamp | Four-Foot | Dual Mode Internal Driver (UL Type A and Type B) | Standard | FALSE | [9 empty] | 42025 |  |  | NotYetVerified | Internal driver; operates off existing fluorescent ballast | 3.1 | 1929 | 109 | 17.7 | 8.75 | 0.9936 | 5000 | 81.6
PKCJPG5M | Polybrite International/Borealis LED Lighting | Polybrite International/Borealis LED Lighting | T8C-18W-45K-4-1880-2 | Linear Replacement Lamp | Four-Foot | Dual Mode Internal Driver (UL Type A and Type B) | Standard | FALSE | [9 empty] | 42025 |  |  | NotYetVerified |  | 3 | 2212 | 105.8 | 20.9 | 7.68 | 0.9928 | 4500 | 82.4
P7143SD5 | Polybrite International/Borealis LED Lighting | Polybrite International/Borealis LED Lighting | T8F-18W-45K-4-1880-2 | Linear Replacement Lamp | Four-Foot | Dual Mode Internal Driver (UL Type A and Type B) | Standard | FALSE | [9 empty] | 42025 |  |  | NotYetVerified |  | 3 | 2212 | 105.8 | 20.9 | 7.68 | 0.9928 | 4500 | 82.4
PVTW5868 | Polybrite International/Borealis LED Lighting | Polybrite International/Borealis LED Lighting | T8C-15W-45K-4-1880-2 | Linear Replacement Lamp | Four-Foot | Dual Mode Internal Driver (UL Type A and Type B) | Standard | FALSE | [9 empty] | 42025 |  |  | NotYetVerified | Internal driver; operates off existing fluorescent ballast | 3.1 | 1929 | 109 | 17.7 | 8.75 | 0.9936 | 4500 | 81.6
PCJ9UEHP | Polybrite International/Borealis LED Lighting | Polybrite International/Borealis LED Lighting | T8F-15W-45K-4-1880-2 | Linear Replacement Lamp | Four-Foot | Dual Mode Internal Driver (UL Type A and Type B) | Standard | FALSE | [9 empty] | 42025 |  |  | NotYetVerified | Internal driver; operates off existing fluorescent ballast | 3.1 | 1929 | 109 | 17.7 | 8.75 | 0.9936 | 4500 | 81.6
PWVWFW4J | Polybrite International/Borealis LED Lighting | Polybrite International/Borealis LED Lighting | T8C-18W-40K-4-1880-2 | Linear Replacement Lamp | Four-Foot | Dual Mode Internal Driver (UL Type A and Type B) | Standard | FALSE | [9 empty] | 42025 |  |  | NotYetVerified | Internal driver; operates off existing fluorescent ballast | 3 | 2212 | 105.8 | 20.9 | 7.68 | 0.9928 | 4000 | 82.4
PSBFVYZ6 | Polybrite International/Borealis LED Lighting | Polybrite International/Borealis LED Lighting | T8C-15W-40K-4-1880-2 | Linear Replacement Lamp | Four-Foot | Dual Mode Internal Driver (UL Type A and Type B) | Standard | FALSE | [9 empty] | 42025 |  |  | NotYetVerified | Internal driver; operates off existing fluorescent ballast | 3.1 | 1929 | 109 | 17.7 | 8.75 | 0.9936 | 4000 | 81.6
PKNG1E3A | Polybrite International/Borealis LED Lighting | Polybrite International/Borealis LED Lighting | T8F-15W-40K-4-1880-2 | Linear Replacement Lamp | Four-Foot | Dual Mode Internal Driver (UL Type A and Type B) | Standard | FALSE | [9 empty] | 42025 |  |  | NotYetVerified | Internal driver; operates off existing fluorescent ballast | 3.1 | 1929 | 109 | 17.7 | 8.75 | 0.9936 | 4000 | 81.6
PHR4E26W | Polybrite International/Borealis LED Lighting | Polybrite International/Borealis LED Lighting | T8F-18W-35K-4-1880-2 | Linear Replacement Lamp | Four-Foot | Dual Mode Internal Driver (UL Type A and Type B) | Standard | FALSE | [9 empty] | 42025 |  |  | NotYetVerified |  | 3 | 2212 | 105.8 | 20.9 | 7.68 | 0.9928 | 3500 | 82.4
P3UZ413H | Polybrite International/Borealis LED Lighting | Polybrite International/Borealis LED Lighting | T8C-18W-35K-4-1880-2 | Linear Replacement Lamp | Four-Foot | Dual Mode Internal Driver (UL Type A and Type B) | Standard | FALSE | [9 empty] | 42025 |  |  | NotYetVerified |  | 3 | 2212 | 105.8 | 20.9 | 7.68 | 0.9928 | 3500 | 82.4
PZN9WFJV | Polybrite International/Borealis LED Lighting | Polybrite International/Borealis LED Lighting | T8F-15W-35K-4-1880-2 | Linear Replacement Lamp | Four-Foot | Dual Mode Internal Driver (UL Type A and Type B) | Standard | FALSE | [9 empty] | 42025 |  |  | NotYetVerified | Internal driver; operates off existing fluorescent ballast | 3.1 | 1929 | 109 | 17.7 | 8.75 | 0.9936 | 3500 | 81.6
PY52FT4U | Polybrite International/Borealis LED Lighting | Polybrite International/Borealis LED Lighting | T8C-15W-35K-4-1880-2 | Linear Replacement Lamp | Four-Foot | Dual Mode Internal Driver (UL Type A and Type B) | Standard | FALSE | [9 empty] | 42025 |  |  | NotYetVerified | Internal driver; operates off existing fluorescent ballast | 3.1 | 1929 | 109 | 17.7 | 8.75 | 0.9936 | 3500 | 81.6
PP7W43D4 | Polybrite International/Borealis LED Lighting | Polybrite International/Borealis LED Lighting | T8C-18W-30K-4-1880-2 | Linear Replacement Lamp | Four-Foot | Dual Mode Internal Driver (UL Type A and Type B) | Standard | FALSE | [9 empty] | 42025 |  |  | NotYetVerified |  | 3 | 2212 | 105.8 | 20.9 | 7.68 | 0.9928 | 3000 | 82.4
PCFNFD6V | Polybrite International/Borealis LED Lighting | Polybrite International/Borealis LED Lighting | T8F-18W-30K-4-1880-2 | Linear Replacement Lamp | Four-Foot | Dual Mode Internal Driver (UL Type A and Type B) | Standard | FALSE | [9 empty] | 42025 |  |  | NotYetVerified |  | 3 | 2212 | 105.8 | 20.9 | 7.68 | 0.9928 | 3000 | 82.4
PX2B1Z7C | Polybrite International/Borealis LED Lighting | Polybrite International/Borealis LED Lighting | T8F-15W-30K-4-1880-2 | Linear Replacement Lamp | Four-Foot | Dual Mode Internal Driver (UL Type A and Type B) | Standard | FALSE | [9 empty] | 42025 |  |  | NotYetVerified | Internal driver; operates off existing fluorescent ballast | 3.1 | 1929 | 109 | 17.7 | 8.75 | 0.9936 | 3000 | 81.6
PPDGSES3 | Polybrite International/Borealis LED Lighting | Polybrite International/Borealis LED Lighting | T8C-15W-30K-4-1880-2 | Linear Replacement Lamp | Four-Foot | Dual Mode Internal Driver (UL Type A and Type B) | Standard | FALSE | [9 empty] | 42025 |  |  | NotYetVerified | Internal driver; operates off existing fluorescent ballast | 3.1 | 1929 | 109 | 17.7 | 8.75 | 0.9936 | 3000 | 81.6
PXVQJHTY | Polybrite International/Borealis LED Lighting | Polybrite International/Borealis LED Lighting | T8C-18W-27K-4-1880-2 | Linear Replacement Lamp | Four-Foot | Dual Mode Internal Driver (UL Type A and Type B) | Standard | FALSE | [9 empty] | 42025 |  |  | NotYetVerified | Internal driver; operates off existing fluorescent ballast | 3 | 2212 | 105.8 | 20.9 | 7.68 | 0.9928 | 2700 | 82.4
PN9XBHYP | Polybrite International/Borealis LED Lighting | Polybrite International/Borealis LED Lighting | T8C-15W-27K-4-1880-2 | Linear Replacement Lamp | Four-Foot | Dual Mode Internal Driver (UL Type A and Type B) | Standard | FALSE | [9 empty] | 42025 |  |  | NotYetVerified | Internal driver; operates off existing fluorescent ballast | 3.1 | 1929 | 109 | 17.7 | 8.75 | 0.9936 | 2700 | 81.6
PH96N33B | Eiko Global LLC | Litespan | LED18WT8F/48/850-G5D | Linear Replacement Lamp | Four-Foot | Internal Driver Lamp-Style Retrofit Kits (UL Type B) | Standard | FALSE | [9 empty] | 42025 |  |  | NotYetVerified |  | 3 | 1800 | 100 | 18 | 17.38 | 0.932 | 5000 | 80
P8MMZ8NP | James Trading Company Limited | JAMES | ZY-T8-20W1200 BIXX BALLAST COMPATIBLE LED TUBE (3000K CLEAR LENS) | Linear Replacement Lamp | Four-Foot | Dual Mode Internal Driver (UL Type A and Type B) | Standard | TRUE | 2807 | 140.6 | 19.97 | 6.92 | 0.9734 | 3079 | 83.5 | 5 | 50000 | 42024 |  |  | NotYetVerified | Lastx represents either s for single-end power input or T for double-end inputs; Updated on 11/22/2016 | 3 | 2807 | 140.6 | 19.97 | 20 | 0.9 | 3000 | 83
PKNWEK45 | CH Lighting Co.Ltd. | CH | CH1148E-12-13W 840-3 | Linear Replacement Lamp | Four-Foot | Replacement Lamps (plug and play) (UL Type A) | Standard | TRUE | 1832.4 | 97.26 | 18.84 | 7.14 | 0.973 | 3987 | 83.4 | 5 | 50000 | 42024 |  |  | NotYetVerified |  | 3 | 1830 | 100 | 16 | 10 | 0.99 | 4000 | 80
PXPJ9Y84 | James Trading Company Limited | JAMES | ZY-T8-20W1200 BIXX BALLAST COMPATIBLE LED TUBE (3000K FROSTED LENS) | Linear Replacement Lamp | Four-Foot | Dual Mode Internal Driver (UL Type A and Type B) | Standard | TRUE | 2697 | 134.35 | 20.08 | 6.38 | 0.9693 | 3017 | 82.2 | 5 | 50000 | 42024 |  |  | NotYetVerified | Lastx represents either s for single-end power input or T for double-end inputs; Updated on 11/22/2016 | 3 | 2697 | 134.35 | 20.08 | 20 | 0.9 | 3000 | 83
PCDGNJ1N | The Straits Lighting Company LLC | STRAITS LIGHTING | SL917T8BC-48-20W-IXX (3000K Clear) | Linear Replacement Lamp | Four-Foot | Dual Mode Internal Driver (UL Type A and Type B) | Standard | TRUE | 2327 | 104.06 | 22.36 | 10.17 | 0.9129 | 2910 | 81.2 | 5 | 50000 | 42024 |  |  | NotYetVerified |  | 3 | 2327 | 104 | 22.5 |  | 0.9 | 3000 | 80
PE64Q5RY | The Straits Lighting Company LLC | STRAITS LIGHTING | SL917T8BC-48-20W-IXX (3000K Frosted) | Linear Replacement Lamp | Four-Foot | Dual Mode Internal Driver (UL Type A and Type B) | Standard | TRUE | 2255 | 100.28 | 22.49 | 9.98 | 0.9119 | 2911 | 81.3 | 5 | 50000 | 42024 |  |  | NotYetVerified |  | 3 | 2250 | 100 | 22.5 |  | 0.9 | 3000 | 80
PYFTN1TH | CH Lighting Co.Ltd. | CH | CH1148E-12-13W 850-3 | Linear Replacement Lamp | Four-Foot | Replacement Lamps (plug and play) (UL Type A) | Standard | FALSE | [9 empty] | 42024 |  |  | NotYetVerified | Internal Driver; operates off fluorescent ballast | 3 | 1930 | 100 | 16 | 10 | 0.99 | 5000 | 80
P1WJU24V | CH Lighting Co.Ltd. | CH | CH1148E-12-13W 845-3 | Linear Replacement Lamp | Four-Foot | Replacement Lamps (plug and play) (UL Type A) | Standard | FALSE | [9 empty] | 42024 |  |  | NotYetVerified |  | 3 | 1980 | 100 | 16 | 10 | 0.99 | 4500 | 80
P9MJBGNF | The Straits Lighting Company LLC | STRAITS LIGHTING | SL917T8BC-48-20W-IXX (5000K Clear) | Linear Replacement Lamp | Four-Foot | Dual Mode Internal Driver (UL Type A and Type B) | Standard | FALSE | [9 empty] | 42024 |  |  | NotYetVerified |  | 3 | 2327 | 104 | 22.5 |  | 0.9 | 5000 | 80
PDCWPVCA | The Straits Lighting Company LLC | STRAITS LIGHTING | SL917T8BC-48-20W-IXX (5000K Frosted) | Linear Replacement Lamp | Four-Foot | Dual Mode Internal Driver (UL Type A and Type B) | Standard | FALSE | [9 empty] | 42024 |  |  | NotYetVerified |  | 3 | 2250 | 100 | 22.5 |  | 0.9 | 5000 | 80
PQJTNN7B | The Straits Lighting Company LLC | STRAITS LIGHTING | SL917T8BC-48-20W-IXX (4500K Clear) | Linear Replacement Lamp | Four-Foot | Dual Mode Internal Driver (UL Type A and Type B) | Standard | FALSE | [9 empty] | 42024 |  |  | NotYetVerified |  | 3 | 2327 | 104 | 22.5 |  | 0.9 | 4500 | 80
P9RV7SC2 | The Straits Lighting Company LLC | STRAITS LIGHTING | SL917T8BC-48-20W-IXX (4500K Frosted) | Linear Replacement Lamp | Four-Foot | Dual Mode Internal Driver (UL Type A and Type B) | Standard | FALSE | [9 empty] | 42024 |  |  | NotYetVerified |  | 3 | 2250 | 100 | 22.5 |  | 0.9 | 4500 | 80
PUFNZDMF | The Straits Lighting Company LLC | STRAITS LIGHTING | SL917T8BC-48-20W-IXX (4000K Clear) | Linear Replacement Lamp | Four-Foot | Dual Mode Internal Driver (UL Type A and Type B) | Standard | FALSE | [9 empty] | 42024 |  |  | NotYetVerified |  | 3 | 2327 | 104 | 22.5 |  | 0.9 | 4000 | 80
PHF6CYT9 | The Straits Lighting Company LLC | STRAITS LIGHTING | SL917T8BC-48-20W-IXX (4000K Frosted) | Linear Replacement Lamp | Four-Foot | Dual Mode Internal Driver (UL Type A and Type B) | Standard | FALSE | [9 empty] | 42024 |  |  | NotYetVerified |  | 3 | 2250 | 100 | 22.5 |  | 0.9 | 4000 | 80
PX8K37Z5 | The Straits Lighting Company LLC | STRAITS LIGHTING | SL917T8BC-48-20W-IXX (3500K Clear) | Linear Replacement Lamp | Four-Foot | Dual Mode Internal Driver (UL Type A and Type B) | Standard | FALSE | [9 empty] | 42024 |  |  | NotYetVerified | Internal Driver;Operating off exsiting ballast | 3 | 2327 | 104 | 22.5 |  | 0.9 | 3500 | 80
PFB7XXKN | The Straits Lighting Company LLC | STRAITS LIGHTING | SL917T8BC-48-20W-IXX (3500K Frosted) | Linear Replacement Lamp | Four-Foot | Dual Mode Internal Driver (UL Type A and Type B) | Standard | FALSE | [9 empty] | 42024 |  |  | NotYetVerified |  | 3 | 2250 | 100 | 22.5 |  | 0.9 | 3500 | 80
P3KW6A2E | James Trading Company Limited | JAMES | ZY-T8-20W1200 BIXX BALLAST COMPATIBLE LED TUBE (5000K CLEAR LENS) | Linear Replacement Lamp | Four-Foot | Dual Mode Internal Driver (UL Type A and Type B) | Standard | FALSE | [9 empty] | 42024 |  |  | NotYetVerified | Lastx represents either s for single-end power input or T for double-end inputs; Updated on 11/22/2016 | 3 | 2807 | 140.6 | 19.97 | 20 | 0.9 | 5000 | 83
P11F7P1A | James Trading Company Limited | JAMES | ZY-T8-20W1200 BIXX BALLAST COMPATIBLE LED TUBE (5000K FROSTED LENS) | Linear Replacement Lamp | Four-Foot | Dual Mode Internal Driver (UL Type A and Type B) | Standard | FALSE | [9 empty] | 42024 |  |  | NotYetVerified | Lastx represents either s for single-end power input or T for double-end inputs; Updated on 11/22/2016 | 3 | 2697 | 134.35 | 20.08 | 20 | 0.9 | 5000 | 83
P558U59U | James Trading Company Limited | JAMES | ZY-T8-20W1200 BIXX BALLAST COMPATIBLE LED TUBE (4500K CLEAR LENS) | Linear Replacement Lamp | Four-Foot | Dual Mode Internal Driver (UL Type A and Type B) | Standard | FALSE | [9 empty] | 42024 |  |  | NotYetVerified | Lastx represents either s for single-end power input or T for double-end inputs; Updated on 11/22/2016 | 3 | 2807 | 140.6 | 19.97 | 20 | 0.9 | 4500 | 83
P6F41EQH | James Trading Company Limited | JAMES | ZY-T8-20W1200 BIXX BALLAST COMPATIBLE LED TUBE (4500K FROSTED LENS) | Linear Replacement Lamp | Four-Foot | Dual Mode Internal Driver (UL Type A and Type B) | Standard | FALSE | [9 empty] | 42024 |  |  | NotYetVerified | Lastx represents either s for single-end power input or T for double-end inputs; Updated on 11/22/2016 | 3 | 2697 | 134.35 | 20.08 | 20 | 0.9 | 4500 | 83
PFZ2V8VJ | James Trading Company Limited | JAMES | ZY-T8-20W1200 BIXX BALLAST COMPATIBLE LED TUBE (4000K CLEAR LENS) | Linear Replacement Lamp | Four-Foot | Dual Mode Internal Driver (UL Type A and Type B) | Standard | FALSE | [9 empty] | 42024 |  |  | NotYetVerified | Lastx represents either s for single-end power input or T for double-end inputs; Updated on 11/22/2016 | 3 | 2807 | 140.6 | 19.97 | 20 | 0.9 | 4000 | 83
PVFXW1B4 | James Trading Company Limited | JAMES | ZY-T8-20W1200 BIXX BALLAST COMPATIBLE LED TUBE (4000K FROSTED LENS) | Linear Replacement Lamp | Four-Foot | Dual Mode Internal Driver (UL Type A and Type B) | Standard | FALSE | [9 empty] | 42024 |  |  | NotYetVerified | Lastx represents either s for single-end power input or T for double-end inputs; Updated on 11/22/2016 | 3 | 2697 | 134.35 | 20.08 | 20 | 0.9 | 4000 | 83
P3SCWRJX | James Trading Company Limited | JAMES | ZY-T8-20W1200 BIXX BALLAST COMPATIBLE LED TUBE (3500K CLEAR LENS) | Linear Replacement Lamp | Four-Foot | Dual Mode Internal Driver (UL Type A and Type B) | Standard | FALSE | [9 empty] | 42024 |  |  | NotYetVerified | Lastx represents either s for single-end power input or T for double-end inputs; Updated on 11/22/2016 | 3 | 2807 | 140.6 | 19.97 | 20 | 0.9 | 3500 | 83
PRN4HN59 | James Trading Company Limited | JAMES | ZY-T8-20W1200 BIXX BALLAST COMPATIBLE LED TUBE (3500K FROSTED LENS) | Linear Replacement Lamp | Four-Foot | Dual Mode Internal Driver (UL Type A and Type B) | Standard | FALSE | [9 empty] | 42024 |  |  | NotYetVerified | Lastx represents either s for single-end power input or T for double-end inputs; Updated on 11/22/2016 | 3 | 2697 | 134.35 | 20.08 | 20 | 0.9 | 3500 | 83
P8SVEQ6D | Torshare Ltd | TORSHARE | T8-18W-120-AHC(3000K) | Linear Replacement Lamp | Four-Foot | Internal Driver Lamp-Style Retrofit Kits (UL Type B) | Standard | TRUE | 1866.6 | 110.52 | 16.89 | 21.37 | 0.9428 | 2937 | 84.2 | 5 | 50000 | 42020 |  |  | NotYetVerified | Internal Driver | 3 | 1800 |  | 18 | 20 | 0.9 | 3000 | 80
P6KQYUBS | Torshare Ltd | TORSHARE | T8-18W-120-AHC(5000K) | Linear Replacement Lamp | Four-Foot | Internal Driver Lamp-Style Retrofit Kits (UL Type B) | Standard | FALSE | [9 empty] | 42020 |  |  | NotYetVerified |  | 3 | 1800 | 100 | 18 | 20 | 0.9 | 5000 | 80
PJ3YFZN4H | Hui Gao Guangzhou Electronics Co. Ltd. | DET | T812-UL(18W)(4000K) | Linear Replacement Lamp | Four-Foot | Internal Driver Lamp-Style Retrofit Kits (UL Type B) | Standard | TRUE | 1797 | 105.05 | 17.11 | 18.08 | 0.917 | 4055 | 82.7 | 5 | 50000 | 42019 |  |  | NotYetVerified |  | 3 | 1750 | 105 | 18 | 20 | 0.9 | 4000 | 80
PNFQNRE9Q | Hui Gao Guangzhou Electronics Co. Ltd. | DET | T812-UL(18W)(5000K) | Linear Replacement Lamp | Four-Foot | Internal Driver Lamp-Style Retrofit Kits (UL Type B) | Standard | FALSE | [9 empty] | 42019 | Not Dimmable | Not Dimmable | NotYetVerified | Internal Driver | 3 | 1850 | 110 | 18 | 20 | 0.9 | 5000 | 80
PDW9V5YQ8 | Hui Gao Guangzhou Electronics Co. Ltd. | DET | T812-UL(18W)(4500K) | Linear Replacement Lamp | Four-Foot | Internal Driver Lamp-Style Retrofit Kits (UL Type B) | Standard | FALSE | [9 empty] | 42019 | Not Dimmable | Not Dimmable | NotYetVerified |  | 3 | 1750 | 105 | 18 | 20 | 0.9 | 4500 | 80
PFUFS76X | ShenZhen BiaoPin Electronic Technology Co. Ltd | Orange Lighting | OL-A11C-22W | Linear Replacement Lamp | Four-Foot | Internal Driver Lamp-Style Retrofit Kits (UL Type B) | Standard | TRUE | 2353.59 | 110.12 | 21.37 | 16.87 | 0.949 | 4031 | 80 | 5 | 50000 | 42017 |  |  | NotYetVerified | Internal Driver | 3 | 2200 | 100 | 22 |  |  | 4000 | 80
P9A37V3A | ShenZhen BiaoPin Electronic Technology Co. Ltd | Orange Lighting | OL-A11C-18W | Linear Replacement Lamp | Four-Foot | Internal Driver Lamp-Style Retrofit Kits (UL Type B) | Standard | TRUE | 1997.86 | 115.11 | 17.36 | 17.01 | 0.936 | 4023 | 80.2 | 5 | 50000 | 42017 |  |  | NotYetVerified | Internal Driver | 3 | 1800 | 100 | 18 |  |  | 4000 | 80
PZD7DGK9 | ShenZhen BiaoPin Electronic Technology Co. Ltd | Orange Lighting | OL-A11C-15W | Linear Replacement Lamp | Four-Foot | Internal Driver Lamp-Style Retrofit Kits (UL Type B) | Standard | TRUE | 1730.91 | 116.18 | 14.9 | 18.1 | 0.923 | 4023 | 80.1 | 5 | 50000 | 42017 |  |  | NotYetVerified | Internal Driver | 3 | 1650 | 110 | 15 |  |  | 4000 | 80
PGT4QDVH | ShenZhen BiaoPin Electronic Technology Co. Ltd | Orange Lighting | OL-A12C-22W | Linear Replacement Lamp | Four-Foot | Internal Driver Lamp-Style Retrofit Kits (UL Type B) | Standard | FALSE | [9 empty] | 42017 |  |  | NotYetVerified |  | 3 | 2200 | 100 | 22 |  |  | 5000 | 80
PU6X6EZH | ShenZhen BiaoPin Electronic Technology Co. Ltd | Orange Lighting | OL-A12C-18W | Linear Replacement Lamp | Four-Foot | Internal Driver Lamp-Style Retrofit Kits (UL Type B) | Standard | FALSE | [9 empty] | 42017 |  |  | NotYetVerified |  | 3 | 1800 | 100 | 18 |  |  | 5000 | 80
P177M5QT | ShenZhen BiaoPin Electronic Technology Co. Ltd | Orange Lighting | OL-A12C-15W | Linear Replacement Lamp | Four-Foot | Internal Driver Lamp-Style Retrofit Kits (UL Type B) | Standard | FALSE | [9 empty] | 42017 |  |  | NotYetVerified | Internal Driver | 3 | 1650 | 110 | 15 |  |  | 5000 | 80
P88Q1U6H | Zhejiang Setec Lighting Co. Ltd. | SETEC | SELT08-18/D2/120 3000K | Linear Replacement Lamp | Four-Foot | Internal Driver Lamp-Style Retrofit Kits (UL Type B) | Standard | TRUE | 1977.655 | 114.252 | 17.31 | 20.6 | 0.918 | 3001 | 82 | 5 | 50000 | 42016 |  |  | NotYetVerified |  | 3 | 1800 | 100 | 18 | 10 | 0.95 | 3000 | 80
PCK3PVUF | Zhejiang Setec Lighting Co. Ltd. | SETEC | SELT08-18/D2/120 4000K | Linear Replacement Lamp | Four-Foot | Internal Driver Lamp-Style Retrofit Kits (UL Type B) | Standard | FALSE | [9 empty] | 42016 |  |  | NotYetVerified |  | 3 | 1800 | 100 | 18 | 10 | 0.95 | 4000 | 80
PKTWBZZQ | Gielight Co. Ltd | Gielight | GL-T8GUL-12BW | Linear Replacement Lamp | Four-Foot | Internal Driver Lamp-Style Retrofit Kits (UL Type B) | Standard | TRUE | 2001 | 100.6 | 19.89 | 15.28 | 0.9148 | 2934 | 83.1 | 5 |  | 42013 |  |  | NotYetVerified |  | 3 | 2001 | 101.22 | 19.77 | 15.28 | 0.9148 | 3000 | 83.1
P5X5N9PS | Gielight Co. Ltd | Gielight | GL-T8GUL-12BP | Linear Replacement Lamp | Four-Foot | Internal Driver Lamp-Style Retrofit Kits (UL Type B) | Standard | FALSE | [9 empty] | 42013 |  |  | NotYetVerified | Internal Driver | 3 | 2350 | 114.91 | 20.45 | 17.37 | 0.9137 | 5000 | 81.7
PUTWAE59 | Gielight Co. Ltd | Gielight | GL-T8GUL-12BN | Linear Replacement Lamp | Four-Foot | Internal Driver Lamp-Style Retrofit Kits (UL Type B) | Standard | FALSE | [9 empty] | 42013 |  |  | NotYetVerified | Internal Driver | 3 | 2001 | 101.22 | 19.77 | 15.28 | 0.9148 | 4000 | 83.1
PE6UU54Q | Maintenance Engineering Ltd. | XTREME DUTY PREMIRA LED DIRECT INSTALL | PLT122 | Linear Replacement Lamp | Four-Foot | Replacement Lamps (plug and play) (UL Type A) | Standard | TRUE | 2162.4 | 108.92 | 19.85 | 13.32 | 0.971 | 2894 | 82 | 5 | 50000 | 42012 |  |  | NotYetVerified | Internal driver; operates off fluorescent ballast | 3.1 | 1900 | 115 | 22 |  |  | 3000 | 83
P7FZ86HY | Espen Technology | Espen | L48T8/830/22W-EB SS | Linear Replacement Lamp | Four-Foot | Replacement Lamps (plug and play) (UL Type A) | Standard | TRUE | 2162.4 | 108.92 | 19.85 | 13.32 | 0.971 | 2894 | 82 | 5 | 50000 | 42012 |  |  | NotYetVerified |  | 3.1 | 1900 | 115 | 22 |  |  | 3000 | 83
PGNWXCD7 | Espen Technology | Espen | L48T8/830/16W-EB SS | Linear Replacement Lamp | Four-Foot | Replacement Lamps (plug and play) (UL Type A) | Standard | TRUE | 2162 | 108.92 | 19.85 | 13.32 | 0.971 | 2894 | 82 | 5 | 50000 | 42012 |  |  | NotYetVerified |  | 3.1 | 1600 | 115 | 16 |  |  | 3000 | 83
PRD1EYQ2 | Espen Technology | Espen | L48T8/830/19W-EB SP | Linear Replacement Lamp | Four-Foot | Replacement Lamps (plug and play) (UL Type A) | Standard | TRUE | 2008.1 | 100.26 | 20.03 | 13.21 | 0.964 | 2994 | 82.5 | 5 | 50000 | 42012 |  |  | NotYetVerified |  | 3 | 1900 | 115 | 19 |  |  | 3000 | 83
PR9GZMNK | Espen Technology | Espen | L48T8/830/16W-EB SP | Linear Replacement Lamp | Four-Foot | Replacement Lamps (plug and play) (UL Type A) | Standard | TRUE | 2008.1 | 100.26 | 20.03 | 13.21 | 0.964 | 2944 | 82.5 | 5 | 50000 | 42012 |  |  | NotYetVerified |  | 3 | 1600 | 115 | 16 |  |  | 3000 | 83
PA99PR3R | Shenzhen North Pole Technology Co. LTD | NPL | T8-F12B1830P2H34 | Linear Replacement Lamp | Four-Foot | Internal Driver Lamp-Style Retrofit Kits (UL Type B) | Standard | TRUE | 1786.4 | 100.7 | 17.74 | 11.98 | 0.954 | 2872 | 83.8 | 5 | 50000 | 42012 |  |  | NotYetVerified |  | 3 | 1800 | 100 | 18 | 15 | 0.9 | 3000 | 80
P2MADCVK | Shenzhen North Pole Technology Co. LTD | NPL | T8-F12B1830P1H34 | Linear Replacement Lamp | Four-Foot | Internal Driver Lamp-Style Retrofit Kits (UL Type B) | Standard | TRUE | 1910.8 | 110.355 | 17.32 | 11.96 | 0.954 | 3038 | 82.4 | 5 | 50000 | 42012 |  |  | NotYetVerified |  | 3 | 1800 | 100 | 18 | 15 | 0.9 | 3000 | 80
PRS1JBQX | James Trading Company Limited | JAMES | ZY-T5-25W1200 BONX (3000K FROSTED LENS) [100V to 382V] | Linear Replacement Lamp | Four-Foot | 2-lamp External Driver Lamp-Style Retrofit Kits (UL Type C) | Standard | TRUE | 2680 | 111.64 | 24 | 18.92 | 0.9457 | 2890 | 81 | 5 | 50000 | 42012 |  |  | NotYetVerified | Lastx represents either s for single-end power input or T for double-end inputs | 3 | 2680 | 111.64 | 24 | 20 | 0.9 | 3000 | 83
PPAHWDRS | James Trading Company Limited | JAMES | ZY-T5-30W1200 BONX (3000K FROSTED LENS) [100V to 382V] | Linear Replacement Lamp | Four-Foot | 2-lamp External Driver Lamp-Style Retrofit Kits (UL Type C) | Standard | TRUE | 2961 | 106.24 | 27.87 | 17.21 | 0.9249 | 2893 | 81 | 5 | 50000 | 42012 |  |  | NotYetVerified |  | 3 | 2961 | 106.24 | 27.87 | 20 | 0.9 | 3000 | 83
PZV4N9BA | James Trading Company Limited | JAMES | ZY-T5-30W1200 BONX (3000K CLEAR LENS) [100V to 382V] | Linear Replacement Lamp | Four-Foot | 2-lamp External Driver Lamp-Style Retrofit Kits (UL Type C) | Standard | TRUE | 3184 | 116.23 | 27.39 | 18.86 | 0.9215 | 2886 | 80.9 | 5 | 50000 | 42012 |  |  | NotYetVerified | Lastx represents either s for single-end power input or T for double-end inputs | 3 | 3184 | 116.23 | 27.39 | 20 | 0.9 | 3000 | 83
PGBP6ZPK | James Trading Company Limited | JAMES | ZY-T8-30W1200 BINX (3000K CLEAR LENS) [100V to 382V] | Linear Replacement Lamp | Four-Foot | Internal Driver Lamp-Style Retrofit Kits (UL Type B) | Standard | TRUE | 3276 | 124.21 | 26.37 | 16.53 | 0.9149 | 2904 | 80.8 | 5 | 50000 | 42012 |  |  | NotYetVerified | Lastx represents either s for single-end power input or T for double-end inputs | 3 | 3276 | 124.21 | 26.37 | 20 | 0.9 | 3000 | 83
PZG85J6G | James Trading Company Limited | JAMES | ZY-T8-13W1200 BINX (3000K CLEAR LENS) [100V to 382V] | Linear Replacement Lamp | Four-Foot | Internal Driver Lamp-Style Retrofit Kits (UL Type B) | Standard | TRUE | 1715 | 126.59 | 13.55 | 16.53 | 0.9133 | 2925 | 80.8 | 5 | 50000 | 42012 |  |  | NotYetVerified | Lastx represents either s for single-end power input or T for double-end inputs | 3 | 1715 | 126.59 | 13.55 | 20 | 0.9 | 3000 | 83
PGEP2WFC | James Trading Company Limited | JAMES | ZY-T8-30W1200 BINX (3000K FROSTED LENS) [100V to 382V] | Linear Replacement Lamp | Four-Foot | Internal Driver Lamp-Style Retrofit Kits (UL Type B) | Standard | TRUE | 2935 | 111.43 | 26.34 | 16.53 | 0.9114 | 2905 | 81.1 | 5 | 50000 | 42012 |  |  | NotYetVerified | Lastx represents either s for single-end power input or T for double-end inputs | 3 | 2935 | 111.43 | 26.34 | 20 | 0.9 | 3000 | 83
PWK6CRNZ | James Trading Company Limited | JAMES | ZY-T5-25W1200 BONX (3000K CLEAR LENS) [100V to 382V] | Linear Replacement Lamp | Four-Foot | 2-lamp External Driver Lamp-Style Retrofit Kits (UL Type C) | Standard | TRUE | 2911 | 120.28 | 24.2 | 18.9 | 0.909 | 2884 | 80.8 | 5 | 50000 | 42012 |  |  | NotYetVerified | Lastx represents either s for single-end power input or T for double-end inputs | 3 | 2911 | 120.28 | 24.2 | 20 | 0.9 | 3000 | 83
P54VMZEK | James Trading Company Limited | JAMES | ZY-T8-25W1200 BINX (3000K FROSTED LENS) [100V to 382V] | Linear Replacement Lamp | Four-Foot | Internal Driver Lamp-Style Retrofit Kits (UL Type B) | Standard | TRUE | 2663 | 114.87 | 23.18 | 19.33 | 0.9029 | 2911 | 81 | 5 | 50000 | 42012 |  |  | NotYetVerified | Lastx represents either s for single-end power input or T for double-end inputs | 3 | 2663 | 114.87 | 23.18 | 20 | 0.9 | 3000 | 83
PTQ35BKZ | James Trading Company Limited | JAMES | ZY-T8-25W1200 BINX (3000K CLEAR LENS) [100V to 382V] | Linear Replacement Lamp | Four-Foot | Internal Driver Lamp-Style Retrofit Kits (UL Type B) | Standard | TRUE | 2880 | 122.5 | 23.51 | 17.8 | 0.9 | 2895 | 80.9 | 5 | 50000 | 42012 |  |  | NotYetVerified | Lastx represents either s for single-end power input or T for double-end inputs | 3 | 2880 | 122.5 | 23.51 | 20 | 0.9 | 3000 | 83
PEA878X6 | Maintenance Engineering Ltd. | XTREME DUTY PREMIRA LED DIRECT INSTALL | PLT422 | Linear Replacement Lamp | Four-Foot | Replacement Lamps (plug and play) (UL Type A) | Standard | FALSE | [9 empty] | 42012 |  |  | NotYetVerified | Internal driver; operates off fluorescent ballast | 3.1 | 1900 | 115 | 22 |  |  | 5000 | 83
PPA9WYCC | Maintenance Engineering Ltd. | XTREME DUTY PREMIRA LED DIRECT INSTALL | PLT322 | Linear Replacement Lamp | Four-Foot | Replacement Lamps (plug and play) (UL Type A) | Standard | FALSE | [9 empty] | 42012 |  |  | NotYetVerified | Internal driver; operates off fluorescent ballast | 3.1 | 1900 | 115 | 22 |  |  | 4000 | 83
PXYU4ZBU | Maintenance Engineering Ltd. | XTREME DUTY PREMIRA LED DIRECT INSTALL | PLT222 | Linear Replacement Lamp | Four-Foot | Replacement Lamps (plug and play) (UL Type A) | Standard | FALSE | [9 empty] | 42012 |  |  | NotYetVerified | Internal driver; operates off fluorescent ballast | 3.1 | 2200 | 115 | 22 |  |  | 3500 | 83
PWT2W47M | Shenzhen North Pole Technology Co. LTD | NPL | T8-F12B1850P2H34 | Linear Replacement Lamp | Four-Foot | Internal Driver Lamp-Style Retrofit Kits (UL Type B) | Standard | FALSE | [9 empty] | 42012 |  |  | NotYetVerified |  | 3 | 1800 | 100 | 18 | 15 | 0.9 | 5000 | 80
PJYEQXRE | Shenzhen North Pole Technology Co. LTD | NPL | T8-F12B1850P1H34 | Linear Replacement Lamp | Four-Foot | Internal Driver Lamp-Style Retrofit Kits (UL Type B) | Standard | FALSE | [9 empty] | 42012 |  |  | NotYetVerified |  | 3 | 1800 | 100 | 18 | 15 | 0.9 | 5000 | 80
PZD7X583 | Shenzhen North Pole Technology Co. LTD | NPL | T8-F12B1840P2H34 | Linear Replacement Lamp | Four-Foot | Internal Driver Lamp-Style Retrofit Kits (UL Type B) | Standard | FALSE | [9 empty] | 42012 |  |  | NotYetVerified |  | 3 | 1800 | 100 | 18 | 15 | 0.9 | 4000 | 80
P9Z2WJ3S | Shenzhen North Pole Technology Co. LTD | NPL | T8-F12B1840P1H34 | Linear Replacement Lamp | Four-Foot | Internal Driver Lamp-Style Retrofit Kits (UL Type B) | Standard | FALSE | [9 empty] | 42012 |  |  | NotYetVerified |  | 3 | 1800 | 100 | 18 | 15 | 0.9 | 4000 | 80
PNNF35EH | James Trading Company Limited | JAMES | ZY-T8-30W1200 BINX (5000K CLEAR LENS) [100V to 382V] | Linear Replacement Lamp | Four-Foot | Internal Driver Lamp-Style Retrofit Kits (UL Type B) | Standard | FALSE | [9 empty] | 42012 |  |  | NotYetVerified | Lastx represents either s for single-end power input or T for double-end inputs | 3 | 3276 | 124.21 | 26.37 | 20 | 0.9 | 5000 | 83
PS9Z798E | James Trading Company Limited | JAMES | ZY-T5-30W1200 BONX (5000K CLEAR LENS) [100V to 382V] | Linear Replacement Lamp | Four-Foot | 2-lamp External Driver Lamp-Style Retrofit Kits (UL Type C) | Standard | FALSE | [9 empty] | 42012 |  |  | NotYetVerified | Lastx represents either s for single-end power input or T for double-end inputs | 3 | 3184 | 116.23 | 27.39 | 20 | 0.9 | 5000 | 83
PNTWY8ZX | James Trading Company Limited | JAMES | ZY-T5-30W1200 BONX (5000K FROSTED LENS) [100V to 382V] | Linear Replacement Lamp | Four-Foot | 2-lamp External Driver Lamp-Style Retrofit Kits (UL Type C) | Standard | FALSE | [9 empty] | 42012 |  |  | NotYetVerified |  | 3 | 2961 | 106.24 | 27.87 | 20 | 0.9 | 5000 | 83
PPGG9FNM | James Trading Company Limited | JAMES | ZY-T8-30W1200 BINX (5000K FROSTED LENS) [100V to 382V] | Linear Replacement Lamp | Four-Foot | Internal Driver Lamp-Style Retrofit Kits (UL Type B) | Standard | FALSE | [9 empty] | 42012 |  |  | NotYetVerified | Lastx represents either s for single-end power input or T for double-end inputs | 3 | 2935 | 111.43 | 26.34 | 20 | 0.9 | 5000 | 83
PFVX2ZNB | James Trading Company Limited | JAMES | ZY-T5-25W1200 BONX (5000K CLEAR LENS) [100V to 382V] | Linear Replacement Lamp | Four-Foot | 2-lamp External Driver Lamp-Style Retrofit Kits (UL Type C) | Standard | FALSE | [9 empty] | 42012 |  |  | NotYetVerified | Lastx represents either s for single-end power input or T for double-end inputs | 3 | 2911 | 120.28 | 24.2 | 20 | 0.9 | 5000 | 83
PJHFJDGF | James Trading Company Limited | JAMES | ZY-T8-25W1200 BINX (5000K CLEAR LENS) [100V to 382V] | Linear Replacement Lamp | Four-Foot | Internal Driver Lamp-Style Retrofit Kits (UL Type B) | Standard | FALSE | [9 empty] | 42012 |  |  | NotYetVerified | Lastx represents either s for single-end power input or T for double-end inputs | 3 | 2880 | 122.5 | 23.51 | 20 | 0.9 | 5000 | 83
PQ314EZT | James Trading Company Limited | JAMES | ZY-T5-25W1200 BONX (5000K FROSTED LENS) [100V to 382V] | Linear Replacement Lamp | Four-Foot | 2-lamp External Driver Lamp-Style Retrofit Kits (UL Type C) | Standard | FALSE | [9 empty] | 42012 |  |  | NotYetVerified | Lastx represents either s for single-end power input or T for double-end inputs | 3 | 2680 | 111.64 | 24 | 20 | 0.9 | 5000 | 83
PYSUJ3M3 | James Trading Company Limited | JAMES | ZY-T8-25W1200 BINX (5000K FROSTED LENS) [100V to 382V] | Linear Replacement Lamp | Four-Foot | Internal Driver Lamp-Style Retrofit Kits (UL Type B) | Standard | FALSE | [9 empty] | 42012 |  |  | NotYetVerified | Lastx represents either s for single-end power input or T for double-end inputs | 3 | 2663 | 114.87 | 23.18 | 20 | 0.9 | 5000 | 83
PVNP7YUJ | James Trading Company Limited | JAMES | ZY-T8-13W1200 BINX (5000K CLEAR LENS) [100V to 382V] | Linear Replacement Lamp | Four-Foot | Internal Driver Lamp-Style Retrofit Kits (UL Type B) | Standard | FALSE | [9 empty] | 42012 |  |  | NotYetVerified | Lastx represents either s for single-end power input or T for double-end inputs | 3 | 1715 | 126.59 | 13.55 | 20 | 0.9 | 5000 | 83
P3GG57AY | James Trading Company Limited | JAMES | ZY-T8-30W1200 BIDX (5000K CLEAR LENS) [100V to 382V] | Linear Replacement Lamp | Four-Foot | Internal Driver Lamp-Style Retrofit Kits (UL Type B) | Standard | FALSE | [9 empty] | 42012 |  |  | NotYetVerified | Lastx represents either s for single-end power input or T for double-end inputs | 3 | 3276 | 124.21 | 26.37 | 20 | 0.9 | 5000 | 83
P4RV8UNG | James Trading Company Limited | JAMES | ZY-T5-30W1200 BODX (5000K CLEAR LENS) [100V to 382V] | Linear Replacement Lamp | Four-Foot | 2-lamp External Driver Lamp-Style Retrofit Kits (UL Type C) | Standard | FALSE | [9 empty] | 42012 |  |  | NotYetVerified | Lastx represents either s for single-end power input or T for double-end inputs | 3 | 3184 | 116.23 | 27.39 | 20 | 0.9 | 5000 | 83
P9D1267C | James Trading Company Limited | JAMES | ZY-T5-30W1200 BODX (5000K FROSTED LENS) [100V to 382V] | Linear Replacement Lamp | Four-Foot | 2-lamp External Driver Lamp-Style Retrofit Kits (UL Type C) | Standard | FALSE | [9 empty] | 42012 |  |  | NotYetVerified |  | 3 | 2961 | 106.24 | 27.87 | 20 | 0.9 | 5000 | 83
P9AZ4NTC | James Trading Company Limited | JAMES | ZY-T8-30W1200 BIDX (5000K FROSTED LENS) [100V to 382V] | Linear Replacement Lamp | Four-Foot | Internal Driver Lamp-Style Retrofit Kits (UL Type B) | Standard | FALSE | [9 empty] | 42012 |  |  | NotYetVerified | Lastx represents either s for single-end power input or T for double-end inputs | 3 | 2935 | 111.43 | 26.34 | 20 | 0.9 | 5000 | 83
PGT4PSZ8 | James Trading Company Limited | JAMES | ZY-T5-25W1200 BODX (5000K CLEAR LENS) [100V to 382V] | Linear Replacement Lamp | Four-Foot | 2-lamp External Driver Lamp-Style Retrofit Kits (UL Type C) | Standard | FALSE | [9 empty] | 42012 |  |  | NotYetVerified | Lastx represents either s for single-end power input or T for double-end inputs | 3 | 2911 | 120.28 | 24.2 | 20 | 0.9 | 5000 | 83
P946J9MT | James Trading Company Limited | JAMES | ZY-T8-25W1200 BIDX (5000K CLEAR LENS) [100V to 382V] | Linear Replacement Lamp | Four-Foot | Internal Driver Lamp-Style Retrofit Kits (UL Type B) | Standard | FALSE | [9 empty] | 42012 |  |  | NotYetVerified | Lastx represents either s for single-end power input or T for double-end inputs | 3 | 2880 | 122.5 | 23.51 | 20 | 0.9 | 5000 | 83
P5N3U9A4 | James Trading Company Limited | JAMES | ZY-T5-25W1200 BODX (5000K FROSTED LENS) [100V to 382V] | Linear Replacement Lamp | Four-Foot | 2-lamp External Driver Lamp-Style Retrofit Kits (UL Type C) | Standard | FALSE | [9 empty] | 42012 |  |  | NotYetVerified | Lastx represents either s for single-end power input or T for double-end inputs | 3 | 2680 | 111.64 | 24 | 20 | 0.9 | 5000 | 83
PVG93R3C | James Trading Company Limited | JAMES | ZY-T8-25W1200 BIDX (5000K FROSTED LENS) [100V to 382V] | Linear Replacement Lamp | Four-Foot | Internal Driver Lamp-Style Retrofit Kits (UL Type B) | Standard | FALSE | [9 empty] | 42012 |  |  | NotYetVerified | Lastx represents either s for single-end power input or T for double-end inputs | 3 | 2663 | 114.87 | 23.18 | 20 | 0.9 | 5000 | 83
PJ36GAAU | James Trading Company Limited | JAMES | ZY-T8-13W1200 BIDX (5000K CLEAR LENS) [100V to 382V] | Linear Replacement Lamp | Four-Foot | Internal Driver Lamp-Style Retrofit Kits (UL Type B) | Standard | FALSE | [9 empty] | 42012 |  |  | NotYetVerified | Lastx represents either s for single-end power input or T for double-end inputs | 3 | 1715 | 126.59 | 13.55 | 20 | 0.9 | 5000 | 83
PC8VKVG1 | James Trading Company Limited | JAMES | ZY-T8-30W1200 BINX (4500K CLEAR LENS) [100V to 382V] | Linear Replacement Lamp | Four-Foot | Internal Driver Lamp-Style Retrofit Kits (UL Type B) | Standard | FALSE | [9 empty] | 42012 |  |  | NotYetVerified | Lastx represents either s for single-end power input or T for double-end inputs | 3 | 3276 | 124.21 | 26.37 | 20 | 0.9 | 4500 | 83
PT5A2AGV | James Trading Company Limited | JAMES | ZY-T5-30W1200 BONX (4500K CLEAR LENS) [100V to 382V] | Linear Replacement Lamp | Four-Foot | 2-lamp External Driver Lamp-Style Retrofit Kits (UL Type C) | Standard | FALSE | [9 empty] | 42012 |  |  | NotYetVerified | Lastx represents either s for single-end power input or T for double-end inputs | 3 | 3184 | 116.23 | 27.39 | 20 | 0.9 | 4500 | 83
PVKUWJ4V | James Trading Company Limited | JAMES | ZY-T5-30W1200 BONX (4500K FROSTED LENS) [100V to 382V] | Linear Replacement Lamp | Four-Foot | 2-lamp External Driver Lamp-Style Retrofit Kits (UL Type C) | Standard | FALSE | [9 empty] | 42012 |  |  | NotYetVerified | Lastx represents either s for single-end power input or T for double-end inputs | 3 | 2961 | 106.24 | 27.87 | 20 | 0.9 | 4500 | 83
PYTJ7NXF | James Trading Company Limited | JAMES | ZY-T8-30W1200 BINX (4500K FROSTED LENS) [100V to 382V] | Linear Replacement Lamp | Four-Foot | Internal Driver Lamp-Style Retrofit Kits (UL Type B) | Standard | FALSE | [9 empty] | 42012 |  |  | NotYetVerified | Lastx represents either s for single-end power input or T for double-end inputs | 3 | 2935 | 111.43 | 26.34 | 20 | 0.9 | 4500 | 83
PVHMV7FK | James Trading Company Limited | JAMES | ZY-T5-25W1200 BONX (4500K CLEAR LENS) [100V to 382V] | Linear Replacement Lamp | Four-Foot | 2-lamp External Driver Lamp-Style Retrofit Kits (UL Type C) | Standard | FALSE | [9 empty] | 42012 |  |  | NotYetVerified | Lastx represents either s for single-end power input or T for double-end inputs | 3 | 2911 | 120.28 | 24.2 | 20 | 0.9 | 4500 | 83
PWXQUS1Y | James Trading Company Limited | JAMES | ZY-T8-25W1200 BINX (4500K CLEAR LENS) [100V to 382V] | Linear Replacement Lamp | Four-Foot | Internal Driver Lamp-Style Retrofit Kits (UL Type B) | Standard | FALSE | [9 empty] | 42012 |  |  | NotYetVerified | Lastx represents either s for single-end power input or T for double-end inputs | 3 | 2880 | 122.5 | 23.51 | 20 | 0.9 | 4500 | 83
P5MEMN3B | James Trading Company Limited | JAMES | ZY-T5-25W1200 BONX (4500K FROSTED LENS) [100V to 382V] | Linear Replacement Lamp | Four-Foot | 2-lamp External Driver Lamp-Style Retrofit Kits (UL Type C) | Standard | FALSE | [9 empty] | 42012 |  |  | NotYetVerified | Lastx represents either s for single-end power input or T for double-end inputs | 3 | 2680 | 111.64 | 24 | 20 | 0.9 | 4500 | 83
PWHSMJNM | James Trading Company Limited | JAMES | ZY-T8-25W1200 BINX (4500K FROSTED LENS) [100V to 382V] | Linear Replacement Lamp | Four-Foot | Internal Driver Lamp-Style Retrofit Kits (UL Type B) | Standard | FALSE | [9 empty] | 42012 |  |  | NotYetVerified | Lastx represents either s for single-end power input or T for double-end inputs | 3 | 2663 | 114.87 | 23.18 | 20 | 0.9 | 4500 | 83
PMU7UDZ4 | James Trading Company Limited | JAMES | ZY-T8-13W1200 BINX (4500K CLEAR LENS) [100V to 382V] | Linear Replacement Lamp | Four-Foot | Internal Driver Lamp-Style Retrofit Kits (UL Type B) | Standard | FALSE | [9 empty] | 42012 |  |  | NotYetVerified | Lastx represents either s for single-end power input or T for double-end inputs | 3 | 1715 | 126.59 | 13.55 | 20 | 0.9 | 4500 | 83
PC3WDFVK | James Trading Company Limited | JAMES | ZY-T8-30W1200 BIDX (4500K CLEAR LENS) [100V to 382V] | Linear Replacement Lamp | Four-Foot | Internal Driver Lamp-Style Retrofit Kits (UL Type B) | Standard | FALSE | [9 empty] | 42012 |  |  | NotYetVerified | Lastx represents either s for single-end power input or T for double-end inputs | 3 | 3276 | 124.21 | 26.37 | 20 | 0.9 | 4500 | 83
P13V95QG | James Trading Company Limited | JAMES | ZY-T5-30W1200 BODX (4500K CLEAR LENS) [100V to 382V] | Linear Replacement Lamp | Four-Foot | 2-lamp External Driver Lamp-Style Retrofit Kits (UL Type C) | Standard | FALSE | [9 empty] | 42012 |  |  | NotYetVerified | Lastx represents either s for single-end power input or T for double-end inputs | 3 | 3184 | 116.23 | 27.39 | 20 | 0.9 | 4500 | 83
PZZA5W6B | James Trading Company Limited | JAMES | ZY-T5-30W1200 BODX (4500K FROSTED LENS) [100V to 382V] | Linear Replacement Lamp | Four-Foot | 2-lamp External Driver Lamp-Style Retrofit Kits (UL Type C) | Standard | FALSE | [9 empty] | 42012 |  |  | NotYetVerified | Lastx represents either s for single-end power input or T for double-end inputs | 3 | 2961 | 106.24 | 27.87 | 20 | 0.9 | 4500 | 83
PXD4HT77 | James Trading Company Limited | JAMES | ZY-T8-30W1200 BIDX (4500K FROSTED LENS) [100V to 382V] | Linear Replacement Lamp | Four-Foot | Internal Driver Lamp-Style Retrofit Kits (UL Type B) | Standard | FALSE | [9 empty] | 42012 |  |  | NotYetVerified | Lastx represents either s for single-end power input or T for double-end inputs | 3 | 2935 | 111.43 | 26.34 | 20 | 0.9 | 4500 | 83
PBUTUFQX | James Trading Company Limited | JAMES | ZY-T5-25W1200 BODX (4500K CLEAR LENS) [100V to 382V] | Linear Replacement Lamp | Four-Foot | 2-lamp External Driver Lamp-Style Retrofit Kits (UL Type C) | Standard | FALSE | [9 empty] | 42012 |  |  | NotYetVerified | Lastx represents either s for single-end power input or T for double-end inputs | 3 | 2911 | 120.28 | 24.2 | 20 | 0.9 | 4500 | 83
P2NKVUBH | James Trading Company Limited | JAMES | ZY-T8-25W1200 BIDX (4500K CLEAR LENS) [100V to 382V] | Linear Replacement Lamp | Four-Foot | Internal Driver Lamp-Style Retrofit Kits (UL Type B) | Standard | FALSE | [9 empty] | 42012 |  |  | NotYetVerified | Lastx represents either s for single-end power input or T for double-end inputs | 3 | 2880 | 122.5 | 23.51 | 20 | 0.9 | 4500 | 83
PFW7ZXWV | James Trading Company Limited | JAMES | ZY-T5-25W1200 BODX (4500K FROSTED LENS) [100V to 382V] | Linear Replacement Lamp | Four-Foot | 2-lamp External Driver Lamp-Style Retrofit Kits (UL Type C) | Standard | FALSE | [9 empty] | 42012 |  |  | NotYetVerified | Lastx represents either s for single-end power input or T for double-end inputs | 3 | 2680 | 111.64 | 24 | 20 | 0.9 | 4500 | 83
PVDAQ39R | James Trading Company Limited | JAMES | ZY-T8-25W1200 BIDX (4500K FROSTED LENS) [100V to 382V] | Linear Replacement Lamp | Four-Foot | Internal Driver Lamp-Style Retrofit Kits (UL Type B) | Standard | FALSE | [9 empty] | 42012 |  |  | NotYetVerified | Lastx represents either s for single-end power input or T for double-end inputs | 3 | 2663 | 114.87 | 23.18 | 20 | 0.9 | 4500 | 83
PXBKFGNR | James Trading Company Limited | JAMES | ZY-T8-13W1200 BIDX (4500K CLEAR LENS) [100V to 382V] | Linear Replacement Lamp | Four-Foot | Internal Driver Lamp-Style Retrofit Kits (UL Type B) | Standard | FALSE | [9 empty] | 42012 |  |  | NotYetVerified | Lastx represents either s for single-end power input or T for double-end inputs | 3 | 1715 | 126.59 | 13.55 | 20 | 0.9 | 4500 | 83
PUYJ25UC | James Trading Company Limited | JAMES | ZY-T8-30W1200 BINX (4000K CLEAR LENS) [100V to 382V] | Linear Replacement Lamp | Four-Foot | Internal Driver Lamp-Style Retrofit Kits (UL Type B) | Standard | FALSE | [9 empty] | 42012 |  |  | NotYetVerified | Lastx represents either s for single-end power input or T for double-end inputs | 3 | 3276 | 124.21 | 26.37 | 20 | 0.9 | 4000 | 83
PCDQ5R4Q | James Trading Company Limited | JAMES | ZY-T5-30W1200 BONX (4000K CLEAR LENS) [100V to 382V] | Linear Replacement Lamp | Four-Foot | 2-lamp External Driver Lamp-Style Retrofit Kits (UL Type C) | Standard | FALSE | [9 empty] | 42012 |  |  | NotYetVerified | Lastx represents either s for single-end power input or T for double-end inputs | 3 | 3184 | 116.23 | 27.39 | 20 | 0.9 | 4000 | 83
PH7RZ16K | James Trading Company Limited | JAMES | ZY-T5-30W1200 BONX (4000K FROSTED LENS) [100V to 382V] | Linear Replacement Lamp | Four-Foot | 2-lamp External Driver Lamp-Style Retrofit Kits (UL Type C) | Standard | FALSE | [9 empty] | 42012 |  |  | NotYetVerified |  | 3 | 2961 | 106.24 | 27.87 | 20 | 0.9 | 4000 | 83
PXEFWEC3 | James Trading Company Limited | JAMES | ZY-T8-30W1200 BINX (4000K FROSTED LENS) [100V to 382V] | Linear Replacement Lamp | Four-Foot | Internal Driver Lamp-Style Retrofit Kits (UL Type B) | Standard | FALSE | [9 empty] | 42012 |  |  | NotYetVerified | Lastx represents either s for single-end power input or T for double-end inputs | 3 | 2935 | 111.43 | 26.34 | 20 | 0.9 | 4000 | 83
P1YV1V7X | James Trading Company Limited | JAMES | ZY-T5-25W1200 BONX (4000K CLEAR LENS) [100V to 382V] | Linear Replacement Lamp | Four-Foot | 2-lamp External Driver Lamp-Style Retrofit Kits (UL Type C) | Standard | FALSE | [9 empty] | 42012 |  |  | NotYetVerified | Lastx represents either s for single-end power input or T for double-end inputs | 3 | 2911 | 120.28 | 24.2 | 20 | 0.9 | 4000 | 83
PM5NWGA1 | James Trading Company Limited | JAMES | ZY-T8-25W1200 BINX (4000K CLEAR LENS) [100V to 382V] | Linear Replacement Lamp | Four-Foot | Internal Driver Lamp-Style Retrofit Kits (UL Type B) | Standard | FALSE | [9 empty] | 42012 |  |  | NotYetVerified | Lastx represents either s for single-end power input or T for double-end inputs | 3 | 2880 | 122.5 | 23.51 | 20 | 0.9 | 4000 | 83
PX3S7K8D | James Trading Company Limited | JAMES | ZY-T5-25W1200 BONX (4000K FROSTED LENS) [100V to 382V] | Linear Replacement Lamp | Four-Foot | 2-lamp External Driver Lamp-Style Retrofit Kits (UL Type C) | Standard | FALSE | [9 empty] | 42012 |  |  | NotYetVerified | Lastx represents either s for single-end power input or T for double-end inputs | 3 | 2680 | 111.64 | 24 | 20 | 0.9 | 4000 | 83
P2P9P9JB | James Trading Company Limited | JAMES | ZY-T8-25W1200 BINX (4000K FROSTED LENS) [100V to 382V] | Linear Replacement Lamp | Four-Foot | Internal Driver Lamp-Style Retrofit Kits (UL Type B) | Standard | FALSE | [9 empty] | 42012 |  |  | NotYetVerified | Lastx represents either s for single-end power input or T for double-end inputs | 3 | 2663 | 114.87 | 23.18 | 20 | 0.9 | 4000 | 83
PRAW7Q2Z | James Trading Company Limited | JAMES | ZY-T8-13W1200 BINX (4000K CLEAR LENS) [100V to 382V] | Linear Replacement Lamp | Four-Foot | Internal Driver Lamp-Style Retrofit Kits (UL Type B) | Standard | FALSE | [9 empty] | 42012 |  |  | NotYetVerified | Lastx represents either s for single-end power input or T for double-end inputs | 3 | 1715 | 126.59 | 13.55 | 20 | 0.9 | 4000 | 83
PTZBWH9E | James Trading Company Limited | JAMES | ZY-T8-30W1200 BIDX (4000K CLEAR LENS) [100V to 382V] | Linear Replacement Lamp | Four-Foot | Internal Driver Lamp-Style Retrofit Kits (UL Type B) | Standard | FALSE | [9 empty] | 42012 |  |  | NotYetVerified | Lastx represents either s for single-end power input or T for double-end inputs | 3 | 3276 | 124.21 | 26.37 | 20 | 0.9 | 4000 | 83
P9M7QCXF | James Trading Company Limited | JAMES | ZY-T5-30W1200 BODX (4000K CLEAR LENS) [100V to 382V] | Linear Replacement Lamp | Four-Foot | 2-lamp External Driver Lamp-Style Retrofit Kits (UL Type C) | Standard | FALSE | [9 empty] | 42012 |  |  | NotYetVerified | Lastx represents either s for single-end power input or T for double-end inputs | 3 | 3184 | 116.23 | 27.39 | 20 | 0.9 | 4000 | 83
P5RTJDJ3 | James Trading Company Limited | JAMES | ZY-T5-30W1200 BODX (4000K FROSTED LENS) [100V to 382V] | Linear Replacement Lamp | Four-Foot | 2-lamp External Driver Lamp-Style Retrofit Kits (UL Type C) | Standard | FALSE | [9 empty] | 42012 |  |  | NotYetVerified |  | 3 | 2961 | 106.24 | 27.87 | 20 | 0.9 | 4000 | 83
PCBH375U | James Trading Company Limited | JAMES | ZY-T8-30W1200 BIDX (4000K FROSTED LENS) [100V to 382V] | Linear Replacement Lamp | Four-Foot | Internal Driver Lamp-Style Retrofit Kits (UL Type B) | Standard | FALSE | [9 empty] | 42012 |  |  | NotYetVerified | Lastx represents either s for single-end power input or T for double-end inputs | 3 | 2935 | 111.43 | 26.34 | 20 | 0.9 | 4000 | 83
PYH3PCFB | James Trading Company Limited | JAMES | ZY-T5-25W1200 BODX (4000K CLEAR LENS) [100V to 382V] | Linear Replacement Lamp | Four-Foot | 2-lamp External Driver Lamp-Style Retrofit Kits (UL Type C) | Standard | FALSE | [9 empty] | 42012 |  |  | NotYetVerified | Lastx represents either s for single-end power input or T for double-end inputs | 3 | 2911 | 120.28 | 24.2 | 20 | 0.9 | 4000 | 83
PYS2JZH6 | James Trading Company Limited | JAMES | ZY-T8-25W1200 BIDX (4000K CLEAR LENS) [100V to 382V] | Linear Replacement Lamp | Four-Foot | Internal Driver Lamp-Style Retrofit Kits (UL Type B) | Standard | FALSE | [9 empty] | 42012 |  |  | NotYetVerified | Lastx represents either s for single-end power input or T for double-end inputs | 3 | 2880 | 122.5 | 23.51 | 20 | 0.9 | 4000 | 83
PYCBHPDV | James Trading Company Limited | JAMES | ZY-T5-25W1200 BODX (4000K FROSTED LENS) [100V to 382V] | Linear Replacement Lamp | Four-Foot | 2-lamp External Driver Lamp-Style Retrofit Kits (UL Type C) | Standard | FALSE | [9 empty] | 42012 |  |  | NotYetVerified | Lastx represents either s for single-end power input or T for double-end inputs | 3 | 2680 | 111.64 | 24 | 20 | 0.9 | 4000 | 83
PR75ABSH | James Trading Company Limited | JAMES | ZY-T8-25W1200 BIDX (4000K FROSTED LENS) [100V to 382V] | Linear Replacement Lamp | Four-Foot | Internal Driver Lamp-Style Retrofit Kits (UL Type B) | Standard | FALSE | [9 empty] | 42012 |  |  | NotYetVerified | Lastx represents either s for single-end power input or T for double-end inputs | 3 | 2663 | 114.87 | 23.18 | 20 | 0.9 | 4000 | 83
PAERS94P | James Trading Company Limited | JAMES | ZY-T8-13W1200 BIDX (4000K CLEAR LENS) [100V to 382V] | Linear Replacement Lamp | Four-Foot | Internal Driver Lamp-Style Retrofit Kits (UL Type B) | Standard | FALSE | [9 empty] | 42012 |  |  | NotYetVerified | Lastx represents either s for single-end power input or T for double-end inputs | 3 | 1715 | 126.59 | 13.55 | 20 | 0.9 | 4000 | 83
PYEPAZCH | James Trading Company Limited | JAMES | ZY-T8-30W1200 BINX (3500K CLEAR LENS) [100V to 382V] | Linear Replacement Lamp | Four-Foot | Internal Driver Lamp-Style Retrofit Kits (UL Type B) | Standard | FALSE | [9 empty] | 42012 |  |  | NotYetVerified | Lastx represents either s for single-end power input or T for double-end inputs | 3 | 3276 | 124.21 | 26.37 | 20 | 0.9 | 3500 | 83
PZ4ES7TT | James Trading Company Limited | JAMES | ZY-T5-30W1200 BONX (3500K CLEAR LENS) [100V to 382V] | Linear Replacement Lamp | Four-Foot | 2-lamp External Driver Lamp-Style Retrofit Kits (UL Type C) | Standard | FALSE | [9 empty] | 42012 |  |  | NotYetVerified | Lastx represents either s for single-end power input or T for double-end inputs | 3 | 3184 | 116.23 | 27.39 | 20 | 0.9 | 3500 | 83
PPSZQ1VU | James Trading Company Limited | JAMES | ZY-T5-30W1200 BONX (3500K FROSTED LENS) [100V to 382V] | Linear Replacement Lamp | Four-Foot | 2-lamp External Driver Lamp-Style Retrofit Kits (UL Type C) | Standard | FALSE | [9 empty] | 42012 |  |  | NotYetVerified |  | 3 | 2961 | 106.24 | 27.87 | 20 | 0.9 | 3500 | 83
PMFGYAZ5 | James Trading Company Limited | JAMES | ZY-T8-30W1200 BINX (3500K FROSTED LENS) [100V to 382V] | Linear Replacement Lamp | Four-Foot | Internal Driver Lamp-Style Retrofit Kits (UL Type B) | Standard | FALSE | [9 empty] | 42012 |  |  | NotYetVerified | Lastx represents either s for single-end power input or T for double-end inputs | 3 | 2935 | 111.43 | 26.34 | 20 | 0.9 | 3500 | 83
P32FWC52 | James Trading Company Limited | JAMES | ZY-T5-25W1200 BONX (3500K CLEAR LENS) [100V to 382V] | Linear Replacement Lamp | Four-Foot | 2-lamp External Driver Lamp-Style Retrofit Kits (UL Type C) | Standard | FALSE | [9 empty] | 42012 |  |  | NotYetVerified | Lastx represents either s for single-end power input or T for double-end inputs | 3 | 2911 | 120.28 | 24.2 | 20 | 0.9 | 3500 | 83
PSHAFNFS | James Trading Company Limited | JAMES | ZY-T8-25W1200 BINX (3500K CLEAR LENS) [100V to 382V] | Linear Replacement Lamp | Four-Foot | Internal Driver Lamp-Style Retrofit Kits (UL Type B) | Standard | FALSE | [9 empty] | 42012 |  |  | NotYetVerified | Lastx represents either s for single-end power input or T for double-end inputs | 3 | 2880 | 122.5 | 23.51 | 20 | 0.9 | 3500 | 83
P9XCWYYT | James Trading Company Limited | JAMES | ZY-T5-25W1200 BONX (3500K FROSTED LENS) [100V to 382V] | Linear Replacement Lamp | Four-Foot | 2-lamp External Driver Lamp-Style Retrofit Kits (UL Type C) | Standard | FALSE | [9 empty] | 42012 |  |  | NotYetVerified | Lastx represents either s for single-end power input or T for double-end inputs | 3 | 2680 | 111.64 | 24 | 20 | 0.9 | 3500 | 83
PDB1HW3V | James Trading Company Limited | JAMES | ZY-T8-25W1200 BINX (3500K FROSTED LENS) [100V to 382V] | Linear Replacement Lamp | Four-Foot | Internal Driver Lamp-Style Retrofit Kits (UL Type B) | Standard | FALSE | [9 empty] | 42012 |  |  | NotYetVerified | Lastx represents either s for single-end power input or T for double-end inputs | 3 | 2663 | 114.87 | 23.18 | 20 | 0.9 | 3500 | 83
PAXF46VJ | James Trading Company Limited | JAMES | ZY-T8-13W1200 BINX (3500K CLEAR LENS) [100V to 382V] | Linear Replacement Lamp | Four-Foot | Internal Driver Lamp-Style Retrofit Kits (UL Type B) | Standard | FALSE | [9 empty] | 42012 |  |  | NotYetVerified | Lastx represents either s for single-end power input or T for double-end inputs | 3 | 1715 | 126.59 | 13.55 | 20 | 0.9 | 3500 | 83
P9WQC7GA | James Trading Company Limited | JAMES | ZY-T8-30W1200 BIDX (3500K CLEAR LENS) [100V to 382V] | Linear Replacement Lamp | Four-Foot | Internal Driver Lamp-Style Retrofit Kits (UL Type B) | Standard | FALSE | [9 empty] | 42012 |  |  | NotYetVerified | Lastx represents either s for single-end power input or T for double-end inputs | 3 | 3276 | 124.21 | 26.37 | 20 | 0.9 | 3500 | 83
P65NYPT6 | James Trading Company Limited | JAMES | ZY-T5-30W1200 BODX (3500K CLEAR LENS) [100V to 382V] | Linear Replacement Lamp | Four-Foot | 2-lamp External Driver Lamp-Style Retrofit Kits (UL Type C) | Standard | FALSE | [9 empty] | 42012 |  |  | NotYetVerified | Lastx represents either s for single-end power input or T for double-end inputs | 3 | 3184 | 116.23 | 27.39 | 20 | 0.9 | 3500 | 83
PUV1R36B | James Trading Company Limited | JAMES | ZY-T5-30W1200 BODX (3500K FROSTED LENS) [100V to 382V] | Linear Replacement Lamp | Four-Foot | 2-lamp External Driver Lamp-Style Retrofit Kits (UL Type C) | Standard | FALSE | [9 empty] | 42012 |  |  | NotYetVerified | Lastx represents either s for single-end power input or T for double-end inputs | 3 | 2961 | 106.24 | 27.87 | 20 | 0.9 | 3500 | 83
PXPQF5RE | James Trading Company Limited | JAMES | ZY-T8-30W1200 BIDX (3500K FROSTED LENS) [100V to 382V] | Linear Replacement Lamp | Four-Foot | Internal Driver Lamp-Style Retrofit Kits (UL Type B) | Standard | FALSE | [9 empty] | 42012 |  |  | NotYetVerified | Lastx represents either s for single-end power input or T for double-end inputs | 3 | 2935 | 111.43 | 26.34 | 20 | 0.9 | 3500 | 83
P52CV23E | James Trading Company Limited | JAMES | ZY-T5-25W1200 BODX (3500K CLEAR LENS) [100V to 382V] | Linear Replacement Lamp | Four-Foot | 2-lamp External Driver Lamp-Style Retrofit Kits (UL Type C) | Standard | FALSE | [9 empty] | 42012 |  |  | NotYetVerified | Lastx represents either s for single-end power input or T for double-end inputs | 3 | 2911 | 120.28 | 24.2 | 20 | 0.9 | 3500 | 83
PKTN3HE5 | James Trading Company Limited | JAMES | ZY-T8-25W1200 BIDX (3500K CLEAR LENS) [100V to 382V] | Linear Replacement Lamp | Four-Foot | Internal Driver Lamp-Style Retrofit Kits (UL Type B) | Standard | FALSE | [9 empty] | 42012 |  |  | NotYetVerified | Lastx represents either s for single-end power input or T for double-end inputs | 3 | 2880 | 122.5 | 23.51 | 20 | 0.9 | 3500 | 83
PETNF2ZF | James Trading Company Limited | JAMES | ZY-T5-25W1200 BODX (3500K FROSTED LENS) [100V to 382V] | Linear Replacement Lamp | Four-Foot | 2-lamp External Driver Lamp-Style Retrofit Kits (UL Type C) | Standard | FALSE | [9 empty] | 42012 |  |  | NotYetVerified | Lastx represents either s for single-end power input or T for double-end inputs | 3 | 2680 | 111.64 | 24 | 20 | 0.9 | 3500 | 83
PMVM8JXH | James Trading Company Limited | JAMES | ZY-T8-25W1200 BIDX (3500K FROSTED LENS) [100V to 382V] | Linear Replacement Lamp | Four-Foot | Internal Driver Lamp-Style Retrofit Kits (UL Type B) | Standard | FALSE | [9 empty] | 42012 |  |  | NotYetVerified | Lastx represents either s for single-end power input or T for double-end inputs | 3 | 2663 | 114.87 | 23.18 | 20 | 0.9 | 3500 | 83
P5EQ4Y8H | James Trading Company Limited | JAMES | ZY-T8-13W1200 BIDX (3500K CLEAR LENS) [100V to 382V] | Linear Replacement Lamp | Four-Foot | Internal Driver Lamp-Style Retrofit Kits (UL Type B) | Standard | FALSE | [9 empty] | 42012 |  |  | NotYetVerified | Lastx represents either s for single-end power input or T for double-end inputs | 3 | 1715 | 126.59 | 13.55 | 20 | 0.9 | 3500 | 83
P6SDND87 | James Trading Company Limited | JAMES | ZY-T8-30W1200 BIDX (3000K CLEAR LENS) [100V to 382V] | Linear Replacement Lamp | Four-Foot | Internal Driver Lamp-Style Retrofit Kits (UL Type B) | Standard | FALSE | [9 empty] | 42012 |  |  | NotYetVerified | Lastx represents either s for single-end power input or T for double-end inputs | 3 | 3276 | 124.21 | 26.37 | 20 | 0.9 | 3000 | 83
P5Y7DG39 | James Trading Company Limited | JAMES | ZY-T5-30W1200 BODX (3000K CLEAR LENS) [100V to 382V] | Linear Replacement Lamp | Four-Foot | 2-lamp External Driver Lamp-Style Retrofit Kits (UL Type C) | Standard | FALSE | [9 empty] | 42012 |  |  | NotYetVerified | Lastx represents either s for single-end power input or T for double-end inputs | 3 | 3184 | 116.23 | 27.39 | 20 | 0.9 | 3000 | 83
PEH55P6H | James Trading Company Limited | JAMES | ZY-T5-30W1200 BODX (3000K FROSTED LENS) [100V to 382V] | Linear Replacement Lamp | Four-Foot | 2-lamp External Driver Lamp-Style Retrofit Kits (UL Type C) | Standard | FALSE | [9 empty] | 42012 |  |  | NotYetVerified |  | 3 | 2961 | 106.24 | 27.87 | 20 | 0.9 | 3000 | 83
PVX5W4B2 | James Trading Company Limited | JAMES | ZY-T8-30W1200 BIDX (3000K FROSTED LENS) [100V to 382V] | Linear Replacement Lamp | Four-Foot | Internal Driver Lamp-Style Retrofit Kits (UL Type B) | Standard | FALSE | [9 empty] | 42012 |  |  | NotYetVerified | Lastx represents either s for single-end power input or T for double-end inputs | 3 | 2935 | 111.43 | 26.34 | 20 | 0.9 | 3000 | 83
P2FF816N | James Trading Company Limited | JAMES | ZY-T5-25W1200 BODX (3000K CLEAR LENS) [100V to 382V] | Linear Replacement Lamp | Four-Foot | 2-lamp External Driver Lamp-Style Retrofit Kits (UL Type C) | Standard | FALSE | [9 empty] | 42012 |  |  | NotYetVerified | Lastx represents either s for single-end power input or T for double-end inputs | 3 | 2911 | 120.28 | 24.2 | 20 | 0.9 | 3000 | 83
P49UB6MV | James Trading Company Limited | JAMES | ZY-T8-25W1200 BIDX (3000K CLEAR LENS) [100V to 382V] | Linear Replacement Lamp | Four-Foot | Internal Driver Lamp-Style Retrofit Kits (UL Type B) | Standard | FALSE | [9 empty] | 42012 |  |  | NotYetVerified | Lastx represents either s for single-end power input or T for double-end inputs | 3 | 2880 | 122.5 | 23.51 | 20 | 0.9 | 3000 | 83
P4FFAHT2 | James Trading Company Limited | JAMES | ZY-T5-25W1200 BODX (3000K FROSTED LENS) [100V to 382V] | Linear Replacement Lamp | Four-Foot | 2-lamp External Driver Lamp-Style Retrofit Kits (UL Type C) | Standard | FALSE | [9 empty] | 42012 |  |  | NotYetVerified | Lastx represents either s for single-end power input or T for double-end inputs | 3 | 2680 | 111.64 | 24 | 20 | 0.9 | 3000 | 83
PYF8ACVX | James Trading Company Limited | JAMES | ZY-T8-25W1200 BIDX (3000K FROSTED LENS) [100V to 382V] | Linear Replacement Lamp | Four-Foot | Internal Driver Lamp-Style Retrofit Kits (UL Type B) | Standard | FALSE | [9 empty] | 42012 |  |  | NotYetVerified | Lastx represents either s for single-end power input or T for double-end inputs | 3 | 2663 | 114.87 | 23.18 | 20 | 0.9 | 3000 | 83
P7WWZ3XJ | James Trading Company Limited | JAMES | ZY-T8-13W1200 BIDX (3000K CLEAR LENS) [100V to 382V] | Linear Replacement Lamp | Four-Foot | Internal Driver Lamp-Style Retrofit Kits (UL Type B) | Standard | FALSE | [9 empty] | 42012 |  |  | NotYetVerified | Lastx represents either s for single-end power input or T for double-end inputs | 3 | 1715 | 126.59 | 13.55 | 20 | 0.9 | 3000 | 83
P8AQE7WF | Espen Technology | Espen | L48T8/850/19W-EB SP | Linear Replacement Lamp | Four-Foot | Replacement Lamps (plug and play) (UL Type A) | Standard | FALSE | [9 empty] | 42012 |  |  | NotYetVerified |  | 3 | 1900 | 115 | 19 |  |  | 5000 | 83
P328HTUR | Espen Technology | Espen | L48T8/850/22W-EB SS | Linear Replacement Lamp | Four-Foot | Replacement Lamps (plug and play) (UL Type A) | Standard | FALSE | [9 empty] | 42012 |  |  | NotYetVerified |  | 3.1 | 1900 | 115 | 22 |  |  | 5000 | 83
PNDRQ6K1 | Espen Technology | Espen | L48T8/850/16W-EB SP | Linear Replacement Lamp | Four-Foot | Replacement Lamps (plug and play) (UL Type A) | Standard | FALSE | [9 empty] | 42012 |  |  | NotYetVerified |  | 3 | 1600 | 115 | 16 |  |  | 5000 | 83
PE7HDMYH | Espen Technology | Espen | L48T8/850/16W-EB SS | Linear Replacement Lamp | Four-Foot | Replacement Lamps (plug and play) (UL Type A) | Standard | FALSE | [9 empty] | 42012 |  |  | NotYetVerified |  | 3.1 | 1600 | 115 | 16 |  |  | 5000 | 83
PHWKT3CP | Espen Technology | Espen | L48T8/845/19W-EB SS | Linear Replacement Lamp | Four-Foot | Replacement Lamps (plug and play) (UL Type A) | Standard | FALSE | [9 empty] | 42012 |  |  | NotYetVerified |  | 3.1 | 1900 | 115 | 19 |  |  | 4500 | 83
PG5E5FWZ | Espen Technology | Espen | L48T8/845/19W-EB SP | Linear Replacement Lamp | Four-Foot | Replacement Lamps (plug and play) (UL Type A) | Standard | FALSE | [9 empty] | 42012 |  |  | NotYetVerified |  | 3 | 1900 | 115 | 19 |  |  | 4500 | 83
PUQQCFKS | Espen Technology | Espen | L48T8/845/16W-EB SS | Linear Replacement Lamp | Four-Foot | Replacement Lamps (plug and play) (UL Type A) | Standard | FALSE | [9 empty] | 42012 |  |  | NotYetVerified |  | 3.1 | 1600 | 115 | 16 |  |  | 4500 | 83
P8FU63Q3 | Espen Technology | Espen | L48T8/845/16W-EB SP | Linear Replacement Lamp | Four-Foot | Replacement Lamps (plug and play) (UL Type A) | Standard | FALSE | [9 empty] | 42012 |  |  | NotYetVerified |  | 3 | 1600 | 115 | 16 |  |  | 4500 | 83
PQ3W42RJ | Espen Technology | Espen | L48T8/840/22W-EB SS | Linear Replacement Lamp | Four-Foot | Replacement Lamps (plug and play) (UL Type A) | Standard | FALSE | [9 empty] | 42012 |  |  | NotYetVerified |  | 3.1 | 1900 | 115 | 22 |  |  | 4000 | 83
PNNCUTK3 | Espen Technology | Espen | L48T8/840/19W-EB SP | Linear Replacement Lamp | Four-Foot | Replacement Lamps (plug and play) (UL Type A) | Standard | FALSE | [9 empty] | 42012 |  |  | NotYetVerified |  | 3 | 1900 | 115 | 19 |  |  | 4000 | 83
PG4MEF6Y | Espen Technology | Espen | L48T8/840/16W-EB SS | Linear Replacement Lamp | Four-Foot | Replacement Lamps (plug and play) (UL Type A) | Standard | FALSE | [9 empty] | 42012 |  |  | NotYetVerified |  | 3.1 | 1600 | 115 | 16 |  |  | 4000 | 83
P8XDMY2Y | Espen Technology | Espen | L48T8/840/16W-EB SP | Linear Replacement Lamp | Four-Foot | Replacement Lamps (plug and play) (UL Type A) | Standard | FALSE | [9 empty] | 42012 |  |  | NotYetVerified |  | 3 | 1600 | 115 | 16 |  |  | 4000 | 83
PK75SW6D | Espen Technology | Espen | L48T8/835/22W-EB SS | Linear Replacement Lamp | Four-Foot | Replacement Lamps (plug and play) (UL Type A) | Standard | FALSE | [9 empty] | 42012 |  |  | NotYetVerified |  | 3.1 | 2200 | 115 | 22 |  |  | 3500 | 83
PM3GDFD1 | Espen Technology | Espen | L48T8/835/19W-EB SP | Linear Replacement Lamp | Four-Foot | Replacement Lamps (plug and play) (UL Type A) | Standard | FALSE | [9 empty] | 42012 |  |  | NotYetVerified |  | 3 | 1900 | 115 | 19 |  |  | 3500 | 83
PN89BS5V | Espen Technology | Espen | L48T8/835/16W-EB-SP | Linear Replacement Lamp | Four-Foot | Replacement Lamps (plug and play) (UL Type A) | Standard | FALSE | [9 empty] | 42012 |  |  | NotYetVerified |  | 3 | 1600 | 115 | 16 |  |  | 3500 | 83
P8JNU1VT | Espen Technology | Espen | L48T8/835/16W-EB SS | Linear Replacement Lamp | Four-Foot | Replacement Lamps (plug and play) (UL Type A) | Standard | FALSE | [9 empty] | 42012 |  |  | NotYetVerified |  | 3.1 | 1600 | 115 | 16 |  |  | 3500 | 83
PDXXSKPQM | Zhongshan Sunview Lighting Co. Ltd. | Sunview | SL-TL-T8-18W (4100K) | Linear Replacement Lamp | Four-Foot | 2-lamp External Driver Lamp-Style Retrofit Kits (UL Type C) | Standard | TRUE | 2239.2 | 129.43 | 17.3 | 16.05 | 0.98 | 4245 | 85 | 5 | 75000 | 42011 |  |  | NotYetVerified | External Driver | 3.1 | 2200 | 140 | 18 |  | 0.9 | 4100 | 80
PPNAX7YP9 | Zhongshan Sunview Lighting Co. Ltd. | Sunview | SL-TL-T8-12W (4100K) | Linear Replacement Lamp | Four-Foot | 2-lamp External Driver Lamp-Style Retrofit Kits (UL Type C) | Standard | TRUE | 1769.8 | 130.13 | 13.6 | 15.93 | 0.98 | 4231 | 85 | 5 | 75000 | 42011 |  |  | NotYetVerified | External Driver | 3.1 | 1600 | 140 | 12 |  | 0.9 | 4100 | 80
PJ42BEEY | Sunritek Technology Co.Ltd | Sunritek | ST-DTP12-12WC(4000K) | Linear Replacement Lamp | Four-Foot | Internal Driver Lamp-Style Retrofit Kits (UL Type B) | Standard | TRUE | 1774 | 143.1 | 12.4 | 17.35 | 0.976 | 4043 | 83 | 5 | 50000 | 42011 |  |  | NotYetVerified | Internal driver | 3 | 1650 | 140 | 12 | 20 | 0.9 | 4000 | 80
PU8VCVVX3 | ShenZhen Crep Optoelectronics Co.Ltd | CREP | CPS-4FT-14 (15W3000K) (Frosted Lens) | Linear Replacement Lamp | Four-Foot | Internal Driver Lamp-Style Retrofit Kits (UL Type B) | Standard | TRUE | 1557.88 | 115.4 | 13.5 | 21.85 | 0.943 | 3087 | 82.7 | 5 | 50000 | 42011 |  |  | NotYetVerified | Internal Driver | 3 | 1800 | 115.4 | 15 | 25 | 0.9 | 3000 | 80
PBS6RJMCM | ShenZhen Crep Optoelectronics Co.Ltd | CREP | CPS-4FT-14 (12W3000K) (Frosted Lens) | Linear Replacement Lamp | Four-Foot | Internal Driver Lamp-Style Retrofit Kits (UL Type B) | Standard | TRUE | 1464.45 | 115.77 | 12.65 | 20.12 | 0.94 | 3023 | 82.8 | 5 | 50000 | 42011 |  |  | NotYetVerified | Internal Driver | 3 | 1800 | 150 | 12 | 25 | 0.9 | 3000 | 80
P8H8PG768 | ShenZhen Crep Optoelectronics Co.Ltd | CREP | CPS-4FT-14 (18W3000K) (Frosted Lens) | Linear Replacement Lamp | Four-Foot | Internal Driver Lamp-Style Retrofit Kits (UL Type B) | Standard | TRUE | 1771.44 | 111.41 | 15.9 | 21.28 | 0.934 | 3078 | 82.5 | 5 | 50000 | 42011 |  |  | NotYetVerified | Internal Driver | 3 | 2100 | 111.41 | 18 | 25 | 0.9 | 3000 | 80
PEQHP9TP | Xiamen Vislamp Lighting Technology Co. Ltd | Vislamp | T8-QA220L120-30-W16T1 | Linear Replacement Lamp | Four-Foot | Internal Driver Lamp-Style Retrofit Kits (UL Type B) | Standard | TRUE | 1674 | 105.22 | 15.91 | 18.17 | 0.89 | 3185 | 81.6 | 5 | 50000 | 42011 |  |  | NotYetVerified |  | 3 | 1670 | 106 | 16 | 20 | 0.99 | 3000 | 80
PP5KY7EV6 | Anhui Sanan Technology Co. Ltd. | Lightera | OT816Wk07-1200-41K-0X (Where ?X? could be ?4? or ?5? which denotes new head or old head) (Frosted Lens) | Linear Replacement Lamp | Four-Foot | Internal Driver Lamp-Style Retrofit Kits (UL Type B) | Standard | TRUE | 1801.02 | 113.99 | 15.8 | 19.5 | 0.889 | 4057 | 84.3 | 5 | 50000 | 42011 |  |  | NotYetVerified | Internal Driver | 3 | 1600 | 100 | 16 | 20 | 0.9 | 4100 | 80
P13KRF16 | Xiamen Vislamp Lighting Technology Co. Ltd | Vislamp | T8-QA220L120-30-W16T2 | Linear Replacement Lamp | Four-Foot | Internal Driver Lamp-Style Retrofit Kits (UL Type B) | Standard | TRUE | 1680.2 | 105.84 | 15.88 | 17.35 | 0.884 | 3185 | 81.7 | 5 | 50000 | 42011 |  |  | NotYetVerified |  | 3 | 1680 | 105 | 16 | 20 | 0.99 | 3000 | 80
P5GGEQE6 | Xiamen Vislamp Lighting Technology Co. Ltd | Vislamp | T8-QA220L120-50-W16T2 | Linear Replacement Lamp | Four-Foot | Internal Driver Lamp-Style Retrofit Kits (UL Type B) | Standard | FALSE | [9 empty] | 42011 |  |  | NotYetVerified | Internal Driver | 3 | 1880 | 121 | 16 | 20 | 0.99 | 5000 | 80
PXWN2VM6 | Xiamen Vislamp Lighting Technology Co. Ltd | Vislamp | T8-QA220L120-50-W16T1 | Linear Replacement Lamp | Four-Foot | Internal Driver Lamp-Style Retrofit Kits (UL Type B) | Standard | FALSE | [9 empty] | 42011 |  |  | NotYetVerified | Internal Driver | 3 | 1760 | 115 | 16 | 20 | 0.99 | 5000 | 80
PTTHTBKF | Xiamen Vislamp Lighting Technology Co. Ltd | Vislamp | T8-QA220L120-45-W16T2 | Linear Replacement Lamp | Four-Foot | Internal Driver Lamp-Style Retrofit Kits (UL Type B) | Standard | FALSE | [9 empty] | 42011 |  |  | NotYetVerified | Internal Driver | 3 | 1810 | 117 | 16 | 20 | 0.99 | 4500 | 80
PUGRW6K6 | Xiamen Vislamp Lighting Technology Co. Ltd | Vislamp | T8-QA220L120-45-W16T1 | Linear Replacement Lamp | Four-Foot | Internal Driver Lamp-Style Retrofit Kits (UL Type B) | Standard | FALSE | [9 empty] | 42011 |  |  | NotYetVerified | Internal Driver | 3 | 1730 | 113 | 16 | 20 | 0.99 | 4500 | 80
PF1AC3NB | Xiamen Vislamp Lighting Technology Co. Ltd | Vislamp | T8-QA220L120-40-W16T2 | Linear Replacement Lamp | Four-Foot | Internal Driver Lamp-Style Retrofit Kits (UL Type B) | Standard | FALSE | [9 empty] | 42011 |  |  | NotYetVerified | Internal Driver | 3 | 1770 | 114 | 16 | 20 | 0.99 | 4000 | 80
PWFWGQ8E | Xiamen Vislamp Lighting Technology Co. Ltd | Vislamp | T8-QA220L120-40-W16T1 | Linear Replacement Lamp | Four-Foot | Internal Driver Lamp-Style Retrofit Kits (UL Type B) | Standard | FALSE | [9 empty] | 42011 |  |  | NotYetVerified | Internal Driver | 3 | 1710 | 109 | 16 | 20 | 0.99 | 4000 | 80
PXU6M1BE | Xiamen Vislamp Lighting Technology Co. Ltd | Vislamp | T8-QA220L120-35-W16T2 | Linear Replacement Lamp | Four-Foot | Internal Driver Lamp-Style Retrofit Kits (UL Type B) | Standard | FALSE | [9 empty] | 42011 |  |  | NotYetVerified | Internal Driver | 3 | 1720 | 109 | 16 | 20 | 0.99 | 3500 | 80
PSYA74TQ | Xiamen Vislamp Lighting Technology Co. Ltd | Vislamp | T8-QA220L120-35-W16T1 | Linear Replacement Lamp | Four-Foot | Internal Driver Lamp-Style Retrofit Kits (UL Type B) | Standard | FALSE | [9 empty] | 42011 |  |  | NotYetVerified | Internal Driver | 3 | 1690 | 108 | 16 | 20 | 0.99 | 3500 | 80
P8JF4C9Q | Sunritek Technology Co.Ltd | Sunritek | ST-DTP12-12WC(5000K) | Linear Replacement Lamp | Four-Foot | Internal Driver Lamp-Style Retrofit Kits (UL Type B) | Standard | FALSE | [9 empty] | 42011 |  |  | NotYetVerified | Internal driver | 3 | 1700 | 140 | 12 | 20 | 0.9 | 5000 | 80
PMANZNG4 | Sunritek Technology Co.Ltd | Sunritek | ST-DTP12-12WC(4500K) | Linear Replacement Lamp | Four-Foot | Internal Driver Lamp-Style Retrofit Kits (UL Type B) | Standard | FALSE | [9 empty] | 42011 |  |  | NotYetVerified | Internal driver | 3 | 1650 | 140 | 12 | 20 | 0.9 | 4500 | 80
PND7F7NKZ | ShenZhen Crep Optoelectronics Co.Ltd | CREP | CPS-4FT-14 (18W5000K) (Frosted Lens) | Linear Replacement Lamp | Four-Foot | Internal Driver Lamp-Style Retrofit Kits (UL Type B) | Standard | FALSE | [9 empty] | 42011 |  |  | NotYetVerified | Internal Driver | 3 | 2100 | 116.67 | 18 | 25 | 0.9 | 5000 | 80
PRY2GVBC6 | ShenZhen Crep Optoelectronics Co.Ltd | CREP | CPS-4FT-14 (12W5000K) (Frosted Lens) | Linear Replacement Lamp | Four-Foot | Internal Driver Lamp-Style Retrofit Kits (UL Type B) | Standard | FALSE | [9 empty] | 42011 |  |  | NotYetVerified | Internal Driver | 3 | 1800 | 150 | 12 | 25 | 0.9 | 5000 | 80
PK62ZDDPK | ShenZhen Crep Optoelectronics Co.Ltd | CREP | CPS-4FT-14 (15W5000K) (Frosted Lens) | Linear Replacement Lamp | Four-Foot | Internal Driver Lamp-Style Retrofit Kits (UL Type B) | Standard | FALSE | [9 empty] | 42011 |  |  | NotYetVerified | Internal Driver | 3 | 1800 | 120 | 15 | 25 | 0.9 | 5000 | 80
PYTK6EGV6 | ShenZhen Crep Optoelectronics Co.Ltd | CREP | CPS-4FT-14 (18W4500K) (Frosted Lens) | Linear Replacement Lamp | Four-Foot | Internal Driver Lamp-Style Retrofit Kits (UL Type B) | Standard | FALSE | [9 empty] | 42011 |  |  | NotYetVerified | Internal Driver | 3 | 2100 | 116.67 | 18 | 25 | 0.9 | 4500 | 80
PKM27GYNS | ShenZhen Crep Optoelectronics Co.Ltd | CREP | CPS-4FT-14 (15W4500K) (Frosted Lens) | Linear Replacement Lamp | Four-Foot | Internal Driver Lamp-Style Retrofit Kits (UL Type B) | Standard | FALSE | [9 empty] | 42011 |  |  | NotYetVerified | Internal Driver | 3 | 1800 | 120 | 15 | 25 | 0.9 | 4500 | 80
P72RVWJ3C | ShenZhen Crep Optoelectronics Co.Ltd | CREP | CPS-4FT-14 (12W4500K) (Frosted Lens) | Linear Replacement Lamp | Four-Foot | Internal Driver Lamp-Style Retrofit Kits (UL Type B) | Standard | FALSE | [9 empty] | 42011 |  |  | NotYetVerified | Internal Driver | 3 | 1800 | 150 | 12 | 25 | 0.9 | 4500 | 80
P755EXBNY | ShenZhen Crep Optoelectronics Co.Ltd | CREP | CPS-4FT-14 (18W4000K) (Frosted Lens) | Linear Replacement Lamp | Four-Foot | Internal Driver Lamp-Style Retrofit Kits (UL Type B) | Standard | FALSE | [9 empty] | 42011 |  |  | NotYetVerified | Internal Driver | 3 | 2100 | 116.67 | 18 | 25 | 0.9 | 4000 | 80
PT7ZWTY5C | ShenZhen Crep Optoelectronics Co.Ltd | CREP | CPS-4FT-14 (15W4000K) (Frosted Lens) | Linear Replacement Lamp | Four-Foot | Internal Driver Lamp-Style Retrofit Kits (UL Type B) | Standard | FALSE | [9 empty] | 42011 |  |  | NotYetVerified | Internal Driver | 3 | 1800 | 120 | 15 | 25 | 0.9 | 4000 | 80
P9DMNWKKG | ShenZhen Crep Optoelectronics Co.Ltd | CREP | CPS-4FT-14 (12W4000K) (Frosted Lens) | Linear Replacement Lamp | Four-Foot | Internal Driver Lamp-Style Retrofit Kits (UL Type B) | Standard | FALSE | [9 empty] | 42011 |  |  | NotYetVerified | Internal Driver | 3 | 1800 | 150 | 12 | 25 | 0.9 | 4000 | 80
PE67T77TM | ShenZhen Crep Optoelectronics Co.Ltd | CREP | CPS-4FT-14 (18W3500K) (Frosted Lens) | Linear Replacement Lamp | Four-Foot | Internal Driver Lamp-Style Retrofit Kits (UL Type B) | Standard | FALSE | [9 empty] | 42011 |  |  | NotYetVerified | Internal Driver | 3 | 2100 | 116.67 | 18 | 25 | 0.9 | 3500 | 80
PXRKZP9AE | ShenZhen Crep Optoelectronics Co.Ltd | CREP | CPS-4FT-14 (15W3500K) (Frosted Lens) | Linear Replacement Lamp | Four-Foot | Internal Driver Lamp-Style Retrofit Kits (UL Type B) | Standard | FALSE | [9 empty] | 42011 |  |  | NotYetVerified | Internal Driver | 3 | 1800 | 120 | 15 | 25 | 0.9 | 3500 | 80
PNK43BWPW | ShenZhen Crep Optoelectronics Co.Ltd | CREP | CPS-4FT-14 (12W3500K) (Frosted Lens) | Linear Replacement Lamp | Four-Foot | Internal Driver Lamp-Style Retrofit Kits (UL Type B) | Standard | FALSE | [9 empty] | 42011 |  |  | NotYetVerified | Internal Driver | 3 | 1800 | 150 | 12 | 25 | 0.9 | 3500 | 80
PC5AZWFZU | Anhui Sanan Technology Co. Ltd. | Lightera | OT816Wk07-1200-50K-0X (Where ?X? could be ?4? or ?5? which denotes new head or old head) (Frosted Lens) | Linear Replacement Lamp | Four-Foot | Internal Driver Lamp-Style Retrofit Kits (UL Type B) | Standard | FALSE | [9 empty] | 42011 | Not Dimmable | Not Dimmable | NotYetVerified |  | 3 | 1600 | 100 | 16 | 20 | 0.9 | 5000 | 80
PZQKNQEQ | Sunritek Technology Co.Ltd | Sunritek | ST-DTA12-15WC(3000K) | Linear Replacement Lamp | Four-Foot | Internal Driver Lamp-Style Retrofit Kits (UL Type B) | Standard | TRUE | 1916 | 124.39 | 15.4 | 16.83 | 0.981 | 3106 | 83 | 5 | 50000 | 42010 |  |  | NotYetVerified | Internal driver | 3 | 1900 | 125 | 15 | 20 | 0.9 | 3000 | 80
P3P4X7WGV | Sunritek Technology Co.Ltd | Sunritek | ST-DTA12-15WF(3000K) | Linear Replacement Lamp | Four-Foot | Internal Driver Lamp-Style Retrofit Kits (UL Type B) | Standard | TRUE | 1847 | 118.37 | 15.6 | 16.99 | 0.98 | 3116 | 83 | 5 | 50000 | 42010 |  |  | NotYetVerified | Internal driver | 3 | 1800 | 120 | 15 | 20 | 0.9 | 3000 | 80
PDYKURUY | Sunritek Technology Co.Ltd | Sunritek | ST-DTA12-12WF(4000K) | Linear Replacement Lamp | Four-Foot | Internal Driver Lamp-Style Retrofit Kits (UL Type B) | Standard | TRUE | 1777 | 138.85 | 12.8 | 17.42 | 0.978 | 4040 | 83 | 5 | 50000 | 42010 |  |  | NotYetVerified | Internal driver | 3 | 1600 | 130 | 12 | 20 | 0.9 | 4000 | 80
PHS5K769 | Sunritek Technology Co.Ltd | Sunritek | ST-DTA12-15WC(5000K) | Linear Replacement Lamp | Four-Foot | Internal Driver Lamp-Style Retrofit Kits (UL Type B) | Standard | FALSE | [9 empty] | 42010 |  |  | NotYetVerified | Internal driver | 3 | 2000 | 130 | 15 | 20 | 0.9 | 5000 | 80
P2XVM3K3 | Sunritek Technology Co.Ltd | Sunritek | ST-DTA12-15WF(5000K) | Linear Replacement Lamp | Four-Foot | Internal Driver Lamp-Style Retrofit Kits (UL Type B) | Standard | FALSE | [9 empty] | 42010 |  |  | NotYetVerified | Internal driver | 3 | 1950 | 130 | 15 | 20 | 0.9 | 5000 | 80
PAAWTYE2 | Sunritek Technology Co.Ltd | Sunritek | ST-DTA12-12WF(5000K) | Linear Replacement Lamp | Four-Foot | Internal Driver Lamp-Style Retrofit Kits (UL Type B) | Standard | FALSE | [9 empty] | 42010 |  |  | NotYetVerified | Internal driver | 3 | 1600 | 130 | 12 | 20 | 0.9 | 5000 | 80
P8ESWP9J | Sunritek Technology Co.Ltd | Sunritek | ST-DTA12-15WC(4500K) | Linear Replacement Lamp | Four-Foot | Internal Driver Lamp-Style Retrofit Kits (UL Type B) | Standard | FALSE | [9 empty] | 42010 |  |  | NotYetVerified | Internal driver | 3 | 1950 | 130 | 15 | 20 | 0.9 | 4500 | 80
PVM1SQWN | Sunritek Technology Co.Ltd | Sunritek | ST-DTA12-15WF(4500K) | Linear Replacement Lamp | Four-Foot | Internal Driver Lamp-Style Retrofit Kits (UL Type B) | Standard | FALSE | [9 empty] | 42010 |  |  | NotYetVerified | Internal driver | 3 | 1900 | 125 | 15 | 20 | 0.9 | 4500 | 80
PU543MF4 | Sunritek Technology Co.Ltd | Sunritek | ST-DTA12-12WF(4500K) | Linear Replacement Lamp | Four-Foot | Internal Driver Lamp-Style Retrofit Kits (UL Type B) | Standard | FALSE | [9 empty] | 42010 |  |  | NotYetVerified | Internal driver | 3 | 1600 | 130 | 12 | 20 | 0.9 | 4500 | 80
P7WV1JXY | Sunritek Technology Co.Ltd | Sunritek | ST-DTA12-15WC(4000K) | Linear Replacement Lamp | Four-Foot | Internal Driver Lamp-Style Retrofit Kits (UL Type B) | Standard | FALSE | [9 empty] | 42010 |  |  | NotYetVerified | Internal driver | 3 | 1950 | 130 | 15 | 20 | 0.9 | 4000 | 80
PYU9Y9V8 | Sunritek Technology Co.Ltd | Sunritek | ST-DTA12-15WF(4000K) | Linear Replacement Lamp | Four-Foot | Internal Driver Lamp-Style Retrofit Kits (UL Type B) | Standard | FALSE | [9 empty] | 42010 |  |  | NotYetVerified | Internal driver | 3 | 1900 | 125 | 15 | 20 | 0.9 | 4000 | 80
P735YWJF | Sunritek Technology Co.Ltd | Sunritek | ST-DTA12-15WC(3500K) | Linear Replacement Lamp | Four-Foot | Internal Driver Lamp-Style Retrofit Kits (UL Type B) | Standard | FALSE | [9 empty] | 42010 |  |  | NotYetVerified | Internal driver | 3 | 1900 | 125 | 15 | 20 | 0.9 | 3500 | 80
PB5BFCGZ | Sunritek Technology Co.Ltd | Sunritek | ST-DTA12-15WF(3500K) | Linear Replacement Lamp | Four-Foot | Internal Driver Lamp-Style Retrofit Kits (UL Type B) | Standard | FALSE | [9 empty] | 42010 |  |  | NotYetVerified | Internal driver | 3 | 1800 | 120 | 15 | 20 | 0.9 | 3500 | 80
PMPN33FJ | Xiamen Hualian Electronics Co. Ltd. | HL | HT8-QA220L120-30-16WAT | Linear Replacement Lamp | Four-Foot | Internal Driver Lamp-Style Retrofit Kits (UL Type B) | Standard | TRUE | 1810.77 | 113.17 | 16 | 12.6 | 0.924 | 2968 | 82.2 | 5 |  | 42009 |  |  | NotYetVerified | Internal Driver | 3 | 1810.77 | 113.17 | 16 | 12.6 | 0.985 | 2968 | 82.2
P8PFB47T | Xiamen Hualian Electronics Co. Ltd. | HL | HT8-QA220L120-30-16WAK | Linear Replacement Lamp | Four-Foot | Internal Driver Lamp-Style Retrofit Kits (UL Type B) | Standard | TRUE | 1784.17 | 112.92 | 15.8 | 12.7 | 0.923 | 2964 | 81.8 | 5 |  | 42009 |  |  | NotYetVerified | Internal Driver | 3 | 1784.17 | 112.92 | 15.8 | 12.7 | 0.984 | 2964 | 81.8
P1TYQ7XT | Xiamen Hualian Electronics Co. Ltd. | HL | HT8-QA220L120-50-16WAT | Linear Replacement Lamp | Four-Foot | Internal Driver Lamp-Style Retrofit Kits (UL Type B) | Standard | FALSE | [9 empty] | 42009 |  |  | NotYetVerified | Internal Driver | 3 | 1852.44 | 114.35 | 16.2 | 12.5 | 0.988 | 5108 | 81.7
P6YZ51VD | Xiamen Hualian Electronics Co. Ltd. | HL | HT8-QA220L120-50-16WAK | Linear Replacement Lamp | Four-Foot | Internal Driver Lamp-Style Retrofit Kits (UL Type B) | Standard | FALSE | [9 empty] | 42009 |  |  | NotYetVerified | Internal Driver | 3 | 1761.94 | 110.12 | 16 | 12.6 | 0.983 | 5102 | 81.6
PUNJT3F3 | Xiamen Hualian Electronics Co. Ltd. | HL | HT8-QA220L120-45-16WAK | Linear Replacement Lamp | Four-Foot | Internal Driver Lamp-Style Retrofit Kits (UL Type B) | Standard | FALSE | [9 empty] | 42009 |  |  | NotYetVerified | Internal Driver | 3 | 1700 | 110 | 16 | 13 | 0.98 | 4500 | 80
P5MBRW5H | Xiamen Hualian Electronics Co. Ltd. | HL | HT8-QA220L120-45-16WAT | Linear Replacement Lamp | Four-Foot | Internal Driver Lamp-Style Retrofit Kits (UL Type B) | Standard | FALSE | [9 empty] | 42009 |  |  | NotYetVerified | Internal Driver | 3 | 1800 | 110 | 16 | 12.6 | 0.98 | 4500 | 80
P6CEC285 | Xiamen Hualian Electronics Co. Ltd. | HL | HT8-QA220L120-40-16WAK | Linear Replacement Lamp | Four-Foot | Internal Driver Lamp-Style Retrofit Kits (UL Type B) | Standard | FALSE | [9 empty] | 42009 |  |  | NotYetVerified | Internal Driver | 3 | 1700 | 110 | 16 | 13 | 0.98 | 4000 | 80
PA7DBYCY | Xiamen Hualian Electronics Co. Ltd. | HL | HT8-QA220L120-40-16WAT | Linear Replacement Lamp | Four-Foot | Internal Driver Lamp-Style Retrofit Kits (UL Type B) | Standard | FALSE | [9 empty] | 42009 |  |  | NotYetVerified | Internal Driver | 3 | 1800 | 110 | 16 | 12.6 | 0.98 | 4000 | 80
PN11DZ17 | Xiamen Hualian Electronics Co. Ltd. | HL | HT8-QA220L120-35-16WAK | Linear Replacement Lamp | Four-Foot | Internal Driver Lamp-Style Retrofit Kits (UL Type B) | Standard | FALSE | [9 empty] | 42009 |  |  | NotYetVerified | Internal Driver | 3 | 1700 | 110 | 16 | 13 | 0.98 | 3500 | 80
PM6PT4GS | Xiamen Hualian Electronics Co. Ltd. | HL | HT8-QA220L120-35-16WAT | Linear Replacement Lamp | Four-Foot | Internal Driver Lamp-Style Retrofit Kits (UL Type B) | Standard | FALSE | [9 empty] | 42009 |  |  | NotYetVerified | Internal Driver | 3 | 1800 | 110 | 16 | 12.6 | 0.98 | 3500 | 80
PZDD4MHF | Haneco Lighting Canada Inc. | Haneco Lighting | HL-T8-18W1200 BIXX Ballast Compatible LED TUBE (2700K Frosted) | Linear Replacement Lamp | Four-Foot | Dual Mode Internal Driver (UL Type A and Type B) | Standard | TRUE | 2032 | 105.9 | 19.19 | 13.33 | 0.96 | 2684 | 81.1 | 5 | 50000 | 42006 |  |  | NotYetVerified | Internal Driver; operating off exsiting ballst | 3 | 2032 | 106 | 19.19 | 13.33 | 0.9 | 2700 | 81.1
PV8N2KSA | Zhejiang Setec Lighting Co. Ltd. | SETEC | SELT08-18/D3/120 3000K | Linear Replacement Lamp | Four-Foot | Internal Driver Lamp-Style Retrofit Kits (UL Type B) | Standard | TRUE | 1875.728 | 104.719 | 17.912 | 18.19 | 0.952 | 3032 | 81.9 | 5 | 50000 | 42006 |  |  | NotYetVerified |  | 3 | 1800 | 100 | 18 | 10 | 0.95 | 3000 | 80
PWGQNNW1 | Zhejiang Setec Lighting Co. Ltd. | SETEC | SELT08-18/D3/120 4000K | Linear Replacement Lamp | Four-Foot | Internal Driver Lamp-Style Retrofit Kits (UL Type B) | Standard | FALSE | [9 empty] | 42006 |  |  | NotYetVerified |  | 3 | 1800 | 100 | 18 | 10 | 0.95 | 4000 | 80
P5B97CNZ | Haneco Lighting Canada Inc. | Haneco Lighting | HL-T8-18W1200 BIXX Ballast Compatible LED TUBE (5000K Frosted) | Linear Replacement Lamp | Four-Foot | Dual Mode Internal Driver (UL Type A and Type B) | Standard | FALSE | [9 empty] | 42006 | Not Yet Verified | Not Yet Verified | NotYetVerified |  | 3 | 2032 | 106 | 19.19 | 13.33 | 0.9 | 5000 | 81.1
P5JMAB1A | Haneco Lighting Canada Inc. | Haneco Lighting | HL-T8-18W1200 BIXX Ballast Compatible LED TUBE (4000K Frosted) | Linear Replacement Lamp | Four-Foot | Dual Mode Internal Driver (UL Type A and Type B) | Standard | FALSE | [9 empty] | 42006 | Not Yet Verified | Not Yet Verified | NotYetVerified |  | 3 | 2032 | 106 | 19.19 | 13.33 | 0.9 | 4000 | 81.1
P22VME1B | Haneco Lighting Canada Inc. | Haneco Lighting | HL-T8-18W1200 BIXX Ballast Compatible LED TUBE (3000K Frosted) | Linear Replacement Lamp | Four-Foot | Dual Mode Internal Driver (UL Type A and Type B) | Standard | FALSE | [9 empty] | 42006 | Not Yet Verified | Not Yet Verified | NotYetVerified |  | 3 | 2032 | 106 | 19.19 | 13.33 | 0.9 | 3000 | 81.1
PJ8FAMZN | Anhui Sanan Technology Co. Ltd. | Lightera | OT818Wk07-1200-IFit-41K (Frosted Lens) | Linear Replacement Lamp | Four-Foot | Replacement Lamps (plug and play) (UL Type A) | Standard | TRUE | 1892.2 | 111.24 | 17.01 | 10.23 | 0.921 | 4071 | 84.9 | 5 |  | 42004 |  |  | NotYetVerified | Electronic Ballast Compatible | 3 | 1892.2 | 111.24 | 17.01 | 8.79 | 0.986 | 4071 | 85
P4CJ6MRA | Xiamen Vislamp Lighting Technology Co. Ltd | Vislamp | T8-QA220L120-30-W16K1 | Linear Replacement Lamp | Four-Foot | Internal Driver Lamp-Style Retrofit Kits (UL Type B) | Standard | TRUE | 1691.8 | 103.62 | 16.33 | 16.56 | 0.901 | 2954 | 81.7 | 5 | 50000 | 42004 |  |  | NotYetVerified |  | 3 | 1690 | 103 | 16 | 20 | 0.99 | 3000 | 80
PAW7VTVC | Anhui Sanan Technology Co. Ltd. | Lightera | OT822Wk07-1200-IFit-41K (Frosted Lens) | Linear Replacement Lamp | Four-Foot | Replacement Lamps (plug and play) (UL Type A) | Standard | TRUE | 2367 | 111.76 | 21.18 | 15.1 | 0.898 | 4087 | 85 | 5 |  | 42004 |  |  | NotYetVerified | Electronic Ballast Compatible | 3 | 2367 | 111.76 | 21.18 | 9.03 | 0.988 | 4087 | 85
P3978WNE | Xiamen Vislamp Lighting Technology Co. Ltd | Vislamp | T8-QA220L120-30-W16K2 | Linear Replacement Lamp | Four-Foot | Internal Driver Lamp-Style Retrofit Kits (UL Type B) | Standard | TRUE | 1747.7 | 107.35 | 16.28 | 16.5 | 0.896 | 3057 | 81.6 | 5 | 50000 | 42004 |  |  | NotYetVerified | Internal Driver | 3 | 1740 | 107 | 16 | 20 | 0.99 | 3000 | 80
P859J5GU | Xiamen Vislamp Lighting Technology Co. Ltd | Vislamp | T8-QA220L120-50-W16K2 | Linear Replacement Lamp | Four-Foot | Internal Driver Lamp-Style Retrofit Kits (UL Type B) | Standard | FALSE | [9 empty] | 42004 |  |  | NotYetVerified | Internal Driver | 3 | 1740 | 107 | 16 | 20 | 0.99 | 5000 | 80
PX28HGTZ | Xiamen Vislamp Lighting Technology Co. Ltd | Vislamp | T8-QA220L120-50-W16K1 | Linear Replacement Lamp | Four-Foot | Internal Driver Lamp-Style Retrofit Kits (UL Type B) | Standard | FALSE | [9 empty] | 42004 |  |  | NotYetVerified | Internal Driver | 3 | 1730 | 105 | 16 | 20 | 0.99 | 5000 | 80
PHBD2MZJ | Xiamen Vislamp Lighting Technology Co. Ltd | Vislamp | T8-QA220L120-45-W16K2 | Linear Replacement Lamp | Four-Foot | Internal Driver Lamp-Style Retrofit Kits (UL Type B) | Standard | FALSE | [9 empty] | 42004 |  |  | NotYetVerified | Internal Driver | 3 | 1740 | 107 | 16 | 20 | 0.99 | 4500 | 80
PH6VQB13 | Xiamen Vislamp Lighting Technology Co. Ltd | Vislamp | T8-QA220L120-45-W16K1 | Linear Replacement Lamp | Four-Foot | Internal Driver Lamp-Style Retrofit Kits (UL Type B) | Standard | FALSE | [9 empty] | 42004 |  |  | NotYetVerified |  | 3 | 1720 | 104 | 16 | 20 | 0.99 | 4500 | 80
PNB351DT | Xiamen Vislamp Lighting Technology Co. Ltd | Vislamp | T8-QA220L120-40-W16K2 | Linear Replacement Lamp | Four-Foot | Internal Driver Lamp-Style Retrofit Kits (UL Type B) | Standard | FALSE | [9 empty] | 42004 |  |  | NotYetVerified | Internal Driver | 3 | 1740 | 107 | 16 | 20 | 0.99 | 4000 | 80
PJ2SNQE8 | Xiamen Vislamp Lighting Technology Co. Ltd | Vislamp | T8-QA220L120-40-W16K1 | Linear Replacement Lamp | Four-Foot | Internal Driver Lamp-Style Retrofit Kits (UL Type B) | Standard | FALSE | [9 empty] | 42004 |  |  | NotYetVerified |  | 3 | 1710 | 104 | 16 | 20 | 0.99 | 4000 | 80
PCAWRHAJ | Xiamen Vislamp Lighting Technology Co. Ltd | Vislamp | T8-QA220L120-35-W16K2 | Linear Replacement Lamp | Four-Foot | Internal Driver Lamp-Style Retrofit Kits (UL Type B) | Standard | FALSE | [9 empty] | 42004 |  |  | NotYetVerified | Internal Driver | 3 | 1740 | 107 | 16 | 20 | 0.99 | 3500 | 80
PTW47A3M | Xiamen Vislamp Lighting Technology Co. Ltd | Vislamp | T8-QA220L120-35-W16K1 | Linear Replacement Lamp | Four-Foot | Internal Driver Lamp-Style Retrofit Kits (UL Type B) | Standard | FALSE | [9 empty] | 42004 |  |  | NotYetVerified | Internal Driver | 3 | 1700 | 103 | 16 | 20 | 0.99 | 3500 | 80
PU1EJXUW | Anhui Sanan Technology Co. Ltd. | Lightera | T202P4-D-I02-50 (Frosted Lens) | Linear Replacement Lamp | Four-Foot | Replacement Lamps (plug and play) (UL Type A) | Standard | FALSE | [9 empty] | 42004 | Dimmable | Continuous Below 10 | NotYetVerified |  | 3 | 2200 | 110 | 22 | 9.03 | 0.988 | 5000 | 85
PUB4PEZY | Anhui Sanan Technology Co. Ltd. | Lightera | T172P4-D-I02-50 (Frosted Lens) | Linear Replacement Lamp | Four-Foot | Replacement Lamps (plug and play) (UL Type A) | Standard | FALSE | [9 empty] | 42004 | Dimmable | Continuous Below 10 | NotYetVerified |  | 3 | 1850 | 110 | 18 | 8.79 | 0.986 | 5000 | 85
PFHP4NY6 | Anhui Sanan Technology Co. Ltd. | Lightera | T202P4-N-I02-41 (Frosted Lens) | Linear Replacement Lamp | Four-Foot | Replacement Lamps (plug and play) (UL Type A) | Standard | FALSE | [9 empty] | 42004 | Not Dimmable | Not Dimmable | NotYetVerified | Electronic Ballast Compatible | 3 | 2367 | 111.76 | 21.18 | 9.03 | 0.988 | 4087 | 85
P3SCH5BD | Anhui Sanan Technology Co. Ltd. | Lightera | OT822Wk07-1200-D-IFit-41K (Frosted Lens) | Linear Replacement Lamp | Four-Foot | Replacement Lamps (plug and play) (UL Type A) | Standard | FALSE | [9 empty] | 42004 | Dimmable | Continuous Below 10 | NotYetVerified | Electronic Ballast Compatible | 3 | 2367 | 111.76 | 21.18 | 9.03 | 0.988 | 4087 | 85
P31187B2 | Anhui Sanan Technology Co. Ltd. | Lightera | T202P4-D-I02-41 (Frosted Lens) | Linear Replacement Lamp | Four-Foot | Replacement Lamps (plug and play) (UL Type A) | Standard | FALSE | [9 empty] | 42004 | Dimmable | Continuous Below 10 | NotYetVerified | Electronic Ballast Compatible | 3 | 2367 | 111.76 | 21.18 | 9.03 | 0.988 | 4087 | 85
PAGC39BM | Anhui Sanan Technology Co. Ltd. | Lightera | T172P4-N-I02-41 (Frosted Lens) | Linear Replacement Lamp | Four-Foot | Replacement Lamps (plug and play) (UL Type A) | Standard | FALSE | [9 empty] | 42004 | Not Dimmable | Not Dimmable | NotYetVerified | Electronic Ballast Compatible | 3 | 1892.2 | 111.24 | 17.01 | 8.79 | 0.986 | 4071 | 85
PSS1SUUB | Anhui Sanan Technology Co. Ltd. | Lightera | T172P4-D-I02-41 (Frosted Lens) | Linear Replacement Lamp | Four-Foot | Replacement Lamps (plug and play) (UL Type A) | Standard | FALSE | [9 empty] | 42004 | Dimmable | Continuous Below 10 | NotYetVerified | Electronic Ballast Compatible | 3 | 1892.2 | 111.24 | 17.01 | 8.79 | 0.986 | 4071 | 85
P79GG4YC | Anhui Sanan Technology Co. Ltd. | Lightera | OT818Wk07-1200-D-IFit-41K (Frosted Lens) | Linear Replacement Lamp | Four-Foot | Replacement Lamps (plug and play) (UL Type A) | Standard | FALSE | [9 empty] | 42004 | Dimmable | Continuous Below 10 | NotYetVerified | Electronic Ballast Compatible | 3 | 1892.2 | 111.24 | 17.01 | 8.79 | 0.986 | 4071 | 85
PWA1DVUN | FY Lighting Co. Ltd | Fen Yong | FY-T8-1200NF(L30K120CGSS) | Linear Replacement Lamp | Four-Foot | Internal Driver Lamp-Style Retrofit Kits (UL Type B) | Standard | TRUE | 1855 | 104.04 | 17.83 | 17.25 | 0.9242 | 2921 | 81.6 | 5 | 50000 | 42002 |  |  | NotYetVerified | Internal Driver | 3 | 1855 | 104.04 | 17.83 | 17.25 | 0.9242 | 3000 | 81.6
P9S2DB55 | FY Lighting Co. Ltd | Fen Yong | FY-T8-1200NFM(L40K120CGSS) | Linear Replacement Lamp | Four-Foot | Internal Driver Lamp-Style Retrofit Kits (UL Type B) | Standard | TRUE | 1734 | 111.65 | 15.53 | 17.93 | 0.9234 | 3971 | 81.7 | 5 | 50000 | 42002 |  |  | NotYetVerified | Internal Driver | 3 | 1734 | 111.65 | 15.53 | 17.93 | 0.9234 | 4000 | 81.7
PCPS8KU1 | FY Lighting Co. Ltd | Fen Yong | FY-T8-1200NFM(L50K120CGSS) | Linear Replacement Lamp | Four-Foot | Internal Driver Lamp-Style Retrofit Kits (UL Type B) | Standard | FALSE | [9 empty] | 42002 |  |  | NotYetVerified | Internal Driver | 3 | 1849 | 120.69 | 15.32 | 16.11 | 0.9218 | 5000 | 81.6
P3Z6HXEG | FY Lighting Co. Ltd | Fen Yong | FY-T8-1200NF(L50K120CGSS) | Linear Replacement Lamp | Four-Foot | Internal Driver Lamp-Style Retrofit Kits (UL Type B) | Standard | FALSE | [9 empty] | 42002 |  |  | NotYetVerified | Internal Driver | 3 | 2036 | 113.62 | 17.92 | 15.93 | 0.9244 | 5000 | 81.5
P3YYFZ9Y | FY Lighting Co. Ltd | Fen Yong | FY-T8-1200NFM(L45K120CGSS) | Linear Replacement Lamp | Four-Foot | Internal Driver Lamp-Style Retrofit Kits (UL Type B) | Standard | FALSE | [9 empty] | 42002 |  |  | NotYetVerified | Internal Driver | 3 | 1734 | 111.65 | 15.53 | 17.93 | 0.9234 | 4500 | 81.7
P67KFP8X | FY Lighting Co. Ltd | Fen Yong | FY-T8-1200NF(L45K120CGSS) | Linear Replacement Lamp | Four-Foot | Internal Driver Lamp-Style Retrofit Kits (UL Type B) | Standard | FALSE | [9 empty] | 42002 |  |  | NotYetVerified |  | 3 | 1855 | 104.04 | 17.83 | 17.25 | 0.9242 | 4500 | 81.6
PAMGCHSE | FY Lighting Co. Ltd | Fen Yong | FY-T8-1200NF(L40K120CGSS) | Linear Replacement Lamp | Four-Foot | Internal Driver Lamp-Style Retrofit Kits (UL Type B) | Standard | FALSE | [9 empty] | 42002 |  |  | NotYetVerified |  | 3 | 1855 | 104.04 | 17.83 | 17.25 | 0.9242 | 4000 | 81.6
PMG9TVAV | FY Lighting Co. Ltd | Fen Yong | FY-T8-1200NF(L35K120CGSS) | Linear Replacement Lamp | Four-Foot | Internal Driver Lamp-Style Retrofit Kits (UL Type B) | Standard | FALSE | [9 empty] | 42002 |  |  | NotYetVerified |  | 3 | 1855 | 104.04 | 17.83 | 17.25 | 0.9242 | 3500 | 81.6
PTW62VZT | Enersave Inc | Enersave LEDs | LEDT8 32/16-350-E-FSF | Linear Replacement Lamp | Four-Foot | Replacement Lamps (plug and play) (UL Type A) | Standard | TRUE | 1770.98 | 113.52 | 15.6 | 8 | 0.96 | 3501 | 80 | 5 | 50000 | 41995 |  |  | NotYetVerified |  | 3.1 | 1750 | 110 | 16 |  | 0.96 | 3500 | 80
PZD2N1J1 | WAYTOGO LED LIGHTING COMPANY LTD | WTGLED | WTG-4F18WT8 BQET+ 30K | Linear Replacement Lamp | Four-Foot | Dual Mode Internal Driver (UL Type A and Type B) | Standard | TRUE | 1923 | 110.96 | 17.33 | 19.65 | 0.953 | 3048 | 81.9 | 5 | 50000 | 41995 |  |  | NotYetVerified | Internal Driver | 3.1
PWJV8Y55 | Enersave Inc | Enersave LEDs | LEDT8 32/16-500-E-FSF | Linear Replacement Lamp | Four-Foot | Replacement Lamps (plug and play) (UL Type A) | Standard | FALSE | [9 empty] | 41995 |  |  | NotYetVerified |  | 3.1 | 1750 | 110 | 16 |  | 0.96 | 5000 | 80
P7FKCY8G | Enersave Inc | Enersave LEDs | LEDT8 32/16-410-E-FSF | Linear Replacement Lamp | Four-Foot | Replacement Lamps (plug and play) (UL Type A) | Standard | FALSE | [9 empty] | 41995 |  |  | NotYetVerified |  | 3.1 | 1750 | 110 | 16 |  | 0.96 | 4100 | 80
PSVXHBAF | WAYTOGO LED LIGHTING COMPANY LTD | WTGLED | WTG-4F18WT8 BQET+ 50K | Linear Replacement Lamp | Four-Foot | Dual Mode Internal Driver (UL Type A and Type B) | Standard | FALSE | [9 empty] | 41995 |  |  | NotYetVerified |  | 3 | 1923 | 110.96 | 17.33 | 19.65 | 0.953 | 5000 | 80
PDVNAUK2 | WAYTOGO LED LIGHTING COMPANY LTD | WTGLED | WTG-4F18WT8 BQET+ 40K | Linear Replacement Lamp | Four-Foot | Dual Mode Internal Driver (UL Type A and Type B) | Standard | FALSE | [9 empty] | 41995 |  |  | NotYetVerified |  | 3 | 1923 | 110.96 | 17.33 | 19.65 | 0.953 | 4000 | 80
PQS2FHZP | Topaz Lighting Corp. | Topaz | L4T8E/830/18/U/F-70 | Linear Replacement Lamp | Four-Foot | Replacement Lamps (plug and play) (UL Type A) | Standard | TRUE | 2008.1 | 100.26 | 20.03 | 13.21 | 0.964 | 2944 | 82.5 | 5 | 50000 | 41991 |  |  | NotYetVerified |  | 3 | 2062.6 | 106.9 | 18 | 15 | 0.995 | 3000 | 83
PMCU2NPD | Shenzhen Top Technology Co.Ltd | TOOPER | TOP-T8S-120/18W(3000K) | Linear Replacement Lamp | Four-Foot | Internal Driver Lamp-Style Retrofit Kits (UL Type B) | Standard | TRUE | 2120 | 117.31 | 18.07 | 16.09 | 0.9561 | 2942 | 83.3 | 5 |  | 41991 |  |  | NotYetVerified | Internal Driver | 3 | 2120 | 117.31 | 18.07 | 16.09 | 0.9561 | 3000 | 83.3
PY22VNC5 | Shenzhen Top Technology Co.Ltd | TOOPER | TOP-T8-120/18W(3000K) | Linear Replacement Lamp | Four-Foot | Internal Driver Lamp-Style Retrofit Kits (UL Type B) | Standard | TRUE | 1988 | 110.91 | 17.93 | 16.12 | 0.9236 | 2944 | 83.6 | 5 |  | 41991 |  |  | NotYetVerified | Internal Driver | 3 | 1988 | 110.91 | 17.93 | 16.12 | 0.9236 | 3000 | 83.6
PGXZ2AES | Topaz Lighting Corp. | Topaz | L4T8B/830/18/U/F-70 | Linear Replacement Lamp | Four-Foot | Internal Driver Lamp-Style Retrofit Kits (UL Type B) | Standard | TRUE | 1857.3 | 104.62 | 17.75 | 17.84 | 0.913 | 3012 | 86.4 | 5 | 50000 | 41991 |  |  | NotYetVerified |  | 3 | 1857 | 104 | 18 | 14 | 0.97 | 3000 | 86
P6HPGU13 | Shenzhen Top Technology Co.Ltd | TOOPER | TOP-T8-120/18W(5000K) | Linear Replacement Lamp | Four-Foot | Internal Driver Lamp-Style Retrofit Kits (UL Type B) | Standard | FALSE | [9 empty] | 41991 |  |  | NotYetVerified | Internal Driver | 3 | 2069 | 112.5 | 18.39 | 16.11 | 0.9465 | 5000 | 83.3
P6VEBQQK | Shenzhen Top Technology Co.Ltd | TOOPER | TOP-T8S-120/18W(5000K) | Linear Replacement Lamp | Four-Foot | Internal Driver Lamp-Style Retrofit Kits (UL Type B) | Standard | FALSE | [9 empty] | 41991 |  |  | NotYetVerified | Internal Driver | 3 | 2294 | 121.89 | 18.82 | 16.1 | 0.9664 | 5000 | 83.2
PK9QNARG | Shenzhen Top Technology Co.Ltd | TOOPER | TOP-T8-120/18W(4500K) | Linear Replacement Lamp | Four-Foot | Internal Driver Lamp-Style Retrofit Kits (UL Type B) | Standard | FALSE | [9 empty] | 41991 |  |  | NotYetVerified | Internal Driver | 3 | 1988 | 110.91 | 17.93 | 16.12 | 0.9236 | 4500 | 83.6
P3MGNWXB | Shenzhen Top Technology Co.Ltd | TOOPER | TOP-T8S-120/18W(4500K) | Linear Replacement Lamp | Four-Foot | Internal Driver Lamp-Style Retrofit Kits (UL Type B) | Standard | FALSE | [9 empty] | 41991 |  |  | NotYetVerified | Internal Driver | 3 | 2120 | 117.31 | 18.07 | 16.09 | 0.9561 | 4500 | 83.3
PXTDY9BV | Shenzhen Top Technology Co.Ltd | TOOPER | TOP-T8-120/18W(4000K) | Linear Replacement Lamp | Four-Foot | Internal Driver Lamp-Style Retrofit Kits (UL Type B) | Standard | FALSE | [9 empty] | 41991 |  |  | NotYetVerified | Internal Driver | 3 | 1988 | 110.91 | 17.93 | 16.12 | 0.9236 | 4000 | 83.6
PM12B5TP | Shenzhen Top Technology Co.Ltd | TOOPER | TOP-T8S-120/18W(4000K) | Linear Replacement Lamp | Four-Foot | Internal Driver Lamp-Style Retrofit Kits (UL Type B) | Standard | FALSE | [9 empty] | 41991 |  |  | NotYetVerified | Internal Driver | 3 | 2120 | 117.31 | 18.07 | 16.09 | 0.9561 | 4000 | 83.3
P8D9NWEG | Shenzhen Top Technology Co.Ltd | TOOPER | TOP-T8-120/18W(3500K) | Linear Replacement Lamp | Four-Foot | Internal Driver Lamp-Style Retrofit Kits (UL Type B) | Standard | FALSE | [9 empty] | 41991 |  |  | NotYetVerified | Internal Driver | 3 | 1988 | 110.91 | 17.93 | 16.12 | 0.9236 | 3500 | 83.6
PGWK8FE6 | Shenzhen Top Technology Co.Ltd | TOOPER | TOP-T8S-120/18W(3500K) | Linear Replacement Lamp | Four-Foot | Internal Driver Lamp-Style Retrofit Kits (UL Type B) | Standard | FALSE | [9 empty] | 41991 |  |  | NotYetVerified | Internal Driver | 3 | 2120 | 117.31 | 18.07 | 16.09 | 0.9561 | 3500 | 83.3
PP7JTA87 | Topaz Lighting Corp. | Topaz | L4T8B/850/18/U/F-70 | Linear Replacement Lamp | Four-Foot | Internal Driver Lamp-Style Retrofit Kits (UL Type B) | Standard | FALSE | [9 empty] | 41991 |  |  | NotYetVerified | Internal Driver | 3 | 2000 | 110 | 18 | 14 | 0.97 | 5000 | 84
P9JESRYH | Topaz Lighting Corp. | Topaz | L4T8E/850/18/U/F-70 | Linear Replacement Lamp | Four-Foot | Replacement Lamps (plug and play) (UL Type A) | Standard | FALSE | [9 empty] | 41991 |  |  | NotYetVerified | Internal driver; operates off fluorescent ballast | 3 | 2155.1 | 111.4 | 18 | 15 | 0.995 | 5000 | 83
P7PS7SC5 | Topaz Lighting Corp. | Topaz | L4T8B/840/18/U/F-70 | Linear Replacement Lamp | Four-Foot | Internal Driver Lamp-Style Retrofit Kits (UL Type B) | Standard | FALSE | [9 empty] | 41991 |  |  | NotYetVerified |  | 3 | 1940 | 106 | 18 | 14 | 0.97 | 4000 | 85
PUUZ4W8E | Topaz Lighting Corp. | Topaz | L4T8E/840/18/U/F-70 | Linear Replacement Lamp | Four-Foot | Replacement Lamps (plug and play) (UL Type A) | Standard | FALSE | [9 empty] | 41991 |  |  | NotYetVerified | Internal driver; operates off fluorescent ballast | 3 | 2111.4 | 108.3 | 18 | 15 | 0.995 | 4000 | 83
P1D9ENHZ | Topaz Lighting Corp. | Topaz | L4T8B/835/18/U/F-70 | Linear Replacement Lamp | Four-Foot | Internal Driver Lamp-Style Retrofit Kits (UL Type B) | Standard | FALSE | [9 empty] | 41991 |  |  | NotYetVerified |  | 3 | 1900 | 105 | 18 | 14 | 0.97 | 3500 | 86
PTGC4PZX | Topaz Lighting Corp. | Topaz | L4T8E/835/18/U/F-70 | Linear Replacement Lamp | Four-Foot | Replacement Lamps (plug and play) (UL Type A) | Standard | FALSE | [9 empty] | 41991 |  |  | NotYetVerified | Internal driver; operates off fluorescent ballast | 3 | 2087 | 107.1 | 18 | 15 | 0.995 | 3500 | 83
PE4BVDHN | Sunritek Technology Co.Ltd | Sunritek | ST-DTP12-15WC(3000K) | Linear Replacement Lamp | Four-Foot | Internal Driver Lamp-Style Retrofit Kits (UL Type B) | Standard | TRUE | 1966.72 | 124.48 | 15.8 | 16.77 | 0.983 | 3099 | 83.1 | 5 | 50000 | 41990 |  |  | NotYetVerified | Internal Driver. Only Qualified at 120V. | 3 | 1966.72 | 124.48 | 15.8 | 16.77 | 0.983 | 3099 | 83
PSA1ECH3 | Sunritek Technology Co.Ltd | Sunritek | ST-DTA12-12WC(4000K) | Linear Replacement Lamp | Four-Foot | Internal Driver Lamp-Style Retrofit Kits (UL Type B) | Standard | TRUE | 1838.57 | 147.09 | 12.5 | 17.61 | 0.973 | 4036 | 82.8 | 5 | 50000 | 41990 |  |  | NotYetVerified | Internal Driver. Only Qualified at 120V. | 3 | 1838.57 | 147.09 | 12.5 | 17.61 | 0.973 | 4036 | 83
PQ36ZRAW | Sunritek Technology Co.Ltd | Sunritek | ST-DTP12-15WF(3000K) | Linear Replacement Lamp | Four-Foot | Internal Driver Lamp-Style Retrofit Kits (UL Type B) | Standard | TRUE | 1852.81 | 118.77 | 15.6 | 19.72 | 0.924 | 3123 | 83.4 | 5 | 50000 | 41990 |  |  | NotYetVerified | Internal Driver | 3 | 1852.81 | 118.77 | 15.6 | 19.72 | 0.924 | 3123 | 83
PAH4R3ZN | Sunritek Technology Co.Ltd | Sunritek | ST-DTP12-12WF(4000K) | Linear Replacement Lamp | Four-Foot | Internal Driver Lamp-Style Retrofit Kits (UL Type B) | Standard | TRUE | 1705.3 | 134.14 | 12.7 | 21.24 | 0.922 | 4036 | 83.2 | 5 | 50000 | 41990 |  |  | NotYetVerified | Internal Driver | 3 | 1703.52 | 134.14 | 12.7 | 21.24 | 0.922 | 4036 | 83
PFSWRZQY | Keystone Technologies | KT | KT-LED18T8-48G-830-D | Linear Replacement Lamp | Four-Foot | Internal Driver Lamp-Style Retrofit Kits (UL Type B) | Standard | TRUE | 1857.3 | 104.62 | 17.75 | 17.84 | 0.913 | 3012 | 86.4 | 5 | 50000 | 41990 |  |  | NotYetVerified |  | 3 | 1857 | 104 | 18 | 14 | 0.97 | 3000 | 86
PVU27FBM | Keystone Technologies | KT | KT-LED18T8-48G-850-D | Linear Replacement Lamp | Four-Foot | Internal Driver Lamp-Style Retrofit Kits (UL Type B) | Standard | FALSE | [9 empty] | 41990 |  |  | NotYetVerified | Internal Driver | 3 | 2000 | 110 | 18 | 14 | 0.97 | 5000 | 84
P9C5U4DG | Keystone Technologies | KT | KT-LED18T8-48G-840-D | Linear Replacement Lamp | Four-Foot | Internal Driver Lamp-Style Retrofit Kits (UL Type B) | Standard | FALSE | [9 empty] | 41990 |  |  | NotYetVerified |  | 3 | 1940 | 106 | 18 | 14 | 0.97 | 4000 | 85
PUP3PZNK | Keystone Technologies | KT | KT-LED18T8-48G-835-D | Linear Replacement Lamp | Four-Foot | Internal Driver Lamp-Style Retrofit Kits (UL Type B) | Standard | FALSE | [9 empty] | 41990 |  |  | NotYetVerified | Internal Driver | 3 | 1900 | 105 | 18 | 14 | 0.97 | 3500 | 86
PGHDVVWN | Sunritek Technology Co.Ltd | Sunritek | ST-DTP12-15WF(5000K) | Linear Replacement Lamp | Four-Foot | Internal Driver Lamp-Style Retrofit Kits (UL Type B) | Standard | FALSE | [9 empty] | 41990 |  |  | NotYetVerified | Internal Driver | 3 | 1950 | 130 | 15 | 19.72 | 0.924 | 5000 | 83
PFDQXWTY | Sunritek Technology Co.Ltd | Sunritek | ST-DTA12-12WC(5000K) | Linear Replacement Lamp | Four-Foot | Internal Driver Lamp-Style Retrofit Kits (UL Type B) | Standard | FALSE | [9 empty] | 41990 |  |  | NotYetVerified | Internal Driver. Only Qualified at 120V. | 3 | 1700 | 141.67 | 12 | 17.61 | 0.973 | 5000 | 83
P8D39F8N | Sunritek Technology Co.Ltd | Sunritek | ST-DTP12-12WF(5000K) | Linear Replacement Lamp | Four-Foot | Internal Driver Lamp-Style Retrofit Kits (UL Type B) | Standard | FALSE | [9 empty] | 41990 |  |  | NotYetVerified | Internal Driver | 3 | 1600 | 133.33 | 12 | 17.41 | 0.975 | 5000 | 83
P9XYRVK5 | Sunritek Technology Co.Ltd | Sunritek | ST-DTP12-15WC(5000K) | Linear Replacement Lamp | Four-Foot | Internal Driver Lamp-Style Retrofit Kits (UL Type B) | Standard | FALSE | [9 empty] | 41990 |  |  | NotYetVerified | Internal Driver. Only Qualified at 120V. | 3 | 2000 | 133.33 | 15 | 16.77 | 0.983 | 5000 | 83
PF1JCPET | Sunritek Technology Co.Ltd | Sunritek | ST-DTP12-15WF(4500K) | Linear Replacement Lamp | Four-Foot | Internal Driver Lamp-Style Retrofit Kits (UL Type B) | Standard | FALSE | [9 empty] | 41990 |  |  | NotYetVerified | Internal Driver | 3 | 1900 | 126.67 | 15 | 19.72 | 0.924 | 4500 | 83
PA1Q5YA2 | Sunritek Technology Co.Ltd | Sunritek | ST-DTA12-12WC(4500K) | Linear Replacement Lamp | Four-Foot | Internal Driver Lamp-Style Retrofit Kits (UL Type B) | Standard | FALSE | [9 empty] | 41990 |  |  | NotYetVerified | Internal Driver. Only Qualified at 120V. | 3 | 1650 | 137.5 | 12 | 17.61 | 0.973 | 4500 | 83
PDX3UNA7 | Sunritek Technology Co.Ltd | Sunritek | ST-DTP12-12WF(4500K) | Linear Replacement Lamp | Four-Foot | Internal Driver Lamp-Style Retrofit Kits (UL Type B) | Standard | FALSE | [9 empty] | 41990 |  |  | NotYetVerified | Internal Driver | 3 | 1600 | 133.33 | 12 | 17.41 | 0.975 | 4500 | 83
PCXKKA5G | Sunritek Technology Co.Ltd | Sunritek | ST-DTP12-15WC(4500K) | Linear Replacement Lamp | Four-Foot | Internal Driver Lamp-Style Retrofit Kits (UL Type B) | Standard | FALSE | [9 empty] | 41990 |  |  | NotYetVerified | Internal Driver. Only Qualified at 120V. | 3 | 1950 | 130 | 15 | 16.77 | 0.983 | 4500 | 83
PHD1XTSC | Sunritek Technology Co.Ltd | Sunritek | ST-DTP12-15WF(4000K) | Linear Replacement Lamp | Four-Foot | Internal Driver Lamp-Style Retrofit Kits (UL Type B) | Standard | FALSE | [9 empty] | 41990 |  |  | NotYetVerified | Internal Driver | 3 | 1900 | 126.67 | 15 | 19.72 | 0.924 | 4000 | 83
P26ZJTQ6 | Sunritek Technology Co.Ltd | Sunritek | ST-DTP12-15WC(4000K) | Linear Replacement Lamp | Four-Foot | Internal Driver Lamp-Style Retrofit Kits (UL Type B) | Standard | FALSE | [9 empty] | 41990 |  |  | NotYetVerified | Internal Driver. Only Qualified at 120V. | 3 | 1950 | 130 | 15 | 16.77 | 0.983 | 4000 | 83
P369HERF | Sunritek Technology Co.Ltd | Sunritek | ST-DTP12-15WF(3500K) | Linear Replacement Lamp | Four-Foot | Internal Driver Lamp-Style Retrofit Kits (UL Type B) | Standard | FALSE | [9 empty] | 41990 |  |  | NotYetVerified | Internal Driver | 3 | 1800 | 120 | 15 | 19.72 | 0.924 | 3500 | 83
PT56UE6R | Sunritek Technology Co.Ltd | Sunritek | ST-DTP12-15WC(3500K) | Linear Replacement Lamp | Four-Foot | Internal Driver Lamp-Style Retrofit Kits (UL Type B) | Standard | FALSE | [9 empty] | 41990 |  |  | NotYetVerified | Internal Driver. Only Qualified at 120V. | 3 | 1900 | 126.67 | 15 | 16.77 | 0.983 | 3500 | 83
PBXP5BRJ | American De-Rosa Lamparts Inc. | Luminance | L7552 | Linear Replacement Lamp | Four-Foot | Replacement Lamps (plug and play) (UL Type A) | Standard | TRUE | 2008.1 | 100.26 | 20.03 | 13.21 | 0.964 | 2944 | 82.5 | 5 | 50000 | 41989 |  |  | NotYetVerified |  | 3 | 1800 | 100 | 18 | 13.21 | 0.964 | 3000 | 82.5
PPVZ9AXD | American De-Rosa Lamparts Inc. | Luminance | L7555 | Linear Replacement Lamp | Four-Foot | Replacement Lamps (plug and play) (UL Type A) | Standard | FALSE | [9 empty] | 41989 |  |  | NotYetVerified |  | 3 | 1800 | 100 | 18 | 13.21 | 0.964 | 5000 | 82.5
P13CFU4U | American De-Rosa Lamparts Inc. | Luminance | L7554 | Linear Replacement Lamp | Four-Foot | Replacement Lamps (plug and play) (UL Type A) | Standard | FALSE | [9 empty] | 41989 |  |  | NotYetVerified |  | 3 | 1800 | 100 | 18 | 13.21 | 0.964 | 4000 | 82.5
PYBFAYX2 | American De-Rosa Lamparts Inc. | Luminance | L7553 | Linear Replacement Lamp | Four-Foot | Replacement Lamps (plug and play) (UL Type A) | Standard | FALSE | [9 empty] | 41989 |  |  | NotYetVerified |  | 3 | 1800 | 100 | 18 | 13.21 | 0.964 | 3500 | 82.5
P3K2UZYJ | US Global Glow | U.S. Global Glow | USGG-48-EBC-18W-27K-F | Linear Replacement Lamp | Four-Foot | Dual Mode Internal Driver (UL Type A and Type B) | Standard | TRUE | 2231 | 106.7 | 20.9 | 11.36 | 0.967 | 2682 | 81.5 | 5 | 50000 | 41988 |  |  | NotYetVerified |  | 3 | 2212 | 105.8 | 20.9 | 7.68 | 0.9928 | 2700 | 82.4
PVFQ1V52 | US Global Glow | U.S. Global Glow | USGG-48-EBC-18W-4K-F | Linear Replacement Lamp | Four-Foot | Dual Mode Internal Driver (UL Type A and Type B) | Standard | TRUE | 2261 | 105.6 | 21.42 | 11.36 | 0.9667 | 3987 | 81.5 | 5 | 50000 | 41988 |  |  | NotYetVerified |  | 3 | 2212 | 105.8 | 20.9 | 7.68 | 0.9928 | 4000 | 82.4
P6CRP9QH | US Global Glow | U.S. Global Glow | USGG-48-EBC-15W-27K-F | Linear Replacement Lamp | Four-Foot | Dual Mode Internal Driver (UL Type A and Type B) | Standard | TRUE | 1929 | 109 | 17.7 | 17.9 | 0.9557 | 2655 | 81.6 | 5 | 50000 | 41988 |  |  | NotYetVerified |  | 3 | 1929 | 109 | 17.7 | 8.75 | 0.9936 | 2700 | 82
PWGFVPMNK | Taizhou JiaoGuang Lighting Co. Ltd. | LIGHT THE FUTURE | RG114-4000K-C | Linear Replacement Lamp | Four-Foot | Internal Driver Lamp-Style Retrofit Kits (UL Type B) | Standard | TRUE | 2118 | 121.74 | 17.14 | 6.59 | 0.911 | 4088 | 85 | 5 | 50000 | 41988 |  |  | NotYetVerified | Internal driver | 3 | 2100 | 120 | 18 | 10 | 0.9 | 4000 | 80
P88MUJCC | Bravoled Lighting Manufacturing Co. Ltd. | Bravoled | BL-T8-15W 1200 WINZ-30F | Linear Replacement Lamp | Four-Foot | Internal Driver Lamp-Style Retrofit Kits (UL Type B) | Standard | TRUE | 1745.583 | 120.385 | 14.5 | 19.2 | 0.906 | 3007 | 83.5 | 5 | 50000 | 41988 |  |  | No | Updated on 9/27/2016 | 4 | 1745.58 | 120.39 | 14.5 | 19.2 | 0.93 | 3000 | 83.5
PVCAX443 | US Global Glow | U.S. Global Glow | USGG-48-EBC-18W-5K-C | Linear Replacement Lamp | Four-Foot | Dual Mode Internal Driver (UL Type A and Type B) | Standard | FALSE | [9 empty] | 41988 |  |  | NotYetVerified |  | 3 | 2212 | 105.8 | 20.9 | 7.68 | 0.9928 | 5000 | 82.4
PJ6S6VFW | US Global Glow | U.S. Global Glow | USGG-48-EBC-18W-5K-F | Linear Replacement Lamp | Four-Foot | Dual Mode Internal Driver (UL Type A and Type B) | Standard | FALSE | [9 empty] | 41988 |  |  | NotYetVerified |  | 3 | 2212 | 105.8 | 20.9 | 7.68 | 0.9928 | 5000 | 82.4
PU3HKSEF | US Global Glow | U.S. Global Glow | USGG-48-EBC-15W-5K-C | Linear Replacement Lamp | Four-Foot | Dual Mode Internal Driver (UL Type A and Type B) | Standard | FALSE | [9 empty] | 41988 |  |  | NotYetVerified |  | 3 | 1929 | 109 | 17.7 | 8.75 | 0.9936 | 5000 | 81.6
PJYT1ZZ2 | US Global Glow | U.S. Global Glow | USGG-48-EBC-15W-5K-F | Linear Replacement Lamp | Four-Foot | Dual Mode Internal Driver (UL Type A and Type B) | Standard | FALSE | [9 empty] | 41988 |  |  | NotYetVerified |  | 3 | 1929 | 109 | 17.7 | 8.75 | 0.9936 | 5000 | 81.6
P9HY8HVZ | US Global Glow | U.S. Global Glow | USGG-48-EBC-15W-45K-F | Linear Replacement Lamp | Four-Foot | Dual Mode Internal Driver (UL Type A and Type B) | Standard | FALSE | [9 empty] | 41988 |  |  | NotYetVerified |  | 3 | 1929 | 109 | 17.7 | 8.75 | 0.9936 | 5000 | 81.6
PRYKGG6H | US Global Glow | U.S. Global Glow | USGG-48-EBC-18W-45K-C | Linear Replacement Lamp | Four-Foot | Dual Mode Internal Driver (UL Type A and Type B) | Standard | FALSE | [9 empty] | 41988 |  |  | NotYetVerified |  | 3 | 2212 | 105.8 | 20.9 | 7.68 | 0.9928 | 4500 | 82.4
PPWEANZ2 | US Global Glow | U.S. Global Glow | USGG-48-EBC-18W-45K-F | Linear Replacement Lamp | Four-Foot | Dual Mode Internal Driver (UL Type A and Type B) | Standard | FALSE | [9 empty] | 41988 |  |  | NotYetVerified |  | 3 | 2212 | 105.8 | 20.9 | 7.68 | 0.9928 | 4500 | 82.4
PGQQ37PR | US Global Glow | U.S. Global Glow | USGG-48-EBC-15W-45K-C | Linear Replacement Lamp | Four-Foot | Dual Mode Internal Driver (UL Type A and Type B) | Standard | FALSE | [9 empty] | 41988 |  |  | NotYetVerified |  | 3 | 1929 | 109 | 17.7 | 8.75 | 0.9936 | 4500 | 81.6
PHC1VWQ8 | US Global Glow | U.S. Global Glow | USGG-48-EBC-18W-4K-C | Linear Replacement Lamp | Four-Foot | Dual Mode Internal Driver (UL Type A and Type B) | Standard | FALSE | [9 empty] | 41988 |  |  | NotYetVerified |  | 3 | 2212 | 105.8 | 20.9 | 7.68 | 0.9928 | 4000 | 82.4
PAVGRP16 | US Global Glow | U.S. Global Glow | USGG-48-EBC-15W-4K-F | Linear Replacement Lamp | Four-Foot | Dual Mode Internal Driver (UL Type A and Type B) | Standard | FALSE | [9 empty] | 41988 |  |  | NotYetVerified |  | 3 | 1929 | 109 | 17.7 | 8.75 | 0.9936 | 4000 | 81.6
P31T1GYV | US Global Glow | U.S. Global Glow | USGG-48-EBC-15W-4K-C | Linear Replacement Lamp | Four-Foot | Dual Mode Internal Driver (UL Type A and Type B) | Standard | FALSE | [9 empty] | 41988 |  |  | NotYetVerified |  | 3 | 1929 | 109 | 17.7 | 8.75 | 0.9936 | 4000 | 81.6
PDZE8Q48 | US Global Glow | U.S. Global Glow | USGG-48-EBC-18W-35K-F | Linear Replacement Lamp | Four-Foot | Dual Mode Internal Driver (UL Type A and Type B) | Standard | FALSE | [9 empty] | 41988 |  |  | NotYetVerified |  | 3 | 2212 | 105.8 | 20.9 | 7.68 | 0.9928 | 3500 | 82.4
P28B61YU | US Global Glow | U.S. Global Glow | USGG-24-EBC-18W-35K-C | Linear Replacement Lamp | Four-Foot | Dual Mode Internal Driver (UL Type A and Type B) | Standard | FALSE | [9 empty] | 41988 |  |  | NotYetVerified |  | 3 | 2212 | 105.8 | 20.9 | 7.68 | 0.9928 | 3500 | 82.4
PSJ7WYMC | US Global Glow | U.S. Global Glow | USGG-48-EBC-15W-35K-C | Linear Replacement Lamp | Four-Foot | Dual Mode Internal Driver (UL Type A and Type B) | Standard | FALSE | [9 empty] | 41988 |  |  | NotYetVerified |  | 3 | 1929 | 109 | 17.7 | 8.75 | 0.9936 | 3500 | 81.6
P458FSWF | US Global Glow | U.S. Global Glow | USGG-48-EBC-15W-35K-F | Linear Replacement Lamp | Four-Foot | Dual Mode Internal Driver (UL Type A and Type B) | Standard | FALSE | [9 empty] | 41988 |  |  | NotYetVerified |  | 3 | 1929 | 109 | 17.7 | 8.75 | 0.9936 | 3500 | 81.6
P71Q68UN | US Global Glow | U.S. Global Glow | USGG-48-EBC-18W-3K-F | Linear Replacement Lamp | Four-Foot | Dual Mode Internal Driver (UL Type A and Type B) | Standard | FALSE | [9 empty] | 41988 |  |  | NotYetVerified |  | 3 | 2212 | 105.8 | 20.9 | 7.68 | 0.9928 | 3000 | 82.4
P4SH1N4Q | US Global Glow | U.S. Global Glow | USGG-24-EBC-18W-3K-C | Linear Replacement Lamp | Four-Foot | Dual Mode Internal Driver (UL Type A and Type B) | Standard | FALSE | [9 empty] | 41988 |  |  | NotYetVerified |  | 3 | 2212 | 105.8 | 20.9 | 7.68 | 0.9928 | 3000 | 82.4
PCBQR93P | US Global Glow | U.S. Global Glow | USGG-48-EBC-15W-3K-F | Linear Replacement Lamp | Four-Foot | Dual Mode Internal Driver (UL Type A and Type B) | Standard | FALSE | [9 empty] | 41988 |  |  | NotYetVerified |  | 3 | 1929 | 109 | 17.7 | 8.75 | 0.9936 | 3000 | 81.6
P4XTTTA5 | US Global Glow | U.S. Global Glow | USGG-48-EBC-15W-3K-C | Linear Replacement Lamp | Four-Foot | Dual Mode Internal Driver (UL Type A and Type B) | Standard | FALSE | [9 empty] | 41988 |  |  | NotYetVerified |  | 3 | 1929 | 109 | 17.7 | 8.75 | 0.9936 | 3000 | 81.6
P744F3UZ | US Global Glow | U.S. Global Glow | USGG-24-EBC-18W-27K-C | Linear Replacement Lamp | Four-Foot | Dual Mode Internal Driver (UL Type A and Type B) | Standard | FALSE | [9 empty] | 41988 |  |  | NotYetVerified |  | 3 | 2212 | 105.8 | 20.9 | 7.68 | 0.9928 | 2700 | 82.4
PVAPHCJ2 | US Global Glow | U.S. Global Glow | USGG-48-EBC-15W-27K-C | Linear Replacement Lamp | Four-Foot | Dual Mode Internal Driver (UL Type A and Type B) | Standard | FALSE | [9 empty] | 41988 |  |  | NotYetVerified |  | 3 | 1929 | 109 | 17.7 | 8.75 | 0.9936 | 2700 | 81.6
PNF9QW2A | Taizhou JiaoGuang Lighting Co. Ltd. | LIGHT THE FUTURE | RG114-5000K-C | Linear Replacement Lamp | Four-Foot | Internal Driver Lamp-Style Retrofit Kits (UL Type B) | Standard | FALSE | [9 empty] | 41988 |  |  | NotYetVerified | Internal driver | 3 | 2100 | 120 | 18 | 10 | 0.9 | 5000 | 80
PHGNFKG5 | Taizhou JiaoGuang Lighting Co. Ltd. | LIGHT THE FUTURE | RG114-4500K-C | Linear Replacement Lamp | Four-Foot | Internal Driver Lamp-Style Retrofit Kits (UL Type B) | Standard | FALSE | [9 empty] | 41988 |  |  | NotYetVerified | Internal driver | 3 | 2100 | 120 | 18 | 10 | 0.9 | 4500 | 80
PXPNHS3T | Bravoled Lighting Manufacturing Co. Ltd. | Bravoled | BL-T8-15W 1200 WINZ-50F | Linear Replacement Lamp | Four-Foot | Internal Driver Lamp-Style Retrofit Kits (UL Type B) | Standard | FALSE | [9 empty] | 41988 | Not Dimmable | Not Dimmable | No | Updated on 9/27/2016 | 3 | 1812.63 | 124.15 | 14.6 | 17.4 | 0.96 | 5000 | 85.8
P7RYAFY2 | Bravoled Lighting Manufacturing Co. Ltd. | Bravoled | BL-T8-15W 1200 WINZ-40F | Linear Replacement Lamp | Four-Foot | Internal Driver Lamp-Style Retrofit Kits (UL Type B) | Standard | FALSE | [9 empty] | 41988 | Not Dimmable | Not Dimmable | No | Updated on 9/27/2016 | 3 | 1745.58 | 120.39 | 14.5 | 19.2 | 0.93 | 4000 | 83.5
PKSZ5Q2W5 | Titan LED Inc. | Titan LED | 17C-4-16-40K | Linear Replacement Lamp | Four-Foot | 2-lamp External Driver Lamp-Style Retrofit Kits (UL Type C) | Standard | TRUE | 1855 | 111 | 16.78 | 10.2 | 0.912 | 3870 | 84.5 | 5 | 77800 | 41984 |  |  | NotYetVerified |  | 3.1 | 1855 | 111 | 16 | 10.2 | 0.99 | 4000 | 84.5
PQQXDYSN | Kumho Electric | earthcare | FL/T9-32W/16W IU 350 | Linear Replacement Lamp | Four-Foot | Replacement Lamps (plug and play) (UL Type A) | Standard | TRUE | 1775.94 | 113.41 | 15.66 | 8 | 0.96 | 3543 | 80 | 5 | 50000 | 41983 |  |  | NotYetVerified |  | 3.1 | 1750 | 110 | 16 |  | 0.9 | 3500 | 80
PPBYR86Z | Kumho Electric | earthcare | FL/T8-32W/16W IU 350 | Linear Replacement Lamp | Four-Foot | Replacement Lamps (plug and play) (UL Type A) | Standard | TRUE | 1770.98 | 113.52 | 15.6 | 8 | 0.96 | 3501 | 80 | 5 | 50000 | 41983 |  |  | NotYetVerified |  | 3.1 | 1750 | 110 | 16 |  | 0.9 | 3500 | 80
PF2D8JHP | Kumho Electric | earthcare | FL/T9-32W/16W IU 500 | Linear Replacement Lamp | Four-Foot | Replacement Lamps (plug and play) (UL Type A) | Standard | FALSE | [9 empty] | 41983 |  |  | NotYetVerified |  | 3.1 | 1750 | 110 | 16 |  | 0.9 | 5000 | 80
P6GVAHF7 | Kumho Electric | earthcare | FL/T8-32W/16W IU 500 | Linear Replacement Lamp | Four-Foot | Replacement Lamps (plug and play) (UL Type A) | Standard | FALSE | [9 empty] | 41983 |  |  | NotYetVerified |  | 3.1 | 1750 | 110 | 16 |  | 0.9 | 5000 | 80
PGKZAVZ9 | Kumho Electric | earthcare | FL/T8-32W/16W IU 410 | Linear Replacement Lamp | Four-Foot | Replacement Lamps (plug and play) (UL Type A) | Standard | FALSE | [9 empty] | 41983 |  |  | NotYetVerified |  | 3.1 | 1750 | 110 | 16 |  | 0.9 | 4100 | 80
P6QMB65M | Kumho Electric | earthcare | FL/T9-32W/16W IU 410 | Linear Replacement Lamp | Four-Foot | Replacement Lamps (plug and play) (UL Type A) | Standard | FALSE | [9 empty] | 41983 |  |  | NotYetVerified |  | 3.1 | 1750 | 110 | 16 |  | 0.9 | 4100 | 80
PEUZQK7T | GE Lighting Solutions | GE Lighting | LED18ET8/4/830 | Linear Replacement Lamp | Four-Foot | Replacement Lamps (plug and play) (UL Type A) | Standard | FALSE | [9 empty] | 41982 |  |  | No | Internal Driver; operates off fluorescent ballast; Updated on 3/2/2017 | 4.1 | 2450 | 119.5 | 20.5 | 20 | 0.9 | 3000 | 80
PPGGGEN3 | GE Lighting Solutions | GE Lighting | LED18ET8/4/850 | Linear Replacement Lamp | Four-Foot | Replacement Lamps (plug and play) (UL Type A) | Standard | FALSE | [9 empty] | 41982 |  |  | No | Internal Driver; operates off fluorescent ballast; Updated on 3/2/2017 | 4.1 | 2650 | 129.3 | 20.5 | 20 | 0.9 | 5000 | 80
PVP98F83 | GE Lighting Solutions | GE Lighting | LED18ET8/4/840/UPC | Linear Replacement Lamp | Four-Foot | Replacement Lamps (plug and play) (UL Type A) | Standard | FALSE | [9 empty] | 41982 |  |  | NotYetVerified | Internal Driver; operates off fluorescent ballast | 3.1 | 2200 | 120 | 18 |  |  | 4000 | 80
PST8791H | GE Lighting Solutions | GE Lighting | LED18ET8/4/840 | Linear Replacement Lamp | Four-Foot | Replacement Lamps (plug and play) (UL Type A) | Standard | FALSE | [9 empty] | 41982 |  |  | No | Internal Driver; operates off fluorescent ballast; Updated on 3/2/2017 | 4.1 | 2550 | 124.4 | 20.5 | 20 | 0.9 | 4000 | 80
PV1AXBKN | CH Lighting Co.Ltd. | CH | CH1148-1.2M-22W 830-3 | Linear Replacement Lamp | Four-Foot | Replacement Lamps (plug and play) (UL Type A) | Standard | TRUE | 2318.34 | 101.81 | 22.77 | 7.87 | 0.98 | 3110 | 85.2 | 5 | 50000 | 41981 |  |  | NotYetVerified | Internal Driver; operates off florescent ballast | 3 | 2310 | 101 | 22 | 10 | 0.99 | 3000 | 85
PWJXN9RJ | CH Lighting Co.Ltd. | CH | CH1148-1.2M-18W 830-3 | Linear Replacement Lamp | Four-Foot | Replacement Lamps (plug and play) (UL Type A) | Standard | TRUE | 2053.88 | 102.35 | 20.07 | 5.04 | 0.98 | 3099 | 85.5 | 5 | 50000 | 41981 |  |  | NotYetVerified | Internal Driver; operates off florescent ballast | 3 | 2050 | 102 | 18 | 10 | 0.99 | 3000 | 85
PM6JPHAD | MaxLite Inc | MaxLED | L18T8DF430-G | Linear Replacement Lamp | Four-Foot | Replacement Lamps (plug and play) (UL Type A) | Standard | TRUE | 2008.1 | 100.26 | 20.03 | 13.21 | 0.964 | 2944 | 82.5 | 5 | 50000 | 41981 |  |  | No |  | 3 | 1800 | 100 | 18 | 13.21 | 0.964 | 3000 | 85
PUVD4PQT | CH Lighting Co.Ltd. | CH | CH1148-1.2M-22W 850-3 | Linear Replacement Lamp | Four-Foot | Replacement Lamps (plug and play) (UL Type A) | Standard | FALSE | [9 empty] | 41981 |  |  | NotYetVerified |  | 3 | 2350 | 102 | 22 | 10 | 0.99 | 5000 | 85
PASUGVUZ | CH Lighting Co.Ltd. | CH | CH1148-1.2M-18W 850-3 | Linear Replacement Lamp | Four-Foot | Replacement Lamps (plug and play) (UL Type A) | Standard | FALSE | [9 empty] | 41981 |  |  | NotYetVerified |  | 3 | 2070 | 103 | 18 | 10 | 0.99 | 5000 | 85
PSSTAQKF | CH Lighting Co.Ltd. | CH | CH1148-1.2M-22W 845-3 | Linear Replacement Lamp | Four-Foot | Replacement Lamps (plug and play) (UL Type A) | Standard | FALSE | [9 empty] | 41981 |  |  | NotYetVerified |  | 3 | 2340 | 101 | 22 | 10 | 0.99 | 4500 | 85
P53F58B9 | CH Lighting Co.Ltd. | CH | CH1148-1.2M-18W 845-3 | Linear Replacement Lamp | Four-Foot | Replacement Lamps (plug and play) (UL Type A) | Standard | FALSE | [9 empty] | 41981 |  |  | NotYetVerified |  | 3 | 2065 | 102 | 18 | 10 | 0.99 | 4500 | 85
PCJVX182 | CH Lighting Co.Ltd. | CH | CH1148-1.2M-22W 840-3 | Linear Replacement Lamp | Four-Foot | Replacement Lamps (plug and play) (UL Type A) | Standard | FALSE | [9 empty] | 41981 |  |  | NotYetVerified |  | 3 | 2330 | 101 | 22 | 10 | 0.99 | 4000 | 85
PCA76WVZ | CH Lighting Co.Ltd. | CH | CH1148-1.2M-18W 840-3 | Linear Replacement Lamp | Four-Foot | Replacement Lamps (plug and play) (UL Type A) | Standard | FALSE | [9 empty] | 41981 |  |  | NotYetVerified |  | 3 | 2060 | 102 | 18 | 10 | 0.99 | 4000 | 85
PMTNCSR2 | CH Lighting Co.Ltd. | CH | CH1148-1.2M-22W 835-3 | Linear Replacement Lamp | Four-Foot | Replacement Lamps (plug and play) (UL Type A) | Standard | FALSE | [9 empty] | 41981 |  |  | NotYetVerified |  | 3 | 2320 | 101 | 22 | 10 | 0.99 | 3500 | 85
PFBDMP7E | CH Lighting Co.Ltd. | CH | CH1148-1.2M-18W 835-3 | Linear Replacement Lamp | Four-Foot | Replacement Lamps (plug and play) (UL Type A) | Standard | FALSE | [9 empty] | 41981 |  |  | NotYetVerified |  | 3 | 2055 | 102 | 18 | 10 | 0.99 | 3500 | 85
P9BMQFT5 | MaxLite Inc | MaxLED | L18T8DF450-G | Linear Replacement Lamp | Four-Foot | Replacement Lamps (plug and play) (UL Type A) | Standard | FALSE | [9 empty] | 41981 |  |  | No |  | 3 | 1800 | 100 | 18 | 13.21 | 0.964 | 5000 | 85
PPTTXCA7 | MaxLite Inc | MaxLED | L18T8DF440-G | Linear Replacement Lamp | Four-Foot | Replacement Lamps (plug and play) (UL Type A) | Standard | FALSE | [9 empty] | 41981 |  |  | No |  | 3 | 1800 | 100 | 18 | 13.21 | 0.964 | 4000 | 85
PCTMX8XH | MaxLite Inc | MaxLED | L18T8DF435-G | Linear Replacement Lamp | Four-Foot | Replacement Lamps (plug and play) (UL Type A) | Standard | FALSE | [9 empty] | 41981 |  |  | No |  | 3 | 1800 | 100 | 18 | 13.21 | 0.964 | 3500 | 85
PDK4E6HJ2 | CH Lighting Co.Ltd. | CH | CH1148E-12-15W 840-3 | Linear Replacement Lamp | Four-Foot | Replacement Lamps (plug and play) (UL Type A) | Standard | TRUE | 2033.2 | 97.65 | 20.82 | 4.93 | 0.968 | 3931 | 84.4 | 5 | 50000 | 41978 |  |  | NotYetVerified |  | 3 | 2030 | 100 | 18 | 10 | 0.99 | 4000 | 80
PGETQMCM | James Trading Company Limited | JAMES | ZY-T8-15W1200 BINX AC100-382V LED TUBE (2700K frosted lens) | Linear Replacement Lamp | Four-Foot | Internal Driver Lamp-Style Retrofit Kits (UL Type B) | Standard | TRUE | 2007 | 141.54 | 14.18 | 17.49 | 0.9284 | 2855 | 81 | 5 | 50000 | 41978 |  |  | NotYetVerified | Lastx represents either s for single-end power input or T for double-end inputs | 3 | 2007 | 141.54 | 14.18 | 20 | 0.9 | 2700 | 82
PGQ7Z9P9 | James Trading Company Limited | JAMES | ZY-T8-15W1200 BINX AC100-382V LED TUBE (2700K clear lens) | Linear Replacement Lamp | Four-Foot | Internal Driver Lamp-Style Retrofit Kits (UL Type B) | Standard | FALSE | [9 empty] | 41978 |  |  | NotYetVerified | Lastx represents either s for single-end power input or T for double-end inputs | 3 | 2007 | 141.54 | 14.18 | 20 | 0.9 | 2700 | 82
PSA1EGFA | James Trading Company Limited | JAMES | ZY-T5-22W1200 BONX AC100-382V LED TUBE (3000K clear lens) | Linear Replacement Lamp | Four-Foot | 2-lamp External Driver Lamp-Style Retrofit Kits (UL Type C) | Standard | TRUE | 2523 | 116.21 | 21.71 | 16.87 | 0.9137 | 2900 | 81.2 | 5 | 50000 | 41978 |  |  | NotYetVerified | Lastx represents either s for single-end power input or T for double-end inputs | 3 | 2523 | 116.21 | 21.71 | 20 | 0.9 | 3000 | 83
P68FYK9B | James Trading Company Limited | JAMES | ZY-T5-22W1200 BONX AC100-382V LED TUBE (3000K frosted lens) | Linear Replacement Lamp | Four-Foot | 2-lamp External Driver Lamp-Style Retrofit Kits (UL Type C) | Standard | TRUE | 2397 | 110.38 | 21.71 | 16.37 | 0.9065 | 2906 | 81.3 | 5 | 50000 | 41978 |  |  | NotYetVerified | Lastx represents either s for single-end power input or T for double-end inputs | 3 | 2397 | 110.38 | 21.71 | 20 | 0.9 | 3000 | 83
PZG7APXV1 | CH Lighting Co.Ltd. | CH | CH1148E-12-15W 850-3 | Linear Replacement Lamp | Four-Foot | Replacement Lamps (plug and play) (UL Type A) | Standard | FALSE | [9 empty] | 41978 |  |  | NotYetVerified | Internal driver; operates off fluorescent ballast | 3 | 2030 | 100 | 18 | 10 | 0.99 | 5000 | 80
PEPMVJHXV | CH Lighting Co.Ltd. | CH | CH1148E-12-15W 845-3 | Linear Replacement Lamp | Four-Foot | Replacement Lamps (plug and play) (UL Type A) | Standard | FALSE | [9 empty] | 41978 |  |  | NotYetVerified |  | 3 | 2030 | 100 | 18 | 10 | 0.99 | 4500 | 80
PXBQCZ9C | James Trading Company Limited | JAMES | ZY-T5-22W1200 BONX AC100-382V LED TUBE (5000K clear lens) | Linear Replacement Lamp | Four-Foot | 2-lamp External Driver Lamp-Style Retrofit Kits (UL Type C) | Standard | FALSE | [9 empty] | 41978 |  |  | NotYetVerified | Lastx represents either s for single-end power input or T for double-end inputs | 3 | 2523 | 116.21 | 21.71 | 20 | 0.9 | 5000 | 83
PWPXQHB6 | James Trading Company Limited | JAMES | ZY-T5-22W1200 BONX AC100-382V LED TUBE (5000K frosted lens) | Linear Replacement Lamp | Four-Foot | 2-lamp External Driver Lamp-Style Retrofit Kits (UL Type C) | Standard | FALSE | [9 empty] | 41978 |  |  | NotYetVerified | Lastx represents either s for single-end power input or T for double-end inputs | 3 | 2397 | 110.38 | 21.71 | 20 | 0.9 | 5000 | 83
P4NH7MFU | James Trading Company Limited | JAMES | ZY-T8-15W1200 BINX AC100-382V LED TUBE (5000K clear lens) | Linear Replacement Lamp | Four-Foot | Internal Driver Lamp-Style Retrofit Kits (UL Type B) | Standard | FALSE | [9 empty] | 41978 |  |  | NotYetVerified | Lastx represents either s for single-end power input or T for double-end inputs | 3 | 2007 | 141.54 | 14.18 | 20 | 0.9 | 5000 | 82
PGCM3JQE | James Trading Company Limited | JAMES | ZY-T8-15W1200 BINX AC100-382V LED TUBE (5000K frosted lens) | Linear Replacement Lamp | Four-Foot | Internal Driver Lamp-Style Retrofit Kits (UL Type B) | Standard | FALSE | [9 empty] | 41978 |  |  | NotYetVerified | Lastx represents either s for single-end power input or T for double-end inputs | 3 | 2007 | 141.54 | 14.18 | 20 | 0.9 | 5000 | 82
P2E1CKBY | James Trading Company Limited | JAMES | ZY-T5-22W1200 BODX AC100-382V LED TUBE (5000K clear lens) | Linear Replacement Lamp | Four-Foot | 2-lamp External Driver Lamp-Style Retrofit Kits (UL Type C) | Standard | FALSE | [9 empty] | 41978 |  |  | NotYetVerified | Lastx represents either s for single-end power input or T for double-end inputs | 3 | 2523 | 116.21 | 21.71 | 20 | 0.9 | 5000 | 83
PCD8AFMK | James Trading Company Limited | JAMES | ZY-T5-22W1200 BODX AC100-382V LED TUBE (5000K frosted lens) | Linear Replacement Lamp | Four-Foot | 2-lamp External Driver Lamp-Style Retrofit Kits (UL Type C) | Standard | FALSE | [9 empty] | 41978 |  |  | NotYetVerified | Lastx represents either s for single-end power input or T for double-end inputs | 3 | 2397 | 110.38 | 21.71 | 20 | 0.9 | 5000 | 83
P43UQGV3 | James Trading Company Limited | JAMES | ZY-T8-15W1200 BIDX AC100-382V LED TUBE (5000K clear lens) | Linear Replacement Lamp | Four-Foot | Internal Driver Lamp-Style Retrofit Kits (UL Type B) | Standard | FALSE | [9 empty] | 41978 |  |  | NotYetVerified | Lastx represents either s for single-end power input or T for double-end inputs | 3 | 2007 | 141.54 | 14.18 | 20 | 0.9 | 5000 | 82
P242PHHQ | James Trading Company Limited | JAMES | ZY-T8-15W1200 BIDX AC100-382V LED TUBE (5000K frosted lens) | Linear Replacement Lamp | Four-Foot | Internal Driver Lamp-Style Retrofit Kits (UL Type B) | Standard | FALSE | [9 empty] | 41978 |  |  | NotYetVerified | Lastx represents either s for single-end power input or T for double-end inputs | 3 | 2007 | 141.54 | 14.18 | 20 | 0.9 | 5000 | 82
P12V4VBG | James Trading Company Limited | JAMES | ZY-T5-22W1200 BONX AC100-382V LED TUBE (4500K clear lens) | Linear Replacement Lamp | Four-Foot | 2-lamp External Driver Lamp-Style Retrofit Kits (UL Type C) | Standard | FALSE | [9 empty] | 41978 |  |  | NotYetVerified | Lastx represents either s for single-end power input or T for double-end inputs | 3 | 2523 | 116.21 | 21.71 | 20 | 0.9 | 4500 | 83
P5GPCSPA | James Trading Company Limited | JAMES | ZY-T5-22W1200 BONX AC100-382V LED TUBE (4500K frosted lens) | Linear Replacement Lamp | Four-Foot | 2-lamp External Driver Lamp-Style Retrofit Kits (UL Type C) | Standard | FALSE | [9 empty] | 41978 |  |  | NotYetVerified | Lastx represents either s for single-end power input or T for double-end inputs | 3 | 2397 | 110.38 | 21.71 | 20 | 0.9 | 4500 | 83
PK9JZD91 | James Trading Company Limited | JAMES | ZY-T8-15W1200 BINX AC100-382V LED TUBE (4500K clear lens) | Linear Replacement Lamp | Four-Foot | Internal Driver Lamp-Style Retrofit Kits (UL Type B) | Standard | FALSE | [9 empty] | 41978 |  |  | NotYetVerified | Lastx represents either s for single-end power input or T for double-end inputs | 3 | 2007 | 141.54 | 14.18 | 20 | 0.9 | 4500 | 82
PNNJD4QK | James Trading Company Limited | JAMES | ZY-T8-15W1200 BINX AC100-382V LED TUBE (4500K frosted lens) | Linear Replacement Lamp | Four-Foot | Internal Driver Lamp-Style Retrofit Kits (UL Type B) | Standard | FALSE | [9 empty] | 41978 |  |  | NotYetVerified | Lastx represents either s for single-end power input or T for double-end inputs | 3 | 2007 | 141.54 | 14.18 | 20 | 0.9 | 4500 | 82
P3QZXXY9 | James Trading Company Limited | JAMES | ZY-T5-22W1200 BODX AC100-382V LED TUBE (4500K clear lens) | Linear Replacement Lamp | Four-Foot | 2-lamp External Driver Lamp-Style Retrofit Kits (UL Type C) | Standard | FALSE | [9 empty] | 41978 |  |  | NotYetVerified | Lastx represents either s for single-end power input or T for double-end inputs | 3 | 2523 | 116.21 | 21.71 | 20 | 0.9 | 4500 | 83
PHFKXE43 | James Trading Company Limited | JAMES | ZY-T5-22W1200 BODX AC100-382V LED TUBE (4500K frosted lens) | Linear Replacement Lamp | Four-Foot | 2-lamp External Driver Lamp-Style Retrofit Kits (UL Type C) | Standard | FALSE | [9 empty] | 41978 |  |  | NotYetVerified | Lastx represents either s for single-end power input or T for double-end inputs | 3 | 2397 | 110.38 | 21.71 | 20 | 0.9 | 4500 | 83
PS3M6ECM | James Trading Company Limited | JAMES | ZY-T8-15W1200 BIDX AC100-382V LED TUBE (4500K clear lens) | Linear Replacement Lamp | Four-Foot | Internal Driver Lamp-Style Retrofit Kits (UL Type B) | Standard | FALSE | [9 empty] | 41978 |  |  | NotYetVerified | Lastx represents either s for single-end power input or T for double-end inputs | 3 | 2007 | 141.54 | 14.18 | 20 | 0.9 | 4500 | 82
P4HTB816 | James Trading Company Limited | JAMES | ZY-T8-15W1200 BIDX AC100-382V LED TUBE (4500K frosted lens) | Linear Replacement Lamp | Four-Foot | Internal Driver Lamp-Style Retrofit Kits (UL Type B) | Standard | FALSE | [9 empty] | 41978 |  |  | NotYetVerified | Lastx represents either s for single-end power input or T for double-end inputs | 3 | 2007 | 141.54 | 14.18 | 20 | 0.9 | 4500 | 82
PJ4CM1BA | James Trading Company Limited | JAMES | ZY-T5-22W1200 BONX AC100-382V LED TUBE (4000K clear lens) | Linear Replacement Lamp | Four-Foot | 2-lamp External Driver Lamp-Style Retrofit Kits (UL Type C) | Standard | FALSE | [9 empty] | 41978 |  |  | NotYetVerified | Lastx represents either s for single-end power input or T for double-end inputs | 3 | 2523 | 116.21 | 21.71 | 20 | 0.9 | 4000 | 83
PU9Z5U9S | James Trading Company Limited | JAMES | ZY-T5-22W1200 BONX AC100-382V LED TUBE (4000K frosted lens) | Linear Replacement Lamp | Four-Foot | 2-lamp External Driver Lamp-Style Retrofit Kits (UL Type C) | Standard | FALSE | [9 empty] | 41978 |  |  | NotYetVerified | Lastx represents either s for single-end power input or T for double-end inputs | 3 | 2397 | 110.38 | 21.71 | 20 | 0.9 | 4000 | 83
P4AWDJJV | James Trading Company Limited | JAMES | ZY-T8-15W1200 BINX AC100-382V LED TUBE (4000K clear lens) | Linear Replacement Lamp | Four-Foot | Internal Driver Lamp-Style Retrofit Kits (UL Type B) | Standard | FALSE | [9 empty] | 41978 |  |  | NotYetVerified | Lastx represents either s for single-end power input or T for double-end inputs | 3 | 2007 | 141.54 | 14.18 | 20 | 0.9 | 4000 | 82
P7JK76ZF | James Trading Company Limited | JAMES | ZY-T8-15W1200 BINX AC100-382V LED TUBE (4000K frosted lens) | Linear Replacement Lamp | Four-Foot | Internal Driver Lamp-Style Retrofit Kits (UL Type B) | Standard | FALSE | [9 empty] | 41978 |  |  | NotYetVerified | Lastx represents either s for single-end power input or T for double-end inputs | 3 | 2007 | 141.54 | 14.18 | 20 | 0.9 | 4000 | 82
PTMV1DM1 | James Trading Company Limited | JAMES | ZY-T5-22W1200 BODX AC100-382V LED TUBE (4000K clear lens) | Linear Replacement Lamp | Four-Foot | 2-lamp External Driver Lamp-Style Retrofit Kits (UL Type C) | Standard | FALSE | [9 empty] | 41978 |  |  | NotYetVerified | Lastx represents either s for single-end power input or T for double-end inputs | 3 | 2523 | 116.21 | 21.71 | 20 | 0.9 | 4000 | 83
PUUDS961 | James Trading Company Limited | JAMES | ZY-T5-22W1200 BODX AC100-382V LED TUBE (4000K frosted lens) | Linear Replacement Lamp | Four-Foot | 2-lamp External Driver Lamp-Style Retrofit Kits (UL Type C) | Standard | FALSE | [9 empty] | 41978 |  |  | NotYetVerified | Lastx represents either s for single-end power input or T for double-end inputs | 3 | 2397 | 110.38 | 21.71 | 20 | 0.9 | 4000 | 83
PW55MCSW | James Trading Company Limited | JAMES | ZY-T8-15W1200 BIDX AC100-382V LED TUBE (4000K clear lens) | Linear Replacement Lamp | Four-Foot | Internal Driver Lamp-Style Retrofit Kits (UL Type B) | Standard | FALSE | [9 empty] | 41978 |  |  | NotYetVerified | Lastx represents either s for single-end power input or T for double-end inputs | 3 | 2007 | 141.54 | 14.18 | 20 | 0.9 | 4000 | 82
PR1WNVUB | James Trading Company Limited | JAMES | ZY-T8-15W1200 BIDX AC100-382V LED TUBE (4000K frosted lens) | Linear Replacement Lamp | Four-Foot | Internal Driver Lamp-Style Retrofit Kits (UL Type B) | Standard | FALSE | [9 empty] | 41978 |  |  | NotYetVerified | Lastx represents either s for single-end power input or T for double-end inputs | 3 | 2007 | 141.54 | 14.18 | 20 | 0.9 | 4000 | 82
PQEUA1FP | James Trading Company Limited | JAMES | ZY-T5-22W1200 BONX AC100-382V LED TUBE (3500K clear lens) | Linear Replacement Lamp | Four-Foot | 2-lamp External Driver Lamp-Style Retrofit Kits (UL Type C) | Standard | FALSE | [9 empty] | 41978 |  |  | NotYetVerified | Lastx represents either s for single-end power input or T for double-end inputs | 3 | 2523 | 116.21 | 21.71 | 20 | 0.9 | 3500 | 83
P4AZ5K26 | James Trading Company Limited | JAMES | ZY-T5-22W1200 BONX AC100-382V LED TUBE (3500K frosted lens) | Linear Replacement Lamp | Four-Foot | 2-lamp External Driver Lamp-Style Retrofit Kits (UL Type C) | Standard | FALSE | [9 empty] | 41978 |  |  | NotYetVerified | Lastx represents either s for single-end power input or T for double-end inputs | 3 | 2397 | 110.38 | 21.71 | 20 | 0.9 | 3500 | 83
P5GSQNEK | James Trading Company Limited | JAMES | ZY-T8-15W1200 BINX AC100-382V LED TUBE (3500K clear lens) | Linear Replacement Lamp | Four-Foot | Internal Driver Lamp-Style Retrofit Kits (UL Type B) | Standard | FALSE | [9 empty] | 41978 |  |  | NotYetVerified | Lastx represents either s for single-end power input or T for double-end inputs | 3 | 2007 | 141.54 | 14.18 | 20 | 0.9 | 3500 | 82
P2NKC9UD | James Trading Company Limited | JAMES | ZY-T8-15W1200 BINX AC100-382V LED TUBE (3500K frosted lens) | Linear Replacement Lamp | Four-Foot | Internal Driver Lamp-Style Retrofit Kits (UL Type B) | Standard | FALSE | [9 empty] | 41978 |  |  | NotYetVerified | Lastx represents either s for single-end power input or T for double-end inputs | 3 | 2007 | 141.54 | 14.18 | 20 | 0.9 | 3500 | 82
P7TDMQ5C | James Trading Company Limited | JAMES | ZY-T5-22W1200 BODX AC100-382V LED TUBE (3500K clear lens) | Linear Replacement Lamp | Four-Foot | 2-lamp External Driver Lamp-Style Retrofit Kits (UL Type C) | Standard | FALSE | [9 empty] | 41978 |  |  | NotYetVerified | Lastx represents either s for single-end power input or T for double-end inputs | 3 | 2523 | 116.21 | 21.71 | 20 | 0.9 | 3500 | 83
PC5C1HWM | James Trading Company Limited | JAMES | ZY-T5-22W1200 BODX AC100-382V LED TUBE (3500K frosted lens) | Linear Replacement Lamp | Four-Foot | 2-lamp External Driver Lamp-Style Retrofit Kits (UL Type C) | Standard | FALSE | [9 empty] | 41978 |  |  | NotYetVerified | Lastx represents either s for single-end power input or T for double-end inputs | 3 | 2397 | 110.38 | 21.71 | 20 | 0.9 | 3500 | 83
PUF8KTKA | James Trading Company Limited | JAMES | ZY-T8-15W1200 BIDX AC100-382V LED TUBE (3500K clear lens) | Linear Replacement Lamp | Four-Foot | Internal Driver Lamp-Style Retrofit Kits (UL Type B) | Standard | FALSE | [9 empty] | 41978 |  |  | NotYetVerified | Lastx represents either s for single-end power input or T for double-end inputs | 3 | 2007 | 141.54 | 14.18 | 20 | 0.9 | 3500 | 82
PPMVZDPT | James Trading Company Limited | JAMES | ZY-T8-15W1200 BIDX AC100-382V LED TUBE (3500K frosted lens) | Linear Replacement Lamp | Four-Foot | Internal Driver Lamp-Style Retrofit Kits (UL Type B) | Standard | FALSE | [9 empty] | 41978 |  |  | NotYetVerified | Lastx represents either s for single-end power input or T for double-end inputs | 3 | 2007 | 141.54 | 14.18 | 20 | 0.9 | 3500 | 82
P3QAMSUJ | James Trading Company Limited | JAMES | ZY-T8-15W1200 BINX AC100-382V LED TUBE (3000K clear lens) | Linear Replacement Lamp | Four-Foot | Internal Driver Lamp-Style Retrofit Kits (UL Type B) | Standard | FALSE | [9 empty] | 41978 |  |  | NotYetVerified | Lastx represents either s for single-end power input or T for double-end inputs | 3 | 2007 | 141.54 | 14.18 | 20 | 0.9 | 3000 | 82
PYGK18ZV | James Trading Company Limited | JAMES | ZY-T8-15W1200 BINX AC100-382V LED TUBE (3000K frosted lens) | Linear Replacement Lamp | Four-Foot | Internal Driver Lamp-Style Retrofit Kits (UL Type B) | Standard | FALSE | [9 empty] | 41978 |  |  | NotYetVerified | Lastx represents either s for single-end power input or T for double-end inputs | 3 | 2007 | 141.54 | 14.18 | 20 | 0.9 | 3000 | 82
P6N98VUY | James Trading Company Limited | JAMES | ZY-T5-22W1200 BODX AC100-382V LED TUBE (3000K clear lens) | Linear Replacement Lamp | Four-Foot | 2-lamp External Driver Lamp-Style Retrofit Kits (UL Type C) | Standard | FALSE | [9 empty] | 41978 |  |  | NotYetVerified | Lastx represents either s for single-end power input or T for double-end inputs | 3 | 2523 | 116.21 | 21.71 | 20 | 0.9 | 3000 | 83
P981N3RR | James Trading Company Limited | JAMES | ZY-T5-22W1200 BODX AC100-382V LED TUBE (3000K frosted lens) | Linear Replacement Lamp | Four-Foot | 2-lamp External Driver Lamp-Style Retrofit Kits (UL Type C) | Standard | FALSE | [9 empty] | 41978 |  |  | NotYetVerified | Lastx represents either s for single-end power input or T for double-end inputs | 3 | 2397 | 110.38 | 21.71 | 20 | 0.9 | 3000 | 83
PBXHG3BS | James Trading Company Limited | JAMES | ZY-T8-15W1200 BIDX AC100-382V LED TUBE (3000K clear lens) | Linear Replacement Lamp | Four-Foot | Internal Driver Lamp-Style Retrofit Kits (UL Type B) | Standard | FALSE | [9 empty] | 41978 |  |  | NotYetVerified | Lastx represents either s for single-end power input or T for double-end inputs | 3 | 2007 | 141.54 | 14.18 | 20 | 0.9 | 3000 | 82
P54N7J4P | James Trading Company Limited | JAMES | ZY-T8-15W1200 BIDX AC100-382V LED TUBE (3000K frosted lens) | Linear Replacement Lamp | Four-Foot | Internal Driver Lamp-Style Retrofit Kits (UL Type B) | Standard | FALSE | [9 empty] | 41978 |  |  | NotYetVerified | Lastx represents either s for single-end power input or T for double-end inputs | 3 | 2007 | 141.54 | 14.18 | 20 | 0.9 | 3000 | 82
PE634ENR | James Trading Company Limited | JAMES | ZY-T8-15W1200 BIDX AC100-382V LED TUBE (2700K clear lens) | Linear Replacement Lamp | Four-Foot | Internal Driver Lamp-Style Retrofit Kits (UL Type B) | Standard | FALSE | [9 empty] | 41978 |  |  | NotYetVerified | Lastx represents either s for single-end power input or T for double-end inputs | 3 | 2007 | 141.54 | 14.18 | 20 | 0.9 | 2700 | 82
P7J3M6BM | James Trading Company Limited | JAMES | ZY-T8-15W1200 BIDX AC100-382V LED TUBE (2700K frosted lens) | Linear Replacement Lamp | Four-Foot | Internal Driver Lamp-Style Retrofit Kits (UL Type B) | Standard | FALSE | [9 empty] | 41978 |  |  | NotYetVerified | Lastx represents either s for single-end power input or T for double-end inputs | 3 | 2007 | 141.54 | 14.18 | 20 | 0.9 | 2700 | 82
PCYEKPQM | Reonac Energy Systems Inc. | Think green solutions | LED-THK-TUBE-110-3K4E-22W | Linear Replacement Lamp | Four-Foot | Replacement Lamps (plug and play) (UL Type A) | Standard | TRUE | 2440.28 | 97 | 21.28 | 7 | 0.99 | 3363 | 81 | 5 | 50000 | 41977 |  |  | NotYetVerified |  | 3 | 2200 |  | 22 |  |  | 3500 | 80
PXK53G7S | Reonac Energy Systems Inc. | Think green solutions | LED-THK-TUBE-110-3K4E-17W | Linear Replacement Lamp | Four-Foot | Replacement Lamps (plug and play) (UL Type A) | Standard | TRUE | 1995.65 | 104 | 19.23 | 9 | 0.98 | 3457 | 83 | 5 | 50000 | 41977 |  |  | NotYetVerified |  | 3 | 2000 | 104 | 17 | 9 | 0.98 | 3500 | 80
P32HW68YJ | Technical Consumer Products | TCP | LED15T84IS41K | Linear Replacement Lamp | Four-Foot | Replacement Lamps (plug and play) (UL Type A) | Standard | TRUE | 1831.5 | 99 | 18.5 | 6.85 | 0.968 | 4031 | 82 | 5 | 50000 | 41977 |  |  | NotYetVerified |  | 3 | 1650 |  | 14.9 |  |  | 4100 | 82
PKNJPUTB3 | SHENZHEN YOUXINGUANG TECHNOLOGY CO.LTD. | YXG | YXG-T84F22CW | Linear Replacement Lamp | Four-Foot | Internal Driver Lamp-Style Retrofit Kits (UL Type B) | Standard | TRUE | 2116 | 104.55 | 20.24 | 16.96 | 0.9127 | 5115 | 84.2 | 5 | 50000 | 41977 |  |  | NotYetVerified |  | 3 | 2100 | 100 | 22 |  |  | 5000 | 80
PU8XXWPR | Reonac Energy Systems Inc. | Think green solutions | LED-THK-TUBE-110-5K4E-17W | Linear Replacement Lamp | Four-Foot | Replacement Lamps (plug and play) (UL Type A) | Standard | FALSE | [9 empty] | 41977 |  |  | NotYetVerified |  | 3 | 2000 | 100 | 17 |  | 0.9 | 5000 | 80
PHEVFTAU | Reonac Energy Systems Inc. | Think green solutions | LED-THK-TUBE-110-4K4E-17W | Linear Replacement Lamp | Four-Foot | Replacement Lamps (plug and play) (UL Type A) | Standard | FALSE | [9 empty] | 41977 |  |  | NotYetVerified |  | 3 | 2000 | 100 | 17 |  | 0.9 | 4100 | 80
P5ETC19RB | Technical Consumer Products | TCP | LED15T84IS50K | Linear Replacement Lamp | Four-Foot | Replacement Lamps (plug and play) (UL Type A) | Standard | FALSE | [9 empty] | 41977 |  |  | NotYetVerified |  | 3 | 1959 | 105.89 | 18.5 | 6.85 | 0.968 | 5000 | 82
P22FRK3K | FY Lighting Co. Ltd | FY Lighting | FY-T8-1200NC(H30K120CGX) | Linear Replacement Lamp | Four-Foot | Internal Driver Lamp-Style Retrofit Kits (UL Type B) | Standard | TRUE | 2136 | 119.66 | 17.85 | 8.87 | 0.948 | 3026 | 83.4 | 5 | 50000 | 41976 |  |  | NotYetVerified | Internal Driver | 3 | 2136 | 119.66 | 17.85 |  |  | 3000 | 83.4
PURGVWFW | FY Lighting Co. Ltd | FY Lighting | FY-T8-1200NF(H30K120CGX) | Linear Replacement Lamp | Four-Foot | Internal Driver Lamp-Style Retrofit Kits (UL Type B) | Standard | TRUE | 1951 | 109.3 | 17.85 | 8.87 | 0.948 | 3026 | 83.4 | 5 | 50000 | 41976 |  |  | NotYetVerified | Internal Driver | 3 | 1951 | 109.3 | 17.85 |  |  | 3000 | 83.4
PGFHTM3C | FY Lighting Co. Ltd | FY Lighting | FY-T8-1200NF(H30K120CGXD) | Linear Replacement Lamp | Four-Foot | Internal Driver Lamp-Style Retrofit Kits (UL Type B) | Standard | TRUE | 1951 | 109.3 | 17.85 | 8.87 | 0.948 | 3026 | 83.4 | 5 | 50000 | 41976 |  |  | NotYetVerified | Internal Driver | 3 | 1951 | 109.3 | 17.85 |  |  | 3000 | 83.4
PFNNYU27 | FY Lighting Co. Ltd | FY Lighting | FY-T8-1200NC(H50K120CGX) | Linear Replacement Lamp | Four-Foot | Internal Driver Lamp-Style Retrofit Kits (UL Type B) | Standard | FALSE | [9 empty] | 41976 |  |  | NotYetVerified | Internal Driver | 3 | 2173 | 120.99 | 17.96 |  |  | 5000 | 84.2
PU5WPYXA | FY Lighting Co. Ltd | FY Lighting | FY-T8-1200NF(H50K120CGX) | Linear Replacement Lamp | Four-Foot | Internal Driver Lamp-Style Retrofit Kits (UL Type B) | Standard | FALSE | [9 empty] | 41976 |  |  | NotYetVerified | Internal Driver | 3 | 2043 | 113.75 | 17.96 |  |  | 5000 | 84.2
PGNC5V5D | FY Lighting Co. Ltd | FY Lighting | FY-T8-1200NF(H50K120CGXD) | Linear Replacement Lamp | Four-Foot | Internal Driver Lamp-Style Retrofit Kits (UL Type B) | Standard | FALSE | [9 empty] | 41976 |  |  | NotYetVerified | Internal Driver | 3 | 2043 | 113.75 | 17.96 |  |  | 5000 | 84.2
PDFUHK7W | FY Lighting Co. Ltd | FY Lighting | FY-T8-1200NC(H45K120CGX) | Linear Replacement Lamp | Four-Foot | Internal Driver Lamp-Style Retrofit Kits (UL Type B) | Standard | FALSE | [9 empty] | 41976 |  |  | NotYetVerified | Internal Driver | 3 | 2136 | 119.66 | 17.85 |  |  | 4500 | 83.4
PPNAAP5Z | FY Lighting Co. Ltd | FY Lighting | FY-T8-1200NF(H45K120CGX) | Linear Replacement Lamp | Four-Foot | Internal Driver Lamp-Style Retrofit Kits (UL Type B) | Standard | FALSE | [9 empty] | 41976 |  |  | NotYetVerified | Internal Driver | 3 | 1951 | 109.3 | 17.85 |  |  | 4500 | 83.4
PMG44B3Z | FY Lighting Co. Ltd | FY Lighting | FY-T8-1200NF(H45K120CGXD) | Linear Replacement Lamp | Four-Foot | Internal Driver Lamp-Style Retrofit Kits (UL Type B) | Standard | FALSE | [9 empty] | 41976 |  |  | NotYetVerified | Internal Driver | 3 | 1951 | 109.3 | 17.85 |  |  | 4500 | 83.4
P9FTJWRF | FY Lighting Co. Ltd | FY Lighting | FY-T8-1200NC(H40K120CGX) | Linear Replacement Lamp | Four-Foot | Internal Driver Lamp-Style Retrofit Kits (UL Type B) | Standard | FALSE | [9 empty] | 41976 |  |  | NotYetVerified | Internal Driver | 3 | 2136 | 119.66 | 17.85 |  |  | 4000 | 83.4
PZ1CHRH6 | FY Lighting Co. Ltd | FY Lighting | FY-T8-1200NF(H40K120CGX) | Linear Replacement Lamp | Four-Foot | Internal Driver Lamp-Style Retrofit Kits (UL Type B) | Standard | FALSE | [9 empty] | 41976 |  |  | NotYetVerified | Internal Driver | 3 | 1951 | 109.3 | 17.85 |  |  | 4000 | 83.4
PV3QWTSJ | FY Lighting Co. Ltd | FY Lighting | FY-T8-1200NF(H40K120CGXD) | Linear Replacement Lamp | Four-Foot | Internal Driver Lamp-Style Retrofit Kits (UL Type B) | Standard | FALSE | [9 empty] | 41976 |  |  | NotYetVerified | Internal Driver | 3 | 1951 | 109.3 | 17.85 |  |  | 4000 | 83.4
P2T5NED7 | FY Lighting Co. Ltd | FY Lighting | FY-T8-1200NC(H35K120CGX) | Linear Replacement Lamp | Four-Foot | Internal Driver Lamp-Style Retrofit Kits (UL Type B) | Standard | FALSE | [9 empty] | 41976 |  |  | NotYetVerified | Internal Driver | 3 | 2136 | 119.66 | 17.85 |  |  | 3500 | 83.4
PFB92MF3 | FY Lighting Co. Ltd | FY Lighting | FY-T8-1200NF(H35K120CGX) | Linear Replacement Lamp | Four-Foot | Internal Driver Lamp-Style Retrofit Kits (UL Type B) | Standard | FALSE | [9 empty] | 41976 |  |  | NotYetVerified | Internal Driver | 3 | 1951 | 109.3 | 17.85 |  |  | 3500 | 83.4
PEWBSS35 | FY Lighting Co. Ltd | FY Lighting | FY-T8-1200NF(H35K120CGXD) | Linear Replacement Lamp | Four-Foot | Internal Driver Lamp-Style Retrofit Kits (UL Type B) | Standard | FALSE | [9 empty] | 41976 |  |  | NotYetVerified | Internal Driver | 3 | 1951 | 109.3 | 17.85 |  |  | 3500 | 83.4
PXYC8GVP5 | Espen Technology | Espen | L48T8/835/22W-XT | Linear Replacement Lamp | Four-Foot | 2-lamp External Driver Lamp-Style Retrofit Kits (UL Type C) | Standard | TRUE | 2549.9 | 105.26 | 24.23 | 5.8 | 0.974 | 3399 | 85.7 | 5 | 50000 | 41975 |  |  | NotYetVerified | Two lamps and one driver figuration | 3 | 2100 |  | 22 | 20 | 0.95 | 3500
PQQUU3SF | Light Emission Technology Ltd. | Light Emission Technology | T8-I4806J-18-830(Clear) | Linear Replacement Lamp | Four-Foot | Internal Driver Lamp-Style Retrofit Kits (UL Type B) | Standard | TRUE | 1872.71 | 112.07 | 16.71 | 15.7 | 0.963 | 2998 | 83.7 | 5 | 50000 | 41975 |  |  | NotYetVerified | Internal Driver | 3 | 1872.71 | 112.07 | 16.71 | 15.2 | 0.987 | 2998 | 84
PAQQP4BZ | Light Emission Technology Ltd. | Light Emission Technology | T8-I4806J-15-830(Clear) | Linear Replacement Lamp | Four-Foot | Internal Driver Lamp-Style Retrofit Kits (UL Type B) | Standard | TRUE | 1761.1 | 117.41 | 15 | 16.25 | 0.959 | 2900 | 82 | 5 | 50000 | 41975 |  |  | NotYetVerified | Internal Driver | 3 | 1761.1 | 117.41 | 15 | 14.51 | 0.99 | 2900 | 82
PKK8ZE34 | Light Emission Technology Ltd. | Light Emission Technology | T8-I4806J-18-850(Clear) | Linear Replacement Lamp | Four-Foot | Internal Driver Lamp-Style Retrofit Kits (UL Type B) | Standard | FALSE | [9 empty] | 41975 |  |  | NotYetVerified |  | 3 | 1850 | 102.78 | 18 | 15.2 | 0.987 | 5000 | 84
PGZN6TJT | Light Emission Technology Ltd. | Light Emission Technology | T8-I4806J-15-850(Clear) | Linear Replacement Lamp | Four-Foot | Internal Driver Lamp-Style Retrofit Kits (UL Type B) | Standard | FALSE | [9 empty] | 41975 |  |  | NotYetVerified | Internal Driver | 3 | 1750 | 116.67 | 15 | 14.51 | 0.99 | 5000 | 82
P74DKJ4G | Light Emission Technology Ltd. | Light Emission Technology | T8-I4806J-18-845(Clear) | Linear Replacement Lamp | Four-Foot | Internal Driver Lamp-Style Retrofit Kits (UL Type B) | Standard | FALSE | [9 empty] | 41975 |  |  | NotYetVerified |  | 3 | 1850 | 102.78 | 18 | 15.2 | 0.987 | 4500 | 84
PNSWJT26 | Light Emission Technology Ltd. | Light Emission Technology | T8-I4806J-15-845(Clear) | Linear Replacement Lamp | Four-Foot | Internal Driver Lamp-Style Retrofit Kits (UL Type B) | Standard | FALSE | [9 empty] | 41975 |  |  | NotYetVerified | Internal Driver | 3 | 1750 | 116.67 | 15 | 14.51 | 0.99 | 4500 | 82
PZSGDCSX | Light Emission Technology Ltd. | Light Emission Technology | T8-I4806J-18-840(Clear) | Linear Replacement Lamp | Four-Foot | Internal Driver Lamp-Style Retrofit Kits (UL Type B) | Standard | FALSE | [9 empty] | 41975 |  |  | NotYetVerified | Internal Driver | 3 | 1850 | 102.78 | 18 | 15.2 | 0.987 | 4000 | 84
PJZ6KX4A | Light Emission Technology Ltd. | Light Emission Technology | T8-I4806J-15-840(Clear) | Linear Replacement Lamp | Four-Foot | Internal Driver Lamp-Style Retrofit Kits (UL Type B) | Standard | FALSE | [9 empty] | 41975 |  |  | NotYetVerified | Internal Driver | 3 | 1750 | 116.67 | 15 | 14.51 | 0.99 | 4000 | 82
P6QVAWV5 | Light Emission Technology Ltd. | Light Emission Technology | T8-I4806J-18-835(Clear) | Linear Replacement Lamp | Four-Foot | Internal Driver Lamp-Style Retrofit Kits (UL Type B) | Standard | FALSE | [9 empty] | 41975 |  |  | NotYetVerified |  | 3 | 1850 | 102.78 | 18 | 15.2 | 0.987 | 3500 | 84
PP9Y5HPK | Light Emission Technology Ltd. | Light Emission Technology | T8-I4806J-15-835(Clear) | Linear Replacement Lamp | Four-Foot | Internal Driver Lamp-Style Retrofit Kits (UL Type B) | Standard | FALSE | [9 empty] | 41975 |  |  | NotYetVerified | Internal Driver | 3 | 1750 | 116.67 | 15 | 14.51 | 0.99 | 3500 | 82
PDSUB4DV | RemPhos Technologies LLC | Remphos | RPT-TOTALTUBEHO-T8-48IN-2700K (Frosted) | Linear Replacement Lamp | Four-Foot | Dual Mode Internal Driver (UL Type A and Type B) | Standard | TRUE | 2231 | 106.7 | 20.9 | 11.36 | 0.967 | 2682 | 81.5 | 5 | 50000 | 41974 |  |  | NotYetVerified |  | 3.1 | 2212 | 105.8 | 20.9 |  |  | 2700 | 82.4
P6W1J2D7 | RemPhos Technologies LLC | Remphos | RPT-TOTALTUBE-T8-48IN-2700K (Frosted) | Linear Replacement Lamp | Four-Foot | Dual Mode Internal Driver (UL Type A and Type B) | Standard | TRUE | 1929 | 109 | 17.7 | 17.9 | 0.9557 | 2655 | 81.6 | 5 | 50000 | 41974 |  |  | NotYetVerified |  | 3.1 | 1929 | 109 | 17.7 |  |  | 2700 | 82
PSBQXC2K | RemPhos Technologies LLC | Remphos | RPT-EXTDRIVELO-T8-48IN-3000K (Frosted) | Linear Replacement Lamp | Four-Foot | 2-lamp External Driver Lamp-Style Retrofit Kits (UL Type C) | Standard | TRUE | 1767 | 111.1 | 15.9 | 18.15 | 0.8703 | 2949 | 82 | 5 | 50000 | 41974 |  |  | NotYetVerified |  | 3 | 1760 | 111 | 16 | 18 | 0.87 | 3000 | 82
P1Y7RHB1 | RemPhos Technologies LLC | Remphos | RPT-EXTDRIVE-T8-48IN-3000K (Frosted) | Linear Replacement Lamp | Four-Foot | 2-lamp External Driver Lamp-Style Retrofit Kits (UL Type C) | Standard | TRUE | 1936 | 115.9 | 16.7 | 13.87 | 0.87 | 3061.6 | 82.6 | 5 | 50000 | 41974 |  |  | NotYetVerified |  | 3 | 1936 | 115.9 | 16.7 |  |  | 3000 | 83
PZB5WN9N | RemPhos Technologies LLC | Remphos | RPT-EXTDRIVELO-T8-48IN-5000K (Frosted) | Linear Replacement Lamp | Four-Foot | 2-lamp External Driver Lamp-Style Retrofit Kits (UL Type C) | Standard | FALSE | [9 empty] | 41974 |  |  | NotYetVerified |  | 3 | 1767 | 111.1 | 15.9 | 15.46 | 0.9814 | 5000 | 86.9
PMWNBF4V | RemPhos Technologies LLC | Remphos | RPT-TOTALTUBEHO-T8-48IN-5000K (Frosted) | Linear Replacement Lamp | Four-Foot | Dual Mode Internal Driver (UL Type A and Type B) | Standard | FALSE | [9 empty] | 41974 |  |  | NotYetVerified |  | 3 | 2212 | 105.8 | 20.9 | 7.68 | 0.9928 | 5000 | 82.4
P7S39KV2 | RemPhos Technologies LLC | Remphos | RPT-EXTDRIVE-T8-48IN-5000K (Frosted) | Linear Replacement Lamp | Four-Foot | 2-lamp External Driver Lamp-Style Retrofit Kits (UL Type C) | Standard | FALSE | [9 empty] | 41974 |  |  | NotYetVerified |  | 3 | 1852 | 115 | 16.1 | 15.28 | 0.9833 | 5000 | 81.7
P6V2JYDH | RemPhos Technologies LLC | Remphos | RPT-TOTALTUBE-T8-48IN-5000K (Clear) | Linear Replacement Lamp | Four-Foot | Dual Mode Internal Driver (UL Type A and Type B) | Standard | FALSE | [9 empty] | 41974 |  |  | NotYetVerified |  | 3.1 | 1929 | 109 | 17.7 | 8.75 | 0.9936 | 5000 | 81.6
P9VK87RR | RemPhos Technologies LLC | Remphos | RPT-TOTALTUBEHO-T8-48IN-4000K (Frosted) | Linear Replacement Lamp | Four-Foot | Dual Mode Internal Driver (UL Type A and Type B) | Standard | FALSE | [9 empty] | 41974 |  |  | NotYetVerified |  | 3 | 2212 | 105.8 | 20.9 | 7.68 | 0.9928 | 4000 | 82.4
PYQGYADG | RemPhos Technologies LLC | Remphos | RPT-TOTALTUBE-T8-48IN-4000K (Clear) | Linear Replacement Lamp | Four-Foot | Dual Mode Internal Driver (UL Type A and Type B) | Standard | FALSE | [9 empty] | 41974 |  |  | NotYetVerified |  | 3.1 | 1929 | 109 | 17.7 | 8.75 | 0.9936 | 4000 | 81.6
PEJATCQE | RemPhos Technologies LLC | Remphos | RPT-EXTDRIVE-T8-48IN-4000K (Frosted) | Linear Replacement Lamp | Four-Foot | 2-lamp External Driver Lamp-Style Retrofit Kits (UL Type C) | Standard | FALSE | [9 empty] | 41974 |  |  | NotYetVerified |  | 3 | 1850 | 114.2 | 16.2 | 16.72 | 0.9 | 4000 | 80
PZAXMY3Z | RemPhos Technologies LLC | Remphos | RPT-EXTDRIVELO-T8-48IN-4000K (Frosted) | Linear Replacement Lamp | Four-Foot | 2-lamp External Driver Lamp-Style Retrofit Kits (UL Type C) | Standard | FALSE | [9 empty] | 41974 |  |  | NotYetVerified |  | 3 | 1760 | 110.7 | 15.9 | 16.72 | 0.9 | 4000 | 80
PYVB5GYSS | RemPhos Technologies LLC | Remphos | RPT-TOTALTUBEHO-T8-48IN-3500K (Frosted) | Linear Replacement Lamp | Four-Foot | Dual Mode Internal Driver (UL Type A and Type B) | Standard | FALSE | [9 empty] | 41974 |  |  | NotYetVerified |  | 3 | 2212 | 105.8 | 20.9 | 7.68 | 0.9928 | 3500 | 82.4
P7VGXDRW | RemPhos Technologies LLC | Remphos | RPT-TOTALTUBE-T8-48IN-3500K (Clear) | Linear Replacement Lamp | Four-Foot | Dual Mode Internal Driver (UL Type A and Type B) | Standard | FALSE | [9 empty] | 41974 |  |  | NotYetVerified |  | 3.1 | 1929 | 109 | 17.7 | 8.75 | 0.9936 | 3500 | 81.6
P4FRVKD4 | RemPhos Technologies LLC | Remphos | RPT-EXTDRIVE-T8-48IN-3500K (Frosted) | Linear Replacement Lamp | Four-Foot | 2-lamp External Driver Lamp-Style Retrofit Kits (UL Type C) | Standard | FALSE | [9 empty] | 41974 |  |  | NotYetVerified |  | 3 | 1850 | 114.2 | 16.2 | 16.72 | 0.9 | 3500 | 80
PU793E78 | RemPhos Technologies LLC | Remphos | RPT-EXTDRIVELO-T8-48IN-3500K (Frosted) | Linear Replacement Lamp | Four-Foot | 2-lamp External Driver Lamp-Style Retrofit Kits (UL Type C) | Standard | FALSE | [9 empty] | 41974 |  |  | NotYetVerified |  | 3 | 1760 | 110.7 | 15.9 | 16.72 | 0.9 | 3500 | 80
PHMNN78D | RemPhos Technologies LLC | Remphos | RPT-TOTALTUBEHO-T8-48IN-3000K (Frosted) | Linear Replacement Lamp | Four-Foot | Dual Mode Internal Driver (UL Type A and Type B) | Standard | FALSE | [9 empty] | 41974 |  |  | NotYetVerified |  | 3 | 2212 | 105.8 | 20.9 | 7.68 | 0.9928 | 3000 | 82.4
PCXSUNPV | RemPhos Technologies LLC | Remphos | RPT-TOTALTUBE-T8-48IN-3000K (Clear) | Linear Replacement Lamp | Four-Foot | Dual Mode Internal Driver (UL Type A and Type B) | Standard | FALSE | [9 empty] | 41974 |  |  | NotYetVerified |  | 3.1 | 1929 | 109 | 17.7 | 8.75 | 0.9936 | 3000 | 81.6
PHA978K1U | Bravoled Lighting Manufacturing Co. Ltd. | Bravoled | BL-T8-18W 1200 BQET+(5000K) [Qualified with fixed end caps only][Frosted Lens] | Linear Replacement Lamp | Four-Foot | Dual Mode Internal Driver (UL Type A and Type B) | Standard | FALSE | [9 empty] | 41968 | Not Dimmable | Not Dimmable | NotYetVerified |  | 3 | 1923 | 110.96 | 17.33 |  |  | 5000 | 80
PR7GMTP7E | Bravoled Lighting Manufacturing Co. Ltd. | Bravoled | BL-T8-18W 1200 BQET+(4000K) [Qualified with fixed end caps only][Frosted Lens] | Linear Replacement Lamp | Four-Foot | Dual Mode Internal Driver (UL Type A and Type B) | Standard | FALSE | [9 empty] | 41968 | Not Dimmable | Not Dimmable | NotYetVerified |  | 3 | 1923 | 110.96 | 17.33 |  |  | 4000 | 80
PDVV2W82G | Green Ray LED International LLC | Green Ray LED | GR-T8P-418LI-41F-NWRV1 | Linear Replacement Lamp | Four-Foot | Internal Driver Lamp-Style Retrofit Kits (UL Type B) | Standard | TRUE | 1863.69 | 105.687 | 17.632 | 14.8 | 0.92 | 4058 | 83.3 | 5 | 50000 | 41964 |  |  | NotYetVerified |  | 3 | 1800 | 100 | 18 | 18 | 0.9 | 4000 | 80
PQAZKEUMM | Green Ray LED International LLC | Green Ray LED | GR-T8P-418LI-50F-NWRV1 | Linear Replacement Lamp | Four-Foot | Internal Driver Lamp-Style Retrofit Kits (UL Type B) | Standard | FALSE | [9 empty] | 41964 |  |  | NotYetVerified |  | 3 | 1800 | 100 | 18 | 18 | 0.9 | 5000 | 80
PNC5TETTN | Light Emission Technology Ltd. | Light Emission Technology | T8-I4806J-18-850(Frosted) | Linear Replacement Lamp | Four-Foot | Internal Driver Lamp-Style Retrofit Kits (UL Type B) | Standard | TRUE | 1957.53 | 108.69 | 18.01 | 14.5 | 0.987 | 5020 | 81.6 | 5 | 50000 | 41963 |  |  | NotYetVerified |  | 3 | 1750 | 97.2 | 18 | 15.3 | 0.986 | 5000 | 84
P22WRW1N9 | Light Emission Technology Ltd. | Light Emission Technology | T8-I4806J-18-830(Frosted) | Linear Replacement Lamp | Four-Foot | Internal Driver Lamp-Style Retrofit Kits (UL Type B) | Standard | TRUE | 1742.66 | 103.55 | 16.83 | 16.1 | 0.964 | 3036 | 83.9 | 5 | 50000 | 41963 |  |  | NotYetVerified |  | 3 | 1750 | 97.2 | 18 | 15.3 | 0.986 | 3000 | 84
PR5Q5GYCP | Light Emission Technology Ltd. | Light Emission Technology | T8-I4806J-15-830(Frosted) | Linear Replacement Lamp | Four-Foot | Internal Driver Lamp-Style Retrofit Kits (UL Type B) | Standard | TRUE | 1622.68 | 107.46 | 15.1 | 15.73 | 0.958 | 2901 | 82.1 | 5 | 50000 | 41963 |  |  | NotYetVerified |  | 3 | [5 empty] | 3000
P7S5KBCW | CH Lighting Co.Ltd. | CH | CH1149A-12-15W 830-1 | Linear Replacement Lamp | Four-Foot | Internal Driver Lamp-Style Retrofit Kits (UL Type B) | Standard | TRUE | 1708.9 | 112.93 | 15.13 | 16.67 | 0.889 | 2939 | 82.9 | 5 | 50000 | 41963 |  |  | NotYetVerified | Internal Driver | 3 | 1708 | 110 | 15 | 10 | 0.97 | 3000 | 82
P5MFK18Q | CH Lighting Co.Ltd. | CH | CH1149A-12-15W 850-1 | Linear Replacement Lamp | Four-Foot | Internal Driver Lamp-Style Retrofit Kits (UL Type B) | Standard | FALSE | [9 empty] | 41963 |  |  | NotYetVerified | Internal Driver | 3 | 1729 | 110 | 15 | 10 | 0.97 | 5000 | 84
P13UVY8C | CH Lighting Co.Ltd. | CH | CH1149A-12-15W 845-1 | Linear Replacement Lamp | Four-Foot | Internal Driver Lamp-Style Retrofit Kits (UL Type B) | Standard | FALSE | [9 empty] | 41963 |  |  | NotYetVerified | Internal Driver | 3 | 1724 | 110 | 15 | 10 | 0.97 | 4500 | 84
P221Y8N2 | CH Lighting Co.Ltd. | CH | CH1149A-12-15W 840-1 | Linear Replacement Lamp | Four-Foot | Internal Driver Lamp-Style Retrofit Kits (UL Type B) | Standard | FALSE | [9 empty] | 41963 |  |  | NotYetVerified | Internal Driver | 3 | 1718 | 110 | 15 | 10 | 0.97 | 4000 | 83
PSVVF4SA | CH Lighting Co.Ltd. | CH | CH1149A-12-15W 835-1 | Linear Replacement Lamp | Four-Foot | Internal Driver Lamp-Style Retrofit Kits (UL Type B) | Standard | FALSE | [9 empty] | 41963 |  |  | NotYetVerified | Internal Driver | 3 | 1712 | 110 | 15 | 10 | 0.97 | 3500 | 82
PDUCQCNJK | Light Emission Technology Ltd. | Light Emission Technology | T8-I4806J-18-845(Frosted) | Linear Replacement Lamp | Four-Foot | Internal Driver Lamp-Style Retrofit Kits (UL Type B) | Standard | FALSE | [9 empty] | 41963 |  |  | NotYetVerified |  | 3 | 1750 | 97.2 | 18 | 15.3 | 0.986 | 4500 | 84
PSY2N9QQR | Light Emission Technology Ltd. | Light Emission Technology | T8-I4806J-15-845(Frosted) | Linear Replacement Lamp | Four-Foot | Internal Driver Lamp-Style Retrofit Kits (UL Type B) | Standard | FALSE | [9 empty] | 41963 |  |  | NotYetVerified |  | 3 | 1600 | 106.67 | 15 | 14.26 | 0.987 | 4500 | 82
PVM6EFWQ1 | Light Emission Technology Ltd. | Light Emission Technology | T8-I4806J-18-840(Frosted) | Linear Replacement Lamp | Four-Foot | Internal Driver Lamp-Style Retrofit Kits (UL Type B) | Standard | FALSE | [9 empty] | 41963 |  |  | NotYetVerified |  | 3 | 1750 | 97.2 | 18 | 15.3 | 0.986 | 4000 | 84
PB7J8EE44 | Light Emission Technology Ltd. | Light Emission Technology | T8-I4806J-15-840(Frosted) | Linear Replacement Lamp | Four-Foot | Internal Driver Lamp-Style Retrofit Kits (UL Type B) | Standard | FALSE | [9 empty] | 41963 |  |  | NotYetVerified |  | 3 | 1600 | 106.67 | 15 | 14.26 | 0.987 | 4000 | 82
PEKRAHKNA | Light Emission Technology Ltd. | Light Emission Technology | T8-I4806J-18-835(Frosted) | Linear Replacement Lamp | Four-Foot | Internal Driver Lamp-Style Retrofit Kits (UL Type B) | Standard | FALSE | [9 empty] | 41963 |  |  | NotYetVerified |  | 3 | 1750 | 97.2 | 18 | 15.3 | 0.986 | 3500 | 84
P3XZCRU78 | Light Emission Technology Ltd. | Light Emission Technology | T8-I4806J-15-835(Frosted) | Linear Replacement Lamp | Four-Foot | Internal Driver Lamp-Style Retrofit Kits (UL Type B) | Standard | FALSE | [9 empty] | 41963 |  |  | NotYetVerified |  | 3 | 1600 | 106.67 | 15 | 14.26 | 0.987 | 3500 | 82
PUP6XWCZB | Bravoled Lighting Manufacturing Co. Ltd. | Bravoled | BL-T8-18W 1200 BQET+(3000K) [Qualified with fixed end caps only][Frosted Lens] | Linear Replacement Lamp | Four-Foot | Dual Mode Internal Driver (UL Type A and Type B) | Standard | TRUE | 1923 | 110.96 | 17.33 | 19.65 | 0.953 | 3048 | 81.9 | 5 | 50000 | 41962 |  |  | NotYetVerified |  | 3 | 1923 | 110.96 | 17.33 |  |  | 3000 | 80
P1NRF17B2 | Chicony Power Technology Co. Ltd. | Chicony Power Technology | TLA-E-0181BR-NON | Linear Replacement Lamp | Four-Foot | Internal Driver Lamp-Style Retrofit Kits (UL Type B) | Standard | TRUE | 1829.49 | 102.15 | 17.91 | 17.57 | 0.934 | 3485 | 82.5 | 5 | 50000 | 41962 |  |  | NotYetVerified |  | 3 | [5 empty] | 3500
PM88SQCCM | Chicony Power Technology Co. Ltd. | Chicony Power Technology | TLA-E-0181BN-NON | Linear Replacement Lamp | Four-Foot | Internal Driver Lamp-Style Retrofit Kits (UL Type B) | Standard | FALSE | [7 empty] | 5 | 50000 | 41962 |  |  | NotYetVerified |  | 3 | 1800 | 100 | 18 | 20 | 0.9 | 4000 | 80
PGTPBA3MP | JayKal LED Solutions Inc. | Jaykal | JLS68101-G18IN-1204HOLW [5000K C] | Linear Replacement Lamp | Four-Foot | Internal Driver Lamp-Style Retrofit Kits (UL Type B) | Standard | TRUE | 1737.4 | 139.58 | 12.45 | 20.1 | 0.9186 | 4984 | 83 | 5 | 50000 | 41960 |  |  | NotYetVerified |  | 3 | 1737 | 139.5 | 12 | 20 | 0.98 | 5000 | 83
PE8TRW8Y | Feit Electric Co. Inc. | Feit | T48/SP830/LED [Fixed End Caps Only] | Linear Replacement Lamp | Four-Foot | Replacement Lamps (plug and play) (UL Type A) | Standard | TRUE | 1733.4 | 101.36 | 17.1 | 13.85 | 0.98 | 3115 | 82.4 | 5 | 50000 | 41957 |  |  | NotYetVerified |  | 3 | 1750 |  | 17.5 |  |  | 3000 | 83
P2564ZXD | Hocan Group Co. LTD | SEPICN | HC-T8-4FT-18W-ID(3000KClear) | Linear Replacement Lamp | Four-Foot | Internal Driver Lamp-Style Retrofit Kits (UL Type B) | Standard | TRUE | 1945.18 | 107.89 | 18.03 | 12.1 | 0.957 | 2972 | 83.1 | 5 | 50000 | 41957 |  |  | NotYetVerified |  | 3 | 1800 | 100 | 18 | 20.68 | 0.977 | 2998 | 83
PF16JN5M | Hocan Group Co. LTD | SEPICN | HC-T8-4FT-18W-ID(3000KFrosted) | Linear Replacement Lamp | Four-Foot | Internal Driver Lamp-Style Retrofit Kits (UL Type B) | Standard | TRUE | 1759.11 | 97.67 | 18.01 | 11.86 | 0.957 | 2998 | 83.4 | 5 | 50000 | 41957 |  |  | NotYetVerified |  | 3 | 1800 | 100 | 18 | 20.68 | 0.977 | 2998 | 83
PCV4BCRC | Feit Electric Co. Inc. | Feit | T48/4K/LED/2 (2 pack) [Fixed End Caps Only] | Linear Replacement Lamp | Four-Foot | Replacement Lamps (plug and play) (UL Type A) | Standard | FALSE | [9 empty] | 41957 |  |  | NotYetVerified |  | 3 | 1750 | 102.9 | 17.5 |  |  | 4000 | 83
PCCN46W4 | Hocan Group Co. LTD | SEPICN | HC-T8-4FT-18W-ID (5000KFrosted) | Linear Replacement Lamp | Four-Foot | Internal Driver Lamp-Style Retrofit Kits (UL Type B) | Standard | FALSE | [9 empty] | 41957 |  |  | NotYetVerified |  | 3 | 1800 | 100 | 18 | 20.68 | 0.977 | 5000 | 83
P812NFBG | Hocan Group Co. LTD | SEPICN | HC-T8-4FT-18W-ID(5000KClear) | Linear Replacement Lamp | Four-Foot | Internal Driver Lamp-Style Retrofit Kits (UL Type B) | Standard | FALSE | [9 empty] | 41957 |  |  | NotYetVerified |  | 3 | 1800 | 100 | 18 | 20.68 | 0.977 | 5000 | 83
PVN4F28M | Hocan Group Co. LTD | SEPICN | HC-T8-4FT-18W-ID(4500KFrosted) | Linear Replacement Lamp | Four-Foot | Internal Driver Lamp-Style Retrofit Kits (UL Type B) | Standard | FALSE | [9 empty] | 41957 |  |  | NotYetVerified |  | 3 | 1800 | 100 | 18 | 20.68 | 0.977 | 4500 | 83
PNCDV792 | Hocan Group Co. LTD | SEPICN | HC-T8-4FT-18W-ID(4500KClear) | Linear Replacement Lamp | Four-Foot | Internal Driver Lamp-Style Retrofit Kits (UL Type B) | Standard | FALSE | [9 empty] | 41957 |  |  | NotYetVerified |  | 3 | 1800 | 100 | 18 | 20.68 | 0.977 | 4500 | 83
PHA4UM2V | Hocan Group Co. LTD | SEPICN | HC-T8-4FT-18W-ID(4000KClear) | Linear Replacement Lamp | Four-Foot | Internal Driver Lamp-Style Retrofit Kits (UL Type B) | Standard | FALSE | [9 empty] | 41957 |  |  | NotYetVerified |  | 3 | 1800 | 100 | 18 | 20.68 | 0.977 | 4000 | 83
P89PX4F2 | Hocan Group Co. LTD | SEPICN | HC-T8-4FT-18W-ID (4000KFrosted) | Linear Replacement Lamp | Four-Foot | Internal Driver Lamp-Style Retrofit Kits (UL Type B) | Standard | FALSE | [9 empty] | 41957 |  |  | NotYetVerified |  | 3 | 1800 | 100 | 18 | 20.68 | 0.977 | 4000 | 83
PD9HFU19 | Hocan Group Co. LTD | SEPICN | HC-T8-4FT-18W-ID(3500KClear) | Linear Replacement Lamp | Four-Foot | Internal Driver Lamp-Style Retrofit Kits (UL Type B) | Standard | FALSE | [9 empty] | 41957 |  |  | NotYetVerified |  | 3 | 1800 | 100 | 18 | 20.68 | 0.977 | 3500 | 83
P4BDWJ26 | Hocan Group Co. LTD | SEPICN | HC-T8-4FT-18W-ID (3500KFrosted) | Linear Replacement Lamp | Four-Foot | Internal Driver Lamp-Style Retrofit Kits (UL Type B) | Standard | FALSE | [9 empty] | 41957 |  |  | NotYetVerified |  | 3 | 1800 | 100 | 18 | 20.68 | 0.977 | 3500 | 83
P397E4RU | CH Lighting Co.Ltd. | CH | CH1149A-12-18W 830-3 | Linear Replacement Lamp | Four-Foot | Internal Driver Lamp-Style Retrofit Kits (UL Type B) | Standard | TRUE | 1857.3 | 104.62 | 17.75 | 17.84 | 0.913 | 3012 | 86.4 | 5 | 50000 | 41955 |  |  | NotYetVerified |  | 3 | 1857 | 104 | 18 | 14 | 0.97 | 3000 | 86
PM169N41 | CH Lighting Co.Ltd. | CH | CH1149A-12-18W 850-3 | Linear Replacement Lamp | Four-Foot | Internal Driver Lamp-Style Retrofit Kits (UL Type B) | Standard | FALSE | [9 empty] | 41955 |  |  | NotYetVerified | Internal Driver | 3 | 2000 | 110 | 18 | 14 | 0.97 | 5000 | 84
P68F4BZV | CH Lighting Co.Ltd. | CH | CH1149A-12-18W 845-3 | Linear Replacement Lamp | Four-Foot | Internal Driver Lamp-Style Retrofit Kits (UL Type B) | Standard | FALSE | [9 empty] | 41955 |  |  | NotYetVerified | Internal Driver | 3 | 1980 | 108 | 18 | 14 | 0.97 | 4500 | 85
PTBY8FU1 | CH Lighting Co.Ltd. | CH | CH1149A-12-18W 840-3 | Linear Replacement Lamp | Four-Foot | Internal Driver Lamp-Style Retrofit Kits (UL Type B) | Standard | FALSE | [9 empty] | 41955 |  |  | NotYetVerified |  | 3 | 1940 | 106 | 18 | 14 | 0.97 | 4000 | 85
PD8DNJ72 | CH Lighting Co.Ltd. | CH | CH1149A-12-18W 835-3 | Linear Replacement Lamp | Four-Foot | Internal Driver Lamp-Style Retrofit Kits (UL Type B) | Standard | FALSE | [9 empty] | 41955 |  |  | NotYetVerified |  | 3 | 1900 | 105 | 18 | 14 | 0.97 | 3500 | 86
PFMQYCVFS | Anhui Sanan Technology Co. Ltd. | Lightera | T232W4-N-K0X-41 (Where X which could be ?1? or ?2? denotes new head and old head) (CLEAR LENS) | Linear Replacement Lamp | Four-Foot | Internal Driver Lamp-Style Retrofit Kits (UL Type B) | Standard | TRUE | 2502.42 | 117.48 | 21.3 | 16.49 | 0.916 | 4088 | 84.1 | 5 | 50000 | 41954 |  |  | NotYetVerified | Internal Driver | 3 | 2350 | 100 | 22 | 20 | 0.9 | 4100 | 80
PUABJXT4U | Anhui Sanan Technology Co. Ltd. | Lightera | T182W4-N-K0X-41 (Where X which could be ?1? or ?2? denotes new head and old head) (CLEAR LENS) | Linear Replacement Lamp | Four-Foot | Internal Driver Lamp-Style Retrofit Kits (UL Type B) | Standard | TRUE | 2008.38 | 115.42 | 17.4 | 23.06 | 0.884 | 4073 | 84 | 5 | 50000 | 41954 |  |  | NotYetVerified | Internal Driver | 3 | 1900 | 100 | 18 | 20 | 0.9 | 4100 | 80
PTU5XZGVG | Anhui Sanan Technology Co. Ltd. | Lightera | T232W4-N-K0X-50 (Where X which could be ?1? or ?2? denotes new head and old head) (CLEAR LENS) | Linear Replacement Lamp | Four-Foot | Internal Driver Lamp-Style Retrofit Kits (UL Type B) | Standard | FALSE | [9 empty] | 41954 | Not Dimmable | Not Dimmable | NotYetVerified | Internal Driver | 3 | 2350 | 100 | 22 | 20 | 0.9 | 5000 | 80
PZQ9HRE5A | Anhui Sanan Technology Co. Ltd. | Lightera | T182W4-N-K0X-50 (Where X which could be ?1? or ?2? denotes new head and old head) (CLEAR LENS) | Linear Replacement Lamp | Four-Foot | Internal Driver Lamp-Style Retrofit Kits (UL Type B) | Standard | FALSE | [9 empty] | 41954 | Not Dimmable | Not Dimmable | NotYetVerified | Internal Driver | 3 | 1900 | 100 | 18 | 20 | 0.9 | 5000 | 80
P16H4RC6 | USHIO America Inc. | USHIO | 3000651 | Linear Replacement Lamp | Four-Foot | Replacement Lamps (plug and play) (UL Type A) | Standard | TRUE | 2162 | 108.92 | 19.85 | 13.32 | 0.971 | 2894 | 82 | 5 | 50000 | 41948 |  |  | NotYetVerified | Internal driver; operates off fluorescent ballast | 3 | 1800 |  | 18 |  |  | 3000
P9FWWYUQ | Jiangxi Lianchuang Optoelectronic Science & Technology Co.Ltd | Lianovation | LCFL26C-12-16W-1 | Linear Replacement Lamp | Four-Foot | Internal Driver Lamp-Style Retrofit Kits (UL Type B) | Standard | TRUE | 1608.168 | 110.76 | 14.5 | 22.37 | 0.92 | 2880 | 80.8 | 5 | 36000 | 41948 |  |  | NotYetVerified | Internal Driver | 3 |  | 100 | 16 |  |  | 3000 | 80
PNYU6X6Q | Jiangxi Lianchuang Optoelectronic Science & Technology Co.Ltd | Lianovation | LCFL26A-12-16W-1 | Linear Replacement Lamp | Four-Foot | Internal Driver Lamp-Style Retrofit Kits (UL Type B) | Standard | TRUE | 1673.6 | 111.27 | 15.04 | 10.71 | 0.9 | 2888 | 81.4 | 5 | 36000 | 41948 |  |  | NotYetVerified | Internal Driver | 3 | 1600 | 100 | 16 |  |  | 3000 | 80
PNA8EFWA | Jiangxi Lianchuang Optoelectronic Science & Technology Co.Ltd | Lianovation | LCFL26A-12-18W-1 | Linear Replacement Lamp | Four-Foot | Internal Driver Lamp-Style Retrofit Kits (UL Type B) | Standard | TRUE | 1884.765 | 108.34 | 17.4 | 19.09 | 0.88 | 2895 | 81.3 | 5 | 36000 | 41948 |  |  | NotYetVerified | Internal Driver | 3 |  | 100 | 18 |  |  | 3000 | 80
P8BTMU89 | Pinnacle Solutions LLC | Pinnacle LED Solutions | PL-T8-1130MM40K23WDE (40F) | Linear Replacement Lamp | Four-Foot | 2-lamp External Driver Lamp-Style Retrofit Kits (UL Type C) | Standard | TRUE | 2621.5 | 112 | 23.33 | 18 | 0.94 | 4181 | 85 | 5 | 60000 | 41947 |  |  | NotYetVerified |  | 3 | 2300 | 100 | 23 |  | 0.9 | 4000 | 80
PKE22P27 | Pinnacle Solutions LLC | Pinnacle LED Solutions | PL-T8-1130MM50K23WDE(50F) | Linear Replacement Lamp | Four-Foot | 2-lamp External Driver Lamp-Style Retrofit Kits (UL Type C) | Standard | FALSE | [9 empty] | 41947 |  |  | NotYetVerified |  | 3 | 2300 | 100 | 23 |  | 0.9 | 5000 | 80
P5BVJUYA | Pinnacle Solutions LLC | Pinnacle LED Solutions | PL-T8-1130MM50K23WDE(50C) | Linear Replacement Lamp | Four-Foot | 2-lamp External Driver Lamp-Style Retrofit Kits (UL Type C) | Standard | FALSE | [9 empty] | 41947 |  |  | NotYetVerified |  | 3 | 2300 | 100 | 23 |  | 0.9 | 5000 | 80
PXZQ4AUK | Pinnacle Solutions LLC | Pinnacle LED Solutions | PL-T8-1130MM40K23WDE(40C) | Linear Replacement Lamp | Four-Foot | 2-lamp External Driver Lamp-Style Retrofit Kits (UL Type C) | Standard | FALSE | [9 empty] | 41947 |  |  | NotYetVerified |  | 3 | 2300 | 100 | 23 |  | 0.9 | 4000 | 80
PWZZ64CKU | Bravoled Lighting Manufacturing Co. Ltd. | Bravoled | BL-T8-18W 1200 BQHS+ (3000K) [Qualified with fixed end caps only] | Linear Replacement Lamp | Four-Foot | Internal Driver Lamp-Style Retrofit Kits (UL Type B) | Standard | TRUE | 1817.9 | 100.27 | 18.13 | 15.4 | 0.928 | 3034 | 80.5 | 5 | 50000 | 41946 |  |  | NotYetVerified | Internal Driver | 3 | 1817.9 | 100.27 | 18.13 |  |  | 3000
P5328DX3 | CH Lighting Co.Ltd. | CH | CH1149A-12-18W 830-1 | Linear Replacement Lamp | Four-Foot | Internal Driver Lamp-Style Retrofit Kits (UL Type B) | Standard | TRUE | 1977.3 | 109.52 | 18.05 | 14.44 | 0.916 | 2973 | 81.7 | 5 | 50000 | 41946 |  |  | NotYetVerified | Internal Driver | 3 | 1977 | 109.52 | 18 | 14 | 0.97 | 2973 | 81
PVFNC9FX | CH Lighting Co.Ltd. | CH | CH1149A-12-18W 850-1 | Linear Replacement Lamp | Four-Foot | Internal Driver Lamp-Style Retrofit Kits (UL Type B) | Standard | FALSE | [9 empty] | 41946 |  |  | NotYetVerified | Internal Driver | 3 | 1981 | 110 | 18 | 14 | 0.97 | 5118 | 85
PSZTJ7M1 | CH Lighting Co.Ltd. | CH | CH1149A-12-18W 845-1 | Linear Replacement Lamp | Four-Foot | Internal Driver Lamp-Style Retrofit Kits (UL Type B) | Standard | FALSE | [9 empty] | 41946 |  |  | NotYetVerified | Internal Driver | 3 | 1980 | 110 | 18 | 14 | 0.97 | 4500 | 84
PT333TCG | CH Lighting Co.Ltd. | CH | CH1149A-12-18W 840-1 | Linear Replacement Lamp | Four-Foot | Internal Driver Lamp-Style Retrofit Kits (UL Type B) | Standard | FALSE | [9 empty] | 41946 |  |  | NotYetVerified | Internal Driver | 3 | 1979 | 110 | 18 | 14 | 0.97 | 4000 | 83
PKAJ8MPG | CH Lighting Co.Ltd. | CH | CH1149A-12-18W 835-1 | Linear Replacement Lamp | Four-Foot | Internal Driver Lamp-Style Retrofit Kits (UL Type B) | Standard | FALSE | [9 empty] | 41946 |  |  | NotYetVerified | Internal Driver | 3 | 1978 | 110 | 18 | 14 | 0.97 | 3500 | 82
PG5CJGYR6 | Bravoled Lighting Manufacturing Co. Ltd. | Bravoled | BL-T8-18W 1200 BQHS+(5000K) [Qualified with fixed end caps only] | Linear Replacement Lamp | Four-Foot | Internal Driver Lamp-Style Retrofit Kits (UL Type B) | Standard | FALSE | [9 empty] | 41946 | Not Dimmable | Not Dimmable | NotYetVerified |  | 3 | 1817.9 | 100.27 | 18.13 |  |  | 5000
PZ7U1GTHR | Bravoled Lighting Manufacturing Co. Ltd. | Bravoled | BL-T8-18W 1200 BQHS+(4000K) [Qualified with fixed end caps only] | Linear Replacement Lamp | Four-Foot | Internal Driver Lamp-Style Retrofit Kits (UL Type B) | Standard | FALSE | [9 empty] | 41946 | Not Dimmable | Not Dimmable | NotYetVerified | Internal Driver | 3 | 1817.9 | 100.27 | 18.13 |  |  | 4000
PKUU4SPM | Energy Focus Inc. | Energy Focus | LEDFLT8-850-418-388F | Linear Replacement Lamp | Four-Foot | Internal Driver Lamp-Style Retrofit Kits (UL Type B) | Standard | FALSE | [9 empty] | 41943 |  |  | NotYetVerified |  | 3 | 1900 | 121.02 | 18 | 20 | 0.9 | 5000 | 80
P5EQCPDE | Energy Focus Inc. | Energy Focus | LEDFLT8-850-418-388C | Linear Replacement Lamp | Four-Foot | Internal Driver Lamp-Style Retrofit Kits (UL Type B) | Standard | FALSE | [9 empty] | 41943 |  |  | NotYetVerified |  | 3 | 1900 | 133.12 | 18 | 20 | 0.9 | 5000 | 80
PNDABFY8 | Energy Focus Inc. | Energy Focus | LEDFLT8-850-415-228F | Linear Replacement Lamp | Four-Foot | Internal Driver Lamp-Style Retrofit Kits (UL Type B) | Standard | FALSE | [9 empty] | 41943 |  |  | NotYetVerified |  | 3 | 1650 | 124.13 | 15 | 20 | 0.9 | 5000 | 80
P6ZH5U5H | Energy Focus Inc. | Energy Focus | LEDFLT8-850-415-228C | Linear Replacement Lamp | Four-Foot | Internal Driver Lamp-Style Retrofit Kits (UL Type B) | Standard | FALSE | [9 empty] | 41943 |  |  | NotYetVerified |  | 3 | 1650 | 133.6 | 15 | 20 | 0.9 | 5000 | 80
PJC6EUWV | Energy Focus Inc. | Energy Focus | LEDFLT8-850-413-338F | Linear Replacement Lamp | Four-Foot | Internal Driver Lamp-Style Retrofit Kits (UL Type B) | Standard | FALSE | [9 empty] | 41943 |  |  | NotYetVerified |  | 3 | 1600 | 127.6 | 13 | 20 | 0.9 | 5000 | 80
P79C6M3G | Energy Focus Inc. | Energy Focus | LEDFLT8-850-413-338C | Linear Replacement Lamp | Four-Foot | Internal Driver Lamp-Style Retrofit Kits (UL Type B) | Standard | FALSE | [9 empty] | 41943 |  |  | NotYetVerified |  | 3 | 1600 | 100 | 13 |  | 0.9 | 5000 | 80
P2MURC4SN | NEXT Lighting | NEXTLamp | NL48-UNV2-43-835-C1 | Linear Replacement Lamp | Four-Foot | 2-lamp External Driver Lamp-Style Retrofit Kits (UL Type C) | Standard | TRUE | 2237 | 99.48 | 22.49 | 8.85 | 0.94 | 3404 | 81.9 | 5 | 50000 | 41942 |  |  | NotYetVerified |  | 3 | 4300 | 100 | 43 | 7.82 | 0.997 | 3500 | 80
PWVJG62YR | NEXT Lighting | NEXTLamp | NL48-UNV2-43-850-C1 | Linear Replacement Lamp | Four-Foot | 2-lamp External Driver Lamp-Style Retrofit Kits (UL Type C) | Standard | FALSE | [9 empty] | 41942 |  |  | NotYetVerified |  | 3 | 4300 | 100 | 43 | 7.82 | 0.997 | 5000 | 80
PEMBFATZD | NEXT Lighting | NEXTLamp | NL48-UNV2-43-840-C1 | Linear Replacement Lamp | Four-Foot | 2-lamp External Driver Lamp-Style Retrofit Kits (UL Type C) | Standard | FALSE | [9 empty] | 41942 |  |  | NotYetVerified |  | 3 | 4300 | 100 | 43 | 7.82 | 0.997 | 4000 | 80
PQM72EFBV | LED Green Light International LLC | LED Green Light | GL-T84F-WW-17W-GLCP | Linear Replacement Lamp | Four-Foot | 2-lamp External Driver Lamp-Style Retrofit Kits (UL Type C) | Standard | TRUE | 2486 | 117.2 | 21.22 | 11.05 | 0.938 | 4215 | 83.8 | 7 | 50000 | 41936 |  |  | NotYetVerified | External Driver | 3 | 2486 | 117 | 17 | 11 | 0.94 | 4100 | 84
PUP67J3T | James Trading Company Limited | JAMES | ZY-T8-22W1200 BIXX (CRI>0.9 4000K frosted lens) | Linear Replacement Lamp | Four-Foot | Internal Driver Lamp-Style Retrofit Kits (UL Type B) | Standard | TRUE | 2223 | 109 | 20.39 | 10.01 | 0.9134 | 4021 | 91.2 | 5 | 50000 | 41933 |  |  | NotYetVerified | Lastx represents either s for single-end power input or T for double-end inputs | 3 | 2223 | 109 | 20.39 | 20 | 0.9 | 4000 | 83
PMMKCD53 | James Trading Company Limited | JAMES | ZY-T8-22W1200 BIXX (CRI>0.9 4000K Clear lens) | Linear Replacement Lamp | Four-Foot | Internal Driver Lamp-Style Retrofit Kits (UL Type B) | Standard | TRUE | 2324 | 115 | 20.2 | 13.64 | 0.9126 | 4010 | 91.2 | 5 | 50000 | 41933 |  |  | NotYetVerified | Lastx represents either s for single-end power input or T for double-end inputs | 3 | 2324 | 115 | 20.2 | 20 | 0.9 | 4000 | 83
P1P3UXPD | James Trading Company Limited | JAMES | ZY-T8-18W1200 BIXX (CRI>0.9 4000K frosted lens) | Linear Replacement Lamp | Four-Foot | Internal Driver Lamp-Style Retrofit Kits (UL Type B) | Standard | TRUE | 1908 | 109.5 | 17.43 | 12.02 | 0.892 | 4033 | 91.1 | 5 | 50000 | 41933 |  |  | NotYetVerified | Lastx represents either s for single-end power input or T for double-end inputs | 3 | 1908 | 109.5 | 17.43 | 20 | 0.9 | 4000 | 83
PCKEDCKQ | James Trading Company Limited | JAMES | ZY-T8-18W1200 BIXX (CRI>0.9 4000K Clear lens) | Linear Replacement Lamp | Four-Foot | Internal Driver Lamp-Style Retrofit Kits (UL Type B) | Standard | TRUE | 2005 | 116 | 17.29 | 17.7 | 0.882 | 4014 | 91 | 5 | 50000 | 41933 |  |  | NotYetVerified | Lastx represents either s for single-end power input or T for double-end inputs | 3 | 2005 | 116 | 17.29 | 20 | 0.9 | 4000 | 83
P6JF4T77 | James Trading Company Limited | JAMES | ZY-T8-22W1200 BIXX (CRI>0.9 5000K Clear lens) | Linear Replacement Lamp | Four-Foot | Internal Driver Lamp-Style Retrofit Kits (UL Type B) | Standard | FALSE | [9 empty] | 41933 |  |  | NotYetVerified | Lastx represents either s for single-end power input or T for double-end inputs | 3 | 2324 | 115 | 20.2 | 20 | 0.9 | 5000 | 83
PCYQUCZR | James Trading Company Limited | JAMES | ZY-T8-22W1200 BIXX (CRI>0.9 5000K frosted lens) | Linear Replacement Lamp | Four-Foot | Internal Driver Lamp-Style Retrofit Kits (UL Type B) | Standard | FALSE | [9 empty] | 41933 |  |  | NotYetVerified | Lastx represents either s for single-end power input or T for double-end inputs | 3 | 2223 | 109 | 20.39 | 20 | 0.9 | 5000 | 83
P79SD6YS | James Trading Company Limited | JAMES | ZY-T8-18W1200 BIXX (CRI>0.9 5000K Clear lens) | Linear Replacement Lamp | Four-Foot | Internal Driver Lamp-Style Retrofit Kits (UL Type B) | Standard | FALSE | [9 empty] | 41933 |  |  | NotYetVerified | Lastx represents either s for single-end power input or T for double-end inputs | 3 | 2005 | 116 | 17.29 | 20 | 0.9 | 5000 | 83
PZKJTRHV | James Trading Company Limited | JAMES | ZY-T8-18W1200 BIXX (CRI>0.9 5000K frosted lens) | Linear Replacement Lamp | Four-Foot | Internal Driver Lamp-Style Retrofit Kits (UL Type B) | Standard | FALSE | [9 empty] | 41933 |  |  | NotYetVerified | Lastx represents either s for single-end power input or T for double-end inputs | 3 | 1908 | 109.5 | 17.43 | 20 | 0.9 | 5000 | 83
PK2QVUDT | James Trading Company Limited | JAMES | ZY-T8-22W1200 BIXX (CRI>0.9 4500K Clear lens) | Linear Replacement Lamp | Four-Foot | Internal Driver Lamp-Style Retrofit Kits (UL Type B) | Standard | FALSE | [9 empty] | 41933 |  |  | NotYetVerified | Lastx represents either s for single-end power input or T for double-end inputs | 3 | 2324 | 115 | 20.2 | 20 | 0.9 | 4500 | 83
PEQ18SVY | James Trading Company Limited | JAMES | ZY-T8-22W1200 BIXX (CRI>0.9 4500K frosted lens) | Linear Replacement Lamp | Four-Foot | Internal Driver Lamp-Style Retrofit Kits (UL Type B) | Standard | FALSE | [9 empty] | 41933 |  |  | NotYetVerified | Lastx represents either s for single-end power input or T for double-end inputs | 3 | 2223 | 109 | 20.39 | 20 | 0.9 | 4500 | 83
PBTZKJUA | James Trading Company Limited | JAMES | ZY-T8-18W1200 BIXX (CRI>0.9 4500K Clear lens) | Linear Replacement Lamp | Four-Foot | Internal Driver Lamp-Style Retrofit Kits (UL Type B) | Standard | FALSE | [9 empty] | 41933 |  |  | NotYetVerified | Lastx represents either s for single-end power input or T for double-end inputs | 3 | 2005 | 116 | 17.29 | 20 | 0.9 | 4500 | 83
PT5BVNY5 | James Trading Company Limited | JAMES | ZY-T8-18W1200 BIXX (CRI>0.9 4500K frosted lens) | Linear Replacement Lamp | Four-Foot | Internal Driver Lamp-Style Retrofit Kits (UL Type B) | Standard | FALSE | [9 empty] | 41933 |  |  | NotYetVerified | Lastx represents either s for single-end power input or T for double-end inputs | 3 | 1908 | 109.5 | 17.43 | 20 | 0.9 | 4500 | 83
PZUQP77D | USHIO America Inc. | USHIO | 3000652 | Linear Replacement Lamp | Four-Foot | Replacement Lamps (plug and play) (UL Type A) | Standard | TRUE | 2162.4 | 108.92 | 19.85 | 13.32 | 0.971 | 2894 | 82 | 5 | 50000 | 41928 |  |  | NotYetVerified | Internal driver; operates off fluorescent ballast | 3 | 2200 | 100 | 22 |  | 0.9 | 3000 | 83
PUY4HASB | USHIO America Inc. | USHIO | 3000646 | Linear Replacement Lamp | Four-Foot | Replacement Lamps (plug and play) (UL Type A) | Standard | TRUE | 1975.7 | 108.08 | 18.28 | 16.71 | 0.95 | 3789 | 83.3 | 5 | 50000 | 41928 |  |  | NotYetVerified |  | 3 | 1800 | 100 | 18 |  | 0.9 | 4000 | 83
PAMA3EDK | USHIO America Inc. | USHIO | 3000650 | Linear Replacement Lamp | Four-Foot | Replacement Lamps (plug and play) (UL Type A) | Standard | FALSE | [9 empty] | 41928 |  |  | NotYetVerified |  | 3 | 2200 | 100 | 22 |  | 0.9 | 5000 | 83
P496BRNZ | USHIO America Inc. | USHIO | 3000649 | Linear Replacement Lamp | Four-Foot | Replacement Lamps (plug and play) (UL Type A) | Standard | FALSE | [9 empty] | 41928 |  |  | NotYetVerified |  | 3 | 2200 | 100 | 22 |  | 0.9 | 4000 | 83
P4WKYY8T | USHIO America Inc. | USHIO | 3000648 | Linear Replacement Lamp | Four-Foot | Replacement Lamps (plug and play) (UL Type A) | Standard | FALSE | [9 empty] | 41928 |  |  | NotYetVerified |  | 3 | 2200 | 100 | 22 |  | 0.9 | 3500 | 83
P85N476C | CH Lighting Co.Ltd. | CH | CH1148-1.2M-18W 3000K SSC | Linear Replacement Lamp | Four-Foot | Replacement Lamps (plug and play) (UL Type A) | Standard | TRUE | 2162 | 108.92 | 19.85 | 13.32 | 0.971 | 2894 | 82 | 5 | 50000 | 41927 |  |  | NotYetVerified | Internal driver; operates off fluorescent ballast | 3 | 2187.8 | 117.05 | 18 | 15 | 0.995 | 3000 | 82
PHGURGHB | CH Lighting Co.Ltd. | CH | CH1148-1.2M-18W 3000K SP | Linear Replacement Lamp | Four-Foot | Replacement Lamps (plug and play) (UL Type A) | Standard | TRUE | 2008.1 | 100.26 | 20.03 | 13.21 | 0.964 | 2944 | 82.5 | 5 | 50000 | 41927 |  |  | NotYetVerified |  | 3 | 2062.6 | 106.9 | 18 | 15 | 0.995 | 3000 | 83
PRSKSQGX | FOSHAN NATIONSTAR OPTOELECTRONICS CO.LTD | NATIONSTAR | NS-T8-4-FNW18 | Linear Replacement Lamp | Four-Foot | Internal Driver Lamp-Style Retrofit Kits (UL Type B) | Standard | TRUE | 1987.34 | 109.8 | 18.1 | 15.03 | 0.871 | 4118 | 81.9 | 5 | 50000 | 41927 |  |  | NotYetVerified | Internal Driver | 3 | 1987.335 | 109.798 | 18.1 | 20 | 0.984 | 4118 | 81
PZBQXB7X | FOSHAN NATIONSTAR OPTOELECTRONICS CO.LTD | NATIONSTAR | NS-T8-4-CNW18 | Linear Replacement Lamp | Four-Foot | Internal Driver Lamp-Style Retrofit Kits (UL Type B) | Standard | FALSE | [9 empty] | 41927 |  |  | NotYetVerified | Internal Driver | 3 | 2161.443 | 121.327 | 17.815 | 20 | 0.984 | 5102 | 80
PN3W82EJ | FOSHAN NATIONSTAR OPTOELECTRONICS CO.LTD | NATIONSTAR | NS-T8-4-FDW18 | Linear Replacement Lamp | Four-Foot | Internal Driver Lamp-Style Retrofit Kits (UL Type B) | Standard | FALSE | [9 empty] | 41927 |  |  | NotYetVerified | Internal Driver | 3 | 2006.235 | 112.268 | 17.87 | 20 | 0.985 | 5094 | 80
P6GJZGJY | FOSHAN NATIONSTAR OPTOELECTRONICS CO.LTD | NATIONSTAR | NS-T8-4-CDW18 | Linear Replacement Lamp | Four-Foot | Internal Driver Lamp-Style Retrofit Kits (UL Type B) | Standard | FALSE | [9 empty] | 41927 |  |  | NotYetVerified | Internal Driver | 3 | 2146.349 | 118.635 | 18.092 | 20 | 0.985 | 4100 | 81
PZUDESE7 | CH Lighting Co.Ltd. | CH | CH1148-1.2M-18W 5000K SP | Linear Replacement Lamp | Four-Foot | Replacement Lamps (plug and play) (UL Type A) | Standard | FALSE | [9 empty] | 41927 |  |  | NotYetVerified | Internal driver; operates off fluorescent ballast | 3 | 2155.1 | 111.4 | 18 | 15 | 0.995 | 5000 | 83
P5VARUWA | CH Lighting Co.Ltd. | CH | CH1148-1.2M-18W 5000K SSC | Linear Replacement Lamp | Four-Foot | Replacement Lamps (plug and play) (UL Type A) | Standard | FALSE | [9 empty] | 41927 |  |  | NotYetVerified | Internal driver; operates off fluorescent ballast | 3 | 2326.6 | 123.16 | 18 | 15 | 0.995 | 5000 | 81.4
PWTD4JR4 | CH Lighting Co.Ltd. | CH | CH1148-1.2M-18W 4500K SP | Linear Replacement Lamp | Four-Foot | Replacement Lamps (plug and play) (UL Type A) | Standard | FALSE | [9 empty] | 41927 |  |  | NotYetVerified | Internal driver; operates off fluorescent ballast | 3 | 2135.8 | 109.6 | 18 | 15 | 0.995 | 4500 | 83
PCH41CWW | CH Lighting Co.Ltd. | CH | CH1148-1.2M-18W 4500K SSC | Linear Replacement Lamp | Four-Foot | Replacement Lamps (plug and play) (UL Type A) | Standard | FALSE | [9 empty] | 41927 |  |  | NotYetVerified | Internal driver; operates off fluorescent ballast | 3 | 2254.4 | 121 | 18 | 15 | 0.995 | 4500 | 81
PWCBY9J5 | CH Lighting Co.Ltd. | CH | CH1148-1.2M-18W 4000K SP | Linear Replacement Lamp | Four-Foot | Replacement Lamps (plug and play) (UL Type A) | Standard | FALSE | [9 empty] | 41927 |  |  | NotYetVerified | Internal driver; operates off fluorescent ballast | 3 | 2111.4 | 108.3 | 18 | 15 | 0.995 | 4000 | 83
PF3TES34 | CH Lighting Co.Ltd. | CH | CH1148-1.2M-18W 4000K SSC | Linear Replacement Lamp | Four-Foot | Replacement Lamps (plug and play) (UL Type A) | Standard | FALSE | [9 empty] | 41927 |  |  | NotYetVerified | Internal driver; operates off fluorescent ballast | 3 | 2232.2 | 120 | 18 | 15 | 0.995 | 4000 | 82.1
PSQTGXGD | CH Lighting Co.Ltd. | CH | CH1148-1.2M-18W 3500K SP | Linear Replacement Lamp | Four-Foot | Replacement Lamps (plug and play) (UL Type A) | Standard | FALSE | [9 empty] | 41927 |  |  | NotYetVerified | Internal driver; operates off fluorescent ballast | 3 | 2087 | 107.1 | 18 | 15 | 0.995 | 3500 | 83
PZJUUZCF | CH Lighting Co.Ltd. | CH | CH1148-1.2M-18W 3500K SSC | Linear Replacement Lamp | Four-Foot | Replacement Lamps (plug and play) (UL Type A) | Standard | FALSE | [9 empty] | 41927 |  |  | NotYetVerified | Internal driver; operates off fluorescent ballast | 3 | 2210 | 119 | 18 | 15 | 0.995 | 3500 | 82
PT3S22ER3 | Carson Technology Co Ltd | Carson | CT-D02018TBW (Clear Lens) (120° ONLY) | Linear Replacement Lamp | Four-Foot | Internal Driver Lamp-Style Retrofit Kits (UL Type B) | Standard | TRUE | 2176.671 | 116.699 | 18.652 | 14.65 | 0.9332 | 2899 | 82.2 | 5 | 50000 | 41926 |  |  | NotYetVerified |  | 3.1 | 1650 | 88 | 20 | 14.65 | 0.9 | 3000
PWCDEVS8F | Carson Technology Co Ltd | Carson | CT-D02018TBN (Clear Lens) (120° ONLY) | Linear Replacement Lamp | Four-Foot | Internal Driver Lamp-Style Retrofit Kits (UL Type B) | Standard | FALSE | [9 empty] | 41926 |  |  | NotYetVerified |  | 3 | 2000 | 100 | 20 | 14.65 | 0.9 | 5000
PUJWCX773 | Guangzhou Ledia Lighting Technology Company Limited | LEDIA | LD-T9-A018UL-50C | Linear Replacement Lamp | Four-Foot | Internal Driver Lamp-Style Retrofit Kits (UL Type B) | Standard | FALSE | [9 empty] | 41926 |  |  | NotYetVerified | Updated on 3/30/2017 | 4.1 | 2340 | 130 | 18 | 20 | 0.9 | 5000 | 80
P1FTW8W3B | Guangzhou Ledia Lighting Technology Company Limited | LEDIA | LD-T9-A018UL-50F | Linear Replacement Lamp | Four-Foot | Internal Driver Lamp-Style Retrofit Kits (UL Type B) | Standard | FALSE | [9 empty] | 41926 |  |  | NotYetVerified | Updated on 3/30/2017 | 4.1 | 2160 | 120 | 18 | 20 | 0.9 | 5000 | 80
P3N569T2N | Guangzhou Ledia Lighting Technology Company Limited | LEDIA | LD-T9-A015UL-50F | Linear Replacement Lamp | Four-Foot | Internal Driver Lamp-Style Retrofit Kits (UL Type B) | Standard | FALSE | [9 empty] | 41926 |  |  | NotYetVerified | Updated on 3/30/2017 | 4.1 | 1800 | 120 | 15 | 20 | 0.9 | 5000 | 80
P00000UA0 | Guangzhou Ledia Lighting Technology Company Limited | LEDIA | LD-T9-A013UL-35F | Linear Replacement Lamp | Four-Foot | Internal Driver Lamp-Style Retrofit Kits (UL Type B) | Standard | FALSE | [9 empty] | 41926 |  |  | NotYetVerified | Updated on 3/30/2017 | 4.1 | 1560 | 120 | 13 | 20 | 0.9 | 3500 | 80
PUH2MQ1M | Shenzhen Xinshengyang Opto-electronics Technology Co.Ltd. | XSY | LD-XSY-T8P18L12 3000K | Linear Replacement Lamp | Four-Foot | Internal Driver Lamp-Style Retrofit Kits (UL Type B) | Standard | TRUE | 2044.8 | 115.47 | 17.71 | 13.1 | 0.944 | 3027 | 82 | 5 | 50000 | 41925 |  |  | No |  | 3.1 | 2044.8 | 115.47 | 17.71 | 11.8 | 0.99 | 3027 | 82
P6GEFS5F | Shenzhen Xinshengyang Opto-electronics Technology Co.Ltd. | XSY | LD-XSY-T8P18L12 5000K | Linear Replacement Lamp | Four-Foot | Internal Driver Lamp-Style Retrofit Kits (UL Type B) | Standard | FALSE | [9 empty] | 41925 |  |  | No |  | 3.1 | 2318.886 | 125.318 | 18.504 |  | 0.99 | 5056 | 81
P7KM7XFA | Shenzhen Xinshengyang Opto-electronics Technology Co.Ltd. | XSY | LD-XSY-T8P18L12 4000K | Linear Replacement Lamp | Four-Foot | Internal Driver Lamp-Style Retrofit Kits (UL Type B) | Standard | FALSE | [9 empty] | 41925 |  |  | No |  | 3.1 | 2092.052 | 117.716 | 17.772 |  | 0.989 | 4067 | 82.5
PYR2Y2ZD | Shenzhen Xinshengyang Opto-electronics Technology Co.Ltd. | XSY | LD-XSY-T8P22L12 2700K | Linear Replacement Lamp | Four-Foot | Internal Driver Lamp-Style Retrofit Kits (UL Type B) | Standard | FALSE | [9 empty] | 41925 |  |  | No |  | 3 | 2218.4 | 102.514 | 21.64 | 12.28 | 0.994 | 2732 | 81.3
PH747AKPK | NEXT Lighting | NEXTLamp | NL48-UNV2-43-835-P1 | Linear Replacement Lamp | Four-Foot | 2-lamp External Driver Lamp-Style Retrofit Kits (UL Type C) | Standard | TRUE | 2298 | 106.46 | 43.17 | 20.4 | 0.888 | 3926 | 84.9 | 5 | 50000 | 41920 |  |  | NotYetVerified |  | 3 | 4400 | 102 | 43 | 5.55 | 0.996 | 3500 | 80
PS9Y4MKRX | NEXT Lighting | NEXTLamp | NL48-UNV2-43-850-P1 | Linear Replacement Lamp | Four-Foot | 2-lamp External Driver Lamp-Style Retrofit Kits (UL Type C) | Standard | FALSE | [9 empty] | 41920 |  |  | NotYetVerified |  | 3 | 4500 | 105 | 43 | 5.55 | 0.996 | 5000 | 80
PDR4SJ1JD | NEXT Lighting | NEXTLamp | NL48-UNV2-43-840-P1 | Linear Replacement Lamp | Four-Foot | 2-lamp External Driver Lamp-Style Retrofit Kits (UL Type C) | Standard | FALSE | [9 empty] | 41920 |  |  | NotYetVerified |  | 3 | 4400 | 102 | 43 | 5.55 | 0.996 | 4000 | 80
P2UG1ZU4 | The Straits Lighting Company LLC | STRAITS LIGHTING | SL917T5-48-15W-EDS (3000K Frosted) | Linear Replacement Lamp | Four-Foot | 2-lamp External Driver Lamp-Style Retrofit Kits (UL Type C) | Standard | TRUE | 1677 | 106.8 | 15.8 | 18.17 | 0.871 | 2977 | 82 | 5 | 50000 | 41919 |  |  | NotYetVerified |  | 3 | 1677 | 106.8 | 15.8 | 20 | 0.9 | 3000 | 82
PPFG61UK | The Straits Lighting Company LLC | STRAITS LIGHTING | SL917T5-48-15W-EDT (5000K Frosted) | Linear Replacement Lamp | Four-Foot | 2-lamp External Driver Lamp-Style Retrofit Kits (UL Type C) | Standard | FALSE | [9 empty] | 41919 |  |  | NotYetVerified |  | 3 | 1778 | 109.1 | 16.3 | 15.21 | 0.9822 | 5000 | 82.1
PMZRPA1F | The Straits Lighting Company LLC | STRAITS LIGHTING | SL917T5-48-15W-EDS (5000K Frosted) | Linear Replacement Lamp | Four-Foot | 2-lamp External Driver Lamp-Style Retrofit Kits (UL Type C) | Standard | FALSE | [9 empty] | 41919 |  |  | NotYetVerified |  | 3 | 1650 | 101.2 | 16.3 | 16.72 | 0.9 | 5000 | 80
PGVJ8XKR | The Straits Lighting Company LLC | STRAITS LIGHTING | SL917T5-48-15W-EDT (4000K Frosted) | Linear Replacement Lamp | Four-Foot | 2-lamp External Driver Lamp-Style Retrofit Kits (UL Type C) | Standard | FALSE | [9 empty] | 41919 |  |  | NotYetVerified |  | 3 | 1650 | 101.2 | 16.3 | 16.72 | 0.9 | 4000 | 80
P94TBENB | The Straits Lighting Company LLC | STRAITS LIGHTING | SL917T5-48-15W-EDS (4000K Frosted)c | Linear Replacement Lamp | Four-Foot | 2-lamp External Driver Lamp-Style Retrofit Kits (UL Type C) | Standard | FALSE | [9 empty] | 41919 |  |  | NotYetVerified |  | 3 | 1650 | 101.2 | 16.3 | 16.72 | 0.9 | 4000 | 80
PK5XUEM2 | The Straits Lighting Company LLC | STRAITS LIGHTING | SL917T5-48-15W-EDT (3000K Frosted) | Linear Replacement Lamp | Four-Foot | 2-lamp External Driver Lamp-Style Retrofit Kits (UL Type C) | Standard | FALSE | [9 empty] | 41919 |  |  | NotYetVerified |  | 3 | 1650 | 101.2 | 16.3 | 16.72 | 0.9 | 3000 | 80
PEKVV5Z39 | Guangzhou Ledia Lighting Technology Company Limited | LEDIA | LD-T9-A013UL-50C | Linear Replacement Lamp | Four-Foot | Internal Driver Lamp-Style Retrofit Kits (UL Type B) | Standard | FALSE | [9 empty] | 41918 |  |  | NotYetVerified | Updated on 3/30/2017 | 4.1 | 1690 | 130 | 13 | 20 | 0.9 | 5000 | 80
PN1RUVWQ3 | Shenzhen Collesun Lighting Co. Ltd. | collesun | T8A-123026NV3-23AN | Linear Replacement Lamp | Four-Foot | Internal Driver Lamp-Style Retrofit Kits (UL Type B) | Standard | TRUE | 2374 | 104.1 | 23.16 | 21.15 | 0.8879 | 2988 | 82.1 | 5 | 50000 | 41914 |  |  | NotYetVerified |  | 3 | 2374 | 104.1 | 22.81 | 18.49 | 0.9756 | 2988 | 82.1
PW25FWER5 | Shenzhen Collesun Lighting Co. Ltd. | collesun | T8C-123020NV3-18AN | Linear Replacement Lamp | Four-Foot | Internal Driver Lamp-Style Retrofit Kits (UL Type B) | Standard | TRUE | 1954 | 107.1 | 18.44 | 22.93 | 0.8843 | 2981 | 81.8 | 5 | 50000 | 41914 |  |  | NotYetVerified |  | 3 | 1954 | 107.1 | 18.24 | 20.18 | 0.9742 | 2981 | 81.8
PVXVUSGHD | Shenzhen Collesun Lighting Co. Ltd. | collesun | T8A-125026NV3-23AN | Linear Replacement Lamp | Four-Foot | Internal Driver Lamp-Style Retrofit Kits (UL Type B) | Standard | FALSE | [9 empty] | 41914 |  |  | NotYetVerified |  | 3 | 2600 | 113 | 23 | 20 | 0.9 | 5000 | 80
PWS1896R9 | Shenzhen Collesun Lighting Co. Ltd. | collesun | T8C-125020NV3-18AN | Linear Replacement Lamp | Four-Foot | Internal Driver Lamp-Style Retrofit Kits (UL Type B) | Standard | FALSE | [9 empty] | 41914 |  |  | NotYetVerified |  | 3 | 2100 | 116.7 | 18 | 20 | 0.9 | 5000 | 80
PWG42PTFU | Shenzhen Collesun Lighting Co. Ltd. | collesun | T8A-124026NV3-23AN | Linear Replacement Lamp | Four-Foot | Internal Driver Lamp-Style Retrofit Kits (UL Type B) | Standard | FALSE | [9 empty] | 41914 |  |  | NotYetVerified |  | 3 | 2600 | 113 | 23 | 20 | 0.9 | 4000 | 80
PKG4TDCDJ | Shenzhen Collesun Lighting Co. Ltd. | collesun | T8C-124020NV3-18AN | Linear Replacement Lamp | Four-Foot | Internal Driver Lamp-Style Retrofit Kits (UL Type B) | Standard | FALSE | [9 empty] | 41914 |  |  | NotYetVerified |  | 3 | 2100 | 116.7 | 18 | 20 | 0.9 | 4000 | 80
PQCX158QG | Shenzhen Collesun Lighting Co. Ltd. | collesun | T8A-123526NV3-23AN | Linear Replacement Lamp | Four-Foot | Internal Driver Lamp-Style Retrofit Kits (UL Type B) | Standard | FALSE | [9 empty] | 41914 |  |  | NotYetVerified |  | 3 | 2500 | 108.7 | 23 | 20 | 0.9 | 3500 | 80
P7HAYXQ6F | Shenzhen Collesun Lighting Co. Ltd. | collesun | T8C-123520NV3-18AN | Linear Replacement Lamp | Four-Foot | Internal Driver Lamp-Style Retrofit Kits (UL Type B) | Standard | FALSE | [9 empty] | 41914 |  |  | NotYetVerified |  | 3 | 2000 | 111.1 | 18 | 20 | 0.9 | 3500 | 80
PV9FU4HS | Energy Focus Inc. | Energy Focus | LEDFLT8-830-413-338C | Linear Replacement Lamp | Four-Foot | Internal Driver Lamp-Style Retrofit Kits (UL Type B) | Standard | TRUE | 1802.26 | 120.39 | 14.97 | 17.3 | 0.92 | 2934 | 82.8 | 5 | 50000 | 41912 |  |  | NotYetVerified |  | 3 | 1600 | 120.39 | 13 | 20 | 0.9 | 3000 | 80
PUJFXVFU | Energy Focus Inc. | Energy Focus | LEDFLT8-830-413-338F | Linear Replacement Lamp | Four-Foot | Internal Driver Lamp-Style Retrofit Kits (UL Type B) | Standard | TRUE | 1644.61 | 110.01 | 14.95 | 17.3 | 0.918 | 2926 | 83.1 | 5 | 50000 | 41912 |  |  | NotYetVerified |  | 3 | 1600 | 110.01 | 13 | 20 | 0.9 | 3000 | 80
P4JZ8WHA | Energy Focus Inc. | Energy Focus | LEDFLT8-830-415-228F | Linear Replacement Lamp | Four-Foot | Internal Driver Lamp-Style Retrofit Kits (UL Type B) | Standard | TRUE | 1684.6 | 111.49 | 15.11 | 22.34 | 0.899 | 2908 | 83.2 | 5 | 50000 | 41912 |  |  | NotYetVerified |  | 3 | 1650 | 111.49 | 15 | 20 | 0.9 | 3000 | 80
PCQTHBMW | Energy Focus Inc. | Energy Focus | LEDFLT8-830-415-228C | Linear Replacement Lamp | Four-Foot | Internal Driver Lamp-Style Retrofit Kits (UL Type B) | Standard | TRUE | 1826.5 | 120.72 | 15.13 | 19 | 0.893 | 2920 | 82.8 | 5 | 50000 | 41912 |  |  | NotYetVerified |  | 3 | 1650 | 120.72 | 15 | 20 | 0.9 | 3000 | 80
PB7MZZ2R | Energy Focus Inc. | Energy Focus | LEDFLT8-830-418-388F | Linear Replacement Lamp | Four-Foot | Internal Driver Lamp-Style Retrofit Kits (UL Type B) | Standard | TRUE | 1938.5 | 108.48 | 17.87 | 23.8 | 0.884 | 2912 | 83.2 | 5 | 50000 | 41912 |  |  | NotYetVerified |  | 3 | 1900 | 108.48 | 18 | 20 | 0.9 | 3000 | 80
PX8U6FYD | Energy Focus Inc. | Energy Focus | LEDFLT8-830-418-388C | Linear Replacement Lamp | Four-Foot | Internal Driver Lamp-Style Retrofit Kits (UL Type B) | Standard | TRUE | 2119.1 | 118.59 | 17.87 | 24.4 | 0.883 | 2922 | 82.8 | 5 | 50000 | 41912 |  |  | NotYetVerified |  | 3 | 1900 | 118.59 | 18 | 20 | 0.9 | 3000 | 80
PFKVKNAJ | Energy Focus Inc. | Energy Focus | LEDFLT8-845-418-388C | Linear Replacement Lamp | Four-Foot | Internal Driver Lamp-Style Retrofit Kits (UL Type B) | Standard | FALSE | [9 empty] | 41912 |  |  | NotYetVerified |  | 3 | 1900 | 131.65 | 18 | 20 | 0.9 | 4500 | 80
P6S9SKWS | Energy Focus Inc. | Energy Focus | LEDFLT8-845-418-388F | Linear Replacement Lamp | Four-Foot | Internal Driver Lamp-Style Retrofit Kits (UL Type B) | Standard | FALSE | [9 empty] | 41912 |  |  | NotYetVerified |  | 3 | 1900 | 121.02 | 18 | 20 | 0.9 | 4500 | 80
PUG3X6TJ | Energy Focus Inc. | Energy Focus | LEDFLT8-845-415-228F | Linear Replacement Lamp | Four-Foot | Internal Driver Lamp-Style Retrofit Kits (UL Type B) | Standard | FALSE | [9 empty] | 41912 |  |  | NotYetVerified |  | 3 | 1650 | 124.13 | 15 | 20 | 0.9 | 4500 | 80
P42VZFE8 | Energy Focus Inc. | Energy Focus | LEDFLT8-845-415-228C | Linear Replacement Lamp | Four-Foot | Internal Driver Lamp-Style Retrofit Kits (UL Type B) | Standard | FALSE | [9 empty] | 41912 |  |  | NotYetVerified |  | 3 | 1650 | 133.66 | 15 | 20 | 0.9 | 4500 | 80
PWR77WUM | Energy Focus Inc. | Energy Focus | LEDFLT8-845-413-338F | Linear Replacement Lamp | Four-Foot | Internal Driver Lamp-Style Retrofit Kits (UL Type B) | Standard | FALSE | [9 empty] | 41912 |  |  | NotYetVerified |  | 3 | 1600 | 127.66 | 13 | 20 | 0.9 | 4500 | 80
PJ72AWFE | Energy Focus Inc. | Energy Focus | LEDFLT8-845-413-338C | Linear Replacement Lamp | Four-Foot | Internal Driver Lamp-Style Retrofit Kits (UL Type B) | Standard | FALSE | [9 empty] | 41912 |  |  | NotYetVerified |  | 3 | 1600 | 133.72 | 13 | 20 | 0.9 | 4500 | 80
PBMKXPGX | Energy Focus Inc. | Energy Focus | LEDFLT8-840-418-388C | Linear Replacement Lamp | Four-Foot | Internal Driver Lamp-Style Retrofit Kits (UL Type B) | Standard | FALSE | [9 empty] | 41912 |  |  | NotYetVerified |  | 3 | 1900 | 118.59 | 18 | 20 | 0.9 | 4000 | 80
P7C9AVKT | Energy Focus Inc. | Energy Focus | LEDFLT8-840-418-388F | Linear Replacement Lamp | Four-Foot | Internal Driver Lamp-Style Retrofit Kits (UL Type B) | Standard | FALSE | [9 empty] | 41912 |  |  | NotYetVerified |  | 3 | 1900 | 108.48 | 18 | 20 | 0.9 | 4000 | 80
PZ6ZE9X3 | Energy Focus Inc. | Energy Focus | LEDFLT8-840-415-228C | Linear Replacement Lamp | Four-Foot | Internal Driver Lamp-Style Retrofit Kits (UL Type B) | Standard | FALSE | [9 empty] | 41912 |  |  | NotYetVerified |  | 3 | 1650 | 120.72 | 15 | 20 | 0.9 | 4000 | 80
PFWKE627 | Energy Focus Inc. | Energy Focus | LEDFLT8-840-415-228F | Linear Replacement Lamp | Four-Foot | Internal Driver Lamp-Style Retrofit Kits (UL Type B) | Standard | FALSE | [9 empty] | 41912 |  |  | NotYetVerified |  | 3 | 1650 | 111.49 | 15 | 20 | 0.9 | 4000 | 80
PSCAR69A | Energy Focus Inc. | Energy Focus | LEDFLT8-840-413-338F | Linear Replacement Lamp | Four-Foot | Internal Driver Lamp-Style Retrofit Kits (UL Type B) | Standard | FALSE | [9 empty] | 41912 |  |  | NotYetVerified |  | 3 | 1600 | 110.01 | 13 | 20 | 0.9 | 4000 | 80
PMGJKBYT | Energy Focus Inc. | Energy Focus | LEDFLT8-840-413-338C | Linear Replacement Lamp | Four-Foot | Internal Driver Lamp-Style Retrofit Kits (UL Type B) | Standard | FALSE | [9 empty] | 41912 |  |  | NotYetVerified |  | 3 | 1600 | 120.39 | 13 | 20 | 0.9 | 4000 | 80
PYYGE6GW | Energy Focus Inc. | Energy Focus | LEDFLT8-835-418-388C | Linear Replacement Lamp | Four-Foot | Internal Driver Lamp-Style Retrofit Kits (UL Type B) | Standard | FALSE | [9 empty] | 41912 |  |  | NotYetVerified |  | 3 | 1900 | 118.59 | 18 | 20 | 0.9 | 3500 | 80
P648FVRT | Energy Focus Inc. | Energy Focus | LEDFLT8-835-418-388F | Linear Replacement Lamp | Four-Foot | Internal Driver Lamp-Style Retrofit Kits (UL Type B) | Standard | FALSE | [9 empty] | 41912 |  |  | NotYetVerified |  | 3 | 1900 | 108.48 | 18 | 20 | 0.9 | 3500 | 80
PC5N5NHV | Energy Focus Inc. | Energy Focus | LEDFLT8-835-415-228F | Linear Replacement Lamp | Four-Foot | Internal Driver Lamp-Style Retrofit Kits (UL Type B) | Standard | FALSE | [9 empty] | 41912 |  |  | NotYetVerified |  | 3 | 1650 | 111.49 | 15 | 20 | 0.9 | 3500 | 80
P77PF2DH | Energy Focus Inc. | Energy Focus | LEDFLT8-835-415-228C | Linear Replacement Lamp | Four-Foot | Internal Driver Lamp-Style Retrofit Kits (UL Type B) | Standard | FALSE | [9 empty] | 41912 |  |  | NotYetVerified |  | 3 | 1650 | 120.72 | 15 | 20 | 0.9 | 3500 | 80
PFGCB17X | Energy Focus Inc. | Energy Focus | LEDFLT8-835-413-338C | Linear Replacement Lamp | Four-Foot | Internal Driver Lamp-Style Retrofit Kits (UL Type B) | Standard | FALSE | [9 empty] | 41912 |  |  | NotYetVerified |  | 3 | 1600 | 120.39 | 13 | 20 | 0.9 | 3500 | 80
PDSPW6Y5 | Energy Focus Inc. | Energy Focus | LEDFLT8-835-413-338F | Linear Replacement Lamp | Four-Foot | Internal Driver Lamp-Style Retrofit Kits (UL Type B) | Standard | FALSE | [9 empty] | 41912 |  |  | NotYetVerified |  | 3 | 1600 | 110.01 | 13 | 20 | 0.9 | 3500 | 80
PC2CZP99 | CH Lighting Co.Ltd. | CH | CH1148-1.2M 3000K SSC | Linear Replacement Lamp | Four-Foot | Replacement Lamps (plug and play) (UL Type A) | Standard | TRUE | 2162.4 | 108.92 | 19.85 | 13.32 | 0.971 | 2894 | 82 | 5 | 50000 | 41908 |  |  | NotYetVerified | Internal driver; operates off fluorescent ballast | 3 | 2200 | 100 | 22 |  | 0.9 | 3000 | 83
PX9QZ676 | CH Lighting Co.Ltd. | CH | CH1148-1.2M 3000K SP | Linear Replacement Lamp | Four-Foot | Replacement Lamps (plug and play) (UL Type A) | Standard | TRUE | 2008.1 | 100.26 | 20.03 | 13.21 | 0.964 | 2994 | 82.5 | 5 | 50000 | 41908 |  |  | NotYetVerified | Internal driver; operates off fluorescent ballast | 3 | 2200 | 100 | 22 |  | 0.9 | 3000 | 83
PXFFKXMZ | CH Lighting Co.Ltd. | CH | CH1148-1.2M 5000K SP | Linear Replacement Lamp | Four-Foot | Replacement Lamps (plug and play) (UL Type A) | Standard | FALSE | [9 empty] | 41908 |  |  | NotYetVerified | Internal driver; operates off fluorescent ballast | 3 | 2200 | 100 | 22 |  | 0.9 | 5000 | 83
P7N5YWTB | CH Lighting Co.Ltd. | CH | CH1148-1.2M 5000K SSC | Linear Replacement Lamp | Four-Foot | Replacement Lamps (plug and play) (UL Type A) | Standard | FALSE | [9 empty] | 41908 |  |  | NotYetVerified |  | 3 | 2200 | 100 | 22 |  | 0.9 | 5000 | 83
PKZERH6X | CH Lighting Co.Ltd. | CH | CH1148-1.2M 4500K SSC | Linear Replacement Lamp | Four-Foot | Replacement Lamps (plug and play) (UL Type A) | Standard | FALSE | [9 empty] | 41908 |  |  | NotYetVerified |  | 3 | 2200 | 100 | 22 |  | 0.9 | 4500 | 83
PJY1VQZ9 | CH Lighting Co.Ltd. | CH | CH1148-1.2M 4500K SP | Linear Replacement Lamp | Four-Foot | Replacement Lamps (plug and play) (UL Type A) | Standard | FALSE | [9 empty] | 41908 |  |  | NotYetVerified |  | 3 | 2200 | 100 | 22 |  | 0.9 | 4500 | 83
PDJ6STZ8 | CH Lighting Co.Ltd. | CH | CH1148-1.2M 4000K SP | Linear Replacement Lamp | Four-Foot | Replacement Lamps (plug and play) (UL Type A) | Standard | FALSE | [9 empty] | 41908 |  |  | NotYetVerified |  | 3 | 2200 | 100 | 22 |  | 0.9 | 4000 | 83
P4MMM7GP | CH Lighting Co.Ltd. | CH | CH1148-1.2M 4000K SSC | Linear Replacement Lamp | Four-Foot | Replacement Lamps (plug and play) (UL Type A) | Standard | FALSE | [9 empty] | 41908 |  |  | NotYetVerified |  | 3 | 2200 | 100 | 22 |  | 0.9 | 4000 | 83
PU6FJAFE | CH Lighting Co.Ltd. | CH | CH1148-1.2M 3500K SSC | Linear Replacement Lamp | Four-Foot | Replacement Lamps (plug and play) (UL Type A) | Standard | FALSE | [9 empty] | 41908 |  |  | NotYetVerified |  | 3 | 2200 | 100 | 22 |  | 0.9 | 3500 | 83
PKCUFK8H | CH Lighting Co.Ltd. | CH | CH1148-1.2M 3500K SP | Linear Replacement Lamp | Four-Foot | Replacement Lamps (plug and play) (UL Type A) | Standard | FALSE | [9 empty] | 41908 |  |  | NotYetVerified |  | 3 | 2200 | 100 | 22 |  | 0.9 | 3500 | 83
P5W8MJP8G | SunSun Lighting China Co. Ltd. | SunSun Lighting | SI-JT84G13N18-GL30 | Linear Replacement Lamp | Four-Foot | Internal Driver Lamp-Style Retrofit Kits (UL Type B) | Standard | FALSE | [9 empty] | 41907 |  |  | NotYetVerified |  | 3 | 1800 | 102.8 | 17.5 | 20 | 0.9 | 3000 | 80
P4A428PTX | SHENZHEN HONGNAXIN TECHNOLOGY CO LTD | HONGNAXIN | HNX-T8-18W4F-X-M(3000K)[G13 base only] | Linear Replacement Lamp | Four-Foot | Internal Driver Lamp-Style Retrofit Kits (UL Type B) | Standard | TRUE | 1802 | 105.32 | 17.11 | 9.66 | 0.91 | 2951 | 83 | 5 | 50000 | 41906 |  |  | NotYetVerified |  | 3 | 1802 | 105.32 | 17.11 | 9.66 | 0.91 | 3000 | 83
PNEXK6PJ | SHENZHEN HONGNAXIN TECHNOLOGY CO LTD | HONGNAXIN | HNX-T8-18W4F-X-M(5000K)[G13 base only] | Linear Replacement Lamp | Four-Foot | Internal Driver Lamp-Style Retrofit Kits (UL Type B) | Standard | FALSE | [9 empty] | 41906 |  |  | NotYetVerified |  | 3 | 1897 | 108.03 | 17.56 | 10.07 | 0.9153 | 5000 | 83.9
PCHVXQ2R | SHENZHEN HONGNAXIN TECHNOLOGY CO LTD | HONGNAXIN | HNX-T8-18W4F-X-C(5000K)[G13 base only] | Linear Replacement Lamp | Four-Foot | Internal Driver Lamp-Style Retrofit Kits (UL Type B) | Standard | FALSE | [9 empty] | 41906 |  |  | NotYetVerified |  | 3 | 2126 | 120.25 | 17.68 | 9.74 | 0.9202 | 5000 | 82
P73QW89C | SHENZHEN HONGNAXIN TECHNOLOGY CO LTD | HONGNAXIN | HNX-T8-18W4F-X-M(4500K)[G13 base only] | Linear Replacement Lamp | Four-Foot | Internal Driver Lamp-Style Retrofit Kits (UL Type B) | Standard | FALSE | [9 empty] | 41906 |  |  | NotYetVerified |  | 3 | 1802 | 105.32 | 17.11 | 9.66 | 0.9144 | 4500 | 83
PQ1UMYM2 | SHENZHEN HONGNAXIN TECHNOLOGY CO LTD | HONGNAXIN | HNX-T8-18W4F-X-C(4500K)[G13 base only] | Linear Replacement Lamp | Four-Foot | Internal Driver Lamp-Style Retrofit Kits (UL Type B) | Standard | FALSE | [9 empty] | 41906 |  |  | NotYetVerified |  | 3 | 2001 | 112.22 | 17.83 | 9.42 | 0.9195 | 4500 | 81.8
PM1CKQ56 | SHENZHEN HONGNAXIN TECHNOLOGY CO LTD | HONGNAXIN | HNX-T8-18W4F-X-M(4000K)[G13 base only] | Linear Replacement Lamp | Four-Foot | Internal Driver Lamp-Style Retrofit Kits (UL Type B) | Standard | FALSE | [9 empty] | 41906 |  |  | NotYetVerified |  | 3 | 1802 | 105.32 | 17.11 | 9.66 | 0.9144 | 4000 | 83
P2A4R4SV | SHENZHEN HONGNAXIN TECHNOLOGY CO LTD | HONGNAXIN | HNX-T8-18W4F-X-C(4000K)[G13 base only] | Linear Replacement Lamp | Four-Foot | Internal Driver Lamp-Style Retrofit Kits (UL Type B) | Standard | FALSE | [9 empty] | 41906 |  |  | NotYetVerified |  | 3 | 2001 | 112.22 | 17.83 | 9.42 | 0.9195 | 4000 | 81.8
PDG66T4A | SHENZHEN HONGNAXIN TECHNOLOGY CO LTD | HONGNAXIN | HNX-T8-18W4F-X-M(3500K)[G13 base only] | Linear Replacement Lamp | Four-Foot | Internal Driver Lamp-Style Retrofit Kits (UL Type B) | Standard | FALSE | [9 empty] | 41906 |  |  | NotYetVerified |  | 3 | 1802 | 105.32 | 17.11 | 9.66 | 0.9144 | 3500 | 83
PR6BA5U8 | SHENZHEN HONGNAXIN TECHNOLOGY CO LTD | HONGNAXIN | HNX-T8-18W4F-X-C(3500K)[G13 base only] | Linear Replacement Lamp | Four-Foot | Internal Driver Lamp-Style Retrofit Kits (UL Type B) | Standard | FALSE | [9 empty] | 41906 |  |  | NotYetVerified |  | 3 | 2001 | 112.22 | 17.83 | 9.42 | 0.9195 | 3500 | 81.8
P6FBQHGT | SHENZHEN HONGNAXIN TECHNOLOGY CO LTD | HONGNAXIN | HNX-T8-18W4F-X-C(3000K)[G13 base only] | Linear Replacement Lamp | Four-Foot | Internal Driver Lamp-Style Retrofit Kits (UL Type B) | Standard | FALSE | [9 empty] | 41906 |  |  | NotYetVerified |  | 3 | 2001 | 112.22 | 17.83 | 9.42 | 0.9195 | 3000 | 81.8
P3NTNZA6 | FY Lighting Co. Ltd | FY Lighting | FY-T8-1200EF(L50K120CT2) | Linear Replacement Lamp | Four-Foot | 2-lamp External Driver Lamp-Style Retrofit Kits (UL Type C) | Standard | FALSE | [9 empty] | 41901 |  |  | NotYetVerified |  | 3 | 1900 | 105 | 18 |  | 0.9 | 5000 | 80
P4ZP25QC | FY Lighting Co. Ltd | FY Lighting | FY-T8-1200EF(L45K120CT2) | Linear Replacement Lamp | Four-Foot | 2-lamp External Driver Lamp-Style Retrofit Kits (UL Type C) | Standard | FALSE | [9 empty] | 41901 |  |  | NotYetVerified |  | 3 | 1900 | 105 | 18 |  | 0.9 | 4500 | 80
P97JC53T | FY Lighting Co. Ltd | FY Lighting | FY-T8-1200EF(L40K120CT2) | Linear Replacement Lamp | Four-Foot | 2-lamp External Driver Lamp-Style Retrofit Kits (UL Type C) | Standard | FALSE | [9 empty] | 41901 |  |  | NotYetVerified |  | 3 | 1900 | 105 | 18 |  | 0.9 | 4000 | 80
P6GQJ444 | FY Lighting Co. Ltd | FY Lighting | FY-T8-1200EC(L35K120CT2) | Linear Replacement Lamp | Four-Foot | 2-lamp External Driver Lamp-Style Retrofit Kits (UL Type C) | Standard | FALSE | [9 empty] | 41901 |  |  | NotYetVerified | External Driver | 3 | 2000 | 115 | 18 |  | 0.9 | 3500 | 80
P7313K6Y | FY Lighting Co. Ltd | FY Lighting | FY-T8-1200EC(L30K120CT2) | Linear Replacement Lamp | Four-Foot | 2-lamp External Driver Lamp-Style Retrofit Kits (UL Type C) | Standard | FALSE | [9 empty] | 41901 |  |  | NotYetVerified | External Driver | 3 | 2000 | 115 | 18 |  | 0.9 | 3000 | 80
P1FZXDNW5 | Shenzhen Collesun Lighting Co. Ltd. | collesun | T8B1-12W108SV3-22A (3500K) | Linear Replacement Lamp | Four-Foot | Internal Driver Lamp-Style Retrofit Kits (UL Type B) | Standard | TRUE | 2415 | 108.7 | 22.22 | 16.53 | 0.9224 | 3352 | 82.8 | 5 | 50000 | 41897 |  |  | NotYetVerified |  | 3 | 2415 | 108.7 | 22.22 | 11.71 | 0.9906 | 3352 | 82.8
PNGEAKXVM | LiLEDs (Shanghai) Company | LiLEDs | LiLEDsT8041850FA-3000K | Linear Replacement Lamp | Four-Foot | Internal Driver Lamp-Style Retrofit Kits (UL Type B) | Standard | TRUE | 1988.74 | 125.79 | 15.81 | 20.54 | 0.9026 | 3073 | 84.3 | 5 | 50000 | 41897 |  |  | No |  | 3 | 2160 | 120 | 18 | 15 | 0.9 | 3000 | 80
PTWTH65QA | Shenzhen Collesun Lighting Co. Ltd. | collesun | T8B1-12D108SV3-22A (5000K) | Linear Replacement Lamp | Four-Foot | Internal Driver Lamp-Style Retrofit Kits (UL Type B) | Standard | FALSE | [9 empty] | 41897 |  |  | NotYetVerified |  | 3 | 2500 | 113.6 | 22 | 20 | 0.95 | 5000 | 80
PUFYPF86D | Shenzhen Collesun Lighting Co. Ltd. | collesun | T8B1-12D108SV3-22A (4000K) | Linear Replacement Lamp | Four-Foot | Internal Driver Lamp-Style Retrofit Kits (UL Type B) | Standard | FALSE | [9 empty] | 41897 |  |  | NotYetVerified |  | 3 | 2500 | 113.6 | 22 | 20 | 0.95 | 4000 | 80
PCUD3H937 | LiLEDs (Shanghai) Company | LiLEDs | LiLEDsT8041850FA-5000K | Linear Replacement Lamp | Four-Foot | Internal Driver Lamp-Style Retrofit Kits (UL Type B) | Standard | FALSE | [9 empty] | 41897 |  |  | No |  | 3 | 2160 | 120 | 18 | 15 | 0.9 | 5000 | 80
PQ7YNGW9M | LiLEDs (Shanghai) Company | LiLEDs | LiLEDsT8041850FA-4000K | Linear Replacement Lamp | Four-Foot | Internal Driver Lamp-Style Retrofit Kits (UL Type B) | Standard | FALSE | [9 empty] | 41897 |  |  | No |  | 3 | 2160 | 120 | 18 | 15 | 0.9 | 4000 | 80
PTZGBW14 | Sunritek Technology Co.Ltd | Sunritek | ST-DTP12-18WF(3000K) | Linear Replacement Lamp | Four-Foot | Internal Driver Lamp-Style Retrofit Kits (UL Type B) | Standard | TRUE | 2343.1 | 140.05 | 16.73 | 16.32 | 0.943 | 2971 | 79.9 | 5 | 50000 | 41892 |  |  | No | Internal Driver | 3 | 2450 | 140 | 18 | 20 | 0.9 | 3000 | 80
PCZ552H5 | Sunritek Technology Co.Ltd | Sunritek | ST-DTA12-18WC(3000K) | Linear Replacement Lamp | Four-Foot | Internal Driver Lamp-Style Retrofit Kits (UL Type B) | Standard | TRUE | 2347.5 | 139.65 | 16.81 | 17.2 | 0.942 | 2992 | 79.8 | 5 | 50000 | 41892 |  |  | No | Internal Driver | 3 | 2450 | 140 | 18 | 20 | 0.9 | 3000 | 80
PP26W2TG | Sunritek Technology Co.Ltd | Sunritek | ST-DTP12-18WC(3000K) | Linear Replacement Lamp | Four-Foot | Internal Driver Lamp-Style Retrofit Kits (UL Type B) | Standard | TRUE | 2345.2 | 139.6 | 16.8 | 16.75 | 0.942 | 2990 | 79.9 | 5 | 50000 | 41892 |  |  | No | Internal Driver | 3 | 2450 | 140 | 18 | 20 | 0.9 | 3000 | 80
P9M5MRPDU | Sunritek Technology Co.Ltd | Sunritek | ST-DTA12-18WF(3000K) | Linear Replacement Lamp | Four-Foot | Internal Driver Lamp-Style Retrofit Kits (UL Type B) | Standard | TRUE | 2272.1 | 136.06 | 16.7 | 17.75 | 0.939 | 2974 | 79.8 | 5 | 50000 | 41892 |  |  | No | Internal Driver | 3 | 2450 | 140 | 18 | 20 | 0.9 | 3000 | 80
P6RQW6MS | Pinnacle Solutions LLC | Pinnacle LED Solutions | PL-T8-4FT40K23WDEE (40F) | Linear Replacement Lamp | Four-Foot | 2-lamp External Driver Lamp-Style Retrofit Kits (UL Type C) | Standard | TRUE | 2447 | 108.3 | 22.6 | 16.16 | 0.9127 | 3940 | 83.6 | 5 | 60000 | 41892 |  |  | NotYetVerified | External Driver | 3 | 2300 |  | 23 |  |  | 4000 | 80
PX6CYFTQ | Sunritek Technology Co.Ltd | Sunritek | ST-DTP12-18WF(5000K) | Linear Replacement Lamp | Four-Foot | Internal Driver Lamp-Style Retrofit Kits (UL Type B) | Standard | FALSE | [9 empty] | 41892 |  |  | No | Internal Driver | 3 | 2600 | 150 | 18 | 20 | 0.9 | 5000 | 80
PRE44QCU | Sunritek Technology Co.Ltd | Sunritek | ST-DTP12-18WC(5000K) | Linear Replacement Lamp | Four-Foot | Internal Driver Lamp-Style Retrofit Kits (UL Type B) | Standard | FALSE | [9 empty] | 41892 |  |  | No | Internal Driver | 3 | 2600 | 150 | 18 | 20 | 0.9 | 5000 | 80
PPEDTAMV | Sunritek Technology Co.Ltd | Sunritek | ST-DTA12-18WC(5000K) | Linear Replacement Lamp | Four-Foot | Internal Driver Lamp-Style Retrofit Kits (UL Type B) | Standard | FALSE | [9 empty] | 41892 |  |  | No | Internal Driver | 3 | 2600 | 150 | 18 | 20 | 0.9 | 5000 | 80
P1W2KRRV | Sunritek Technology Co.Ltd | Sunritek | ST-DTA12-18WF(5000K) | Linear Replacement Lamp | Four-Foot | Internal Driver Lamp-Style Retrofit Kits (UL Type B) | Standard | FALSE | [9 empty] | 41892 |  |  | No | Internal Driver | 3 | 2600 | 150 | 18 | 20 | 0.9 | 5000 | 80
PTEWRWBT | Sunritek Technology Co.Ltd | Sunritek | ST-DTA12-18WC(4000K) | Linear Replacement Lamp | Four-Foot | Internal Driver Lamp-Style Retrofit Kits (UL Type B) | Standard | FALSE | [9 empty] | 41892 |  |  | No | Internal Driver | 3 | 2600 | 150 | 18 | 20 | 0.9 | 4000 | 80
PSVKJAZ6 | Sunritek Technology Co.Ltd | Sunritek | ST-DTP12-18WF(4000K) | Linear Replacement Lamp | Four-Foot | Internal Driver Lamp-Style Retrofit Kits (UL Type B) | Standard | FALSE | [9 empty] | 41892 |  |  | No | Internal Driver | 3 | 2600 | 150 | 18 | 20 | 0.9 | 4000 | 80
PJU5QXDC | Sunritek Technology Co.Ltd | Sunritek | ST-DTA12-18WF(4000K) | Linear Replacement Lamp | Four-Foot | Internal Driver Lamp-Style Retrofit Kits (UL Type B) | Standard | FALSE | [9 empty] | 41892 |  |  | No | Internal Driver | 3 | 2600 | 150 | 18 | 20 | 0.9 | 4000 | 80
P9Y3ETA2 | Sunritek Technology Co.Ltd | Sunritek | ST-DTP12-18WC(4000K) | Linear Replacement Lamp | Four-Foot | Internal Driver Lamp-Style Retrofit Kits (UL Type B) | Standard | FALSE | [9 empty] | 41892 |  |  | No | Internal Driver | 3 | 2600 | 150 | 18 | 20 | 0.9 | 4000 | 80
PSPDK3CN | FY Lighting Co. Ltd | Fen Yong | FY-T8-1200EF(L30K120CT2) | Linear Replacement Lamp | Four-Foot | 2-lamp External Driver Lamp-Style Retrofit Kits (UL Type C) | Standard | FALSE | [9 empty] | 41891 |  |  | No | Product updated on 3/28/2017. | 3 | 2200 | 122 | 18 | 15 | 0.9 | 3000 | 80
P0000196N | Shenzhen Topband Co. Ltd. | TOPBAND | TPT104NPA-18WSB(40C) | Linear Replacement Lamp | Four-Foot | Internal Driver Lamp-Style Retrofit Kits (UL Type B) | Standard | TRUE | 2016.14 | 115.86 | 17.4 | 5.42 | 0.917 | 4117 | 82.2 | 5 | 50000 | 41891 |  |  | NotYetVerified | Internal Driver | 3 | 1900 |  | 18 |  | 0.9 | 4000 | 80
P0000196L | Shenzhen Topband Co. Ltd. | TOPBAND | TPT104NLA-18WSB(40C) | Linear Replacement Lamp | Four-Foot | Internal Driver Lamp-Style Retrofit Kits (UL Type B) | Standard | TRUE | 1957.33 | 114.22 | 17.14 | 11.57 | 0.891 | 4136 | 83.3 | 5 | 50000 | 41891 |  |  | NotYetVerified | Internal Driver | 3 | 1890 |  | 18 |  | 0.9 | 4000 | 80
PPMC6CCX | FY Lighting Co. Ltd | Fen Yong | FY-T8-1200EF(L50K120CT2) | Linear Replacement Lamp | Four-Foot | 2-lamp External Driver Lamp-Style Retrofit Kits (UL Type C) | Standard | FALSE | [9 empty] | 41891 |  |  | No | Product updated on 3/28/2017. | 3 | 2400 | 133.33 | 18 | 15 | 0.9 | 5000 | 80
P3XWVG5D | FY Lighting Co. Ltd | Fen Yong | FY-T8-1200EF(L50K120CT2D) | Linear Replacement Lamp | Four-Foot | 2-lamp External Driver Lamp-Style Retrofit Kits (UL Type C) | Standard | FALSE | [9 empty] | 41891 |  |  | No | Product updated on 3/28/2017. | 4.1 | 2400 | 133.33 | 18 | 15 | 0.9 | 5000 | 80
P9UQ7AH7 | FY Lighting Co. Ltd | Fen Yong | FY-T8-1200EF(L45K120CT2) | Linear Replacement Lamp | Four-Foot | 2-lamp External Driver Lamp-Style Retrofit Kits (UL Type C) | Standard | FALSE | [9 empty] | 41891 |  |  | No | Product updated on 3/28/2017. | 4.1 | 2350 | 131 | 18 | 15 | 0.9 | 4500 | 80
P2W7DD88 | FY Lighting Co. Ltd | Fen Yong | FY-T8-1200EF(L45K120CT2D) | Linear Replacement Lamp | Four-Foot | 2-lamp External Driver Lamp-Style Retrofit Kits (UL Type C) | Standard | FALSE | [9 empty] | 41891 |  |  | No | Product updated on 3/28/2017. | 4.1 | 2350 | 131 | 18 | 15 | 0.9 | 4500 | 80
P4GDK4DS | FY Lighting Co. Ltd | Fen Yong | FY-T8-1200EF(L40K120CT2) | Linear Replacement Lamp | Four-Foot | 2-lamp External Driver Lamp-Style Retrofit Kits (UL Type C) | Standard | FALSE | [9 empty] | 41891 |  |  | No | Product updated on 3/28/2017. | 4.1 | 2300 | 128 | 18 | 15 | 0.9 | 4000 | 80
PP9GJ6E9 | FY Lighting Co. Ltd | Fen Yong | FY-T8-1200EF(L40K120CT2D) | Linear Replacement Lamp | Four-Foot | 2-lamp External Driver Lamp-Style Retrofit Kits (UL Type C) | Standard | FALSE | [9 empty] | 41891 |  |  | No | Product updated on 3/28/2017. | 3 | 2300 | 128 | 18 | 15 | 0.9 | 4000 | 80
PREQPR3Y | FY Lighting Co. Ltd | Fen Yong | FY-T8-1200EF(L35K120CT2) | Linear Replacement Lamp | Four-Foot | 2-lamp External Driver Lamp-Style Retrofit Kits (UL Type C) | Standard | FALSE | [9 empty] | 41891 |  |  | No | Product updated on 3/28/2017. | 3 | 2250 | 125 | 18 | 15 | 0.9 | 3500 | 80
PWFYKJUR | FY Lighting Co. Ltd | Fen Yong | FY-T8-1200EF(L35K120CT2D) | Linear Replacement Lamp | Four-Foot | 2-lamp External Driver Lamp-Style Retrofit Kits (UL Type C) | Standard | FALSE | [9 empty] | 41891 |  |  | No | Product updated on 3/28/2017. | 3 | 2250 | 125 | 18 | 15 | 0.9 | 3500 | 80
PK3PPVAT | FY Lighting Co. Ltd | Fen Yong | FY-T8-1200EF(L30K120CT2D) | Linear Replacement Lamp | Four-Foot | 2-lamp External Driver Lamp-Style Retrofit Kits (UL Type C) | Standard | TRUE | 2149.48 | 114.9 | 18.7 | 16.6 | 0.8939 | 2919 | 83.4 | 5 | 50000 | 41891 |  |  | No | Product updated on 3/28/2017. | 3 | 2200 | 122 | 18 | 15 | 0.9 | 3000 | 80
P00000U6X | Green Ray LED International LLC | Green Ray LED | GR-T8-416LI-41C-NWRV1 | Linear Replacement Lamp | Four-Foot | Internal Driver Lamp-Style Retrofit Kits (UL Type B) | Standard | TRUE | 1753.083 | 107.617 | 16.29 | 12.64 | 0.912 | 4083 | 82 | 5 | 50000 | 41890 |  |  | NotYetVerified |  | 3.1 | 1600 | 100 | 16 | 15 | 0.9 | 4100 | 80
P00000U6V | Green Ray LED International LLC | Green Ray LED | GR-T8-415AI-41F-NWRV1 | Linear Replacement Lamp | Four-Foot | Internal Driver Lamp-Style Retrofit Kits (UL Type B) | Standard | TRUE | 1718.795 | 107.023 | 16.06 | 13.9 | 0.897 | 4184 | 81.9 | 5 | 50000 | 41890 |  |  | NotYetVerified |  | 3.1 | 1800 | 120 | 15 | 15 | 0.9 | 4100 | 80
P00000U6W | Green Ray LED International LLC | Green Ray LED | GR-T8-415AI-50F-NWRV1 | Linear Replacement Lamp | Four-Foot | Internal Driver Lamp-Style Retrofit Kits (UL Type B) | Standard | FALSE | [9 empty] | 41890 |  |  | NotYetVerified |  | 3.1 | 1800 | 120 | 15 | 15 | 0.9 | 5000 | 80
P00000U6Y | Green Ray LED International LLC | Green Ray LED | GR-T8-416LI-50C-NWRV1 | Linear Replacement Lamp | Four-Foot | Internal Driver Lamp-Style Retrofit Kits (UL Type B) | Standard | FALSE | [9 empty] | 41890 |  |  | NotYetVerified |  | 3 | 1600 | 100 | 16 | 2.1 | 0.9 | 5000 | 80
P00001M0K | LTF LIGHTING LLC | LTF lighting | LTF-T8-15W1200 BIXX BALLAST COMPATIBLE LED TUBE [2700K Frosted] | Linear Replacement Lamp | Four-Foot | Dual Mode Internal Driver (UL Type A and Type B) | Standard | TRUE | 1929 | 109 | 17.7 | 17.9 | 0.9557 | 2655 | 81.6 | 5 | 50000 | 41886 |  |  | NotYetVerified | Internal driver; operates off fluorescent ballast | 3 | 1929 | 109 | 17.7 | 20 | 0.9 | 2700 | 82
P00001LZ6 | LTF LIGHTING LLC | LTF lighting | LTF-T8-22W1200 AC100-347V BOXX (3000K Frosted) | Linear Replacement Lamp | Four-Foot | 2-lamp External Driver Lamp-Style Retrofit Kits (UL Type C) | Standard | TRUE | 2463 | 114.6 | 21.5 | 12.81 | 0.9544 | 2883 | 82.5 | 5 | 50000 | 41886 |  |  | NotYetVerified | External Driver | 3 | 2463 | 114.6 | 21.5 |  |  | 3000 | 82.5
P00001LZF | LTF LIGHTING LLC | LTF lighting | LTF-T8-22W1200 AC100-347V BOXX (5000K Clear) | Linear Replacement Lamp | Four-Foot | 2-lamp External Driver Lamp-Style Retrofit Kits (UL Type C) | Standard | FALSE | [9 empty] | 41886 |  |  | NotYetVerified | External Driver | 3 | 2551 | 118.7 | 21.5 | 12.85 | 0.9905 | 5009 | 80.5
P00001LZA | LTF LIGHTING LLC | LTF lighting | LTF-T8-22W1200 AC100-347V BOXX (5000K Frosted) | Linear Replacement Lamp | Four-Foot | 2-lamp External Driver Lamp-Style Retrofit Kits (UL Type C) | Standard | FALSE | [9 empty] | 41886 |  |  | NotYetVerified | External Driver | 3 | 2551 | 118.7 | 21.5 | 12.85 | 0.9905 | 5009 | 80.5
P00001M0P | LTF LIGHTING LLC | LTF lighting | LTF-T8-18W1200 BIXX BALLAST COMPATIBLE LED TUBE [5000K Clear] | Linear Replacement Lamp | Four-Foot | Dual Mode Internal Driver (UL Type A and Type B) | Standard | FALSE | [9 empty] | 41886 |  |  | NotYetVerified |  | 3 | 2212 | 105.8 | 20.9 | 7.68 | 0.9928 | 5000 | 82.4
P00001M0M | LTF LIGHTING LLC | LTF lighting | LTF-T8-18W1200 BIXX BALLAST COMPATIBLE LED TUBE [5000K Frosted] | Linear Replacement Lamp | Four-Foot | Dual Mode Internal Driver (UL Type A and Type B) | Standard | FALSE | [9 empty] | 41886 |  |  | NotYetVerified |  | 3 | 2212 | 105.8 | 20.9 | 7.68 | 0.9928 | 5000 | 82.4
P00001LZP | LTF LIGHTING LLC | LTF lighting | LTF-T8-15W1200 AC100-347V BOXX (5000K Clear) | Linear Replacement Lamp | Four-Foot | 2-lamp External Driver Lamp-Style Retrofit Kits (UL Type C) | Standard | FALSE | [9 empty] | 41886 |  |  | NotYetVerified | External Driver | 3 | 1967 | 126.1 | 15.6 | 10.84 | 0.9916 | 4992 | 80.3
P00001LZK | LTF LIGHTING LLC | LTF lighting | LTF-T8-15W1200 BONX (5000K FROSTED COVER) | Linear Replacement Lamp | Four-Foot | 2-lamp External Driver Lamp-Style Retrofit Kits (UL Type C) | Standard | FALSE | [9 empty] | 41886 |  |  | NotYetVerified | External Driver | 3 | 1967 | 126.1 | 15.6 | 10.84 | 0.9916 | 4992 | 80.3
P00001M0O | LTF LIGHTING LLC | LTF lighting | LTF-T8-18W1200 BIXX BALLAST COMPATIBLE LED TUBE [4500K Clear] | Linear Replacement Lamp | Four-Foot | Dual Mode Internal Driver (UL Type A and Type B) | Standard | FALSE | [9 empty] | 41886 |  |  | NotYetVerified |  | 3 | 2212 | 105.8 | 20.9 | 7.68 | 0.9928 | 4500 | 82.4
P00001M0L | LTF LIGHTING LLC | LTF lighting | LTF-T8-18W1200 BIXX BALLAST COMPATIBLE LED TUBE [4500K Frosted] | Linear Replacement Lamp | Four-Foot | Dual Mode Internal Driver (UL Type A and Type B) | Standard | FALSE | [9 empty] | 41886 |  |  | NotYetVerified |  | 3 | 2212 | 105.8 | 20.9 | 7.68 | 0.9928 | 4500 | 82.4
P00001LZE | LTF LIGHTING LLC | LTF lighting | LTF-T8-22W1200 AC100-347V BOXX (4500K Clear) | Linear Replacement Lamp | Four-Foot | 2-lamp External Driver Lamp-Style Retrofit Kits (UL Type C) | Standard | FALSE | [9 empty] | 41886 |  |  | NotYetVerified | External Driver | 3 | 2450 | 111.4 | 22 | 13 | 0.9 | 4500 | 80
P00001LZ9 | LTF LIGHTING LLC | LTF lighting | LTF-T8-22W1200 AC100-347V BOXX (4500K Frosted) | Linear Replacement Lamp | Four-Foot | 2-lamp External Driver Lamp-Style Retrofit Kits (UL Type C) | Standard | FALSE | [9 empty] | 41886 |  |  | NotYetVerified | External Driver | 3 | 2450 | 111.4 | 22 | 13 | 0.9 | 4500 | 80
P00001LZO | LTF LIGHTING LLC | LTF lighting | LTF-T8-15W1200 AC100-347V BOXX (4500K Clear) | Linear Replacement Lamp | Four-Foot | 2-lamp External Driver Lamp-Style Retrofit Kits (UL Type C) | Standard | FALSE | [9 empty] | 41886 |  |  | NotYetVerified | External Driver | 3 | 1850 | 112.1 | 16.5 | 11 | 0.9 | 4500 | 80
P00001LZJ | LTF LIGHTING LLC | LTF lighting | LTF-T8-15W1200 AC100-347V BOXX (4500K Frosted) | Linear Replacement Lamp | Four-Foot | 2-lamp External Driver Lamp-Style Retrofit Kits (UL Type C) | Standard | FALSE | [9 empty] | 41886 |  |  | NotYetVerified | External Driver | 3 | 1850 | 112.1 | 16.5 | 11 | 0.9 | 4500 | 80
P00001M0Q | LTF LIGHTING LLC | LTF lighting | LTF-T8-18W1200 BIXX BALLAST COMPATIBLE LED TUBE [4000K Frosted] | Linear Replacement Lamp | Four-Foot | Dual Mode Internal Driver (UL Type A and Type B) | Standard | FALSE | [9 empty] | 41886 |  |  | NotYetVerified |  | 3 | 2212 | 105.8 | 20.9 | 7.68 | 0.9928 | 4000 | 82.4
P00001M0N | LTF LIGHTING LLC | LTF lighting | LTF-T8-18W1200 BIXX BALLAST COMPATIBLE LED TUBE [4000K Clear] | Linear Replacement Lamp | Four-Foot | Dual Mode Internal Driver (UL Type A and Type B) | Standard | FALSE | [9 empty] | 41886 |  |  | NotYetVerified |  | 3 | 2212 | 105.8 | 20.9 | 7.68 | 0.9928 | 4000 | 82.4
P00001LZD | LTF LIGHTING LLC | LTF lighting | LTF-T8-22W1200 AC100-347V BOXX (4000K Clear) | Linear Replacement Lamp | Four-Foot | 2-lamp External Driver Lamp-Style Retrofit Kits (UL Type C) | Standard | FALSE | [9 empty] | 41886 |  |  | NotYetVerified | External Driver | 3 | 2450 | 111.4 | 22 | 13 | 0.9 | 4000 | 80
P00001LZ8 | LTF LIGHTING LLC | LTF lighting | LTF-T8-22W1200 AC100-347V BOXX (4000K Frosted) | Linear Replacement Lamp | Four-Foot | 2-lamp External Driver Lamp-Style Retrofit Kits (UL Type C) | Standard | FALSE | [9 empty] | 41886 |  |  | NotYetVerified | External Driver | 3 | 2450 | 111.4 | 22 | 13 | 0.9 | 4000 | 80
P00001LZN | LTF LIGHTING LLC | LTF lighting | LTF-T8-15W1200 AC100-347V BOXX (4000K Clear) | Linear Replacement Lamp | Four-Foot | 2-lamp External Driver Lamp-Style Retrofit Kits (UL Type C) | Standard | FALSE | [9 empty] | 41886 |  |  | NotYetVerified | External Driver | 3 | 1850 | 112.1 | 16.5 | 11 | 0.9 | 4000 | 80
P00001LZI | LTF LIGHTING LLC | LTF lighting | LTF-T8-15W1200 BONX (4000K FROSTED COVER) | Linear Replacement Lamp | Four-Foot | 2-lamp External Driver Lamp-Style Retrofit Kits (UL Type C) | Standard | FALSE | [9 empty] | 41886 |  |  | NotYetVerified | External Driver | 3 | 1850 | 112.1 | 16.5 | 11 | 0.9 | 4000 | 80
P00001M0V | LTF LIGHTING LLC | LTF lighting | LTF-T8-18W1200 BIXX BALLAST COMPATIBLE LED TUBE [3500K Clear] | Linear Replacement Lamp | Four-Foot | Dual Mode Internal Driver (UL Type A and Type B) | Standard | FALSE | [9 empty] | 41886 |  |  | NotYetVerified |  | 3 | 2212 | 105.8 | 20.9 | 7.68 | 0.9928 | 3500 | 82.4
P00001M0S | LTF LIGHTING LLC | LTF lighting | LTF-T8-18W1200 BIXX BALLAST COMPATIBLE LED TUBE [3500K Frosted] | Linear Replacement Lamp | Four-Foot | Dual Mode Internal Driver (UL Type A and Type B) | Standard | FALSE | [9 empty] | 41886 |  |  | NotYetVerified |  | 3 | 2212 | 105.8 | 20.9 | 7.68 | 0.9928 | 3500 | 82.4
P00001LZC | LTF LIGHTING LLC | LTF lighting | LTF-T8-22W1200 AC100-347V BOXX (3500K Clear) | Linear Replacement Lamp | Four-Foot | 2-lamp External Driver Lamp-Style Retrofit Kits (UL Type C) | Standard | FALSE | [9 empty] | 41886 |  |  | NotYetVerified | External Driver | 3 | 2450 | 111.4 | 22 | 13 | 0.9 | 3500 | 80
P00001LZ7 | LTF LIGHTING LLC | LTF lighting | LTF-T8-22W1200 AC100-347V BOXX (3500K Frosted) | Linear Replacement Lamp | Four-Foot | 2-lamp External Driver Lamp-Style Retrofit Kits (UL Type C) | Standard | FALSE | [9 empty] | 41886 |  |  | NotYetVerified | External Driver | 3 | 2450 | 111.4 | 22 | 13 | 0.9 | 3500 | 80
P00001LZM | LTF LIGHTING LLC | LTF lighting | LTF-T8-15W1200 AC100-347V BOXX (3500K Clear) | Linear Replacement Lamp | Four-Foot | 2-lamp External Driver Lamp-Style Retrofit Kits (UL Type C) | Standard | FALSE | [9 empty] | 41886 |  |  | NotYetVerified | External Driver | 3 | 1850 | 112.1 | 16.5 | 11 | 0.9 | 3500 | 80
P00001LZH | LTF LIGHTING LLC | LTF lighting | LTF-T8-15W1200 AC100-347V BOXX (3500K Frosted) | Linear Replacement Lamp | Four-Foot | 2-lamp External Driver Lamp-Style Retrofit Kits (UL Type C) | Standard | FALSE | [9 empty] | 41886 |  |  | NotYetVerified | External Driver | 3 | 1850 | 112.1 | 16.5 | 11 | 0.9 | 3500 | 80
P00001LZG | LTF LIGHTING LLC | LTF lighting | LTF-T8-15W1200 BONX (3000K FROSTED COVER) | Linear Replacement Lamp | Four-Foot | 2-lamp External Driver Lamp-Style Retrofit Kits (UL Type C) | Standard | FALSE | [9 empty] | 41886 |  |  | NotYetVerified | External Driver | 3 | 1850 | 112.1 | 16.5 | 11 | 0.9 | 3500 | 80
P00001M0U | LTF LIGHTING LLC | LTF lighting | LTF-T8-18W1200 BIXX BALLAST COMPATIBLE LED TUBE [3000K Clear] | Linear Replacement Lamp | Four-Foot | Dual Mode Internal Driver (UL Type A and Type B) | Standard | FALSE | [9 empty] | 41886 |  |  | NotYetVerified |  | 3 | 2212 | 105.8 | 20.9 | 7.68 | 0.9928 | 3000 | 82.4
P00001M0R | LTF LIGHTING LLC | LTF lighting | LTF-T8-18W1200 BIXX BALLAST COMPATIBLE LED TUBE [3000K Frosted] | Linear Replacement Lamp | Four-Foot | Dual Mode Internal Driver (UL Type A and Type B) | Standard | FALSE | [9 empty] | 41886 |  |  | NotYetVerified |  | 3 | 2212 | 105.8 | 20.9 | 7.68 | 0.9928 | 3000 | 82.4
P00001LZB | LTF LIGHTING LLC | LTF lighting | LTF-T8-22W1200 AC100-347V BOXX (3000K Clear) | Linear Replacement Lamp | Four-Foot | 2-lamp External Driver Lamp-Style Retrofit Kits (UL Type C) | Standard | FALSE | [9 empty] | 41886 |  |  | NotYetVerified | External Driver | 3 | 2463 | 114.6 | 21.5 | 12.81 | 0.9906 | 2883 | 82.5
P00001LZL | LTF LIGHTING LLC | LTF lighting | LTF-T8-15W1200 AC100-347V BOXX (3000K Clear) | Linear Replacement Lamp | Four-Foot | 2-lamp External Driver Lamp-Style Retrofit Kits (UL Type C) | Standard | FALSE | [9 empty] | 41886 |  |  | NotYetVerified | External Driver | 3 | 1891 | 121.2 | 15.6 | 10.74 | 0.9915 | 2878 | 82.6
P00001M0T | LTF LIGHTING LLC | LTF lighting | LTF-T8-18W1200 BIXX BALLAST COMPATIBLE LED TUBE [2700K Clear] | Linear Replacement Lamp | Four-Foot | Dual Mode Internal Driver (UL Type A and Type B) | Standard | FALSE | [9 empty] | 41886 |  |  | NotYetVerified |  | 3 | 2212 | 105.8 | 20.9 | 7.68 | 0.9928 | 2700 | 82.4
P00001M17 | LTF LIGHTING LLC | LTF lighting | LTF-T8-15W1200 BIXX BALLAST COMPATIBLE LED TUBE [5000K Clear] | Linear Replacement Lamp | Four-Foot | Dual Mode Internal Driver (UL Type A and Type B) | Standard | FALSE | [9 empty] | 41886 |  |  | NotYetVerified | Internal driver; operates off fluorescent ballast | 3 | 1929 | 109 | 17.7 | 8.75 | 0.9936 | 2655 | 81.6
P00001M16 | LTF LIGHTING LLC | LTF lighting | LTF-T8-15W1200 BIXX BALLAST COMPATIBLE LED TUBE [4500K Clear] | Linear Replacement Lamp | Four-Foot | Dual Mode Internal Driver (UL Type A and Type B) | Standard | FALSE | [9 empty] | 41886 |  |  | NotYetVerified | Internal driver; operates off fluorescent ballast | 3 | 1929 | 109 | 17.7 | 8.75 | 0.9936 | 2655 | 81.6
P00001M15 | LTF LIGHTING LLC | LTF lighting | LTF-T8-15W1200 BIXX BALLAST COMPATIBLE LED TUBE [4000K Clear] | Linear Replacement Lamp | Four-Foot | Dual Mode Internal Driver (UL Type A and Type B) | Standard | FALSE | [9 empty] | 41886 |  |  | NotYetVerified | Internal driver; operates off fluorescent ballast | 3 | 1929 | 109 | 17.7 | 8.75 | 0.9936 | 2655 | 81.6
P00001M14 | LTF LIGHTING LLC | LTF lighting | LTF-T8-15W1200 BIXX BALLAST COMPATIBLE LED TUBE [3500K Clear] | Linear Replacement Lamp | Four-Foot | Dual Mode Internal Driver (UL Type A and Type B) | Standard | FALSE | [9 empty] | 41886 |  |  | NotYetVerified | Internal driver; operates off fluorescent ballast | 3 | 1929 | 109 | 17.7 | 8.75 | 0.9936 | 2655 | 81.6
P00001M13 | LTF LIGHTING LLC | LTF lighting | LTF-T8-15W1200 BIXX BALLAST COMPATIBLE LED TUBE [3000K Clear] | Linear Replacement Lamp | Four-Foot | Dual Mode Internal Driver (UL Type A and Type B) | Standard | FALSE | [9 empty] | 41886 |  |  | NotYetVerified | Internal driver; operates off fluorescent ballast | 3 | 1929 | 109 | 17.7 | 8.75 | 0.9936 | 2655 | 81.6
P00001M12 | LTF LIGHTING LLC | LTF lighting | LTF-T8-15W1200 BIXX BALLAST COMPATIBLE LED TUBE [2700K Clear] | Linear Replacement Lamp | Four-Foot | Dual Mode Internal Driver (UL Type A and Type B) | Standard | FALSE | [9 empty] | 41886 |  |  | NotYetVerified | Internal driver; operates off fluorescent ballast | 3 | 1929 | 109 | 17.7 | 8.75 | 0.9936 | 2655 | 81.6
P00001M11 | LTF LIGHTING LLC | LTF lighting | LTF-T8-15W1200 BIXX BALLAST COMPATIBLE LED TUBE [5000K Frosted] | Linear Replacement Lamp | Four-Foot | Dual Mode Internal Driver (UL Type A and Type B) | Standard | FALSE | [9 empty] | 41886 |  |  | NotYetVerified | Internal driver; operates off fluorescent ballast | 3 | 1929 | 109 | 17.7 | 8.75 | 0.9936 | 2655 | 81.6
P00001M10 | LTF LIGHTING LLC | LTF lighting | LTF-T8-15W1200 BIXX BALLAST COMPATIBLE LED TUBE [4500K Frosted] | Linear Replacement Lamp | Four-Foot | Dual Mode Internal Driver (UL Type A and Type B) | Standard | FALSE | [9 empty] | 41886 |  |  | NotYetVerified | Internal driver; operates off fluorescent ballast | 3 | 1929 | 109 | 17.7 | 8.75 | 0.9936 | 2655 | 81.6
P00001M0Z | LTF LIGHTING LLC | LTF lighting | LTF-T8-15W1200 BIXX BALLAST COMPATIBLE LED TUBE [4000K Frosted] | Linear Replacement Lamp | Four-Foot | Dual Mode Internal Driver (UL Type A and Type B) | Standard | FALSE | [9 empty] | 41886 |  |  | NotYetVerified | Internal driver; operates off fluorescent ballast | 3 | 1929 | 109 | 17.7 | 8.75 | 0.9936 | 2655 | 81.6
P00001M0Y | LTF LIGHTING LLC | LTF lighting | LTF-T8-15W1200 BIXX BALLAST COMPATIBLE LED TUBE [3500K Frosted] | Linear Replacement Lamp | Four-Foot | Dual Mode Internal Driver (UL Type A and Type B) | Standard | FALSE | [9 empty] | 41886 |  |  | NotYetVerified | Internal driver; operates off fluorescent ballast | 3 | 1929 | 109 | 17.7 | 8.75 | 0.9936 | 2655 | 81.6
P00001M0X | LTF LIGHTING LLC | LTF lighting | LTF-T8-15W1200 BIXX BALLAST COMPATIBLE LED TUBE [3000K Frosted] | Linear Replacement Lamp | Four-Foot | Dual Mode Internal Driver (UL Type A and Type B) | Standard | FALSE | [9 empty] | 41886 |  |  | NotYetVerified | Internal driver; operates off fluorescent ballast | 3 | 1929 | 109 | 17.7 | 8.75 | 0.9936 | 2655 | 81.6
P00001M0W | LTF LIGHTING LLC | LTF lighting | LTF-T8-15W1200 BIXX BALLAST COMPATIBLE LED TUBE [2700K Frosted] | Linear Replacement Lamp | Four-Foot | Dual Mode Internal Driver (UL Type A and Type B) | Standard | FALSE | [9 empty] | 41886 |  |  | NotYetVerified | Internal driver; operates off fluorescent ballast | 3 | 1929 | 109 | 17.7 | 8.75 | 0.9936 | 2655 | 81.6
P00001KDA | Zhejiang Starco Lighting Co.Ltd. | Starco Lighting | SLT816P430 | Linear Replacement Lamp | Four-Foot | Internal Driver Lamp-Style Retrofit Kits (UL Type B) | Standard | TRUE | 1909.8 | 113.9 | 16.76 | 17.27 | 0.9255 | 2914 | 81 | 6 | 50000 | 41885 |  |  | NotYetVerified |  | 3 | 1909.8 | 113.9 | 16.76 | 7.19 | 0.9946 | 2914 | 81
P00001KDE | Zhejiang Starco Lighting Co.Ltd. | Starco Lighting | SLT816C430 | Linear Replacement Lamp | Four-Foot | Internal Driver Lamp-Style Retrofit Kits (UL Type B) | Standard | TRUE | 1957.4 | 118 | 16.59 | 18.39 | 0.9247 | 2971 | 81.7 | 6 | 50000 | 41885 |  |  | NotYetVerified | Internal Driver | 3 | 1957.4 | 118 | 16.59 | 5.98 | 0.9951 | 2971 | 81.7
P00001KD2 | Zhejiang Starco Lighting Co.Ltd. | Starco Lighting | SLT818C430 | Linear Replacement Lamp | Four-Foot | Internal Driver Lamp-Style Retrofit Kits (UL Type B) | Standard | TRUE | 2111 | 113.7 | 18.57 | 17.78 | 0.9151 | 2968 | 80.8 | 6 | 50000 | 41885 |  |  | NotYetVerified | Internal Driver | 3 | 2111 | 113.7 | 18.57 | 8.44 | 0.993 | 2968 | 80.8
P00001KD6 | Zhejiang Starco Lighting Co.Ltd. | Starco Lighting | SLT822C430 | Linear Replacement Lamp | Four-Foot | Internal Driver Lamp-Style Retrofit Kits (UL Type B) | Standard | TRUE | 2426 | 115.5 | 21 | 20.74 | 0.9056 | 2965 | 81.6 | 6 | 50000 | 41885 |  |  | NotYetVerified | Internal Driver | 3 | 2426 | 115.5 | 21 | 8.73 | 0.9921 | 3000 | 81.6
P000012YN | LEDVANCE LLC (formerly OSRAM SYLVANIA INC) | SYLVANIA ULTRA LED T8 HE | LED19T8L48/F/1X4HE/830/UNV | Linear Replacement Lamp | Four-Foot | 4-lamp External Driver Lamp-Style Retrofit Kits (UL Type C) | Standard | TRUE | 2116.4 | 109.93 | 19.25 | 23.5 | 0.896 | 3021 | 81 | 5 | 60000 | 41885 |  |  | NotYetVerified |  | 3 | 2350 | 121 | 19 | 23.5 | 0.89 | 3000
P000012YJ | LEDVANCE LLC (formerly OSRAM SYLVANIA INC) | SYLVANIA ULTRA LED T8 HE | LED19T8L48/F/1X3HE/830/UNV | Linear Replacement Lamp | Four-Foot | 3-lamp External Driver Lamp-Style Retrofit Kits (UL Type C) | Standard | TRUE | 2148 | 109.18 | 19.67 | 24.06 | 0.894 | 3027 | 81 | 5 | 60000 | 41885 |  |  | NotYetVerified |  | 3 | 2350 | 122 | 19 | 24 | 0.89 | 3000
P00001KD9 | Zhejiang Starco Lighting Co.Ltd. | Starco Lighting | SLT822C450 | Linear Replacement Lamp | Four-Foot | Internal Driver Lamp-Style Retrofit Kits (UL Type B) | Standard | FALSE | [9 empty] | 41885 |  |  | NotYetVerified | Internal Driver | 3 | 2557 | 118.4 | 21.59 | 10.54 | 0.9926 | 5059 | 82.1
P00001KD5 | Zhejiang Starco Lighting Co.Ltd. | Starco Lighting | SLT818C450 | Linear Replacement Lamp | Four-Foot | Internal Driver Lamp-Style Retrofit Kits (UL Type B) | Standard | FALSE | [9 empty] | 41885 |  |  | NotYetVerified | Internal Driver | 3 | 2131 | 116.5 | 18.29 | 7.69 | 0.9933 | 5045 | 82
P00001KDH | Zhejiang Starco Lighting Co.Ltd. | Starco Lighting | SLT816C450 | Linear Replacement Lamp | Four-Foot | Internal Driver Lamp-Style Retrofit Kits (UL Type B) | Standard | FALSE | [9 empty] | 41885 |  |  | NotYetVerified | Internal Driver | 3 | 2004 | 120.7 | 16.61 | 7.39 | 0.9948 | 5044 | 82.1
P00001KDD | Zhejiang Starco Lighting Co.Ltd. | Starco Lighting | SLT816P450 | Linear Replacement Lamp | Four-Foot | Internal Driver Lamp-Style Retrofit Kits (UL Type B) | Standard | FALSE | [9 empty] | 41885 |  |  | NotYetVerified |  | 3 | 1921 | 115.7 | 16.61 | 7.05 | 0.9949 | 5016 | 82.1
P00001KD4 | Zhejiang Starco Lighting Co.Ltd. | Starco Lighting | SLT818C440 | Linear Replacement Lamp | Four-Foot | Internal Driver Lamp-Style Retrofit Kits (UL Type B) | Standard | FALSE | [9 empty] | 41885 |  |  | NotYetVerified | Internal Driver | 3 | 2140 | 115.3 | 18.56 | 8.18 | 0.9931 | 4084 | 81.8
P00001KDG | Zhejiang Starco Lighting Co.Ltd. | Starco Lighting | SLT816C440 | Linear Replacement Lamp | Four-Foot | Internal Driver Lamp-Style Retrofit Kits (UL Type B) | Standard | FALSE | [9 empty] | 41885 |  |  | NotYetVerified | Internal Driver | 3 | 1972 | 118.2 | 16.68 | 7.61 | 0.9948 | 4078 | 81.8
P00001KD8 | Zhejiang Starco Lighting Co.Ltd. | Starco Lighting | SLT822C440 | Linear Replacement Lamp | Four-Foot | Internal Driver Lamp-Style Retrofit Kits (UL Type B) | Standard | FALSE | [9 empty] | 41885 |  |  | NotYetVerified | Internal Driver | 3 | 2453 | 114.2 | 21.48 | 10.28 | 0.9929 | 4075 | 81.8
P00001KDC | Zhejiang Starco Lighting Co.Ltd. | Starco Lighting | SLT816P440 | Linear Replacement Lamp | Four-Foot | Internal Driver Lamp-Style Retrofit Kits (UL Type B) | Standard | FALSE | [9 empty] | 41885 |  |  | NotYetVerified |  | 3 | 1887 | 112.8 | 16.73 | 7.38 | 0.9947 | 4068 | 81.9
P00001KD7 | Zhejiang Starco Lighting Co.Ltd. | Starco Lighting | SLT822C435 | Linear Replacement Lamp | Four-Foot | Internal Driver Lamp-Style Retrofit Kits (UL Type B) | Standard | FALSE | [9 empty] | 41885 |  |  | NotYetVerified | Internal Driver | 3 | 2400 | 110 | 22 | 20 | 0.9 | 3500 | 80
P00001KD3 | Zhejiang Starco Lighting Co.Ltd. | Starco Lighting | SLT818C435 | Linear Replacement Lamp | Four-Foot | Internal Driver Lamp-Style Retrofit Kits (UL Type B) | Standard | FALSE | [9 empty] | 41885 |  |  | NotYetVerified | Internal Driver | 3 | 1950 | 110 | 18 | 20 | 0.9 | 3500 | 80
P00001KDF | Zhejiang Starco Lighting Co.Ltd. | Starco Lighting | SLT816C435 | Linear Replacement Lamp | Four-Foot | Internal Driver Lamp-Style Retrofit Kits (UL Type B) | Standard | FALSE | [9 empty] | 41885 |  |  | NotYetVerified | Internal Driver | 3 | 1850 | 115 | 16 | 20 | 0.9 | 3500 | 80
P00001KDB | Zhejiang Starco Lighting Co.Ltd. | Starco Lighting | SLT816P435 | Linear Replacement Lamp | Four-Foot | Internal Driver Lamp-Style Retrofit Kits (UL Type B) | Standard | FALSE | [9 empty] | 41885 |  |  | NotYetVerified |  | 3 | 1800 | 112 | 16 | 20 | 0.9 | 3500 | 80
P000012YM | LEDVANCE LLC (formerly OSRAM SYLVANIA INC) | SYLVANIA ULTRA LED T8 HE | LED19T8L48/F/1x3HE/850/UNV | Linear Replacement Lamp | Four-Foot | 3-lamp External Driver Lamp-Style Retrofit Kits (UL Type C) | Standard | FALSE | [9 empty] | 41885 |  |  | NotYetVerified |  | 3 | 2450 | 127 | 19 | 24 | 0.89 | 5000
P000012YQ | LEDVANCE LLC (formerly OSRAM SYLVANIA INC) | SYLVANIA ULTRA LED T8 HE | LED19T8L48/F/1x4HE/850/UNV | Linear Replacement Lamp | Four-Foot | 4-lamp External Driver Lamp-Style Retrofit Kits (UL Type C) | Standard | FALSE | [9 empty] | 41885 |  |  | NotYetVerified |  | 3 | 2450 | 126 | 19 | 23.5 | 0.89 | 5000
P000012YL | LEDVANCE LLC (formerly OSRAM SYLVANIA INC) | SYLVANIA ULTRA LED T8 HE | LED19T8L48/F/1x3HE/841/UNV | Linear Replacement Lamp | Four-Foot | 3-lamp External Driver Lamp-Style Retrofit Kits (UL Type C) | Standard | FALSE | [9 empty] | 41885 |  |  | NotYetVerified |  | 3 | 2350 | 122 | 19 | 24 | 0.89 | 4100
P000012YP | LEDVANCE LLC (formerly OSRAM SYLVANIA INC) | SYLVANIA ULTRA LED T8 HE | LED19T8L48/F/1x4HE/841/UNV | Linear Replacement Lamp | Four-Foot | 4-lamp External Driver Lamp-Style Retrofit Kits (UL Type C) | Standard | FALSE | [9 empty] | 41885 |  |  | NotYetVerified |  | 3 | 2350 | 121 | 19 | 23.5 | 0.89 | 4100
P000012YK | LEDVANCE LLC (formerly OSRAM SYLVANIA INC) | SYLVANIA ULTRA LED T8 HE | LED19T8L48/F/1x3HE/835/UNV | Linear Replacement Lamp | Four-Foot | 3-lamp External Driver Lamp-Style Retrofit Kits (UL Type C) | Standard | FALSE | [9 empty] | 41885 |  |  | NotYetVerified |  | 3 | 2350 | 122 | 19 | 24 | 0.89 | 3500
P000012YO | LEDVANCE LLC (formerly OSRAM SYLVANIA INC) | SYLVANIA ULTRA LED T8 HE | LED19T8L48/F/1x4HE/835/UNV | Linear Replacement Lamp | Four-Foot | 4-lamp External Driver Lamp-Style Retrofit Kits (UL Type C) | Standard | FALSE | [9 empty] | 41885 |  |  | NotYetVerified |  | 3 | 2350 | 121 | 19 | 23.5 | 0.89 | 3500
P00001BFO | Truly Green Solutions | Truly Green Solutions | 834118-40-B-F | Linear Replacement Lamp | Four-Foot | Internal Driver Lamp-Style Retrofit Kits (UL Type B) | Standard | TRUE | 2261 | 105.6 | 21.42 | 11.36 | 0.9667 | 3987 | 81.5 | 5 | 50000 | 41884 |  |  | NotYetVerified |  | 3 | 2070 | 115 | 18 | 20 | 0.9 | 4000 | 80
P000015UV | Philips Lighting North America Corporation | Philips | 9290011240 | Linear Replacement Lamp | Four-Foot | Replacement Lamps (plug and play) (UL Type A) | Standard | TRUE | 1614 | 108.6 | 14.95 | 10.35 | 0.9612 | 3372 | 81.2 | 5 | 50000 | 41884 |  |  | NotYetVerified | Internal Driver; Operating off the existing ballast | 3 | 1500 |  | 14.5 | 8 | 0.9 | 3500 | 82
P00001BFU | Truly Green Solutions | Truly Green Solutions | 834115-27-B-F | Linear Replacement Lamp | Four-Foot | Internal Driver Lamp-Style Retrofit Kits (UL Type B) | Standard | TRUE | 1929 | 109 | 17.7 | 17.9 | 0.9557 | 2655 | 81.6 | 5 | 50000 | 41884 |  |  | NotYetVerified | Internal Driver | 3 | 1700 | 115 | 15 | 20 | 0.9 | 2700 | 80
P6VYRYA1 | MLS Co. LTD | MLS | MT8Z04 | Linear Replacement Lamp | Four-Foot | Internal Driver Lamp-Style Retrofit Kits (UL Type B) | Standard | FALSE | 1943.627 | 98.213 | 19.79 | 18.4 | 0.886 | 3479 | 81 | 5 | 50000 | 41884 |  |  | NotYetVerified |  | 3 | 1800 | 100 | 19 |  | 0.9 | 5000 | 80
P00000XP7 | James Trading Company Limited | JAMES | ZY-T8-18W1200 BIXX AC100-382V (3000K Frosted) | Linear Replacement Lamp | Four-Foot | Internal Driver Lamp-Style Retrofit Kits (UL Type B) | Standard | TRUE | 2326 | 141.66 | 16.42 | 15.1 | 0.8786 | 3038 | 82.4 | 5 | 50000 | 41884 |  |  | NotYetVerified | Lastx represents either s for single-end power input or T for double-end inputs | 3 | 2326 | 141.66 | 16.42 | 20 | 0.9 | 3000 | 83
P000015UX | Philips Lighting North America Corporation | Philips | 9290011242 | Linear Replacement Lamp | Four-Foot | Replacement Lamps (plug and play) (UL Type A) | Standard | FALSE | [9 empty] | 41884 |  |  | NotYetVerified | Internal Driver; Operating off the existing ballast | 3 | 1650 | 113.8 | 14.5 | 8 | 0.9 | 5000 | 82
P000015UW | Philips Lighting North America Corporation | Philips | 9290011241 | Linear Replacement Lamp | Four-Foot | Replacement Lamps (plug and play) (UL Type A) | Standard | FALSE | [9 empty] | 41884 |  |  | NotYetVerified | Internal Driver; Operating off the existing ballast | 3 | 1600 | 110.3 | 14.5 | 8 | 0.9 | 4000 | 82
P00001BFT | Truly Green Solutions | Truly Green Solutions | 834018-50-B-C | Linear Replacement Lamp | Four-Foot | Internal Driver Lamp-Style Retrofit Kits (UL Type B) | Standard | FALSE | [9 empty] | 41884 |  |  | NotYetVerified | Internal Driver | 3 | 2070 | 115 | 18 | 20 | 0.9 | 5000 | 80
P00001BFQ | Truly Green Solutions | Truly Green Solutions | 834118-50-B-F | Linear Replacement Lamp | Four-Foot | Internal Driver Lamp-Style Retrofit Kits (UL Type B) | Standard | FALSE | [9 empty] | 41884 |  |  | NotYetVerified | Internal Driver | 3 | 2070 | 115 | 18 | 20 | 0.9 | 5000 | 80
P00001BG5 | Truly Green Solutions | Truly Green Solutions | 834015-50-B-C | Linear Replacement Lamp | Four-Foot | Internal Driver Lamp-Style Retrofit Kits (UL Type B) | Standard | FALSE | [9 empty] | 41884 |  |  | NotYetVerified | Internal Driver | 3 | 1700 | 115 | 15 | 20 | 0.9 | 5000 | 80
P00001BFZ | Truly Green Solutions | Truly Green Solutions | 834115-50-B-F | Linear Replacement Lamp | Four-Foot | Internal Driver Lamp-Style Retrofit Kits (UL Type B) | Standard | FALSE | [9 empty] | 41884 |  |  | NotYetVerified | Internal Driver | 3 | 1700 | 115 | 15 | 20 | 0.9 | 5000 | 80
P00001BFS | Truly Green Solutions | Truly Green Solutions | 834018-45-B-C | Linear Replacement Lamp | Four-Foot | Internal Driver Lamp-Style Retrofit Kits (UL Type B) | Standard | FALSE | [9 empty] | 41884 |  |  | NotYetVerified | Internal Driver | 3 | 2070 | 115 | 18 | 20 | 0.9 | 4500 | 80
P00001BFP | Truly Green Solutions | Truly Green Solutions | 834118-45-B-F | Linear Replacement Lamp | Four-Foot | Internal Driver Lamp-Style Retrofit Kits (UL Type B) | Standard | FALSE | [9 empty] | 41884 |  |  | NotYetVerified | Internal Driver | 3 | 2070 | 115 | 18 | 20 | 0.9 | 4500 | 80
P00001BG4 | Truly Green Solutions | Truly Green Solutions | 834015-45-B-C | Linear Replacement Lamp | Four-Foot | Internal Driver Lamp-Style Retrofit Kits (UL Type B) | Standard | FALSE | [9 empty] | 41884 |  |  | NotYetVerified | Internal Driver | 3 | 1700 | 115 | 15 | 20 | 0.9 | 4500 | 80
P00001BFY | Truly Green Solutions | Truly Green Solutions | 834115-45-B-F | Linear Replacement Lamp | Four-Foot | Internal Driver Lamp-Style Retrofit Kits (UL Type B) | Standard | FALSE | [9 empty] | 41884 |  |  | NotYetVerified | Internal Driver | 3 | 1700 | 115 | 15 | 20 | 0.9 | 4500 | 80
P00001BFR | Truly Green Solutions | Truly Green Solutions | 834018-40-B-C | Linear Replacement Lamp | Four-Foot | Internal Driver Lamp-Style Retrofit Kits (UL Type B) | Standard | FALSE | [9 empty] | 41884 |  |  | NotYetVerified | Internal Driver | 3 | 2070 | 115 | 18 | 20 | 0.9 | 4000 | 80
P00001BG3 | Truly Green Solutions | Truly Green Solutions | 834015-40-B-C | Linear Replacement Lamp | Four-Foot | Internal Driver Lamp-Style Retrofit Kits (UL Type B) | Standard | FALSE | [9 empty] | 41884 |  |  | NotYetVerified | Internal Driver | 3 | 1700 | 115 | 15 | 20 | 0.9 | 4000 | 80
P00001BFX | Truly Green Solutions | Truly Green Solutions | 834115-40-B-F | Linear Replacement Lamp | Four-Foot | Internal Driver Lamp-Style Retrofit Kits (UL Type B) | Standard | FALSE | [9 empty] | 41884 |  |  | NotYetVerified | Internal Driver | 3 | 1700 | 115 | 15 | 20 | 0.9 | 4000 | 80
P00001BG2 | Truly Green Solutions | Truly Green Solutions | 834015-35-B-C | Linear Replacement Lamp | Four-Foot | Internal Driver Lamp-Style Retrofit Kits (UL Type B) | Standard | FALSE | [9 empty] | 41884 |  |  | NotYetVerified | Internal Driver | 3 | 1700 | 115 | 15 | 20 | 0.9 | 3500 | 80
P00001BFW | Truly Green Solutions | Truly Green Solutions | 834115-35-B-F | Linear Replacement Lamp | Four-Foot | Internal Driver Lamp-Style Retrofit Kits (UL Type B) | Standard | FALSE | [9 empty] | 41884 |  |  | NotYetVerified | Internal Driver | 3 | 1700 | 115 | 15 | 20 | 0.9 | 3500 | 80
P00001BG1 | Truly Green Solutions | Truly Green Solutions | 834015-30-B-C | Linear Replacement Lamp | Four-Foot | Internal Driver Lamp-Style Retrofit Kits (UL Type B) | Standard | FALSE | [9 empty] | 41884 |  |  | NotYetVerified | Internal Driver | 3 | 1700 | 115 | 15 | 20 | 0.9 | 3000 | 80
P00001BFV | Truly Green Solutions | Truly Green Solutions | 834115-30-B-F | Linear Replacement Lamp | Four-Foot | Internal Driver Lamp-Style Retrofit Kits (UL Type B) | Standard | FALSE | [9 empty] | 41884 |  |  | NotYetVerified | Internal Driver | 3 | 1700 | 115 | 15 | 20 | 0.9 | 3000 | 80
P00001BG0 | Truly Green Solutions | Truly Green Solutions | 834015-27-B-C | Linear Replacement Lamp | Four-Foot | Internal Driver Lamp-Style Retrofit Kits (UL Type B) | Standard | FALSE | [9 empty] | 41884 |  |  | NotYetVerified | Internal Driver | 3 | 1700 | 115 | 15 | 20 | 0.9 | 2700 | 80
P00001EVQ | Shenzhen Wanjia Lighting Co. Ltd | WONKA | 18T802B1-35C-N | Linear Replacement Lamp | Four-Foot | Replacement Lamps (plug and play) (UL Type A) | Standard | FALSE | [9 empty] | 41884 |  |  | NotYetVerified |  | 3 | 1800 | 100 | 18 |  | 0.9 | 3500
P00001EVR | Shenzhen Wanjia Lighting Co. Ltd | WONKA | 18T802B1-35M-N [Qualified at 120V Only] | Linear Replacement Lamp | Four-Foot | Replacement Lamps (plug and play) (UL Type A) | Standard | FALSE | [9 empty] | 41884 |  |  | No |  | 3 | 2000 | 111 | 18 | 15 | 0.9 | 3500 | 80
P00000XPG | James Trading Company Limited | JAMES | ZY-T8-18W1200 BIXX AC100-382V (5000K Clear) | Linear Replacement Lamp | Four-Foot | Internal Driver Lamp-Style Retrofit Kits (UL Type B) | Standard | FALSE | [9 empty] | 41884 |  |  | NotYetVerified | Lastx represents either s for single-end power input or T for double-end inputs | 3 | 2516 | 153.1 | 16.4 | 20 | 0.9 | 4976 | 83
P00000XPB | James Trading Company Limited | JAMES | ZY-T8-18W1200 BIXX AC100-382V (5000K Frosted) | Linear Replacement Lamp | Four-Foot | Internal Driver Lamp-Style Retrofit Kits (UL Type B) | Standard | FALSE | [9 empty] | 41884 |  |  | NotYetVerified | Lastx represents either s for single-end power input or T for double-end inputs | 3 | 2326 | 141.66 | 16.42 | 20 | 0.9 | 4976 | 83
P00000XPF | James Trading Company Limited | JAMES | ZY-T8-18W1200 BIXX AC100-382V (4500K Clear) | Linear Replacement Lamp | Four-Foot | Internal Driver Lamp-Style Retrofit Kits (UL Type B) | Standard | FALSE | [9 empty] | 41884 |  |  | NotYetVerified |  | 3 | 2516 | 153.1 | 16.4 | 20 | 0.9 | 4500 | 83
P00000XPA | James Trading Company Limited | JAMES | ZY-T8-18W1200 BIXX AC100-382V (4500K Frosted) | Linear Replacement Lamp | Four-Foot | Internal Driver Lamp-Style Retrofit Kits (UL Type B) | Standard | FALSE | [9 empty] | 41884 |  |  | NotYetVerified |  | 3 | 2326 | 141.66 | 16.42 | 20 | 0.9 | 4500 | 83
P00000XPE | James Trading Company Limited | JAMES | ZY-T8-18W1200 BIXX AC100-382V (4000K Clear) | Linear Replacement Lamp | Four-Foot | Internal Driver Lamp-Style Retrofit Kits (UL Type B) | Standard | FALSE | [9 empty] | 41884 |  |  | NotYetVerified |  | 3 | 2516 | 153.1 | 16.4 | 20 | 0.9 | 4000 | 83
P00000XP9 | James Trading Company Limited | JAMES | ZY-T8-18W1200 BIXX AC100-382V (4000K Frosted) | Linear Replacement Lamp | Four-Foot | Internal Driver Lamp-Style Retrofit Kits (UL Type B) | Standard | FALSE | [9 empty] | 41884 |  |  | NotYetVerified |  | 3 | 2326 | 141.66 | 16.42 | 20 | 0.9 | 4000 | 83
P00000XPD | James Trading Company Limited | JAMES | ZY-T8-18W1200 BIXX AC100-382V (3500K Clear) | Linear Replacement Lamp | Four-Foot | Internal Driver Lamp-Style Retrofit Kits (UL Type B) | Standard | FALSE | [9 empty] | 41884 |  |  | NotYetVerified |  | 3 | 2516 | 153.1 | 16.4 | 20 | 0.9 | 3500 | 83
P00000XP8 | James Trading Company Limited | JAMES | ZY-T8-18W1200 BIXX AC100-382V (3500K Frosted) | Linear Replacement Lamp | Four-Foot | Internal Driver Lamp-Style Retrofit Kits (UL Type B) | Standard | FALSE | [9 empty] | 41884 |  |  | NotYetVerified |  | 3 | 2326 | 141.66 | 16.42 | 20 | 0.9 | 3500 | 83
P00000XPC | James Trading Company Limited | JAMES | ZY-T8-18W1200 BIXX AC100-382V (3000K Clear) | Linear Replacement Lamp | Four-Foot | Internal Driver Lamp-Style Retrofit Kits (UL Type B) | Standard | FALSE | [9 empty] | 41884 |  |  | NotYetVerified |  | 3 | 2516 | 153.1 | 16.4 | 20 | 0.9 | 3000 | 83
P00001LMU | Jiangxi Lianchuang Optoelectronic Science & Technology Co.Ltd | Lianovation | LCFL26A-12-18W-3 | Linear Replacement Lamp | Four-Foot | Internal Driver Lamp-Style Retrofit Kits (UL Type B) | Standard | TRUE | 1857.6 | 110.54 | 16.81 | 10.88 | 0.922 | 5240 | 82 | 5 |  | 41880 |  |  | NotYetVerified | Internal Driver. This product was originally qualified under the model number: LCFL26A-12-18W [5000K model only qualified] | 3 |  | 100 | 18 |  |  | 5000 | 80
P00001LMT | Jiangxi Lianchuang Optoelectronic Science & Technology Co.Ltd | Lianovation | LCFL26A-12-16W-3 | Linear Replacement Lamp | Four-Foot | Internal Driver Lamp-Style Retrofit Kits (UL Type B) | Standard | TRUE | 1683.9 | 110.69 | 15.21 | 11.12 | 0.904 | 5276 | 82 | 5 |  | 41880 |  |  | NotYetVerified | Internal Driver. This product was originally qualified under the model number: LCFL26A-12-16W [5000K model only qualified] | 3 |  | 100 | 16 |  |  | 5000 | 80
P000004L7 | Alite Co. LTD. | ALITE | LED Tube-AL11 | Linear Replacement Lamp | Four-Foot | Internal Driver Lamp-Style Retrofit Kits (UL Type B) | Standard | TRUE | 1843 | 114.1 | 16.15 | 13.9 | 0.987 | 4238 | 83.6 | 5 | 50000 | 41879 |  |  | NotYetVerified | Internal Driver | 3 | 1800 | 114 | 16 | 13.9 | 0.987 | 4000 | 83
P000004L5 | Alite Co. LTD. | ALITE | LED Tube-AL9 | Linear Replacement Lamp | Four-Foot | Internal Driver Lamp-Style Retrofit Kits (UL Type B) | Standard | TRUE | 1969.1 | 123.25 | 15.98 | 13.7 | 0.9863 | 4231 | 83.6 | 5 | 50000 | 41879 |  |  | NotYetVerified | Internal Driver | 3 | 1800 | 123.25 | 16 | 13.7 | 0.9863 | 4000 | 80
P000004L6 | Alite Co. LTD. | ALITE | LED Tube-AL10 | Linear Replacement Lamp | Four-Foot | Internal Driver Lamp-Style Retrofit Kits (UL Type B) | Standard | FALSE | [9 empty] | 41879 | Not Yet Verified | Not Yet Verified | NotYetVerified | Internal Driver | 3 | 1800 | 123.25 | 16 | 13.7 | 0.9863 | 5000 | 80
P000004L8 | Alite Co. LTD. | ALITE | LED Tube-AL12 | Linear Replacement Lamp | Four-Foot | Internal Driver Lamp-Style Retrofit Kits (UL Type B) | Standard | FALSE | [9 empty] | 41879 | Not Yet Verified | Not Yet Verified | NotYetVerified | Internal Driver | 3 | 1800 | 114 | 16 |  |  | 5000 | 80
P0000196J | Shenzhen Topband Co. Ltd. | TOPBAND | TPT104NPA-18WSB(40F) | Linear Replacement Lamp | Four-Foot | Internal Driver Lamp-Style Retrofit Kits (UL Type B) | Standard | TRUE | 1834.87 | 104.85 | 17.5 | 5.42 | 0.915 | 4087 | 83.6 | 5 | 50000 | 41877 |  |  | NotYetVerified |  | 3 | 1800 |  | 18 |  | 0.9 | 4000 | 80
P0000196H | Shenzhen Topband Co. Ltd. | TOPBAND | TPT104NLA-18WSB(40F) | Linear Replacement Lamp | Four-Foot | Internal Driver Lamp-Style Retrofit Kits (UL Type B) | Standard | TRUE | 1797.82 | 104.34 | 17.23 | 11.57 | 0.891 | 4087 | 83.5 | 5 | 50000 | 41877 |  |  | NotYetVerified |  | 3 | 1800 |  | 18 |  | 0.9 | 4000 | 80
P00001J5K | Anhui Sanan Technology Co. Ltd. | Lightera | OT822Wk07-1200-50K-04 | Linear Replacement Lamp | Four-Foot | Internal Driver Lamp-Style Retrofit Kits (UL Type B) | Standard | FALSE | [9 empty] | 41877 | Not Yet Verified | Not Yet Verified | NotYetVerified |  | 3 | 2350 | 100 | 22 |  | 0.9 | 5000 | 80
P00001J5J | Anhui Sanan Technology Co. Ltd. | Lightera | OT818Wk07-1200-50K-04 | Linear Replacement Lamp | Four-Foot | Internal Driver Lamp-Style Retrofit Kits (UL Type B) | Standard | FALSE | [9 empty] | 41877 | Not Yet Verified | Not Yet Verified | NotYetVerified |  | 3 | 1900 | 100 | 18 |  | 0.9 | 5000 | 80
P00001H6J | Sunrain Systems | ES BRIGHT | ESB-TDII-T8-18W 4500K | Linear Replacement Lamp | Four-Foot | Internal Driver Lamp-Style Retrofit Kits (UL Type B) | Standard | FALSE | [9 empty] | 41872 |  |  | No |  | 3 | 1800 | 100 | 18 | 15.68 | 0.907 | 4500 | 80
P00001H6I | Sunrain Systems | ES BRIGHT | ESB-TDII-T8-18W 4000K | Linear Replacement Lamp | Four-Foot | Internal Driver Lamp-Style Retrofit Kits (UL Type B) | Standard | FALSE | [9 empty] | 41872 |  |  | No |  | 3 | 1800 | 100 | 18 | 15.68 | 0.907 | 4000 | 80
P00001H6H | Sunrain Systems | ES BRIGHT | ESB-TDII-T8-18W 3500K | Linear Replacement Lamp | Four-Foot | Internal Driver Lamp-Style Retrofit Kits (UL Type B) | Standard | FALSE | [9 empty] | 41872 |  |  | No |  | 3 | 1800 | 100 | 18 | 15.68 | 0.907 | 3500 | 80
P00001JE4 | Shenzhen HuaTianweiye Technology Co. Ltd | HuaTianweiye | UQ-18W-120(3000K) - Frosted | Linear Replacement Lamp | Four-Foot | Internal Driver Lamp-Style Retrofit Kits (UL Type B) | Standard | TRUE | 1878.94 | 106.88 | 17.58 | 16.7 | 0.97 | 2877 | 82.4 | 5 | 50000 | 41871 |  |  | NotYetVerified | Internal Driver | 3 | 1800 |  | 18 | 20 | 0.9 | 3000 | 80
P00001JDU | Shenzhen HuaTianweiye Technology Co. Ltd | HuaTianweiye | UL-18W-120(3000K) - Frosted | Linear Replacement Lamp | Four-Foot | Internal Driver Lamp-Style Retrofit Kits (UL Type B) | Standard | TRUE | 1847.7 | 106.7 | 17.3 | 21.2 | 0.935 | 2890 | 82.4 | 5 | 50000 | 41871 |  |  | NotYetVerified | Internal Driver | 3 | 1800 |  | 18 | 20 | 0.9 | 3000 | 80
P00001LHI | ELB Electronics Inc. | ELB | LED T8-17-830-B-FHF | Linear Replacement Lamp | Four-Foot | Replacement Lamps (plug and play) (UL Type A) | Standard | TRUE | 1733.4 | 101.36 | 17.1 | 13.85 | 0.98 | 3115 | 82.4 | 5 | 50000 | 41869 |  |  | NotYetVerified |  | 3 | 1750 | 100 | 17.5 | 20 | 0.99 | 3000 | 83
P00001H6F | Sunrain Systems | ES BRIGHT | ESB-TDII-T8-18W 3000K | Linear Replacement Lamp | Four-Foot | Internal Driver Lamp-Style Retrofit Kits (UL Type B) | Standard | TRUE | 1738.1 | 98.74 | 17.6 | 15.68 | 0.907 | 3000 | 82.3 | 5 |  | 41869 |  |  | No |  | 3 | 1800 | 100 | 18 | 15.68 | 0.907 | 3000 | 80
P00001H6G | Sunrain Systems | ES BRIGHT | ESB-TDII-T8-18W 5000K | Linear Replacement Lamp | Four-Foot | Internal Driver Lamp-Style Retrofit Kits (UL Type B) | Standard | FALSE | [9 empty] | 41869 |  |  | No |  | 3 | 1800 | 100 | 18 | 15.68 | 0.907 | 5000 | 80
P00001LHL | ELB Electronics Inc. | ELB | LED T8-17-850-B-FHF | Linear Replacement Lamp | Four-Foot | Replacement Lamps (plug and play) (UL Type A) | Standard | FALSE | [9 empty] | 41869 |  |  | NotYetVerified |  | 3 | 1850 | 100 | 17.5 | 20 | 0.99 | 5000 | 83
P00001LHK | ELB Electronics Inc. | ELB | LED T8-17-840-B-FHF | Linear Replacement Lamp | Four-Foot | Replacement Lamps (plug and play) (UL Type A) | Standard | FALSE | [9 empty] | 41869 |  |  | NotYetVerified |  | 3 | 1750 | 100 | 17.5 | 20 | 0.99 | 4000 | 83
P00001LHJ | ELB Electronics Inc. | ELB | LED T8-17-835-B-FHF | Linear Replacement Lamp | Four-Foot | Replacement Lamps (plug and play) (UL Type A) | Standard | FALSE | [9 empty] | 41869 |  |  | NotYetVerified |  | 3 | 1750 | 100 | 17.5 | 20 | 0.99 | 3500 | 83
P00001BKR | Up-shine Lighting Co. Limited | Up-shine | UP-T820W1200-3000K | Linear Replacement Lamp | Four-Foot | Internal Driver Lamp-Style Retrofit Kits (UL Type B) | Standard | TRUE | 2288.8 | 115.7 | 19.8 | 16.09 | 0.875 | 2906 | 82.8 | 5 | 50000 | 41866 |  |  | NotYetVerified | Internal Driver | 3 | 2260 | 113 | 20 | 20 | 0.9 | 3000 | 83
P00001LFT | Enersave Inc | Enersave LEDs | LEDT8 32/22-350-E-FSF | Linear Replacement Lamp | Four-Foot | Replacement Lamps (plug and play) (UL Type A) | Standard | TRUE | 2440.28 | 97 | 21.28 | 7 | 0.99 | 3363 | 81 | 5 | 50000 | 41864 |  |  | NotYetVerified |  | 3 | 2200 | 100 | 22 |  | 0.96 | 3500 | 80
P00001LFU | Enersave Inc | Enersave LEDs | LEDT8 32/22-410-E-FSF | Linear Replacement Lamp | Four-Foot | Replacement Lamps (plug and play) (UL Type A) | Standard | TRUE | 2435.43 | 113 | 21.46 | 6 | 0.99 | 4044 | 82 | 5 | 50000 | 41864 |  |  | NotYetVerified |  | 3.1 | 2200 | 100 | 22 |  | 0.96 | 4100 | 80
P00001LFX | Enersave Inc | Enersave LEDs | LEDT8 32/17-350-E-FSF | Linear Replacement Lamp | Four-Foot | Replacement Lamps (plug and play) (UL Type A) | Standard | TRUE | 1995.65 | 104 | 19.23 | 9 | 0.98 | 3457 | 83 | 5 | 50000 | 41864 |  |  | NotYetVerified |  | 3 | 2100 | 100 | 17 |  | 0.96 | 3500 | 80
P00001LG0 | Enersave Inc | Enersave LEDs | LEDT8 32/22-410-L-FSF | Linear Replacement Lamp | Four-Foot | Internal Driver Lamp-Style Retrofit Kits (UL Type B) | Standard | TRUE | 2382.55 | 111 | 21.47 | 10 | 0.972 | 4113 | 82 | 5 | 50000 | 41864 |  |  | NotYetVerified |  | 3.1 | 2200 | 100 | 22 |  | 0.96 | 4100 | 80
P00001LFV | Enersave Inc | Enersave LEDs | LEDT8 32/22-500-E-FSF | Linear Replacement Lamp | Four-Foot | Replacement Lamps (plug and play) (UL Type A) | Standard | TRUE | 3140 | 113.4 | 27.7 | 10.18 | 0.955 | 4980 | 81.2 | 5 | 50000 | 41864 |  |  | NotYetVerified |  | 3.1 | 2200 | 100 | 22 |  | 0.96 | 5000 | 80
P00001LG2 | Enersave Inc | Enersave LEDs | LEDT8 32/16-410-L-FSF | Linear Replacement Lamp | Four-Foot | Internal Driver Lamp-Style Retrofit Kits (UL Type B) | Standard | TRUE | 2006.47 | 122 | 16.42 | 6 | 0.95 | 4082 | 82 | 5 | 50000 | 41864 |  |  | NotYetVerified |  | 3.1 | 1600 | 100 | 16 |  | 0.96 | 4100 | 80
P00000UJW | Hong Kong Low Carbon Lighting Limited | Low Carbon | LKB-T812-1100-18-IN (4000K) | Linear Replacement Lamp | Four-Foot | Internal Driver Lamp-Style Retrofit Kits (UL Type B) | Standard | TRUE | 1934.42 | 110.48 | 17.51 | 20.15 | 0.942 | 4063 | 80.6 | 5 | 50000 | 41864 |  |  | NotYetVerified |  | 3 | 1900 | 110 | 18 |  | 0.9 | 4000 | 80
P00001LG3 | Enersave Inc | Enersave LEDs | LEDT8 32/16-500-L-FSF | Linear Replacement Lamp | Four-Foot | Internal Driver Lamp-Style Retrofit Kits (UL Type B) | Standard | TRUE | 1956 | 120.07 | 16.29 | 8 | 0.91 | 5108 | 82 | 5 | 50000 | 41864 |  |  | NotYetVerified |  | 3.1 | 1600 | 100 | 16 |  | 0.96 | 5000 | 80
P00001LG1 | Enersave Inc | Enersave LEDs | LEDT8 32/22-500-L-FSF | Linear Replacement Lamp | Four-Foot | Internal Driver Lamp-Style Retrofit Kits (UL Type B) | Standard | FALSE | [9 empty] | 41864 |  |  | NotYetVerified |  | 3 | 2200 | 100 | 22 |  | 0.96 | 5000 | 80
P00001LFZ | Enersave Inc | Enersave LEDs | LEDT8 32/17-500-E-FSF | Linear Replacement Lamp | Four-Foot | Replacement Lamps (plug and play) (UL Type A) | Standard | FALSE | [9 empty] | 41864 |  |  | NotYetVerified |  | 3 | 2100 | 100 | 17 |  | 0.96 | 5000 | 80
P00001LFY | Enersave Inc | Enersave LEDs | LEDT8 32/17-410-E-FSF | Linear Replacement Lamp | Four-Foot | Replacement Lamps (plug and play) (UL Type A) | Standard | FALSE | [9 empty] | 41864 |  |  | NotYetVerified |  | 3 | 2100 | 100 | 17 |  | 0.96 | 4100 | 80
P00000UJY | Hong Kong Low Carbon Lighting Limited | Low Carbon | LKB-T812-1100-18-IN (5000K) | Linear Replacement Lamp | Four-Foot | Internal Driver Lamp-Style Retrofit Kits (UL Type B) | Standard | FALSE | [9 empty] | 41864 |  |  | NotYetVerified |  | 3 | 1900 | 110 | 18 |  | 0.9 | 5000 | 80
P00000UJX | Hong Kong Low Carbon Lighting Limited | Low Carbon | LKB-T812-1100-18-IN (4500K) | Linear Replacement Lamp | Four-Foot | Internal Driver Lamp-Style Retrofit Kits (UL Type B) | Standard | FALSE | [9 empty] | 41864 |  |  | NotYetVerified |  | 3 | 1900 | 110 | 18 |  | 0.9 | 4500 | 80
P00001LF1 | OEO Energy Solutions | OEO Energy Solutions | EZ TUBE 4? 4100K-22W | Linear Replacement Lamp | Four-Foot | Replacement Lamps (plug and play) (UL Type A) | Standard | TRUE | 2435.43 | 113 | 21.46 | 6 | 0.99 | 4044 | 82 | 5 | 50000 | 41862 |  |  | NotYetVerified |  | 3.1 | 2200 | 100 | 22 |  | 0.9 | 4100 | 80
P00001LF2 | OEO Energy Solutions | OEO Energy Solutions | EZ TUBE 4? 5000K-22W | Linear Replacement Lamp | Four-Foot | Replacement Lamps (plug and play) (UL Type A) | Standard | TRUE | 3140 | 113.4 | 27.7 | 10.18 | 0.955 | 4980 | 81.2 | 5 | 50000 | 41862 |  |  | NotYetVerified |  | 3.1 | 2200 | 100 | 22 |  | 0.9 | 5000 | 80
P00001LF4 | OEO Energy Solutions | OEO Energy Solutions | EZ TUBE 4? 5000K-17W | Linear Replacement Lamp | Four-Foot | Replacement Lamps (plug and play) (UL Type A) | Standard | FALSE | [9 empty] | 41862 |  |  | NotYetVerified |  | 3 | 1700 | 100 | 17 |  | 0.9 | 5000 | 80
P00001LF3 | OEO Energy Solutions | OEO Energy Solutions | EZ TUBE 4? 4100K-17W | Linear Replacement Lamp | Four-Foot | Replacement Lamps (plug and play) (UL Type A) | Standard | FALSE | [9 empty] | 41862 |  |  | NotYetVerified |  | 3 | 1700 | 100 | 17 |  | 0.9 | 4100 | 80
P8T64MJ7 | The Straits Lighting Company LLC | STRAITS LIGHTING | SL917T8BC-48-18W-IXX (3500K Frosted) | Linear Replacement Lamp | Four-Foot | Dual Mode Internal Driver (UL Type A and Type B) | Standard | FALSE | [9 empty] | 41859 |  |  | NotYetVerified |  | 3 | 2212 | 105.8 | 20.9 | 7.68 | 0.9928 | 3500 | 82.4
P54EB2GP | The Straits Lighting Company LLC | STRAITS LIGHTING | SL917T8BC-48-18W-IXX (3500K Clear) | Linear Replacement Lamp | Four-Foot | Dual Mode Internal Driver (UL Type A and Type B) | Standard | FALSE | [9 empty] | 41859 |  |  | NotYetVerified |  | 3 | 2212 | 105.8 | 20.9 | 7.68 | 0.9928 | 3500 | 82.4
PTGCTKP7 | The Straits Lighting Company LLC | STRAITS LIGHTING | SL917T8BC-48-18W-IXX (2700K Clear) | Linear Replacement Lamp | Four-Foot | Dual Mode Internal Driver (UL Type A and Type B) | Standard | FALSE | [9 empty] | 41859 |  |  | NotYetVerified | Internal driver; operates off existing fluorescent ballast | 3 | 2212 | 105.8 | 20.9 | 7.68 | 0.9928 | 2700 | 82.4
P00000XOM | James Trading Company Limited | JAMES | ZY-T8-18W1200 BIXX BALLAST COMPATIBLE LED TUBE [3500K Clear] | Linear Replacement Lamp | Four-Foot | Dual Mode Internal Driver (UL Type A and Type B) | Standard | FALSE | [9 empty] | 41859 |  |  | NotYetVerified | Lastx represents either s for single-end power input or T for double-end inputs updated on 11/18 | 3 | 2580 | 140 | 18 | 20 | 0.9 | 3500 | 83
P00000XOJ | James Trading Company Limited | JAMES | ZY-T8-18W1200 BIXX BALLAST COMPATIBLE LED TUBE [3500K Frosted] | Linear Replacement Lamp | Four-Foot | Dual Mode Internal Driver (UL Type A and Type B) | Standard | FALSE | [9 empty] | 41859 |  |  | NotYetVerified | Lastx represents either s for single-end power input or T for double-end inputs updated on 11/18 | 3 | 2400 | 130 | 18 | 20 | 0.9 | 3500 | 83
P00000XOK | James Trading Company Limited | JAMES | ZY-T8-18W1200 BIXX BALLAST COMPATIBLE LED TUBE [2700K Clear] | Linear Replacement Lamp | Four-Foot | Dual Mode Internal Driver (UL Type A and Type B) | Standard | FALSE | [9 empty] | 41859 |  |  | NotYetVerified | Lastx represents either s for single-end power input or T for double-end inputs | 3 | 2212 | 122.9 | 18 | 20 | 0.9 | 2700 | 83
P00001K9R | 3NLED LIGHTING USA INC. | 3NlED | SNT8B-12S 2700K (FROSTED LENS) | Linear Replacement Lamp | Four-Foot | Internal Driver Lamp-Style Retrofit Kits (UL Type B) | Standard | TRUE | 1728.1 | 103.02 | 16.37 | 9.1 | 0.906 | 2841 | 81.4 | 5 | 50000 | 41857 |  |  | NotYetVerified |  | 3 | 1600 | 100 | 16 | 12 | 0.95 | 3000 | 80
P00001K9T | 3NLED LIGHTING USA INC. | 3NlED | SNT8B-12S 5000K (FROSTED LENS) | Linear Replacement Lamp | Four-Foot | Internal Driver Lamp-Style Retrofit Kits (UL Type B) | Standard | TRUE | 2291.5 | 140.1 | 16.357 | 8.4 | 0.9 | 5042 | 82.8 | 5 | 50000 | 41857 |  |  | NotYetVerified |  | 3.1 | 2310 | 140 | 16.5 | 12 | 0.95 | 5000 | 80
P00001K9S | 3NLED LIGHTING USA INC. | 3NlED | SNT8B-12S 4000K (FROSTED LENS) | Linear Replacement Lamp | Four-Foot | Internal Driver Lamp-Style Retrofit Kits (UL Type B) | Standard | FALSE | [9 empty] | 41857 | Not Yet Verified | Not Yet Verified | NotYetVerified |  | 3 | 1800 | 100 | 18 | 12 | 0.95 | 4000 | 80
P00001LBE | Eiko Global LLC | Litespan | LED18WT8F/48/835K-G4D | Linear Replacement Lamp | Four-Foot | Internal Driver Lamp-Style Retrofit Kits (UL Type B) | Standard | TRUE | 1797.67 | 100.43 | 17.9 | 9.42 | 0.952 | 3459 | 84.6 | 5 | 50000 | 41850 |  |  | NotYetVerified |  | 3 | 1800 | 100 | 18 |  | 0.9 | 3500 | 80
PHMQWHAV | James Trading Company Limited | JAMES | ZY-T8-18W1200 BIXX BALLAST COMPATIBLE LED TUBE [2700K Frosted] | Linear Replacement Lamp | Four-Foot | Dual Mode Internal Driver (UL Type A and Type B) | Standard | TRUE | 2231 | 106.7 | 20.9 | 11.36 | 0.967 | 2682 | 81.5 | 5 | 50000 | 41845 |  |  | NotYetVerified | Lastx represents either s for single-end power input or T for double-end inputs | 3 | 2212 | 122.9 | 18 | 20 | 0.9 | 2700 | 83
PZEXZ4T2 | The Straits Lighting Company LLC | STRAITS LIGHTING | SL917T8BC-48-18W-IXX (2700K Frosted) | Linear Replacement Lamp | Four-Foot | Dual Mode Internal Driver (UL Type A and Type B) | Standard | TRUE | 2231 | 106.7 | 20.9 | 11.36 | 0.967 | 2682 | 81.5 | 5 | 50000 | 41845 |  |  | NotYetVerified | Internal driver; operates off existing fluorescent ballast | 3 | 2212 | 105.8 | 20.9 |  |  | 2700 | 82.4
PVK3V22U | The Straits Lighting Company LLC | STRAITS LIGHTING | SL917T8BC-48-18W-IXX (4000K Frosted) | Linear Replacement Lamp | Four-Foot | Dual Mode Internal Driver (UL Type A and Type B) | Standard | TRUE | 2261 | 105.6 | 21.42 | 11.36 | 0.9667 | 3987 | 81.5 | 5 | 50000 | 41845 |  |  | NotYetVerified | Internal Driver; Operating off the existing ballast | 3 | 2212 | 105.8 | 20.9 |  |  | 4000 | 82.4
P62Y5VHG | James Trading Company Limited | JAMES | ZY-T8-18W1200 BIXX BALLAST COMPATIBLE LED TUBE [3000K Frosted] | Linear Replacement Lamp | Four-Foot | Dual Mode Internal Driver (UL Type A and Type B) | Standard | TRUE | 2399 | 130.56 | 18.1 | 6.74 | 0.9426 | 3001 | 82.2 | 5 | 50000 | 41845 |  |  | NotYetVerified | Lastx represents either s for single-end power input or T for double-end inputs updated on 11/18 | 4 | 2400 | 130 | 18 | 20 | 0.9 | 3000 | 83
P00001LAX | Globe LED lighting Inc. | Globe LED | GLL-T8D24SX-1218/X/C | Linear Replacement Lamp | Four-Foot | 2-lamp External Driver Lamp-Style Retrofit Kits (UL Type C) | Standard | TRUE | 1891 | 97.29 | 19.44 | 13.65 | 0.907 | 5135 | 84.1 | 5 | 50000 | 41845 |  |  | NotYetVerified |  | 3 | 1891 | 97.29 | 19.49 | 11.4 | 0.9095 | 5108 | 83.6
PUAF9P5Y | The Straits Lighting Company LLC | STRAITS LIGHTING | SL917T8BC-48-18W-IXX (5000K Frosted) | Linear Replacement Lamp | Four-Foot | Dual Mode Internal Driver (UL Type A and Type B) | Standard | FALSE | [9 empty] | 41845 |  |  | NotYetVerified |  | 3 | 2212 | 105.8 | 20.9 | 7.68 | 0.9928 | 5000 | 82.4
PD1CRNWK | The Straits Lighting Company LLC | STRAITS LIGHTING | SL917T8BC-48-18W-IXX (5000K Clear) | Linear Replacement Lamp | Four-Foot | Dual Mode Internal Driver (UL Type A and Type B) | Standard | FALSE | [9 empty] | 41845 |  |  | NotYetVerified |  | 3 | 2212 | 105.8 | 20.9 | 7.68 | 0.9928 | 5000 | 82.4
PTZ57QHB | The Straits Lighting Company LLC | STRAITS LIGHTING | SL917T8BC-48-18W-IXX (4500K Clear) | Linear Replacement Lamp | Four-Foot | Dual Mode Internal Driver (UL Type A and Type B) | Standard | FALSE | [9 empty] | 41845 |  |  | NotYetVerified |  | 3 | 2212 | 105.8 | 20.9 | 7.68 | 0.9928 | 4500 | 82.4
P34FM2VV | The Straits Lighting Company LLC | STRAITS LIGHTING | SL917T8BC-48-18W-IXX (4500K Frosted) | Linear Replacement Lamp | Four-Foot | Dual Mode Internal Driver (UL Type A and Type B) | Standard | FALSE | [9 empty] | 41845 |  |  | NotYetVerified |  | 3 | 2212 | 105.8 | 20.9 | 7.68 | 0.9928 | 4500 | 82.4
PE87WG1Q | The Straits Lighting Company LLC | STRAITS LIGHTING | SL917T8BC-48-18W-IXX (4000K Clear) | Linear Replacement Lamp | Four-Foot | Dual Mode Internal Driver (UL Type A and Type B) | Standard | FALSE | [9 empty] | 41845 |  |  | NotYetVerified |  | 3 | 2212 | 105.8 | 20.9 | 7.68 | 0.9928 | 4000 | 82.4
PSYKTMZE | The Straits Lighting Company LLC | STRAITS LIGHTING | SL917T8BC-48-18W-IXX (3000K Clear) | Linear Replacement Lamp | Four-Foot | Dual Mode Internal Driver (UL Type A and Type B) | Standard | FALSE | [9 empty] | 41845 |  |  | NotYetVerified |  | 3 | 2212 | 105.8 | 20.9 | 7.68 | 0.9928 | 3000 | 82.4
PF9EHP2K | The Straits Lighting Company LLC | STRAITS LIGHTING | SL917T8BC-48-18W-IXX (3000K Frosted) | Linear Replacement Lamp | Four-Foot | Dual Mode Internal Driver (UL Type A and Type B) | Standard | FALSE | [9 empty] | 41845 |  |  | NotYetVerified |  | 3 | 2212 | 105.8 | 20.9 | 7.68 | 0.9928 | 3000 | 82.4
PTDXHEKE | James Trading Company Limited | JAMES | ZY-T8-18W1200 BIXX BALLAST COMPATIBLE LED TUBE [5000K Clear] | Linear Replacement Lamp | Four-Foot | Dual Mode Internal Driver (UL Type A and Type B) | Standard | FALSE | [9 empty] | 41845 |  |  | NotYetVerified | Lastx represents either s for single-end power input or T for double-end inputs updated on 11/18 | 3 | 2580 | 140 | 18 | 20 | 0.9 | 5000 | 83
PUA88J8U | James Trading Company Limited | JAMES | ZY-T8-18W1200 BIXX BALLAST COMPATIBLE LED TUBE [5000K Frosted] | Linear Replacement Lamp | Four-Foot | Dual Mode Internal Driver (UL Type A and Type B) | Standard | FALSE | [9 empty] | 41845 |  |  | NotYetVerified | Lastx represents either s for single-end power input or T for double-end inputs updated on 11/18 | 3 | 2400 | 130 | 18 | 20 | 0.9 | 5000 | 83
P00000XNL | James Trading Company Limited | JAMES | ZY-T8-18W1200 BIXX BALLAST COMPATIBLE LED TUBE [4500K Clear] | Linear Replacement Lamp | Four-Foot | Dual Mode Internal Driver (UL Type A and Type B) | Standard | FALSE | [9 empty] | 41845 |  |  | NotYetVerified | Lastx represents either s for single-end power input or T for double-end inputs updated on 11/18 | 3 | 2580 | 140 | 18 | 20 | 0.9 | 4500 | 83
P00000XNI | James Trading Company Limited | JAMES | ZY-T8-18W1200 BIXX BALLAST COMPATIBLE LED TUBE [4500K Frosted] | Linear Replacement Lamp | Four-Foot | Dual Mode Internal Driver (UL Type A and Type B) | Standard | FALSE | [9 empty] | 41845 |  |  | NotYetVerified | Lastx represents either s for single-end power input or T for double-end inputs updated on 11/18 | 3 | 2400 | 130 | 18 | 20 | 0.9 | 4500 | 83
PVMUM9GE | James Trading Company Limited | JAMES | ZY-T8-18W1200 BIXX BALLAST COMPATIBLE LED TUBE [4000K Clear] | Linear Replacement Lamp | Four-Foot | Dual Mode Internal Driver (UL Type A and Type B) | Standard | FALSE | [9 empty] | 41845 |  |  | NotYetVerified | Lastx represents either s for single-end power input or T for double-end inputs updated on 11/18 | 3 | 2580 | 140 | 18 | 20 | 0.9 | 4000 | 83
P1WBPEGY | James Trading Company Limited | JAMES | ZY-T8-18W1200 BIXX BALLAST COMPATIBLE LED TUBE [4000K Frosted] | Linear Replacement Lamp | Four-Foot | Dual Mode Internal Driver (UL Type A and Type B) | Standard | FALSE | [9 empty] | 41845 |  |  | NotYetVerified |  | 3 | 2400 | 130 | 18 | 20 | 0.9 | 4000 | 83
PMZNXWB7 | James Trading Company Limited | JAMES | ZY-T8-18W1200 BIXX BALLAST COMPATIBLE LED TUBE [3000K Clear] | Linear Replacement Lamp | Four-Foot | Dual Mode Internal Driver (UL Type A and Type B) | Standard | FALSE | [9 empty] | 41845 |  |  | NotYetVerified | Lastx represents either s for single-end power input or T for double-end inputs updated on 11/18 | 3 | 2580 | 140 | 18 | 20 | 0.9 | 3000 | 83
PVZPR12M | James Trading Company Limited | JAMES | ZY-T8-15W1200 BIXX BALLAST COMPATIBLE LED TUBE [3000K Frosted] | Linear Replacement Lamp | Four-Foot | Dual Mode Internal Driver (UL Type A and Type B) | Standard | TRUE | 2172 | 133.25 | 16.3 | 6.91 | 0.9572 | 3012 | 81.8 | 5 | 50000 | 41844 |  |  | NotYetVerified | Lastx represents either s for single-end power input or T for double-end inputs; Update on 11/22/2016 | 4 | 2172 | 133 | 16.3 | 20 | 0.9 | 3000 | 83
PV22Y2PF | James Trading Company Limited | JAMES | ZY-T8-15W1200 BIXX BALLAST COMPATIBLE LED TUBE [2700K Frosted] | Linear Replacement Lamp | Four-Foot | Dual Mode Internal Driver (UL Type A and Type B) | Standard | TRUE | 1929 | 109 | 17.7 | 17.9 | 0.9557 | 2655 | 81.6 | 5 | 50000 | 41844 |  |  | NotYetVerified | Lastx represents either s for single-end power input or T for double-end inputs | 3 | 2040 | 120 | 17.7 | 20 | 0.9 | 2700 | 83
P96VZ861 | The Straits Lighting Company LLC | STRAITS LIGHTING | SL917T8BC-48-15W-IXX (2700K Frosted) | Linear Replacement Lamp | Four-Foot | Dual Mode Internal Driver (UL Type A and Type B) | Standard | TRUE | 1929 | 109 | 17.7 | 17.9 | 0.9557 | 2655 | 81.6 | 5 | 50000 | 41844 |  |  | NotYetVerified | Internal driver; operates off existing fluorescent ballast | 3 | 1929 | 109 | 17.7 |  |  | 2700 | 82
PZX8Q6D6 | The Straits Lighting Company LLC | STRAITS LIGHTING | SL917T8BC-48-15W-IXX (5000K Clear) | Linear Replacement Lamp | Four-Foot | Dual Mode Internal Driver (UL Type A and Type B) | Standard | FALSE | [9 empty] | 41844 |  |  | NotYetVerified | Internal driver; operates off existing fluorescent ballast | 3 | 1929 | 109 | 17.7 | 8.75 | 0.9936 | 5000 | 81.6
PS1T564Q | The Straits Lighting Company LLC | STRAITS LIGHTING | SL917T8BC-48-15W-IXX (4500K Frosted) | Linear Replacement Lamp | Four-Foot | Dual Mode Internal Driver (UL Type A and Type B) | Standard | FALSE | [9 empty] | 41844 |  |  | NotYetVerified | Internal driver; operates off existing fluorescent ballast | 3 | 1929 | 109 | 17.7 | 8.75 | 0.9936 | 5000 | 81.6
PFX3YDM9 | The Straits Lighting Company LLC | STRAITS LIGHTING | SL917T8BC-48-15W-IXX (5000K Frosted) | Linear Replacement Lamp | Four-Foot | Dual Mode Internal Driver (UL Type A and Type B) | Standard | FALSE | [9 empty] | 41844 |  |  | NotYetVerified | Internal driver; operates off existing fluorescent ballast | 3 | 1929 | 109 | 17.7 | 8.75 | 0.9936 | 5000 | 81.6
PUYDX4BE | The Straits Lighting Company LLC | STRAITS LIGHTING | SL917T8BC-48-15W-IXX (4500K Clear) | Linear Replacement Lamp | Four-Foot | Dual Mode Internal Driver (UL Type A and Type B) | Standard | FALSE | [9 empty] | 41844 |  |  | NotYetVerified | Internal driver; operates off existing fluorescent ballast | 3 | 1929 | 109 | 17.7 | 8.75 | 0.9936 | 4500 | 81.6
P2XU81HR | The Straits Lighting Company LLC | STRAITS LIGHTING | SL917T8BC-48-15W-IXX (4000K Frosted) | Linear Replacement Lamp | Four-Foot | Dual Mode Internal Driver (UL Type A and Type B) | Standard | FALSE | [9 empty] | 41844 |  |  | NotYetVerified | Internal driver; operates off existing fluorescent ballast | 3 | 1929 | 109 | 17.7 | 8.75 | 0.9936 | 4000 | 81.6
P1DBDTWZ | The Straits Lighting Company LLC | STRAITS LIGHTING | SL917T8BC-48-15W-IXX (4000K Clear) | Linear Replacement Lamp | Four-Foot | Dual Mode Internal Driver (UL Type A and Type B) | Standard | FALSE | [9 empty] | 41844 |  |  | NotYetVerified | Internal driver; operates off existing fluorescent ballast | 3 | 1929 | 109 | 17.7 | 8.75 | 0.9936 | 4000 | 81.6
PHB1GYJU | The Straits Lighting Company LLC | STRAITS LIGHTING | SL917T8BC-48-15W-IXX (3500K Clear) | Linear Replacement Lamp | Four-Foot | Dual Mode Internal Driver (UL Type A and Type B) | Standard | FALSE | [9 empty] | 41844 |  |  | NotYetVerified | Internal driver; operates off existing fluorescent ballast | 3 | 1929 | 109 | 17.7 | 8.75 | 0.9936 | 3500 | 81.6
P5FR21EA | The Straits Lighting Company LLC | STRAITS LIGHTING | SL917T8BC-48-15W-IXX (3500K Frosted) | Linear Replacement Lamp | Four-Foot | Dual Mode Internal Driver (UL Type A and Type B) | Standard | FALSE | [9 empty] | 41844 |  |  | NotYetVerified | Internal driver; operates off existing fluorescent ballast | 3 | 1929 | 109 | 17.7 | 8.75 | 0.9936 | 3500 | 81.6
PW8V4F2G | The Straits Lighting Company LLC | STRAITS LIGHTING | SL917T8BC-48-15W-IXX (3000K Clear) | Linear Replacement Lamp | Four-Foot | Dual Mode Internal Driver (UL Type A and Type B) | Standard | FALSE | [9 empty] | 41844 |  |  | NotYetVerified | Internal driver; operates off existing fluorescent ballast | 3 | 1929 | 109 | 17.7 | 8.75 | 0.9936 | 3000 | 81.6
PBSW6AMB | The Straits Lighting Company LLC | STRAITS LIGHTING | SL917T8BC-48-15W-IXX (3000K Frosted) | Linear Replacement Lamp | Four-Foot | Dual Mode Internal Driver (UL Type A and Type B) | Standard | FALSE | [9 empty] | 41844 |  |  | NotYetVerified | Internal driver; operates off existing fluorescent ballast | 3 | 1929 | 109 | 17.7 | 8.75 | 0.9936 | 3000 | 81.6
PX76AKNM | The Straits Lighting Company LLC | STRAITS LIGHTING | SL917T8BC-48-15W-IXX (2700K Clear) | Linear Replacement Lamp | Four-Foot | Dual Mode Internal Driver (UL Type A and Type B) | Standard | FALSE | [9 empty] | 41844 |  |  | NotYetVerified | Internal driver; operates off existing fluorescent ballast | 3 | 1929 | 109 | 17.7 | 8.75 | 0.9936 | 2700 | 81.6
PT74JQ2W | James Trading Company Limited | JAMES | ZY-T8-15W1200 BIXX BALLAST COMPATIBLE LED TUBE [5000K Frosted] | Linear Replacement Lamp | Four-Foot | Dual Mode Internal Driver (UL Type A and Type B) | Standard | FALSE | [9 empty] | 41844 |  |  | NotYetVerified | Lastx represents either s for single-end power input or T for double-end inputs; Update on 11/22/2016 | 3 | 2172 | 133 | 16.3 | 20 | 0.9 | 5000 | 83
PN6VP79J | James Trading Company Limited | JAMES | ZY-T8-15W1200 BIXX BALLAST COMPATIBLE LED TUBE [5000K Clear] | Linear Replacement Lamp | Four-Foot | Dual Mode Internal Driver (UL Type A and Type B) | Standard | FALSE | [9 empty] | 41844 |  |  | NotYetVerified | Lastx represents either s for single-end power input or T for double-end inputs; Update on 11/22/2016 | 3 | 2172 | 133 | 16.3 | 20 | 0.9 | 5000 | 83
P00000XNF | James Trading Company Limited | JAMES | ZY-T8-15W1200 BIXX BALLAST COMPATIBLE LED TUBE [4500K Clear] | Linear Replacement Lamp | Four-Foot | Dual Mode Internal Driver (UL Type A and Type B) | Standard | FALSE | [9 empty] | 41844 |  |  | NotYetVerified | Lastx represents either s for single-end power input or T for double-end inputs; Update on 11/22/2016 | 3 | 2172 | 133 | 16.3 | 20 | 0.9 | 4500 | 83
P00000XN9 | James Trading Company Limited | JAMES | ZY-T8-15W1200 BIXX BALLAST COMPATIBLE LED TUBE [4500K Frosted] | Linear Replacement Lamp | Four-Foot | Dual Mode Internal Driver (UL Type A and Type B) | Standard | FALSE | [9 empty] | 41844 |  |  | NotYetVerified | Lastx represents either s for single-end power input or T for double-end inputs; Update on 11/22/2016 | 3 | 2172 | 133 | 16.3 | 20 | 0.9 | 4500 | 83
PPFDYB28 | James Trading Company Limited | JAMES | ZY-T8-15W1200 BIXX BALLAST COMPATIBLE LED TUBE [4000K Frosted] | Linear Replacement Lamp | Four-Foot | Dual Mode Internal Driver (UL Type A and Type B) | Standard | FALSE | [9 empty] | 41844 |  |  | NotYetVerified | Lastx represents either s for single-end power input or T for double-end inputs; Update on 11/22/2016 | 3 | 2172 | 133 | 16.3 | 20 | 0.9 | 4000 | 83
P2Z6MKXP | James Trading Company Limited | JAMES | ZY-T8-15W1200 BIXX BALLAST COMPATIBLE LED TUBE [4000K Clear] | Linear Replacement Lamp | Four-Foot | Dual Mode Internal Driver (UL Type A and Type B) | Standard | FALSE | [9 empty] | 41844 |  |  | NotYetVerified | Lastx represents either s for single-end power input or T for double-end inputs; Update on 11/22/2016 | 3 | 2172 | 133 | 16.3 | 20 | 0.9 | 4000 | 83
P00000XND | James Trading Company Limited | JAMES | ZY-T8-15W1200 BIXX BALLAST COMPATIBLE LED TUBE [3500K Clear] | Linear Replacement Lamp | Four-Foot | Dual Mode Internal Driver (UL Type A and Type B) | Standard | FALSE | [9 empty] | 41844 |  |  | NotYetVerified | Lastx represents either s for single-end power input or T for double-end inputs; Update on 11/22/2016 | 3 | 2172 | 133 | 16.3 | 20 | 0.9 | 3500 | 83
P00000XN7 | James Trading Company Limited | JAMES | ZY-T8-15W1200 BIXX BALLAST COMPATIBLE LED TUBE [3500K Frosted] | Linear Replacement Lamp | Four-Foot | Dual Mode Internal Driver (UL Type A and Type B) | Standard | FALSE | [9 empty] | 41844 |  |  | NotYetVerified | Lastx represents either s for single-end power input or T for double-end inputs; Update on 11/22/2016 | 3 | 2172 | 133 | 16.3 | 20 | 0.9 | 3500 | 83
PKSBE9T3 | James Trading Company Limited | JAMES | ZY-T8-15W1200 BIXX BALLAST COMPATIBLE LED TUBE [3000K Clear] | Linear Replacement Lamp | Four-Foot | Dual Mode Internal Driver (UL Type A and Type B) | Standard | FALSE | [9 empty] | 41844 |  |  | NotYetVerified | Lastx represents either s for single-end power input or T for double-end inputs; Update on 11/22/2016 | 3 | 2172 | 133 | 16.3 | 20 | 0.9 | 3000 | 83
PG8PHMFN | James Trading Company Limited | JAMES | ZY-T8-15W1200 BIXX BALLAST COMPATIBLE LED TUBE [2700K Clear] | Linear Replacement Lamp | Four-Foot | Dual Mode Internal Driver (UL Type A and Type B) | Standard | FALSE | [9 empty] | 41844 |  |  | NotYetVerified | Lastx represents either s for single-end power input or T for double-end inputs | 3 | 2040 | 120 | 17.7 | 20 | 0.9 | 2700 | 83
P00000U9Z | Guangzhou Ledia Lighting Technology Company Limited | LEDIA | LD-T9-A013UL-30F | Linear Replacement Lamp | Four-Foot | Internal Driver Lamp-Style Retrofit Kits (UL Type B) | Standard | TRUE | 1644.61 | 110.01 | 14.95 | 17.3 | 0.918 | 2926 | 83.1 | 5 | 50000 | 41843 |  |  | NotYetVerified | Updated on 3/30/2017 | 4.1 | 1560 | 120 | 13 | 20 | 0.9 | 3000 | 80
P00000U9N | Guangzhou Ledia Lighting Technology Company Limited | LEDIA | LD-T9-A015UL-30F | Linear Replacement Lamp | Four-Foot | Internal Driver Lamp-Style Retrofit Kits (UL Type B) | Standard | TRUE | 1684.6 | 111.49 | 15.11 | 22.34 | 0.899 | 2908 | 83.2 | 5 | 50000 | 41843 |  |  | NotYetVerified | Updated on 3/30/2017 | 4.1 | 1800 | 120 | 15 | 20 | 0.9 | 3000 | 80
P00000U9V | Guangzhou Ledia Lighting Technology Company Limited | LEDIA | LD-T9-A118UL-30F | Linear Replacement Lamp | Four-Foot | Internal Driver Lamp-Style Retrofit Kits (UL Type B) | Standard | TRUE | 1959.6 | 110.03 | 17.8 | 23.6 | 0.883 | 2890 | 83.3 | 5 | 50000 | 41843 |  |  | NotYetVerified | Updated on 3/30/2017 | 4.1 | 2340 | 130 | 18 | 20 | 0.9 | 3000 | 80
P00000U9R | Guangzhou Ledia Lighting Technology Company Limited | LEDIA | LD-T9-A118UL-30C | Linear Replacement Lamp | Four-Foot | Internal Driver Lamp-Style Retrofit Kits (UL Type B) | Standard | TRUE | 2135 | 120.22 | 17.76 | 23.4 | 0.881 | 2912 | 83 | 5 | 50000 | 41843 |  |  | NotYetVerified | Updated on 3/30/2017 | 4.1 | 2520 | 140 | 18 | 20 | 0.9 | 3000 | 80
PW4E4EX8 | Guangzhou Ledia Lighting Technology Company Limited | LEDIA | LD-T9-A118UL-50C | Linear Replacement Lamp | Four-Foot | Internal Driver Lamp-Style Retrofit Kits (UL Type B) | Standard | FALSE | [9 empty] | 41843 |  |  | NotYetVerified | Updated on 3/30/2017 | 4.1 | 2520 | 140 | 18 | 20 | 0.98 | 5000 | 80
P2Z7D5R1 | Guangzhou Ledia Lighting Technology Company Limited | LEDIA | LD-T9-A118UL-50F | Linear Replacement Lamp | Four-Foot | Internal Driver Lamp-Style Retrofit Kits (UL Type B) | Standard | FALSE | [9 empty] | 41843 |  |  | NotYetVerified | Updated on 3/30/2017 | 4.1 | 2340 | 130 | 18 | 20 | 0.98 | 5000 | 80
PN1JWV8G1 | Guangzhou Ledia Lighting Technology Company Limited | LEDIA | LD-T9-A013UL-50F | Linear Replacement Lamp | Four-Foot | Internal Driver Lamp-Style Retrofit Kits (UL Type B) | Standard | FALSE | [9 empty] | 41843 |  |  | NotYetVerified | Updated on 3/30/2017 | 4.1 | 1560 | 120 | 13 | 20 | 0.9 | 5000 | 80
P00000U9Y | Guangzhou Ledia Lighting Technology Company Limited | LEDIA | LD-T9-A118UL-45F | Linear Replacement Lamp | Four-Foot | Internal Driver Lamp-Style Retrofit Kits (UL Type B) | Standard | FALSE | [9 empty] | 41843 |  |  | NotYetVerified | Updated on 3/30/2017 | 4.1 | 2340 | 130 | 18 | 20 | 0.9 | 4500 | 80
P00000U9U | Guangzhou Ledia Lighting Technology Company Limited | LEDIA | LD-T9-A118UL-45C | Linear Replacement Lamp | Four-Foot | Internal Driver Lamp-Style Retrofit Kits (UL Type B) | Standard | FALSE | [9 empty] | 41843 |  |  | NotYetVerified | Updated on 3/30/2017 | 4.1 | 2520 | 140 | 18 | 20 | 0.9 | 4500 | 80
P00000U9Q | Guangzhou Ledia Lighting Technology Company Limited | LEDIA | LD-T9-A015UL-45F | Linear Replacement Lamp | Four-Foot | Internal Driver Lamp-Style Retrofit Kits (UL Type B) | Standard | FALSE | [9 empty] | 41843 |  |  | NotYetVerified | Updated on 3/30/2017 | 4.1 | 1800 | 120 | 15 | 20 | 0.9 | 4500 | 80
P00000UA2 | Guangzhou Ledia Lighting Technology Company Limited | LEDIA | LD-T9-A013UL-45F | Linear Replacement Lamp | Four-Foot | Internal Driver Lamp-Style Retrofit Kits (UL Type B) | Standard | FALSE | [9 empty] | 41843 |  |  | NotYetVerified | Updated on 3/30/2017 | 4.1 | 1560 | 120 | 13 | 20 | 0.9 | 4500 | 80
P00000U9X | Guangzhou Ledia Lighting Technology Company Limited | LEDIA | LD-T9-A118UL-40F | Linear Replacement Lamp | Four-Foot | Internal Driver Lamp-Style Retrofit Kits (UL Type B) | Standard | FALSE | [9 empty] | 41843 |  |  | NotYetVerified | Updated on 3/30/2017 | 4.1 | 2340 | 130 | 18 | 20 | 0.9 | 4000 | 80
P00000U9T | Guangzhou Ledia Lighting Technology Company Limited | LEDIA | LD-T9-A118UL-40C | Linear Replacement Lamp | Four-Foot | Internal Driver Lamp-Style Retrofit Kits (UL Type B) | Standard | FALSE | [9 empty] | 41843 |  |  | NotYetVerified | Updated on 3/30/2017 | 4.1 | 2520 | 140 | 18 | 20 | 0.9 | 4000 | 80
P00000U9P | Guangzhou Ledia Lighting Technology Company Limited | LEDIA | LD-T9-A015UL-40F | Linear Replacement Lamp | Four-Foot | Internal Driver Lamp-Style Retrofit Kits (UL Type B) | Standard | FALSE | [9 empty] | 41843 |  |  | NotYetVerified | Updated on 3/30/2017 | 4.1 | 1800 | 120 | 15 | 20 | 0.9 | 4000 | 80
P00000UA1 | Guangzhou Ledia Lighting Technology Company Limited | LEDIA | LD-T9-A013UL-40F | Linear Replacement Lamp | Four-Foot | Internal Driver Lamp-Style Retrofit Kits (UL Type B) | Standard | FALSE | [9 empty] | 41843 |  |  | NotYetVerified | Updated on 3/30/2017 | 4.1 | 1560 | 120 | 13 | 20 | 0.9 | 4000 | 80
P00000U9W | Guangzhou Ledia Lighting Technology Company Limited | LEDIA | LD-T9-A118UL-35F | Linear Replacement Lamp | Four-Foot | Internal Driver Lamp-Style Retrofit Kits (UL Type B) | Standard | FALSE | [9 empty] | 41843 |  |  | NotYetVerified | Updated on 3/30/2017 | 4.1 | 2340 | 130 | 18 | 20 | 0.9 | 3500 | 80
P00000U9S | Guangzhou Ledia Lighting Technology Company Limited | LEDIA | LD-T9-A118UL-35C | Linear Replacement Lamp | Four-Foot | Internal Driver Lamp-Style Retrofit Kits (UL Type B) | Standard | FALSE | [9 empty] | 41843 |  |  | NotYetVerified | Updated on 3/30/2017 | 4.1 | 2520 | 140 | 18 | 20 | 0.9 | 3500 | 80
P00000U9O | Guangzhou Ledia Lighting Technology Company Limited | LEDIA | LD-T9-A015UL-35F | Linear Replacement Lamp | Four-Foot | Internal Driver Lamp-Style Retrofit Kits (UL Type B) | Standard | FALSE | [9 empty] | 41843 |  |  | NotYetVerified | Updated on 3/30/2017 | 4.1 | 1800 | 120 | 15 | 20 | 0.9 | 3500 | 80
P00000U9B | Guangzhou Ledia Lighting Technology Company Limited | LEDIA | LD-T9-A015UL-30C | Linear Replacement Lamp | Four-Foot | Internal Driver Lamp-Style Retrofit Kits (UL Type B) | Standard | TRUE | 1826.5 | 120.72 | 15.13 | 19 | 0.893 | 2920 | 82.8 | 5 | 50000 | 41842 |  |  | NotYetVerified | Updated on 3/30/2017 | 4.1 | 1950 | 130 | 15 | 20 | 0.9 | 3000 | 80
P00000U9J | Guangzhou Ledia Lighting Technology Company Limited | LEDIA | LD-T9-A018UL-30F | Linear Replacement Lamp | Four-Foot | Internal Driver Lamp-Style Retrofit Kits (UL Type B) | Standard | TRUE | 1938.5 | 108.48 | 17.87 | 23.8 | 0.884 | 2912 | 83.2 | 5 | 50000 | 41842 |  |  | NotYetVerified | Updated on 3/30/2017 | 4.1 | 2160 | 120 | 18 | 20 | 0.9 | 3000 | 80
P00000U9F | Guangzhou Ledia Lighting Technology Company Limited | LEDIA | LD-T9-A018UL-30C | Linear Replacement Lamp | Four-Foot | Internal Driver Lamp-Style Retrofit Kits (UL Type B) | Standard | TRUE | 2119.1 | 118.59 | 17.87 | 24.4 | 0.883 | 2922 | 82.8 | 5 | 50000 | 41842 |  |  | NotYetVerified | Updated on 3/30/2017 | 4.1 | 2340 | 130 | 18 | 20 | 0.9 | 3000 | 80
P22V93AMF | Guangzhou Ledia Lighting Technology Company Limited | LEDIA | LD-T9-A015UL-50C | Linear Replacement Lamp | Four-Foot | Internal Driver Lamp-Style Retrofit Kits (UL Type B) | Standard | FALSE | [9 empty] | 41842 |  |  | NotYetVerified | Updated on 3/30/2017 | 4.1 | 1950 | 130 | 15 | 20 | 0.9 | 5000 | 80
P00000U9M | Guangzhou Ledia Lighting Technology Company Limited | LEDIA | LD-T9-A018UL-45F | Linear Replacement Lamp | Four-Foot | Internal Driver Lamp-Style Retrofit Kits (UL Type B) | Standard | FALSE | [9 empty] | 41842 |  |  | NotYetVerified | Updated on 3/30/2017 | 4.1 | 2160 | 120 | 18 | 20 | 0.9 | 4500 | 80
P00000U9I | Guangzhou Ledia Lighting Technology Company Limited | LEDIA | LD-T9-A018UL-45C | Linear Replacement Lamp | Four-Foot | Internal Driver Lamp-Style Retrofit Kits (UL Type B) | Standard | FALSE | [9 empty] | 41842 |  |  | NotYetVerified | Updated on 3/30/2017 | 4.1 | 2340 | 130 | 18 | 20 | 0.9 | 4500 | 80
P00000U9E | Guangzhou Ledia Lighting Technology Company Limited | LEDIA | LD-T9-A015UL-45C | Linear Replacement Lamp | Four-Foot | Internal Driver Lamp-Style Retrofit Kits (UL Type B) | Standard | FALSE | [9 empty] | 41842 |  |  | NotYetVerified | Updated on 3/30/2017 | 4.1 | 1950 | 130 | 15 | 20 | 0.9 | 4500 | 80
P00000U9L | Guangzhou Ledia Lighting Technology Company Limited | LEDIA | LD-T9-A018UL-40F | Linear Replacement Lamp | Four-Foot | Internal Driver Lamp-Style Retrofit Kits (UL Type B) | Standard | FALSE | [9 empty] | 41842 |  |  | NotYetVerified | Updated on 3/30/2017 | 4.1 | 2160 | 120 | 18 | 20 | 0.9 | 4000 | 80
P00000U9H | Guangzhou Ledia Lighting Technology Company Limited | LEDIA | LD-T9-A018UL-40C | Linear Replacement Lamp | Four-Foot | Internal Driver Lamp-Style Retrofit Kits (UL Type B) | Standard | FALSE | [9 empty] | 41842 |  |  | NotYetVerified | Updated on 3/30/2017 | 4.1 | 2340 | 130 | 18 | 20 | 0.9 | 4000 | 80
P00000U9D | Guangzhou Ledia Lighting Technology Company Limited | LEDIA | LD-T9-A015UL-40C | Linear Replacement Lamp | Four-Foot | Internal Driver Lamp-Style Retrofit Kits (UL Type B) | Standard | FALSE | [9 empty] | 41842 |  |  | NotYetVerified | Updated on 3/30/2017 | 4.1 | 1950 | 130 | 15 | 20 | 0.9 | 4000 | 80
P00000U9K | Guangzhou Ledia Lighting Technology Company Limited | LEDIA | LD-T9-A018UL-35F | Linear Replacement Lamp | Four-Foot | Internal Driver Lamp-Style Retrofit Kits (UL Type B) | Standard | FALSE | [9 empty] | 41842 |  |  | NotYetVerified | Updated on 3/30/2017 | 4.1 | 2160 | 120 | 18 | 20 | 0.9 | 3500 | 80
P00000U9G | Guangzhou Ledia Lighting Technology Company Limited | LEDIA | LD-T9-A018UL-35C | Linear Replacement Lamp | Four-Foot | Internal Driver Lamp-Style Retrofit Kits (UL Type B) | Standard | FALSE | [9 empty] | 41842 |  |  | NotYetVerified | Updated on 3/30/2017 | 4.1 | 2340 | 130 | 18 | 20 | 0.9 | 3500 | 80
P00000U9C | Guangzhou Ledia Lighting Technology Company Limited | LEDIA | LD-T9-A015UL-35C | Linear Replacement Lamp | Four-Foot | Internal Driver Lamp-Style Retrofit Kits (UL Type B) | Standard | FALSE | [9 empty] | 41842 |  |  | NotYetVerified | Updated on 3/30/2017 | 4.1 | 1950 | 130 | 15 | 20 | 0.9 | 3500 | 80
P000005Y8 | Chicony Power Technology Co. Ltd. | Chicony Power Technology | TLC-E-0181CR | Linear Replacement Lamp | Four-Foot | Internal Driver Lamp-Style Retrofit Kits (UL Type B) | Standard | TRUE | 1797.67 | 100.43 | 17.9 | 9.42 | 0.952 | 3459 | 84.6 | 5 | 50000 | 41841 |  |  | NotYetVerified |  | 3 | 1800 | 100 | 18 |  | 0.9 | 3500 | 80
P000005Y7 | Chicony Power Technology Co. Ltd. | Chicony Power Technology | TLC-E-0181CN | Linear Replacement Lamp | Four-Foot | Internal Driver Lamp-Style Retrofit Kits (UL Type B) | Standard | TRUE | 1792.39 | 97.94 | 18.3 | 14.68 | 0.921 | 4000 | 82.6 | 5 | 50000 | 41841 |  |  | NotYetVerified |  | 3 | 1800 | 100 | 18 |  | 0.9 | 4000 | 80
P000005Y9 | Chicony Power Technology Co. Ltd. | Chicony Power Technology | TLC-E-0181CC | Linear Replacement Lamp | Four-Foot | Internal Driver Lamp-Style Retrofit Kits (UL Type B) | Standard | FALSE | [9 empty] | 41841 |  |  | NotYetVerified |  | 3 | 1800 | 100 | 18 |  | 0.9 | 5000 | 80
P00000U97 | Guangzhou Ledia Lighting Technology Company Limited | LEDIA | LD-T9-A013UL-30C | Linear Replacement Lamp | Four-Foot | Internal Driver Lamp-Style Retrofit Kits (UL Type B) | Standard | TRUE | 1802.26 | 120.39 | 14.97 | 17.3 | 0.92 | 2934 | 82.8 | 5 | 50000 | 41837 |  |  | NotYetVerified | Updated on 3/30/2017 | 4.1 | 1690 | 130 | 13 | 20 | 0.9 | 3000 | 80
P00000U9A | Guangzhou Ledia Lighting Technology Company Limited | LEDIA | LD-T9-A013UL-45C | Linear Replacement Lamp | Four-Foot | Internal Driver Lamp-Style Retrofit Kits (UL Type B) | Standard | FALSE | [9 empty] | 41837 |  |  | NotYetVerified | Updated on 3/30/2017 | 4.1 | 1690 | 130 | 13 | 20 | 0.9 | 4500 | 80
P00000U99 | Guangzhou Ledia Lighting Technology Company Limited | LEDIA | LD-T9-A013UL-40C | Linear Replacement Lamp | Four-Foot | Internal Driver Lamp-Style Retrofit Kits (UL Type B) | Standard | FALSE | [9 empty] | 41837 |  |  | NotYetVerified | Updated on 3/30/2017 | 4.1 | 1690 | 130 | 13 | 20 | 0.9 | 4000 | 80
P00000U98 | Guangzhou Ledia Lighting Technology Company Limited | LEDIA | LD-T9-A013UL-35C | Linear Replacement Lamp | Four-Foot | Internal Driver Lamp-Style Retrofit Kits (UL Type B) | Standard | FALSE | [9 empty] | 41837 |  |  | NotYetVerified | Updated on 3/30/2017 | 4.1 | 1690 | 130 | 13 | 20 | 0.9 | 3500 | 80
P00000XT4 | JayKal LED Solutions Inc. | Jaykal | JLS68101-G18IN-1204HO-5C | Linear Replacement Lamp | Four-Foot | Internal Driver Lamp-Style Retrofit Kits (UL Type B) | Standard | TRUE | 2864.129 | 147.408 | 19.43 | 14.68 | 0.9574 | 4889 | 81.2 | 5 | 50000 | 41836 |  |  | NotYetVerified |  | 3 | 2864 | 147.4 | 19.4 | 20 | 0.98 | 5000 | 81.2
P00001FFT | LONYUNG LED LIGHTING CO.LTD | LONYUNG | LY-T8L1200-18W 3000K | Linear Replacement Lamp | Four-Foot | Internal Driver Lamp-Style Retrofit Kits (UL Type B) | Standard | TRUE | 1875.91 | 109.13 | 17.19 | 19.27 | 0.94 | 2993 | 82.2 | 5 | 50000 | 41831 |  |  | NotYetVerified | Product updated on 08/25/2016 | 3.1 | 1980 | 110 | 18 | 20 | 0.91 | 3000 | 82
P00001FFU | LONYUNG LED LIGHTING CO.LTD | LONYUNG | LY-T8L1200-18W 3500K | Linear Replacement Lamp | Four-Foot | Internal Driver Lamp-Style Retrofit Kits (UL Type B) | Standard | FALSE | [9 empty] | 41831 |  |  | NotYetVerified | Product updated on 08/25/2016 | 3.1 | 1980 | 110 | 18 | 20 | 0.9 | 3500 | 82
P00000U6R | Green Ray LED International LLC | Green Ray LED | GR-T8-415AI-41C-NWRV1 | Linear Replacement Lamp | Four-Foot | Internal Driver Lamp-Style Retrofit Kits (UL Type B) | Standard | TRUE | 1771 | 120.41 | 14.71 | 13.03 | 0.899 | 4177 | 81.6 | 5 | 50000 | 41830 |  |  | NotYetVerified |  | 3.1 | 1770 | 120 | 15 | 20 | 0.9 | 4000 | 82
P00000U6S | Green Ray LED International LLC | Green Ray LED | GR-T8-415AI-50C-NWRV1 | Linear Replacement Lamp | Four-Foot | Internal Driver Lamp-Style Retrofit Kits (UL Type B) | Standard | FALSE | [9 empty] | 41830 |  |  | NotYetVerified |  | 3.1 | 1771 | 120 | 15 | 20 | 0.9 | 5000 | 82
P00000R05 | Energy Focus Inc. | Energy Focus | LEDFLT10-850-415-108F | Linear Replacement Lamp | Four-Foot | Internal Driver Lamp-Style Retrofit Kits (UL Type B) | Standard | TRUE | 1473.17 | 99.54 | 14.8 | 18.78 | 0.937 | 5246 | 85.3 | 5 | 50000 | 41822 |  |  | NotYetVerified |  | 3 | 1473.17 | 99.54 | 14.8 | 18.78 | 0.937 | 5246 | 85.3
P00000R04 | Energy Focus Inc. | Energy Focus | LEDFLT10-840-415-108F | Linear Replacement Lamp | Four-Foot | Internal Driver Lamp-Style Retrofit Kits (UL Type B) | Standard | TRUE | 1486.06 | 100.41 | 14.8 | 18.61 | 0.928 | 3999 | 82.8 | 5 | 50000 | 41822 |  |  | NotYetVerified |  | 3 | 1486.06 | 100.41 | 14.8 | 18.61 | 0.928 | 3999 | 82.8
P00000R07 | Energy Focus Inc. | Energy Focus | LEDFLT10-850-415-108C | Linear Replacement Lamp | Four-Foot | Internal Driver Lamp-Style Retrofit Kits (UL Type B) | Standard | FALSE | [9 empty] | 41822 |  |  | NotYetVerified | Internal Driver | 3 | 1646.15 | 110.48 | 14.9 | 18.6 | 0.935 | 5212 | 84.9
P00000R06 | Energy Focus Inc. | Energy Focus | LEDFLT10-840-415-108C | Linear Replacement Lamp | Four-Foot | Internal Driver Lamp-Style Retrofit Kits (UL Type B) | Standard | FALSE | [9 empty] | 41822 |  |  | NotYetVerified |  | 3 | 1628.01 | 106.41 | 15.3 | 18.63 | 0.937 | 3969 | 82.4
P00001B6W | Titan LED Inc. | Titan LED | 17C-4-16-50K (CLEAR LENS ONLY) | Linear Replacement Lamp | Four-Foot | 2-lamp External Driver Lamp-Style Retrofit Kits (UL Type C) | Standard | TRUE | 2235 | 134 | 16.63 | 10.2 | 0.912 | 5156 | 84 | 5 | 77800 | 41821 |  |  | NotYetVerified |  | 3.1 | 2235 | 134 | 16 | 10 | 0.99 | 5000 | 84
P00001KSQ | Sonwy Lighting(Shenzhen) Co.Ltd | Sonwy | T8-18WL12-UL100(4000K) (FROSTED LENS) | Linear Replacement Lamp | Four-Foot | Internal Driver Lamp-Style Retrofit Kits (UL Type B) | Standard | TRUE | 1934.42 | 110.48 | 17.51 | 20.15 | 0.942 | 4063 | 80.6 | 5 | 50000 | 41820 |  |  | NotYetVerified |  | 3 | 1900 |  | 18 | 20 | 0.9 | 4000 | 80
P00001KST | Sonwy Lighting(Shenzhen) Co.Ltd | Sonwy | T8-18WL12-UL100A(4000K) (FROSTED LENS) | Linear Replacement Lamp | Four-Foot | Internal Driver Lamp-Style Retrofit Kits (UL Type B) | Standard | TRUE | 1931.62 | 108.46 | 17.81 | 19.97 | 0.942 | 4077 | 80.6 | 5 | 50000 | 41820 |  |  | NotYetVerified | Internal Driver | 3 | 1900 |  | 18 | 20 | 0.9 | 4000 | 80
PQYCDV1Y | LEDi2 Inc. | LEDi2 | I2-ST-T84FT22W30K | Linear Replacement Lamp | Four-Foot | Internal Driver Lamp-Style Retrofit Kits (UL Type B) | Standard | TRUE | 2246 | 100.7 | 22.3 | 21 | 0.92 | 2937 | 82.1 | 5 | 50000 | 41815 |  |  | NotYetVerified |  | 3 | 2200 | 100 | 22 | 10 | 0.9 | 3000 | 80
PKPPPBNT | LEDi2 Inc. | LEDi2 | I2-ST-T84FT18W30K | Linear Replacement Lamp | Four-Foot | Internal Driver Lamp-Style Retrofit Kits (UL Type B) | Standard | TRUE | 1836 | 103.1 | 17.8 | 20.21 | 0.91 | 2938 | 82.1 | 5 | 50000 | 41815 |  |  | NotYetVerified |  | 3 | 1900 | 105 | 18 | 8 | 0.9 | 3000 | 80
P00001G3I | Shenzhen Xinshengyang Opto-electronics Technology Co.Ltd. | XSY | LD-XSY-T8P22L12 3500K | Linear Replacement Lamp | Four-Foot | Internal Driver Lamp-Style Retrofit Kits (UL Type B) | Standard | TRUE | 2169.87 | 98.63 | 22 | 6.7 | 0.901 | 3438 | 83.3 | 5 | 50000 | 41815 |  |  | NotYetVerified |  | 3 | 2170 | 100 | 22 | 6.7 | 0.9 | 3500 | 84
P00001G3H | Shenzhen Xinshengyang Opto-electronics Technology Co.Ltd. | XSY | LD-XSY-T8P15L12 3000K | Linear Replacement Lamp | Four-Foot | Internal Driver Lamp-Style Retrofit Kits (UL Type B) | Standard | TRUE | 1733.237 | 116.01 | 14.94 | 4.5 | 0.899 | 3052 | 82.6 | 5 | 50000 | 41815 |  |  | NotYetVerified |  | 3.1 | 1733 | 116 | 15 | 4.5 | 0.9 | 3000 | 83
PYH8DU7U | LEDi2 Inc. | LEDi2 | I2-ST-T84FT22W50K | Linear Replacement Lamp | Four-Foot | Internal Driver Lamp-Style Retrofit Kits (UL Type B) | Standard | FALSE | [9 empty] | 41815 |  |  | NotYetVerified |  | 3 | 2500 | 113 | 22 | 10 | 0.9 | 5000 | 82
P27QUNR5 | LEDi2 Inc. | LEDi2 | I2-ST-T84FT18W50K | Linear Replacement Lamp | Four-Foot | Internal Driver Lamp-Style Retrofit Kits (UL Type B) | Standard | FALSE | [9 empty] | 41815 |  |  | NotYetVerified |  | 3 | 2100 | 115 | 18 | 8 | 0.9 | 5000 | 82
PU1YYUKD | LEDi2 Inc. | LEDi2 | I2-ST-T84FT22W40K | Linear Replacement Lamp | Four-Foot | Internal Driver Lamp-Style Retrofit Kits (UL Type B) | Standard | FALSE | [9 empty] | 41815 |  |  | NotYetVerified |  | 3 | 2400 | 110 | 22 | 10 | 0.9 | 4000 | 82
PY5ZEF1F | LEDi2 Inc. | LEDi2 | I2-ST-T84FT18W40K | Linear Replacement Lamp | Four-Foot | Internal Driver Lamp-Style Retrofit Kits (UL Type B) | Standard | FALSE | [9 empty] | 41815 |  |  | NotYetVerified |  | 3 | 2050 | 113 | 18 | 8 | 0.9 | 4000 | 82
PPPBH98Z | LEDi2 Inc. | LEDi2 | I2-ST-T84FT22W35K | Linear Replacement Lamp | Four-Foot | Internal Driver Lamp-Style Retrofit Kits (UL Type B) | Standard | FALSE | [9 empty] | 41815 |  |  | NotYetVerified |  | 3 | 2200 | 100 | 22 | 10 | 0.9 | 3500 | 80
P83A8X4A | LEDi2 Inc. | LEDi2 | I2-ST-T84FT18W35K | Linear Replacement Lamp | Four-Foot | Internal Driver Lamp-Style Retrofit Kits (UL Type B) | Standard | FALSE | [9 empty] | 41815 |  |  | NotYetVerified |  | 3 | 1900 | 105 | 18 | 8 | 0.9 | 3500 | 80
P00001G3J | Shenzhen Xinshengyang Opto-electronics Technology Co.Ltd. | XSY | LD-XSY-T8P15L12 5000K | Linear Replacement Lamp | Four-Foot | Internal Driver Lamp-Style Retrofit Kits (UL Type B) | Standard | FALSE | [9 empty] | 41815 |  |  | NotYetVerified |  | 3.1 | 1673.083 | 117.409 | 14.25 | 4.3 | 0.902 | 5262 | 84.4
P00001G3M | Shenzhen Xinshengyang Opto-electronics Technology Co.Ltd. | XSY | LD-XSY-T8P16L12 5000K | Linear Replacement Lamp | Four-Foot | Internal Driver Lamp-Style Retrofit Kits (UL Type B) | Standard | FALSE | [9 empty] | 41815 |  |  | NotYetVerified |  | 3.1 | 1780.649 | 117.38 | 15.17 | 6.8 | 0.905 | 5190 | 84.2
P00001G3O | Shenzhen Xinshengyang Opto-electronics Technology Co.Ltd. | XSY | LD-XSY-T8P22L12 4500K | Linear Replacement Lamp | Four-Foot | Internal Driver Lamp-Style Retrofit Kits (UL Type B) | Standard | FALSE | [9 empty] | 41815 |  |  | NotYetVerified |  | 3.1 | 2322.792 | 108.949 | 21.32 | 5.8 | 0.902 | 4578 | 82.1
P00001G3L | Shenzhen Xinshengyang Opto-electronics Technology Co.Ltd. | XSY | LD-XSY-T8P16L12 4500K | Linear Replacement Lamp | Four-Foot | Internal Driver Lamp-Style Retrofit Kits (UL Type B) | Standard | FALSE | [9 empty] | 41815 |  |  | NotYetVerified |  | 3.1 | 1772.366 | 116.911 | 15.16 | 4.5 | 0.908 | 4557 | 82.2
P00001G3K | Shenzhen Xinshengyang Opto-electronics Technology Co.Ltd. | XSY | LD-XSY-T8P16L12 3000K | Linear Replacement Lamp | Four-Foot | Internal Driver Lamp-Style Retrofit Kits (UL Type B) | Standard | FALSE | [9 empty] | 41815 |  |  | NotYetVerified |  | 3 | 1693.524 | 105.25 | 16.09 | 5.9 | 0.904 | 3209 | 82.9
P00001G3N | Shenzhen Xinshengyang Opto-electronics Technology Co.Ltd. | XSY | LD-XSY-T8P22L12 3000K | Linear Replacement Lamp | Four-Foot | Internal Driver Lamp-Style Retrofit Kits (UL Type B) | Standard | FALSE | [9 empty] | 41815 |  |  | NotYetVerified |  | 3.1 | 2495.028 | 116.808 | 21.36 | 6.5 | 0.902 | 2962 | 81.6
P00001KNK | Signlite Opto-electronics Co.Ltd | Signlite | SL-UL-18W-100 (4000K) | Linear Replacement Lamp | Four-Foot | Internal Driver Lamp-Style Retrofit Kits (UL Type B) | Standard | TRUE | 1931.62 | 108.46 | 17.81 | 23.74 | 0.971 | 4077 | 80.6 | 5 | 50000 | 41807 |  |  | NotYetVerified | Internal Driver | 3.1 | 1900 |  | 18 |  | 0.9 | 4000 | 80
P0000053B | ATG Electronics Corp. | ATG Electronics | T8ID12HU40F023 | Linear Replacement Lamp | Four-Foot | Dual Mode Internal Driver (UL Type A and Type B) | Standard | TRUE | 2236 | 98.41 | 22.72 | 15.09 | 0.92 | 3960 | 81 | 5 | 72000 | 41807 |  |  | NotYetVerified |  | 3 | 2300 | 100 | 23 | 20 | 0.9 | 4000 | 80
P0000053E | ATG Electronics Corp. | ATG Electronics | T8ID12HU50C023 | Linear Replacement Lamp | Four-Foot | Dual Mode Internal Driver (UL Type A and Type B) | Standard | FALSE | [9 empty] | 41807 | Not Yet Verified | Not Yet Verified | NotYetVerified |  | 3 | 2300 | 100 | 23 | 20 | 0.9 | 5000 | 80
P0000053D | ATG Electronics Corp. | ATG Electronics | T8ID12HU50F023 | Linear Replacement Lamp | Four-Foot | Dual Mode Internal Driver (UL Type A and Type B) | Standard | FALSE | [9 empty] | 41807 | Not Yet Verified | Not Yet Verified | NotYetVerified |  | 3 | 2300 | 100 | 23 | 20 | 0.9 | 5000 | 80
P0000053C | ATG Electronics Corp. | ATG Electronics | T8ID12HU40C023 | Linear Replacement Lamp | Four-Foot | Dual Mode Internal Driver (UL Type A and Type B) | Standard | FALSE | [9 empty] | 41807 | Not Yet Verified | Not Yet Verified | NotYetVerified |  | 3 | 2300 | 100 | 23 | 20 | 0.9 | 4000 | 80
P00001KNM | Signlite Opto-electronics Co.Ltd | Signlite | SL-UL-18W-100 (5000K) | Linear Replacement Lamp | Four-Foot | Internal Driver Lamp-Style Retrofit Kits (UL Type B) | Standard | FALSE | [9 empty] | 41807 | Not Yet Verified | Not Yet Verified | NotYetVerified |  | 3 | 1900 | 105 | 18 |  | 0.9 | 5000 | 80
P00001KNL | Signlite Opto-electronics Co.Ltd | Signlite | SL-UL-18W-100 (4500K) | Linear Replacement Lamp | Four-Foot | Internal Driver Lamp-Style Retrofit Kits (UL Type B) | Standard | FALSE | [9 empty] | 41807 | Not Yet Verified | Not Yet Verified | NotYetVerified |  | 3 | 1900 | 105 | 18 |  | 0.9 | 4500 | 80
P00000537 | ATG Electronics Corp. | ATG Electronics | T8ID12HU40F000 | Linear Replacement Lamp | Four-Foot | Dual Mode Internal Driver (UL Type A and Type B) | Standard | TRUE | 1666 | 104.05 | 16.01 | 16.21 | 0.877 | 3938 | 81 | 5 | 94000 | 41806 |  |  | NotYetVerified |  | 3 | 1600 | 100 | 16 | 20 | 0.9 | 4000 | 85
P0000053A | ATG Electronics Corp. | ATG Electronics | T8ID12HU50C000 | Linear Replacement Lamp | Four-Foot | Dual Mode Internal Driver (UL Type A and Type B) | Standard | FALSE | [9 empty] | 41806 | Not Yet Verified | Not Yet Verified | NotYetVerified |  | 3 | 1600 | 100 | 16 | 20 | 0.9 | 5000 | 85
P00000539 | ATG Electronics Corp. | ATG Electronics | T8ID12HU50F000 | Linear Replacement Lamp | Four-Foot | Dual Mode Internal Driver (UL Type A and Type B) | Standard | FALSE | [9 empty] | 41806 | Not Yet Verified | Not Yet Verified | NotYetVerified |  | 3 | 1600 | 100 | 16 | 20 | 0.9 | 5000 | 85
P00000538 | ATG Electronics Corp. | ATG Electronics | T8ID12HU40C000 | Linear Replacement Lamp | Four-Foot | Dual Mode Internal Driver (UL Type A and Type B) | Standard | FALSE | [9 empty] | 41806 | Not Yet Verified | Not Yet Verified | NotYetVerified |  | 3 | 1600 | 100 | 16 | 20 | 0.9 | 4000 | 85
P00000WOB | Industrial Lighting Products | ILP | TB-4FT-18WLED-UNIV-4000K | Linear Replacement Lamp | Four-Foot | Internal Driver Lamp-Style Retrofit Kits (UL Type B) | Standard | TRUE | 1938.02 | 107.49 | 18.03 | 9.3 | 0.91 | 3977 | 82.5 | 5 | 50000 | 41800 |  |  | NotYetVerified |  | 3 | 1800 |  | 18 | 10 | 0.9 | 4000 | 80
P00001BVF | US VAOPTO Inc. | VAOPTO | VO-T8-NW-277C4-B | Linear Replacement Lamp | Four-Foot | Internal Driver Lamp-Style Retrofit Kits (UL Type B) | Standard | TRUE | 2385 | 116.47 | 20.47 | 16.92 | 0.9045 | 4095 | 82.7 | 5 |  | 41795 |  |  | NotYetVerified |  | 3 | 2385 | 116.47 | 20.47 | 16.82 | 0.908 | 4000 | 82.7
P00001BVJ | US VAOPTO Inc. | VAOPTO | VO-T8-NW-277F4-B | Linear Replacement Lamp | Four-Foot | Internal Driver Lamp-Style Retrofit Kits (UL Type B) | Standard | TRUE | 2220 | 109.97 | 20.18 | 16.92 | 0.9045 | 4109 | 83 | 5 |  | 41795 |  |  | NotYetVerified |  | 3 | 2220 | 109.97 | 20.18 | 16.82 | 0.908 | 4000 | 83
P00001BVH | US VAOPTO Inc. | VAOPTO | VO-T8-NW-277C4-E | Linear Replacement Lamp | Four-Foot | Internal Driver Lamp-Style Retrofit Kits (UL Type B) | Standard | TRUE | 1883 | 116.1 | 16.22 | 17.92 | 0.904 | 4082 | 82.6 | 5 |  | 41795 |  |  | NotYetVerified |  | 3 | 1883 | 116.1 | 16.22 | 17.92 | 0.904 | 5000 | 82.6
P00001BVL | US VAOPTO Inc. | VAOPTO | VO-T8-NW-277F4-E | Linear Replacement Lamp | Four-Foot | Internal Driver Lamp-Style Retrofit Kits (UL Type B) | Standard | TRUE | 1754 | 108.17 | 16.22 | 17.92 | 0.904 | 4062 | 82.7 | 5 |  | 41795 |  |  | NotYetVerified |  | 3 | 1754 | 108.17 | 16.22 | 17.92 | 0.904 | 4000 | 82.7
P00001BDV | Truly Green Solutions | Truly Green | 834122-30-L-F | Linear Replacement Lamp | Four-Foot | Dual Mode Internal Driver (UL Type A and Type B) | Standard | TRUE | 2150 | 99.1 | 21.7 | 20.57 | 0.87 | 3019 | 82.6 | 5 | 50000 | 41795 |  |  | NotYetVerified |  | 3 | 2150 | 97.8 | 22 | 20 | 0.9896 | 3000 | 83.9
P00001BDB | Truly Green Solutions | Truly Green | 834118-30-L-F | Linear Replacement Lamp | Four-Foot | Dual Mode Internal Driver (UL Type A and Type B) | Standard | TRUE | 1789 | 98.3 | 18.2 | 17.76 | 0.87 | 3034 | 82.7 | 5 | 50000 | 41795 |  |  | NotYetVerified |  | 3 | 1900 | 100 | 19 | 20 | 0.95 | 3000 | 83
P00001BVK | US VAOPTO Inc. | VAOPTO | VO-T8-DW-277F4-B | Linear Replacement Lamp | Four-Foot | Internal Driver Lamp-Style Retrofit Kits (UL Type B) | Standard | FALSE | [9 empty] | 41795 |  |  | NotYetVerified |  | 3 | 2238 | 112.8 | 19.84 | 17.22 | 0.9039 | 5000 | 81.8
P00001BVI | US VAOPTO Inc. | VAOPTO | VO-T8-DW-277C4-E | Linear Replacement Lamp | Four-Foot | Internal Driver Lamp-Style Retrofit Kits (UL Type B) | Standard | FALSE | [9 empty] | 41795 |  |  | NotYetVerified |  | 3 | 1936 | 118.79 | 16.29 | 18.24 | 0.9037 | 5000 | 81.5
P00001BVG | US VAOPTO Inc. | VAOPTO | VO-T8-DW-277C4-B | Linear Replacement Lamp | Four-Foot | Internal Driver Lamp-Style Retrofit Kits (UL Type B) | Standard | FALSE | [9 empty] | 41795 |  |  | NotYetVerified |  | 3 | 2414 | 121.65 | 19.85 | 17.22 | 0.9039 | 5000 | 81.5
P00001BVM | US VAOPTO Inc. | VAOPTO | VO-T8-DW-277F4-E | Linear Replacement Lamp | Four-Foot | Internal Driver Lamp-Style Retrofit Kits (UL Type B) | Standard | FALSE | [9 empty] | 41795 |  |  | NotYetVerified |  | 3 | 1863 | 113.08 | 16.47 | 18.24 | 0.9037 | 5000 | 81.4
P00001BE4 | Truly Green Solutions | Truly Green | 834022-50-L-C | Linear Replacement Lamp | Four-Foot | Dual Mode Internal Driver (UL Type A and Type B) | Standard | FALSE | [9 empty] | 41795 |  |  | NotYetVerified |  | 3 | 2300 | 104.5 | 22 | 20 | 0.9896 | 5000 | 83.9
P00001BDZ | Truly Green Solutions | Truly Green | 834122-50-L-F | Linear Replacement Lamp | Four-Foot | Dual Mode Internal Driver (UL Type A and Type B) | Standard | FALSE | [9 empty] | 41795 |  |  | NotYetVerified |  | 3 | 2300 | 104.5 | 22 | 20 | 0.9896 | 5000 | 83.9
P00001BDK | Truly Green Solutions | Truly Green | 834018-50-L-C | Linear Replacement Lamp | Four-Foot | Dual Mode Internal Driver (UL Type A and Type B) | Standard | FALSE | [9 empty] | 41795 |  |  | NotYetVerified |  | 3 | 1900 | 100 | 19 | 20 | 0.95 | 5000 | 70
P00001BDF | Truly Green Solutions | Truly Green | 834118-50-L-F | Linear Replacement Lamp | Four-Foot | Dual Mode Internal Driver (UL Type A and Type B) | Standard | FALSE | [9 empty] | 41795 |  |  | NotYetVerified |  | 3 | 1900 | 100 | 19 | 20 | 0.95 | 5000 | 70
P00001BED | Truly Green Solutions | Truly Green | 834022-45-L-C-X-D | Linear Replacement Lamp | Four-Foot | 2-lamp External Driver Lamp-Style Retrofit Kits (UL Type C) | Standard | FALSE | [9 empty] | 41795 |  |  | NotYetVerified |  | 3 | 2150 | 97.8 | 22 | 20 | 0.9896 | 4500 | 83.9
P00001BE8 | Truly Green Solutions | Truly Green | 834122-45-L-F-X-D | Linear Replacement Lamp | Four-Foot | 2-lamp External Driver Lamp-Style Retrofit Kits (UL Type C) | Standard | FALSE | [9 empty] | 41795 |  |  | NotYetVerified |  | 3 | 2150 | 97.8 | 22 | 20 | 0.9896 | 4500 | 83.9
P00001BE3 | Truly Green Solutions | Truly Green | 834022-45-L-C | Linear Replacement Lamp | Four-Foot | Dual Mode Internal Driver (UL Type A and Type B) | Standard | FALSE | [9 empty] | 41795 |  |  | NotYetVerified |  | 3 | 2150 | 97.8 | 22 | 20 | 0.9896 | 4500 | 83.9
P00001BDY | Truly Green Solutions | Truly Green | 834122-45-L-F | Linear Replacement Lamp | Four-Foot | Dual Mode Internal Driver (UL Type A and Type B) | Standard | FALSE | [9 empty] | 41795 |  |  | NotYetVerified |  | 3 | 2150 | 97.8 | 22 | 20 | 0.9896 | 4500 | 83.9
P00001BDT | Truly Green Solutions | Truly Green | 834018-45-L-C-X-D | Linear Replacement Lamp | Four-Foot | 2-lamp External Driver Lamp-Style Retrofit Kits (UL Type C) | Standard | FALSE | [9 empty] | 41795 |  |  | NotYetVerified |  | 3 | 1900 | 100 | 19 | 20 | 0.95 | 4500 | 70
P00001BDO | Truly Green Solutions | Truly Green | 834118-45-L-F-X-D | Linear Replacement Lamp | Four-Foot | 2-lamp External Driver Lamp-Style Retrofit Kits (UL Type C) | Standard | FALSE | [9 empty] | 41795 |  |  | NotYetVerified |  | 3 | 1900 | 100 | 19 | 20 | 0.95 | 4500 | 70
P00001BDJ | Truly Green Solutions | Truly Green | 834018-45-L-C | Linear Replacement Lamp | Four-Foot | Dual Mode Internal Driver (UL Type A and Type B) | Standard | FALSE | [9 empty] | 41795 |  |  | NotYetVerified |  | 3 | 1900 | 100 | 19 | 20 | 0.95 | 4500 | 70
P00001BDE | Truly Green Solutions | Truly Green | 834118-45-L-F | Linear Replacement Lamp | Four-Foot | Dual Mode Internal Driver (UL Type A and Type B) | Standard | FALSE | [9 empty] | 41795 |  |  | NotYetVerified |  | 3 | 1900 | 100 | 19 | 20 | 0.95 | 4500 | 70
P00001BEC | Truly Green Solutions | Truly Green | 834022-40-L-C-X-D | Linear Replacement Lamp | Four-Foot | 2-lamp External Driver Lamp-Style Retrofit Kits (UL Type C) | Standard | FALSE | [9 empty] | 41795 |  |  | NotYetVerified |  | 3 | 2150 | 97.8 | 22 | 20 | 0.9896 | 4000 | 83.9
P00001BE2 | Truly Green Solutions | Truly Green | 834022-40-L-C | Linear Replacement Lamp | Four-Foot | Dual Mode Internal Driver (UL Type A and Type B) | Standard | FALSE | [9 empty] | 41795 |  |  | NotYetVerified |  | 3 | 2150 | 97.8 | 22 | 20 | 0.9896 | 4000 | 83.9
P00001BDX | Truly Green Solutions | Truly Green | 834122-40-L-F | Linear Replacement Lamp | Four-Foot | Dual Mode Internal Driver (UL Type A and Type B) | Standard | FALSE | [9 empty] | 41795 |  |  | NotYetVerified |  | 3 | 2150 | 97.8 | 22 | 20 | 0.9896 | 4000 | 83.9
P00001BDI | Truly Green Solutions | Truly Green | 834018-40-L-C | Linear Replacement Lamp | Four-Foot | Dual Mode Internal Driver (UL Type A and Type B) | Standard | FALSE | [9 empty] | 41795 |  |  | NotYetVerified |  | 3 | 1900 | 100 | 19 | 20 | 0.95 | 4000 | 70
P00001BDD | Truly Green Solutions | Truly Green | 834118-40-L-F | Linear Replacement Lamp | Four-Foot | Dual Mode Internal Driver (UL Type A and Type B) | Standard | FALSE | [9 empty] | 41795 |  |  | NotYetVerified |  | 3 | 1900 | 100 | 19 | 20 | 0.95 | 4000 | 70
P00001BE1 | Truly Green Solutions | Truly Green | 834022-35-L-C | Linear Replacement Lamp | Four-Foot | Dual Mode Internal Driver (UL Type A and Type B) | Standard | FALSE | [9 empty] | 41795 |  |  | NotYetVerified |  | 3 | 2150 | 97.8 | 22 | 20 | 0.9896 | 3500 | 83.9
P00001BDW | Truly Green Solutions | Truly Green | 834122-35-L-F | Linear Replacement Lamp | Four-Foot | Dual Mode Internal Driver (UL Type A and Type B) | Standard | FALSE | [9 empty] | 41795 |  |  | NotYetVerified |  | 3 | 2150 | 97.8 | 22 | 20 | 0.9896 | 3500 | 83.9
P00001BDH | Truly Green Solutions | Truly Green | 834018-35-L-C | Linear Replacement Lamp | Four-Foot | Dual Mode Internal Driver (UL Type A and Type B) | Standard | FALSE | [9 empty] | 41795 |  |  | NotYetVerified |  | 3 | 1900 | 100 | 19 | 20 | 0.95 | 3500 | 70
P00001BDC | Truly Green Solutions | Truly Green | 834118-35-L-F | Linear Replacement Lamp | Four-Foot | Dual Mode Internal Driver (UL Type A and Type B) | Standard | FALSE | [9 empty] | 41795 |  |  | NotYetVerified |  | 3 | 1900 | 100 | 19 | 20 | 0.95 | 3500 | 70
P00001BE0 | Truly Green Solutions | Truly Green | 834022-30-L-C | Linear Replacement Lamp | Four-Foot | Dual Mode Internal Driver (UL Type A and Type B) | Standard | FALSE | [9 empty] | 41795 |  |  | NotYetVerified |  | 3 | 2150 | 97.8 | 22 | 20 | 0.9896 | 3000 | 83.9
P00001BDG | Truly Green Solutions | Truly Green | 834018-30-L-C | Linear Replacement Lamp | Four-Foot | Dual Mode Internal Driver (UL Type A and Type B) | Standard | FALSE | [9 empty] | 41795 |  |  | NotYetVerified |  | 3 | 1900 | 100 | 19 | 20 | 0.95 | 3000 | 70
P000015HD | Philips Lighting North America Corporation | Philips | 9290002880 (120-277V) | Linear Replacement Lamp | Four-Foot | Replacement Lamps (plug and play) (UL Type A) | Standard | TRUE | 1989 | 105.4 | 18.9 | 10.01 | 0.982 | 3046 | 81.9 | 5 | 50000 | 41789 |  |  | NotYetVerified |  | 3 | 2000 | 105 | 19 | 5.6 | 0.9 | 3000 | 82
P000015HC | Philips Lighting North America Corporation | Philips | 9290002842 (120-277V) | Linear Replacement Lamp | Four-Foot | Replacement Lamps (plug and play) (UL Type A) | Standard | TRUE | 1853 | 98.3 | 18.85 | 8.01 | 0.9749 | 4985 | 83.4 | 5 | 50000 | 41789 |  |  | NotYetVerified |  | 3 | 1840 | 111.5 | 16.5 | 4 | 0.9 | 5000 | 82
P00001KBN | GUANGZHOU FANGCUN HONGMEI NEON EQUIPMENT FACTORY | FaHua | FL813-4F20W-ANST(3500K) | Linear Replacement Lamp | Four-Foot | Internal Driver Lamp-Style Retrofit Kits (UL Type B) | Standard | TRUE | 1945 | 104.91 | 18.54 | 15.25 | 0.928 | 3434 | 84.4 | 5 |  | 41789 |  |  | NotYetVerified |  | 3 | 1945 |  | 20 |  | 0.9 | 3500 | 80
P00001KCQ | Zhejiang Starco Lighting Co.Ltd. | Starco Lighting | SLT822P430 | Linear Replacement Lamp | Four-Foot | Internal Driver Lamp-Style Retrofit Kits (UL Type B) | Standard | TRUE | 2246 | 100.7 | 22.3 | 21 | 0.92 | 2937 | 82.1 | 6 | 50000 | 41789 |  |  | NotYetVerified |  | 3 | 2200 | 100 | 22 | 10 | 0.9 | 3000 | 80
P00001KCM | Zhejiang Starco Lighting Co.Ltd. | Starco Lighting | SLT818P430 | Linear Replacement Lamp | Four-Foot | Internal Driver Lamp-Style Retrofit Kits (UL Type B) | Standard | TRUE | 1836 | 103.1 | 17.8 | 20.21 | 0.91 | 2938 | 82.1 | 6 | 50000 | 41789 |  |  | NotYetVerified |  | 3 | 1900 | 105 | 18 | 8 | 0.9 | 3000 | 80
P000015HG | Philips Lighting North America Corporation | Philips | 9290002883 (120-277V) | Linear Replacement Lamp | Four-Foot | Replacement Lamps (plug and play) (UL Type A) | Standard | FALSE | [9 empty] | 41789 |  |  | NotYetVerified |  | 3 | 2150 | 113 | 19 | 5.6 | 0.9 | 5000 | 82
P000015HF | Philips Lighting North America Corporation | Philips | 9290002882 (120-277V) | Linear Replacement Lamp | Four-Foot | Replacement Lamps (plug and play) (UL Type A) | Standard | FALSE | [9 empty] | 41789 |  |  | NotYetVerified |  | 3 | 2100 | 110.5 | 19 | 5.6 | 0.9 | 4000 | 82
P000015HE | Philips Lighting North America Corporation | Philips | 9290002881 (120-277V) | Linear Replacement Lamp | Four-Foot | Replacement Lamps (plug and play) (UL Type A) | Standard | FALSE | [9 empty] | 41789 |  |  | NotYetVerified |  | 3 | 2000 | 105 | 19 | 5.6 | 0.9 | 3500 | 82
P00001KCT | Zhejiang Starco Lighting Co.Ltd. | Starco Lighting | SLT822P450 | Linear Replacement Lamp | Four-Foot | Internal Driver Lamp-Style Retrofit Kits (UL Type B) | Standard | FALSE | [9 empty] | 41789 |  |  | NotYetVerified |  | 3 | 2500 | 113 | 22 | 10 | 0.9 | 5000 | 82
P00001KCP | Zhejiang Starco Lighting Co.Ltd. | Starco Lighting | SLT818P450 | Linear Replacement Lamp | Four-Foot | Internal Driver Lamp-Style Retrofit Kits (UL Type B) | Standard | FALSE | [9 empty] | 41789 |  |  | NotYetVerified |  | 3 | 2100 | 115 | 18 | 8 | 0.9 | 5000 | 82
P00001KCS | Zhejiang Starco Lighting Co.Ltd. | Starco Lighting | SLT822P440 | Linear Replacement Lamp | Four-Foot | Internal Driver Lamp-Style Retrofit Kits (UL Type B) | Standard | FALSE | [9 empty] | 41789 |  |  | NotYetVerified |  | 3 | 2400 | 110 | 22 | 10 | 0.9 | 4000 | 82
P00001KCO | Zhejiang Starco Lighting Co.Ltd. | Starco Lighting | SLT818P440 | Linear Replacement Lamp | Four-Foot | Internal Driver Lamp-Style Retrofit Kits (UL Type B) | Standard | FALSE | [9 empty] | 41789 |  |  | NotYetVerified |  | 3 | 2050 | 113 | 18 | 8 | 0.9 | 4000 | 82
P00001KCR | Zhejiang Starco Lighting Co.Ltd. | Starco Lighting | SLT822P435 | Linear Replacement Lamp | Four-Foot | Internal Driver Lamp-Style Retrofit Kits (UL Type B) | Standard | FALSE | [9 empty] | 41789 |  |  | NotYetVerified |  | 3 | 2200 | 100 | 22 | 10 | 0.9 | 3500 | 80
P00001KCN | Zhejiang Starco Lighting Co.Ltd. | Starco Lighting | SLT818P435 | Linear Replacement Lamp | Four-Foot | Internal Driver Lamp-Style Retrofit Kits (UL Type B) | Standard | FALSE | [9 empty] | 41789 |  |  | NotYetVerified |  | 3 | 1900 | 105 | 18 | 8 | 0.9 | 3500 | 80
P00001J5H | Anhui Sanan Technology Co. Ltd. | Lightera | OT822Wk07-1200-41K-05 | Linear Replacement Lamp | Four-Foot | Internal Driver Lamp-Style Retrofit Kits (UL Type B) | Standard | TRUE | 2434 | 107.72 | 22.6 | 14.77 | 0.929 | 4094 | 82 | 5 | 50000 | 41788 |  |  | NotYetVerified | Internal Driver | 3 | 2350 | 100 | 22 |  | 0.9 | 4100 | 80
P00000ZVP | LG Electronics Inc. | LG | T1840GE502D | Linear Replacement Lamp | Four-Foot | 2-lamp External Driver Lamp-Style Retrofit Kits (UL Type C) | Standard | TRUE | 2086.91 | 113.48 | 18.39 | 11 | 0.92 | 3908.2 | 85.6 | 5 | 50000 | 41788 |  |  | NotYetVerified | External Driver | 3 | 1900 | 105 | 18 | 20 | 0.9 | 4000 | 83
P00001J5G | Anhui Sanan Technology Co. Ltd. | Lightera | OT818Wk07-1200-41K-05 | Linear Replacement Lamp | Four-Foot | Internal Driver Lamp-Style Retrofit Kits (UL Type B) | Standard | TRUE | 1992.2 | 115.17 | 17.3 | 14.5 | 0.897 | 4081 | 84 | 5 | 50000 | 41788 |  |  | NotYetVerified | Internal Driver | 3 | 1900 | 100 | 18 |  | 0.9 | 4100 | 80
P00001EBS | ShenZhen Crep Optoelectronics Co.Ltd | CREP | CPS-4FT-12(5000K Frosted) | Linear Replacement Lamp | Four-Foot | Internal Driver Lamp-Style Retrofit Kits (UL Type B) | Standard | FALSE | [9 empty] | 41788 |  |  | NotYetVerified |  | 3 | 1950 | 103 | 19 |  | 0.95 | 5000 | 80
P00001EBV | ShenZhen Crep Optoelectronics Co.Ltd | CREP | CPS-4FT-12(5000K Clear) | Linear Replacement Lamp | Four-Foot | Internal Driver Lamp-Style Retrofit Kits (UL Type B) | Standard | FALSE | [9 empty] | 41788 |  |  | No |  | 3 | 2185.21 | 124.87 | 17.5 | 15.6 | 0.93 | 4991 | 83.3
P00001EBR | ShenZhen Crep Optoelectronics Co.Ltd | CREP | CPS-4FT-12(4500K Frosted) | Linear Replacement Lamp | Four-Foot | Internal Driver Lamp-Style Retrofit Kits (UL Type B) | Standard | FALSE | [9 empty] | 41788 |  |  | NotYetVerified |  | 3 | 1950 | 103 | 19 |  | 0.95 | 4500 | 80
P00001EBU | ShenZhen Crep Optoelectronics Co.Ltd | CREP | CPS-4FT-12(4500K Clear) | Linear Replacement Lamp | Four-Foot | Internal Driver Lamp-Style Retrofit Kits (UL Type B) | Standard | FALSE | [9 empty] | 41788 |  |  | No |  | 3 | 2102.33 | 116.8 | 18 | 15.4 | 0.92 | 4500 | 82.1
P00001EBT | ShenZhen Crep Optoelectronics Co.Ltd | CREP | CPS-4FT-12(3500K Clear) | Linear Replacement Lamp | Four-Foot | Internal Driver Lamp-Style Retrofit Kits (UL Type B) | Standard | FALSE | [9 empty] | 41788 |  |  | No |  | 3 | 2102.33 | 116.8 | 18 | 15.4 | 0.92 | 4000 | 82.1
P00001EBQ | ShenZhen Crep Optoelectronics Co.Ltd | CREP | CPS-4FT-12(3500K Frosted) | Linear Replacement Lamp | Four-Foot | Internal Driver Lamp-Style Retrofit Kits (UL Type B) | Standard | FALSE | [9 empty] | 41788 |  |  | NotYetVerified |  | 3 | 1950 | 103 | 19 |  | 0.95 | 3500 | 80
P00000ZVQ | LG Electronics Inc. | LG | T1850GE502D | Linear Replacement Lamp | Four-Foot | 2-lamp External Driver Lamp-Style Retrofit Kits (UL Type C) | Standard | FALSE | [9 empty] | 41788 |  |  | NotYetVerified | External Driver | 3 | 2000 | 111 | 18 | 20 | 0.9 | 5000 | 83
P00001HV7 | FY Lighting Co. Ltd | FY Lighting | FY-T8-1200EC (L30K120C) | Linear Replacement Lamp | Four-Foot | 2-lamp External Driver Lamp-Style Retrofit Kits (UL Type C) | Standard | TRUE | 2091 | 117.41 | 17.81 | 11.25 | 0.973 | 3037 | 83.4 | 5 |  | 41786 |  |  | NotYetVerified | External Driver | 3 | 2090 | 117 | 18 |  |  | 3000 | 83
P00001HVC | FY Lighting Co. Ltd | FY Lighting | FY-T8-1200EF (L30K120C) | Linear Replacement Lamp | Four-Foot | 2-lamp External Driver Lamp-Style Retrofit Kits (UL Type C) | Standard | TRUE | 1976 | 110.9 | 17.81 | 11.25 | 0.973 | 3045 | 83.8 | 5 |  | 41786 |  |  | NotYetVerified | External Driver | 3 | 1970 | 110 | 18 |  |  | 3000 | 80
P00000YNE | Kumho Electric | Kumho | FL/T8-32W/16W AC 410 | Linear Replacement Lamp | Four-Foot | Internal Driver Lamp-Style Retrofit Kits (UL Type B) | Standard | TRUE | 2006.47 | 122 | 16.42 | 6 | 0.95 | 4082 | 82 | 5 | 50000 | 41786 |  |  | NotYetVerified |  | 3.1 | 2000 |  | 16 |  | 0.9 | 4000 | 80
P00000YNF | Kumho Electric | Kumho | FL/T8-32W/16W AC 500 | Linear Replacement Lamp | Four-Foot | Internal Driver Lamp-Style Retrofit Kits (UL Type B) | Standard | TRUE | 1956 | 120.07 | 16.29 | 8 | 0.91 | 5108 | 82 | 5 | 50000 | 41786 |  |  | NotYetVerified |  | 3.1 | 2000 |  | 16 |  | 0.9 | 5000 | 80
P00001HVB | FY Lighting Co. Ltd | FY Lighting | FY-T8-1200EC (L50K120C) | Linear Replacement Lamp | Four-Foot | 2-lamp External Driver Lamp-Style Retrofit Kits (UL Type C) | Standard | FALSE | [9 empty] | 41786 |  |  | NotYetVerified | External Driver | 3 | 2170 | 120 | 18 |  |  | 5000 | 84
P00001HVG | FY Lighting Co. Ltd | FY Lighting | FY-T8-1200EF (L50K120C) | Linear Replacement Lamp | Four-Foot | 2-lamp External Driver Lamp-Style Retrofit Kits (UL Type C) | Standard | FALSE | [9 empty] | 41786 |  |  | NotYetVerified | External Driver | 3 | 2000 | 110 | 18 |  |  | 5000 | 80
P00001HVA | FY Lighting Co. Ltd | FY Lighting | FY-T8-1200EC (L45K120C) | Linear Replacement Lamp | Four-Foot | 2-lamp External Driver Lamp-Style Retrofit Kits (UL Type C) | Standard | FALSE | [9 empty] | 41786 |  |  | NotYetVerified | External Driver | 3 | 2090 | 117 | 18 |  |  | 4500 | 83
P00001HVF | FY Lighting Co. Ltd | FY Lighting | FY-T8-1200EF (L45K120C) | Linear Replacement Lamp | Four-Foot | 2-lamp External Driver Lamp-Style Retrofit Kits (UL Type C) | Standard | FALSE | [9 empty] | 41786 |  |  | NotYetVerified | External Driver | 3 | 1970 | 110 | 18 |  |  | 4500 | 80
P00001HV9 | FY Lighting Co. Ltd | FY Lighting | FY-T8-1200EC (L40K120C) | Linear Replacement Lamp | Four-Foot | 2-lamp External Driver Lamp-Style Retrofit Kits (UL Type C) | Standard | FALSE | [9 empty] | 41786 |  |  | NotYetVerified | External Driver | 3 | 2090 | 117 | 18 |  |  | 4000 | 83
P00001HVE | FY Lighting Co. Ltd | FY Lighting | FY-T8-1200EF (L40K120C) | Linear Replacement Lamp | Four-Foot | 2-lamp External Driver Lamp-Style Retrofit Kits (UL Type C) | Standard | FALSE | [9 empty] | 41786 |  |  | NotYetVerified | External Driver | 3 | 1970 | 110 | 18 |  |  | 4000 | 80
P00001HV8 | FY Lighting Co. Ltd | FY Lighting | FY-T8-1200EC (L35K120C) | Linear Replacement Lamp | Four-Foot | 2-lamp External Driver Lamp-Style Retrofit Kits (UL Type C) | Standard | FALSE | [9 empty] | 41786 |  |  | NotYetVerified | External Driver | 3 | 2090 | 117 | 18 |  |  | 3500 | 83
P00001HVD | FY Lighting Co. Ltd | FY Lighting | FY-T8-1200EF (L35K120C) | Linear Replacement Lamp | Four-Foot | 2-lamp External Driver Lamp-Style Retrofit Kits (UL Type C) | Standard | FALSE | [9 empty] | 41786 |  |  | NotYetVerified | External Driver | 3 | 1970 | 110 | 18 |  |  | 3500 | 80
P00001JX7 | Evolution Led Lighting Inc. | Evolution Led Lighting Inc. | T8J4F-22W-3000K | Linear Replacement Lamp | Four-Foot | Internal Driver Lamp-Style Retrofit Kits (UL Type B) | Standard | TRUE | 2150 | 99.1 | 21.7 | 20.57 | 0.87 | 3019 | 82.6 | 5 | 50000 | 41773 |  |  | NotYetVerified |  | 3 | 2150 | 97.8 | 22 |  | 0.9896 | 3000 | 83.9
P00001JX4 | Evolution Led Lighting Inc. | Evolution Led Lighting Inc. | T8J4F-18W-3000K | Linear Replacement Lamp | Four-Foot | Internal Driver Lamp-Style Retrofit Kits (UL Type B) | Standard | TRUE | 1789 | 98.3 | 18.2 | 17.76 | 0.87 | 3034 | 82.7 | 5 | 50000 | 41773 |  |  | NotYetVerified |  | 3 | 1900 | 100 | 19 |  | 0.95 | 3000 | 70
P00001JX9 | Evolution Led Lighting Inc. | Evolution Led Lighting Inc. | T8J4F-22W-5000K | Linear Replacement Lamp | Four-Foot | Internal Driver Lamp-Style Retrofit Kits (UL Type B) | Standard | FALSE | [9 empty] | 41773 |  |  | NotYetVerified |  | 3 | 2300 | 104.5 | 22 |  | 0.9896 | 5000 | 83.9
P00001JX6 | Evolution Led Lighting Inc. | Evolution Led Lighting Inc. | T8J4F-18W-5000K | Linear Replacement Lamp | Four-Foot | Internal Driver Lamp-Style Retrofit Kits (UL Type B) | Standard | FALSE | [9 empty] | 41773 |  |  | NotYetVerified |  | 3 | 1900 | 100 | 19 |  | 0.95 | 5000 | 70
P00001JX8 | Evolution Led Lighting Inc. | Evolution Led Lighting Inc. | T8J4F-22W-4000K | Linear Replacement Lamp | Four-Foot | Internal Driver Lamp-Style Retrofit Kits (UL Type B) | Standard | FALSE | [9 empty] | 41773 |  |  | NotYetVerified |  | 3 | 2150 | 97.8 | 22 |  | 0.9896 | 4000 | 83.9
P00001JX5 | Evolution Led Lighting Inc. | Evolution Led Lighting Inc. | T8J4F-18W-4000K | Linear Replacement Lamp | Four-Foot | Internal Driver Lamp-Style Retrofit Kits (UL Type B) | Standard | FALSE | [9 empty] | 41773 |  |  | NotYetVerified |  | 3 | 1900 | 100 | 19 |  | 0.95 | 4000 | 70
P00001AT0 | Taizhou JiaoGuang Lighting Co. Ltd. | Jiao Guang | RG111-5000K | Linear Replacement Lamp | Four-Foot | Internal Driver Lamp-Style Retrofit Kits (UL Type B) | Standard | FALSE | [9 empty] | 41767 |  |  | NotYetVerified |  | 3 | 2000 | 111 | 18 | 20 | 0.9 | 5000 | 80
P00001IV3 | Axis Energy Partners LLC | Axis LED Lighting | AEPT8416W120VEPS4K | Linear Replacement Lamp | Four-Foot | 2-lamp External Driver Lamp-Style Retrofit Kits (UL Type C) | Standard | TRUE | 1569 | 102 | 15.39 | 15.5 | 0.901 | 4036 | 83 | 5 | 50000 | 41765 |  |  | NotYetVerified |  | 3 | 1600 | 100 | 16 |  | 0.9 | 4000 | 85
P00001IV4 | Axis Energy Partners LLC | Axis LED Lighting | AEPT8416W120VEPS5K | Linear Replacement Lamp | Four-Foot | 2-lamp External Driver Lamp-Style Retrofit Kits (UL Type C) | Standard | FALSE | [9 empty] | 41765 |  |  | NotYetVerified |  | 3 | 1600 | 100 | 16 |  | 0.9 | 5000 | 85
P00000U8Y | Guangzhou Ledia Lighting Technology Company Limited | LEDIA | LD-TL-UL28A0012-45F | Linear Replacement Lamp | Four-Foot | Internal Driver Lamp-Style Retrofit Kits (UL Type B) | Standard | TRUE | 1958.71 | 114.55 | 17.1 | 15.48 | 0.89 | 4712 | 83.1 | 5 | 50000 | 41758 |  |  | NotYetVerified |  | 3 | 1850 |  | 18 | 20 | 0.9 | 4500 | 80
P00000XMA | James Trading Company Limited | JAMES | ZY-T8-22W1200 AC100-347V BONX (3000K Frosted) | Linear Replacement Lamp | Four-Foot | 2-lamp External Driver Lamp-Style Retrofit Kits (UL Type C) | Standard | TRUE | 2892 | 133.52 | 21.66 | 12.81 | 0.9544 | 2883 | 82.5 | 5 | 50000 | 41757 |  |  | NotYetVerified | Lastx represents either s for single-end power input or T for double-end inputs | 3 | 2892 | 133.52 | 21.66 | 20 | 0.9 | 3000 | 83
P000012W6 | LEDVANCE LLC (formerly OSRAM SYLVANIA INC) | Osram Sylvania | 73121 LED19T8L48/F/1X2HE/830/347V | Linear Replacement Lamp | Four-Foot | 2-lamp External Driver Lamp-Style Retrofit Kits (UL Type C) | Standard | TRUE | 2042.82 | 116.07 | 17.6 | 24.5 | 0.923 | 3001 | 84.4 | 5 | 50000 | 41757 |  |  | NotYetVerified |  | 3 |  |  | 17 | 20 | 0.9 | 3000 | 80
P00000XMK | James Trading Company Limited | JAMES | ZY-T8-15W1200 AC100-347V BONX (3000K Frosted) | Linear Replacement Lamp | Four-Foot | 2-lamp External Driver Lamp-Style Retrofit Kits (UL Type C) | Standard | TRUE | 1949 | 133.77 | 14.57 | 10.74 | 0.919 | 2878 | 82.6 | 5 | 50000 | 41757 |  |  | NotYetVerified | Lastx represents either s for single-end power input or T for double-end inputs | 3 | 1949 | 133.77 | 14.57 | 20 | 0.9 | 3000 | 83
P00000XMJ | James Trading Company Limited | JAMES | ZY-T8-22W1200 AC100-347V BONX (5000K Clear) | Linear Replacement Lamp | Four-Foot | 2-lamp External Driver Lamp-Style Retrofit Kits (UL Type C) | Standard | FALSE | [9 empty] | 41757 |  |  | NotYetVerified | Lastx represents either s for single-end power input or T for double-end inputs | 3 | 3071 | 141.6 | 21.68 | 20 | 0.9 | 5009 | 83
P00000XME | James Trading Company Limited | JAMES | ZY-T8-22W1200 AC100-347V BONX (5000K Frosted) | Linear Replacement Lamp | Four-Foot | 2-lamp External Driver Lamp-Style Retrofit Kits (UL Type C) | Standard | FALSE | [9 empty] | 41757 |  |  | NotYetVerified | Lastx represents either s for single-end power input or T for double-end inputs | 3 | 2892 | 133.52 | 21.66 | 20 | 0.9 | 5009 | 83
PZ9QGZPS | James Trading Company Limited | JAMES | ZY-T8-22W1200 AC100-347V BODX (5000K Frosted) | Linear Replacement Lamp | Four-Foot | 2-lamp External Driver Lamp-Style Retrofit Kits (UL Type C) | Standard | FALSE | [9 empty] | 41757 |  |  | NotYetVerified | Lastx represents either s for single-end power input or T for double-end inputs | 3 | 2892 | 133.52 | 21.66 | 20 | 0.9 | 5009 | 83
PEX2DR38 | James Trading Company Limited | JAMES | ZY-T8-22W1200 AC100-347V BODX (5000K Clear) | Linear Replacement Lamp | Four-Foot | 2-lamp External Driver Lamp-Style Retrofit Kits (UL Type C) | Standard | FALSE | [9 empty] | 41757 |  |  | NotYetVerified | Lastx represents either s for single-end power input or T for double-end inputs | 3 | 3071 | 141.6 | 21.68 | 20 | 0.9 | 5009 | 83
P00000XMT | James Trading Company Limited | JAMES | ZY-T8-15W1200 AC100-347V BONX (5000K Clear) | Linear Replacement Lamp | Four-Foot | 2-lamp External Driver Lamp-Style Retrofit Kits (UL Type C) | Standard | FALSE | [9 empty] | 41757 |  |  | NotYetVerified | Lastx represents either s for single-end power input or T for double-end inputs | 3 | 2068 | 141.4 | 14.6 | 20 | 0.9 | 4992 | 83
P00000XMO | James Trading Company Limited | JAMES | ZY-T8-15W1200 AC100-347V BONX (5000K Frosted) | Linear Replacement Lamp | Four-Foot | 2-lamp External Driver Lamp-Style Retrofit Kits (UL Type C) | Standard | FALSE | [9 empty] | 41757 |  |  | NotYetVerified | Lastx represents either s for single-end power input or T for double-end inputs | 3 | 1949 | 133.77 | 14.57 | 20 | 0.9 | 4992 | 83
PXNJQWK6 | James Trading Company Limited | JAMES | ZY-T8-15W1200 AC100-347V BODX (5000K Clear) | Linear Replacement Lamp | Four-Foot | 2-lamp External Driver Lamp-Style Retrofit Kits (UL Type C) | Standard | FALSE | [9 empty] | 41757 |  |  | NotYetVerified | Lastx represents either s for single-end power input or T for double-end inputs | 3 | 2068 | 141.4 | 14.6 | 20 | 0.9 | 4992 | 83
PT9ZB5BF | James Trading Company Limited | JAMES | ZY-T8-15W1200 AC100-347V BODX (5000K Frosted) | Linear Replacement Lamp | Four-Foot | 2-lamp External Driver Lamp-Style Retrofit Kits (UL Type C) | Standard | FALSE | [9 empty] | 41757 |  |  | NotYetVerified | Lastx represents either s for single-end power input or T for double-end inputs | 3 | 1949 | 133.77 | 14.57 | 20 | 0.9 | 4992 | 83
P00000XMI | James Trading Company Limited | JAMES | ZY-T8-22W1200 AC100-347V BONX (4500K Clear) | Linear Replacement Lamp | Four-Foot | 2-lamp External Driver Lamp-Style Retrofit Kits (UL Type C) | Standard | FALSE | [9 empty] | 41757 |  |  | NotYetVerified | Lastx represents either s for single-end power input or T for double-end inputs | 3 | 3071 | 141.6 | 21.68 | 20 | 0.9 | 4500 | 83
P00000XMD | James Trading Company Limited | JAMES | ZY-T8-22W1200 AC100-347V BONX (4500K Frosted) | Linear Replacement Lamp | Four-Foot | 2-lamp External Driver Lamp-Style Retrofit Kits (UL Type C) | Standard | FALSE | [9 empty] | 41757 |  |  | NotYetVerified | Lastx represents either s for single-end power input or T for double-end inputs | 3 | 2892 | 133.52 | 21.66 | 20 | 0.9 | 4500 | 83
P00000XMS | James Trading Company Limited | JAMES | ZY-T8-15W1200 AC100-347V BONX (4500K Clear) | Linear Replacement Lamp | Four-Foot | 2-lamp External Driver Lamp-Style Retrofit Kits (UL Type C) | Standard | FALSE | [9 empty] | 41757 |  |  | NotYetVerified | Lastx represents either s for single-end power input or T for double-end inputs | 3 | 2068 | 141.4 | 14.6 | 20 | 0.9 | 4500 | 83
P00000XMN | James Trading Company Limited | JAMES | ZY-T8-15W1200 AC100-347V BONX (4500K Frosted) | Linear Replacement Lamp | Four-Foot | 2-lamp External Driver Lamp-Style Retrofit Kits (UL Type C) | Standard | FALSE | [9 empty] | 41757 |  |  | NotYetVerified | Lastx represents either s for single-end power input or T for double-end inputs | 3 | 1949 | 133.77 | 14.57 | 20 | 0.9 | 4500 | 83
P3ZF2UB3 | James Trading Company Limited | JAMES | ZY-T8-22W1200 AC100-347V BODX (4500K Clear) | Linear Replacement Lamp | Four-Foot | 2-lamp External Driver Lamp-Style Retrofit Kits (UL Type C) | Standard | FALSE | [9 empty] | 41757 |  |  | NotYetVerified | Lastx represents either s for single-end power input or T for double-end inputs | 3 | 3071 | 141.6 | 21.68 | 20 | 0.9 | 4500 | 83
P3YR32YX | James Trading Company Limited | JAMES | ZY-T8-22W1200 AC100-347V BODX (4500K Frosted) | Linear Replacement Lamp | Four-Foot | 2-lamp External Driver Lamp-Style Retrofit Kits (UL Type C) | Standard | FALSE | [9 empty] | 41757 |  |  | NotYetVerified | Lastx represents either s for single-end power input or T for double-end inputs | 3 | 2892 | 133.52 | 21.66 | 20 | 0.9 | 4500 | 83
PXD1KJEJ | James Trading Company Limited | JAMES | ZY-T8-15W1200 AC100-347V BODX (4500K Frosted) | Linear Replacement Lamp | Four-Foot | 2-lamp External Driver Lamp-Style Retrofit Kits (UL Type C) | Standard | FALSE | [9 empty] | 41757 |  |  | NotYetVerified | Lastx represents either s for single-end power input or T for double-end inputs | 3 | 1949 | 133.77 | 14.57 | 20 | 0.9 | 4500 | 83
PRSVW13M | James Trading Company Limited | JAMES | ZY-T8-15W1200 AC100-347V BODX (4500K Clear) | Linear Replacement Lamp | Four-Foot | 2-lamp External Driver Lamp-Style Retrofit Kits (UL Type C) | Standard | FALSE | [9 empty] | 41757 |  |  | NotYetVerified | Lastx represents either s for single-end power input or T for double-end inputs | 3 | 2068 | 141.4 | 14.6 | 20 | 0.9 | 4500 | 83
P00000XMH | James Trading Company Limited | JAMES | ZY-T8-22W1200 AC100-347V BONX (4000K Clear) | Linear Replacement Lamp | Four-Foot | 2-lamp External Driver Lamp-Style Retrofit Kits (UL Type C) | Standard | FALSE | [9 empty] | 41757 |  |  | NotYetVerified | Lastx represents either s for single-end power input or T for double-end inputs | 3 | 3071 | 141.6 | 21.68 | 20 | 0.9 | 4000 | 83
P00000XMC | James Trading Company Limited | JAMES | ZY-T8-22W1200 AC100-347V BONX (4000K Frosted) | Linear Replacement Lamp | Four-Foot | 2-lamp External Driver Lamp-Style Retrofit Kits (UL Type C) | Standard | FALSE | [9 empty] | 41757 |  |  | NotYetVerified | Lastx represents either s for single-end power input or T for double-end inputs | 3 | 2892 | 133.52 | 21.66 | 20 | 0.9 | 4000 | 83
P00000XMR | James Trading Company Limited | JAMES | ZY-T8-15W1200 AC100-347V BONX (4000K Clear) | Linear Replacement Lamp | Four-Foot | 2-lamp External Driver Lamp-Style Retrofit Kits (UL Type C) | Standard | FALSE | [9 empty] | 41757 |  |  | NotYetVerified | Lastx represents either s for single-end power input or T for double-end inputs | 3 | 2068 | 141.4 | 14.6 | 20 | 0.9 | 4000 | 83
P00000XMM | James Trading Company Limited | JAMES | ZY-T8-15W1200 AC100-347V BONX (4000K Frosted) | Linear Replacement Lamp | Four-Foot | 2-lamp External Driver Lamp-Style Retrofit Kits (UL Type C) | Standard | FALSE | [9 empty] | 41757 |  |  | NotYetVerified | Lastx represents either s for single-end power input or T for double-end inputs | 3 | 1949 | 133.77 | 14.57 | 20 | 0.9 | 4000 | 83
PJRRKHMA | James Trading Company Limited | JAMES | ZY-T8-22W1200 AC100-347V BODX (4000K Frosted) | Linear Replacement Lamp | Four-Foot | 2-lamp External Driver Lamp-Style Retrofit Kits (UL Type C) | Standard | FALSE | [9 empty] | 41757 |  |  | NotYetVerified | Lastx represents either s for single-end power input or T for double-end inputs | 3 | 2892 | 133.52 | 21.66 | 20 | 0.9 | 4000 | 83
P75SRRUY | James Trading Company Limited | JAMES | ZY-T8-22W1200 AC100-347V BODX (4000K Clear) | Linear Replacement Lamp | Four-Foot | 2-lamp External Driver Lamp-Style Retrofit Kits (UL Type C) | Standard | FALSE | [9 empty] | 41757 |  |  | NotYetVerified | Lastx represents either s for single-end power input or T for double-end inputs | 3 | 3071 | 141.6 | 21.68 | 20 | 0.9 | 4000 | 83
PN7249UD | James Trading Company Limited | JAMES | ZY-T8-15W1200 AC100-347V BODX (4000K Frosted) | Linear Replacement Lamp | Four-Foot | 2-lamp External Driver Lamp-Style Retrofit Kits (UL Type C) | Standard | FALSE | [9 empty] | 41757 |  |  | NotYetVerified | Lastx represents either s for single-end power input or T for double-end inputs | 3 | 1949 | 133.77 | 14.57 | 20 | 0.9 | 4000 | 83
PGAFUDNC | James Trading Company Limited | JAMES | ZY-T8-15W1200 AC100-347V BODX (4000K Clear) | Linear Replacement Lamp | Four-Foot | 2-lamp External Driver Lamp-Style Retrofit Kits (UL Type C) | Standard | FALSE | [9 empty] | 41757 |  |  | NotYetVerified | Lastx represents either s for single-end power input or T for double-end inputs | 3 | 2068 | 141.4 | 14.6 | 20 | 0.9 | 4000 | 83
P00000XMG | James Trading Company Limited | JAMES | ZY-T8-22W1200 AC100-347V BONX (3500K Clear) | Linear Replacement Lamp | Four-Foot | 2-lamp External Driver Lamp-Style Retrofit Kits (UL Type C) | Standard | FALSE | [9 empty] | 41757 |  |  | NotYetVerified | Lastx represents either s for single-end power input or T for double-end inputs | 3 | 3071 | 141.6 | 21.68 | 20 | 0.9 | 3500 | 83
P00000XMB | James Trading Company Limited | JAMES | ZY-T8-22W1200 AC100-347V BONX (3500K Frosted) | Linear Replacement Lamp | Four-Foot | 2-lamp External Driver Lamp-Style Retrofit Kits (UL Type C) | Standard | FALSE | [9 empty] | 41757 |  |  | NotYetVerified | Lastx represents either s for single-end power input or T for double-end inputs | 3 | 2892 | 133.52 | 21.66 | 20 | 0.9 | 3500 | 83
P00000XMQ | James Trading Company Limited | JAMES | ZY-T8-15W1200 AC100-347V BONX (3500K Clear) | Linear Replacement Lamp | Four-Foot | 2-lamp External Driver Lamp-Style Retrofit Kits (UL Type C) | Standard | FALSE | [9 empty] | 41757 |  |  | NotYetVerified | Lastx represents either s for single-end power input or T for double-end inputs | 3 | 2068 | 141.4 | 14.6 | 20 | 0.9 | 3500 | 83
P00000XML | James Trading Company Limited | JAMES | ZY-T8-15W1200 AC100-347V BONX (3500K Frosted) | Linear Replacement Lamp | Four-Foot | 2-lamp External Driver Lamp-Style Retrofit Kits (UL Type C) | Standard | FALSE | [9 empty] | 41757 |  |  | NotYetVerified | Lastx represents either s for single-end power input or T for double-end inputs | 3 | 1949 | 133.77 | 14.57 | 20 | 0.9 | 3500 | 83
PHE2PP77 | James Trading Company Limited | JAMES | ZY-T8-22W1200 AC100-347V BODX (3500K Frosted) | Linear Replacement Lamp | Four-Foot | 2-lamp External Driver Lamp-Style Retrofit Kits (UL Type C) | Standard | FALSE | [9 empty] | 41757 |  |  | NotYetVerified | Lastx represents either s for single-end power input or T for double-end inputs | 3 | 2892 | 133.52 | 21.66 | 20 | 0.9 | 3500 | 83
PHBCUNBN | James Trading Company Limited | JAMES | ZY-T8-22W1200 AC100-347V BODX (3500K Clear) | Linear Replacement Lamp | Four-Foot | 2-lamp External Driver Lamp-Style Retrofit Kits (UL Type C) | Standard | FALSE | [9 empty] | 41757 |  |  | NotYetVerified | Lastx represents either s for single-end power input or T for double-end inputs | 3 | 3071 | 141.6 | 21.68 | 20 | 0.9 | 3500 | 83
PZSZYAWW | James Trading Company Limited | JAMES | ZY-T8-15W1200 AC100-347V BODX (3500K Clear) | Linear Replacement Lamp | Four-Foot | 2-lamp External Driver Lamp-Style Retrofit Kits (UL Type C) | Standard | FALSE | [9 empty] | 41757 |  |  | NotYetVerified | Lastx represents either s for single-end power input or T for double-end inputs | 3 | 2068 | 141.4 | 14.6 | 20 | 0.9 | 3500 | 83
PUKWSUUQ | James Trading Company Limited | JAMES | ZY-T8-15W1200 AC100-347V BODX (3500K Frosted) | Linear Replacement Lamp | Four-Foot | 2-lamp External Driver Lamp-Style Retrofit Kits (UL Type C) | Standard | FALSE | [9 empty] | 41757 |  |  | NotYetVerified | Lastx represents either s for single-end power input or T for double-end inputs | 3 | 1949 | 133.77 | 14.57 | 20 | 0.9 | 3500 | 83
PE71H43V | James Trading Company Limited | JAMES | ZY-T8-22W1200 AC100-347V BODX (3000K Frosted) | Linear Replacement Lamp | Four-Foot | 2-lamp External Driver Lamp-Style Retrofit Kits (UL Type C) | Standard | FALSE | [9 empty] | 41757 |  |  | NotYetVerified | Lastx represents either s for single-end power input or T for double-end inputs | 3 | 2892 | 133.52 | 21.66 | 20 | 0.9 | 3000 | 83
P87QN1HK | James Trading Company Limited | JAMES | ZY-T8-15W1200 AC100-347V BODX (3000K Frosted) | Linear Replacement Lamp | Four-Foot | 2-lamp External Driver Lamp-Style Retrofit Kits (UL Type C) | Standard | FALSE | [9 empty] | 41757 |  |  | NotYetVerified | Lastx represents either s for single-end power input or T for double-end inputs | 3 | 1949 | 133.77 | 14.57 | 20 | 0.9 | 3000 | 83
P00000XMF | James Trading Company Limited | JAMES | ZY-T8-22W1200 AC100-347V BONX (3000K Clear) | Linear Replacement Lamp | Four-Foot | 2-lamp External Driver Lamp-Style Retrofit Kits (UL Type C) | Standard | FALSE | [9 empty] | 41757 |  |  | NotYetVerified | Lastx represents either s for single-end power input or T for double-end inputs | 3 | 3071 | 141.6 | 21.68 | 20 | 0.9 | 2883 | 83
P1KG59AE | James Trading Company Limited | JAMES | ZY-T8-22W1200 AC100-347V BODX (3000K Clear) | Linear Replacement Lamp | Four-Foot | 2-lamp External Driver Lamp-Style Retrofit Kits (UL Type C) | Standard | FALSE | [9 empty] | 41757 |  |  | NotYetVerified | Lastx represents either s for single-end power input or T for double-end inputs | 3 | 3071 | 141.6 | 21.68 | 20 | 0.9 | 2883 | 83
P00000XMP | James Trading Company Limited | JAMES | ZY-T8-15W1200 AC100-347V BONX (3000K Clear) | Linear Replacement Lamp | Four-Foot | 2-lamp External Driver Lamp-Style Retrofit Kits (UL Type C) | Standard | FALSE | [9 empty] | 41757 |  |  | NotYetVerified | Lastx represents either s for single-end power input or T for double-end inputs | 3 | 2068 | 141.4 | 14.6 | 20 | 0.9 | 2878 | 83
P8US2ZDW | James Trading Company Limited | JAMES | ZY-T8-15W1200 AC100-347V BODX (3000K Clear) | Linear Replacement Lamp | Four-Foot | 2-lamp External Driver Lamp-Style Retrofit Kits (UL Type C) | Standard | FALSE | [9 empty] | 41757 |  |  | NotYetVerified | Lastx represents either s for single-end power input or T for double-end inputs | 3 | 2068 | 141.4 | 14.6 | 20 | 0.9 | 2878 | 83
P000011Q6 | New Lighting Solutions | NLS | NLS-T5-15W 1200 BONS (3000K Frosted) | Linear Replacement Lamp | Four-Foot | 2-lamp External Driver Lamp-Style Retrofit Kits (UL Type C) | Standard | TRUE | 1677 | 106.8 | 15.8 | 18.17 | 0.871 | 2977 | 82 | 5 | 50000 | 41754 |  |  | NotYetVerified |  | 3.1 | 1677 | 106.8 | 15.8 |  |  | 3000 | 82
P000018PS | Revolution Lighting Technologies | Seesmart | 200810-103 | Linear Replacement Lamp | Four-Foot | Internal Driver Lamp-Style Retrofit Kits (UL Type B) | Standard | FALSE | [9 empty] | 41754 |  |  | NotYetVerified |  | 3 | 2076 | 112 | 18 |  |  | 5000 | 82
P000018PG | Revolution Lighting Technologies | Seesmart | 200803-003 | Linear Replacement Lamp | Four-Foot | Internal Driver Lamp-Style Retrofit Kits (UL Type B) | Standard | FALSE | [9 empty] | 41754 |  |  | NotYetVerified |  | 3 | 1701 | 108 | 15 |  |  | 5000 | 81
P000018PJ | Revolution Lighting Technologies | Seesmart | 200803-102 | Linear Replacement Lamp | Four-Foot | Internal Driver Lamp-Style Retrofit Kits (UL Type B) | Standard | FALSE | [9 empty] | 41754 |  |  | NotYetVerified |  | 3 | 1717 | 112 | 15 |  |  | 4000 | 85
P000018PR | Revolution Lighting Technologies | Seesmart | 200810-102 | Linear Replacement Lamp | Four-Foot | Internal Driver Lamp-Style Retrofit Kits (UL Type B) | Standard | FALSE | [9 empty] | 41754 |  |  | NotYetVerified |  | 3 | 2076 | 112 | 18 |  |  | 4000 | 82
P000018PF | Revolution Lighting Technologies | Seesmart | 200803-002 | Linear Replacement Lamp | Four-Foot | Internal Driver Lamp-Style Retrofit Kits (UL Type B) | Standard | FALSE | [9 empty] | 41754 |  |  | NotYetVerified |  | 3 | 1701 | 108 | 15 |  |  | 4000 | 81
P000018PI | Revolution Lighting Technologies | Seesmart | 200803-101 | Linear Replacement Lamp | Four-Foot | Internal Driver Lamp-Style Retrofit Kits (UL Type B) | Standard | FALSE | [9 empty] | 41754 |  |  | NotYetVerified |  | 3 | 1717 | 112 | 15 |  |  | 3500 | 85
P000018PQ | Revolution Lighting Technologies | Seesmart | 200810-101 | Linear Replacement Lamp | Four-Foot | Internal Driver Lamp-Style Retrofit Kits (UL Type B) | Standard | FALSE | [9 empty] | 41754 |  |  | NotYetVerified |  | 3 | 2076 | 112 | 18 |  |  | 3500 | 82
P000018PE | Revolution Lighting Technologies | Seesmart | 200803-001 | Linear Replacement Lamp | Four-Foot | Internal Driver Lamp-Style Retrofit Kits (UL Type B) | Standard | FALSE | [9 empty] | 41754 |  |  | NotYetVerified |  | 3 | 1701 | 108 | 15 |  |  | 3500 | 81
P000018PH | Revolution Lighting Technologies | Seesmart | 200803-100 | Linear Replacement Lamp | Four-Foot | Internal Driver Lamp-Style Retrofit Kits (UL Type B) | Standard | FALSE | [9 empty] | 41754 |  |  | NotYetVerified |  | 3 | 1717 | 112 | 15 |  |  | 3000 | 85
P000018PP | Revolution Lighting Technologies | Seesmart | 200810-100 | Linear Replacement Lamp | Four-Foot | Internal Driver Lamp-Style Retrofit Kits (UL Type B) | Standard | FALSE | [9 empty] | 41754 |  |  | NotYetVerified |  | 3 | 2076 | 112 | 18 |  |  | 3000 | 82
P000018PD | Revolution Lighting Technologies | Seesmart | 200803-000 | Linear Replacement Lamp | Four-Foot | Internal Driver Lamp-Style Retrofit Kits (UL Type B) | Standard | FALSE | [9 empty] | 41754 |  |  | NotYetVerified |  | 3 | 1701 | 108 | 15 |  |  | 3000 | 81
P000011QF | New Lighting Solutions | NLS | NLS-T5-15W1200 BONS (5000K Clear) | Linear Replacement Lamp | Four-Foot | 2-lamp External Driver Lamp-Style Retrofit Kits (UL Type C) | Standard | FALSE | [9 empty] | 41754 |  |  | NotYetVerified |  | 3.1 | 1778 | 109.1 | 16.3 | 15.21 | 0.9822 | 5000 | 82.1
P000011QA | New Lighting Solutions | NLS | NLS-T5-15W1200 BONS (5000K Frosted) | Linear Replacement Lamp | Four-Foot | 2-lamp External Driver Lamp-Style Retrofit Kits (UL Type C) | Standard | FALSE | [9 empty] | 41754 |  |  | NotYetVerified |  | 3.1 | 1778 | 109.1 | 16.3 | 15.21 | 0.9822 | 5000 | 82.1
P000011QE | New Lighting Solutions | NLS | NLS-T5-15W1200 BONS (4500K Clear) | Linear Replacement Lamp | Four-Foot | 2-lamp External Driver Lamp-Style Retrofit Kits (UL Type C) | Standard | FALSE | [9 empty] | 41754 |  |  | NotYetVerified |  | 3 | 1650 | 101.2 | 16.3 | 16.72 | 0.9 | 4500 | 80
P000011Q9 | New Lighting Solutions | NLS | NLS-T5-15W1200 BONS (4500K Frosted) | Linear Replacement Lamp | Four-Foot | 2-lamp External Driver Lamp-Style Retrofit Kits (UL Type C) | Standard | FALSE | [9 empty] | 41754 |  |  | NotYetVerified |  | 3 | 1650 | 101.2 | 16.3 | 16.72 | 0.9 | 4500 | 80
P000011QD | New Lighting Solutions | NLS | NLS-T5-15W1200 BONS (4000K Clear) | Linear Replacement Lamp | Four-Foot | 2-lamp External Driver Lamp-Style Retrofit Kits (UL Type C) | Standard | FALSE | [9 empty] | 41754 |  |  | NotYetVerified |  | 3 | 1650 | 101.2 | 16.3 | 16.72 | 0.9 | 4000 | 80
P000011Q8 | New Lighting Solutions | NLS | NLS-T5-15W1200 BONS (4000K Frosted) | Linear Replacement Lamp | Four-Foot | 2-lamp External Driver Lamp-Style Retrofit Kits (UL Type C) | Standard | FALSE | [9 empty] | 41754 |  |  | NotYetVerified |  | 3 | 1650 | 101.2 | 16.3 | 16.72 | 0.9 | 4000 | 80
P000011QC | New Lighting Solutions | NLS | NLS-T5-15W1200 BONS (3500K Clear) | Linear Replacement Lamp | Four-Foot | 2-lamp External Driver Lamp-Style Retrofit Kits (UL Type C) | Standard | FALSE | [9 empty] | 41754 |  |  | NotYetVerified |  | 3 | 1650 | 101.2 | 16.3 | 16.72 | 0.9 | 3500 | 80
P000011Q7 | New Lighting Solutions | NLS | NLS-T5-15W1200 BONS (3500K Frosted) | Linear Replacement Lamp | Four-Foot | 2-lamp External Driver Lamp-Style Retrofit Kits (UL Type C) | Standard | FALSE | [9 empty] | 41754 |  |  | NotYetVerified |  | 3 | 1650 | 101.2 | 16.3 | 16.72 | 0.9 | 3500 | 80
P000011QB | New Lighting Solutions | NLS | NLS-T5-15W1200 BONS (3000K Clear) | Linear Replacement Lamp | Four-Foot | 2-lamp External Driver Lamp-Style Retrofit Kits (UL Type C) | Standard | FALSE | [9 empty] | 41754 |  |  | NotYetVerified |  | 3.1 | 1677 | 106.8 | 15.7 | 15.55 | 0.9811 | 3000 | 82
P00001J0Q | Longhorn Lighting Co. Ltd | Longhorn | LH-L8R181Q17 | Linear Replacement Lamp | Four-Foot | Internal Driver Lamp-Style Retrofit Kits (UL Type B) | Standard | FALSE | [9 empty] | 41754 |  |  | NotYetVerified |  | 3 | 1717 | 112 | 15 |  |  | 5000 | 85
P00001J0M | Longhorn Lighting Co. Ltd | Longhorn | LH-L8R151Q07 | Linear Replacement Lamp | Four-Foot | Internal Driver Lamp-Style Retrofit Kits (UL Type B) | Standard | FALSE | [9 empty] | 41754 |  |  | NotYetVerified |  | 3 | 1701 | 108 | 15 |  |  | 5000 | 81
P00001J0P | Longhorn Lighting Co. Ltd | Longhorn | LH-L8N181Q17 | Linear Replacement Lamp | Four-Foot | Internal Driver Lamp-Style Retrofit Kits (UL Type B) | Standard | FALSE | [9 empty] | 41754 |  |  | NotYetVerified |  | 3 | 1717 | 112 | 15 |  |  | 4000 | 85
P00001J0L | Longhorn Lighting Co. Ltd | Longhorn | LH-L8N151Q07 | Linear Replacement Lamp | Four-Foot | Internal Driver Lamp-Style Retrofit Kits (UL Type B) | Standard | FALSE | [9 empty] | 41754 |  |  | NotYetVerified |  | 3 | 1701 | 108 | 15 |  |  | 4000 | 81
P00001J0O | Longhorn Lighting Co. Ltd | Longhorn | LH-L8U181Q17 | Linear Replacement Lamp | Four-Foot | Internal Driver Lamp-Style Retrofit Kits (UL Type B) | Standard | FALSE | [9 empty] | 41754 |  |  | NotYetVerified |  | 3 | 1717 | 112 | 15 |  |  | 3500 | 85
P00001J0K | Longhorn Lighting Co. Ltd | Longhorn | LH-L8U151Q07 | Linear Replacement Lamp | Four-Foot | Internal Driver Lamp-Style Retrofit Kits (UL Type B) | Standard | FALSE | [9 empty] | 41754 |  |  | NotYetVerified |  | 3 | 1701 | 108 | 15 |  |  | 3500 | 81
P00001J0N | Longhorn Lighting Co. Ltd | Longhorn | LH-L8V181Q17 | Linear Replacement Lamp | Four-Foot | Internal Driver Lamp-Style Retrofit Kits (UL Type B) | Standard | FALSE | [9 empty] | 41754 |  |  | NotYetVerified |  | 3 | 2076 | 112 | 18 |  |  | 3000 | 82
P00001J0J | Longhorn Lighting Co. Ltd | Longhorn | LH-L8V151Q07 | Linear Replacement Lamp | Four-Foot | Internal Driver Lamp-Style Retrofit Kits (UL Type B) | Standard | FALSE | [9 empty] | 41754 |  |  | NotYetVerified |  | 3 | 1701 | 108 | 15 |  |  | 3000 | 81
P00001GK8 | Homelite Technology Co.Ltd | Homelite | HTIL20/BC50K | Linear Replacement Lamp | Four-Foot | Internal Driver Lamp-Style Retrofit Kits (UL Type B) | Standard | FALSE | [9 empty] | 41751 |  |  | NotYetVerified |  | 3 | 2000 | 100 | 20 |  | 0.92 | 5000 | 83
P00001GK7 | Homelite Technology Co.Ltd | Homelite | HTIL20/BC40K | Linear Replacement Lamp | Four-Foot | Internal Driver Lamp-Style Retrofit Kits (UL Type B) | Standard | FALSE | [9 empty] | 41751 |  |  | NotYetVerified |  | 3 | 2000 | 100 | 20 |  | 0.92 | 4000 | 82
P00001GK6 | Homelite Technology Co.Ltd | Homelite | HTIL20/BC30K | Linear Replacement Lamp | Four-Foot | Internal Driver Lamp-Style Retrofit Kits (UL Type B) | Standard | FALSE | [9 empty] | 41751 |  |  | NotYetVerified |  | 3 | 2000 | 100 | 20 |  | 0.92 | 3000 | 82
P00000XM0 | James Trading Company Limited | JAMES | ZY-T8P-22W1200 BIXX (3000K Frost) | Linear Replacement Lamp | Four-Foot | Internal Driver Lamp-Style Retrofit Kits (UL Type B) | Standard | TRUE | 2405 | 115.6 | 20.8 | 16.16 | 0.9 | 2889 | 82.5 | 5 | 50000 | 41750 |  |  | NotYetVerified | Lastx represents either s for single-end power input or T for double-end inputs | 3 | 2405 | 115.6 | 20.8 | 20 | 0.9 | 3000 | 83
P00000XLQ | James Trading Company Limited | JAMES | ZY-T8P-15W1200 BIXX (3000K Frost) | Linear Replacement Lamp | Four-Foot | Internal Driver Lamp-Style Retrofit Kits (UL Type B) | Standard | TRUE | 2078 | 130.45 | 15.93 | 8.08 | 0.9015 | 2947 | 81.8 | 5 | 50000 | 41750 |  |  | NotYetVerified | Lastx represents either s for single-end power input or T for double-end inputs updated on 1/19/2017 | 3 | 2078 | 130.45 | 15.93 | 20 | 0.9 | 3000 | 83
P00000XM9 | James Trading Company Limited | JAMES | ZY-T8P-22W1200 BIXX (5000K Clear) | Linear Replacement Lamp | Four-Foot | Internal Driver Lamp-Style Retrofit Kits (UL Type B) | Standard | FALSE | [9 empty] | 41750 |  |  | NotYetVerified | Lastx represents either s for single-end power input or T for double-end inputs | 3 | 2449 | 122.5 | 20 | 20 | 0.9 | 5000 | 83
P00000XM4 | James Trading Company Limited | JAMES | ZY-T8P-22W1200 BIXX (5000K Frost) | Linear Replacement Lamp | Four-Foot | Internal Driver Lamp-Style Retrofit Kits (UL Type B) | Standard | FALSE | [9 empty] | 41750 |  |  | NotYetVerified | Lastx represents either s for single-end power input or T for double-end inputs | 3 | 2449 | 122.5 | 20 | 20 | 0.9 | 5000 | 83
P00000XLZ | James Trading Company Limited | JAMES | ZY-T8P-15W1200 BIXX (5000K Clear) | Linear Replacement Lamp | Four-Foot | Internal Driver Lamp-Style Retrofit Kits (UL Type B) | Standard | FALSE | [9 empty] | 41750 |  |  | NotYetVerified | Lastx represents either s for single-end power input or T for double-end inputs updated on 1/19/2017 | 3 | 2078 | 130.45 | 15.93 | 20 | 0.9 | 5000 | 83
P00000XLU | James Trading Company Limited | JAMES | ZY-T8P-15W1200 BIXX (5000K Frost) | Linear Replacement Lamp | Four-Foot | Internal Driver Lamp-Style Retrofit Kits (UL Type B) | Standard | FALSE | [9 empty] | 41750 |  |  | NotYetVerified | Lastx represents either s for single-end power input or T for double-end inputs updated on 1/19/2017 | 3 | 2078 | 130.45 | 15.93 | 20 | 0.9 | 5000 | 83
P00000XM8 | James Trading Company Limited | JAMES | ZY-T8P-22W1200 BIXX (4500K Clear) | Linear Replacement Lamp | Four-Foot | Internal Driver Lamp-Style Retrofit Kits (UL Type B) | Standard | FALSE | [9 empty] | 41750 |  |  | NotYetVerified | Lastx represents either s for single-end power input or T for double-end inputs | 3 | 2400 | 109 | 22 | 20 | 0.9 | 4500 | 83
P00000XM3 | James Trading Company Limited | JAMES | ZY-T8P-22W1200 BIXX (4500K Frost) | Linear Replacement Lamp | Four-Foot | Internal Driver Lamp-Style Retrofit Kits (UL Type B) | Standard | FALSE | [9 empty] | 41750 |  |  | NotYetVerified | Lastx represents either s for single-end power input or T for double-end inputs | 3 | 2400 | 109 | 22 | 20 | 0.9 | 4500 | 83
P00000XLY | James Trading Company Limited | JAMES | ZY-T8P-15W1200 BIXX (4500K Clear) | Linear Replacement Lamp | Four-Foot | Internal Driver Lamp-Style Retrofit Kits (UL Type B) | Standard | FALSE | [9 empty] | 41750 |  |  | NotYetVerified | Lastx represents either s for single-end power input or T for double-end inputs updated on 1/19/2017 | 3 | 2078 | 130.45 | 15.93 | 20 | 0.9 | 4500 | 83
P00000XLT | James Trading Company Limited | JAMES | ZY-T8P-15W1200 BIXX (4500K Frost) | Linear Replacement Lamp | Four-Foot | Internal Driver Lamp-Style Retrofit Kits (UL Type B) | Standard | FALSE | [9 empty] | 41750 |  |  | NotYetVerified | Lastx represents either s for single-end power input or T for double-end inputs updated on 1/19/2017 | 3 | 2078 | 130.45 | 15.93 | 20 | 0.9 | 4500 | 83
P00000XM7 | James Trading Company Limited | JAMES | ZY-T8P-22W1200 BIXX (4000K Clear) | Linear Replacement Lamp | Four-Foot | Internal Driver Lamp-Style Retrofit Kits (UL Type B) | Standard | FALSE | [9 empty] | 41750 |  |  | NotYetVerified | Lastx represents either s for single-end power input or T for double-end inputs | 3 | 2400 | 109 | 22 | 20 | 0.9 | 4000 | 83
P00000XM2 | James Trading Company Limited | JAMES | ZY-T8P-22W1200 BIXX (4000K Frost) | Linear Replacement Lamp | Four-Foot | Internal Driver Lamp-Style Retrofit Kits (UL Type B) | Standard | FALSE | [9 empty] | 41750 |  |  | NotYetVerified | Lastx represents either s for single-end power input or T for double-end inputs | 3 | 2400 | 109 | 22 | 20 | 0.9 | 4000 | 83
P00000XLX | James Trading Company Limited | JAMES | ZY-T8P-15W1200 BIXX (4000K Clear) | Linear Replacement Lamp | Four-Foot | Internal Driver Lamp-Style Retrofit Kits (UL Type B) | Standard | FALSE | [9 empty] | 41750 |  |  | NotYetVerified | Lastx represents either s for single-end power input or T for double-end inputs updated on 1/19/2017 | 3 | 2078 | 130.45 | 15.93 | 20 | 0.9 | 4000 | 83
P00000XLS | James Trading Company Limited | JAMES | ZY-T8P-15W1200 BIXX (4000K Frost) | Linear Replacement Lamp | Four-Foot | Internal Driver Lamp-Style Retrofit Kits (UL Type B) | Standard | FALSE | [9 empty] | 41750 |  |  | NotYetVerified | Lastx represents either s for single-end power input or T for double-end inputs updated on 1/19/2017 | 3 | 2078 | 130.45 | 15.93 | 20 | 0.9 | 4000 | 83
P00000XM6 | James Trading Company Limited | JAMES | ZY-T8P-22W1200 BIXX (3500K Clear) | Linear Replacement Lamp | Four-Foot | Internal Driver Lamp-Style Retrofit Kits (UL Type B) | Standard | FALSE | [9 empty] | 41750 |  |  | NotYetVerified | Lastx represents either s for single-end power input or T for double-end inputs | 3 | 2400 | 109 | 22 | 20 | 0.9 | 3500 | 83
P00000XM1 | James Trading Company Limited | JAMES | ZY-T8P-22W1200 BIXX (3500K Frost) | Linear Replacement Lamp | Four-Foot | Internal Driver Lamp-Style Retrofit Kits (UL Type B) | Standard | FALSE | [9 empty] | 41750 |  |  | NotYetVerified | Lastx represents either s for single-end power input or T for double-end inputs | 3 | 2400 | 109 | 22 | 20 | 0.9 | 3500 | 83
P00000XLW | James Trading Company Limited | JAMES | ZY-T8P-15W1200 BIXX (3500K Clear) | Linear Replacement Lamp | Four-Foot | Internal Driver Lamp-Style Retrofit Kits (UL Type B) | Standard | FALSE | [9 empty] | 41750 |  |  | NotYetVerified | Lastx represents either s for single-end power input or T for double-end inputs updated on 1/19/2017 | 3 | 2078 | 130.45 | 15.93 | 20 | 0.9 | 3500 | 83
P00000XLR | James Trading Company Limited | JAMES | ZY-T8P-15W1200 BIXX (3500K Frost) | Linear Replacement Lamp | Four-Foot | Internal Driver Lamp-Style Retrofit Kits (UL Type B) | Standard | FALSE | [9 empty] | 41750 |  |  | NotYetVerified | Lastx represents either s for single-end power input or T for double-end inputs updated on 1/19/2017 | 3 | 2078 | 130.45 | 15.93 | 20 | 0.9 | 3500 | 83
P00000XM5 | James Trading Company Limited | JAMES | ZY-T8P-22W1200 BIXX (3000K Clear) | Linear Replacement Lamp | Four-Foot | Internal Driver Lamp-Style Retrofit Kits (UL Type B) | Standard | FALSE | [9 empty] | 41750 |  |  | NotYetVerified | Lastx represents either s for single-end power input or T for double-end inputs | 3 | 2405 | 115.6 | 20.8 | 20 | 0.9 | 3000 | 83
P00000XLV | James Trading Company Limited | JAMES | ZY-T8P-15W1200 BIXX (3000K Clear) | Linear Replacement Lamp | Four-Foot | Internal Driver Lamp-Style Retrofit Kits (UL Type B) | Standard | FALSE | [9 empty] | 41750 |  |  | NotYetVerified | Lastx represents either s for single-end power input or T for double-end inputs updated on 1/19/2017 | 3 | 2078 | 130.45 | 15.93 | 20 | 0.9 | 3000 | 83
P00000U81 | Guangzhou Ledia Lighting Technology Company Limited | LEDIA | LD-TL-UL28A0012-30C | Linear Replacement Lamp | Four-Foot | Internal Driver Lamp-Style Retrofit Kits (UL Type B) | Standard | TRUE | 1877.7 | 110.65 | 16.97 | 16.88 | 0.878 | 2991 | 82.5 | 5 | 50000 | 41747 |  |  | NotYetVerified | Internal Driver | 3 | 3000 |  | 18 |  | 0.9 | 3000
P00001JDR | Shenzhen HuaTianweiye Technology Co. Ltd | HuaTianweiye | UQ-18W-100(4000K) | Linear Replacement Lamp | Four-Foot | Internal Driver Lamp-Style Retrofit Kits (UL Type B) | Standard | TRUE | 1934.42 | 110.48 | 17.51 | 20.15 | 0.942 | 4063 | 80.6 | 5 | 50000 | 41743 |  |  | NotYetVerified | Internal Driver | 3 | 1900 |  | 18 |  | 0.9 | 4000 | 80
P00001JDL | Shenzhen HuaTianweiye Technology Co. Ltd | HuaTianweiye | UL-18W-100(4000K) | Linear Replacement Lamp | Four-Foot | Internal Driver Lamp-Style Retrofit Kits (UL Type B) | Standard | TRUE | 1931.62 | 108.46 | 17.81 | 19.97 | 0.942 | 4077 | 80.6 | 5 | 50000 | 41743 |  |  | NotYetVerified | Internal Driver | 3 | 1900 |  | 18 |  | 0.9 | 4000 | 80
P00001JDT | Shenzhen HuaTianweiye Technology Co. Ltd | HuaTianweiye | UQ-18W-100(5000K) | Linear Replacement Lamp | Four-Foot | Internal Driver Lamp-Style Retrofit Kits (UL Type B) | Standard | FALSE | [9 empty] | 41743 |  |  | NotYetVerified | Internal Driver | 3 | 1900 | 110 | 18 |  | 0.9 | 5000 | 80
P00001JDS | Shenzhen HuaTianweiye Technology Co. Ltd | HuaTianweiye | UQ-18W-100(4500K) | Linear Replacement Lamp | Four-Foot | Internal Driver Lamp-Style Retrofit Kits (UL Type B) | Standard | FALSE | [9 empty] | 41743 |  |  | NotYetVerified | Internal Driver | 3 | 1900 | 110 | 18 |  | 0.9 | 4500 | 80
P00000XL6 | James Trading Company Limited | JAMES | ZY-T8-18W1200 BONX (AC100-347V)LED TUBE (3000K Frost) | Linear Replacement Lamp | Four-Foot | 2-lamp External Driver Lamp-Style Retrofit Kits (UL Type C) | Standard | TRUE | 2549 | 131.6 | 19.37 | 9.6 | 0.93 | 2892 | 82.6 | 5 | 50000 | 41740 |  |  | NotYetVerified | Lastx represents either s for single-end power input or T for double-end inputs | 3 | 2549 | 131.6 | 19.37 | 20 | 0.9 | 3000 | 83
P000018Z7 | Shenzhen Beson Technology Co. Ltd | Beson | BS805-4F16W-AEDT-MF(4000K) | Linear Replacement Lamp | Four-Foot | 2-lamp External Driver Lamp-Style Retrofit Kits (UL Type C) | Standard | TRUE | 1936.5 | 129.01 | 15.01 | 19.9 | 0.917 | 4224 | 83.1 | 5 | 50000 | 41740 |  |  | NotYetVerified | External Driver | 3 | 2800 | 175 | 16 | 20 | 0.9 | 4000 | 80
P00000XLG | James Trading Company Limited | JAMES | ZY-T8P-18W1200 BIXX (3000K Frost) | Linear Replacement Lamp | Four-Foot | Internal Driver Lamp-Style Retrofit Kits (UL Type B) | Standard | TRUE | 2339 | 136.07 | 17.2 | 21.63 | 0.9003 | 2971 | 81.5 | 5 | 50000 | 41740 |  |  | NotYetVerified | Lastx represents either s for single-end power input or T for double-end inputs updated on 1/19/2017 | 3 | 2339 | 136.07 | 17.2 | 20 | 0.9 | 3000 | 83
P000018ZA | Shenzhen Beson Technology Co. Ltd | Beson | BS805-4F16W-AEDO-MF(5000K) | Linear Replacement Lamp | Four-Foot | 2-lamp External Driver Lamp-Style Retrofit Kits (UL Type C) | Standard | FALSE | [9 empty] | 41740 |  |  | NotYetVerified | External Driver | 3 | 2800 | 175 | 16 | 20 | 0.9 | 5000 | 80
P000018Z9 | Shenzhen Beson Technology Co. Ltd | Beson | BS805-4F16W-AEDT-MF(5000K) | Linear Replacement Lamp | Four-Foot | 2-lamp External Driver Lamp-Style Retrofit Kits (UL Type C) | Standard | FALSE | [9 empty] | 41740 |  |  | NotYetVerified | External Driver | 3 | 2800 | 175 | 16 | 20 | 0.9 | 5000 | 80
P000018Z8 | Shenzhen Beson Technology Co. Ltd | Beson | BS805-4F16W-AEDO-MF(4000K) | Linear Replacement Lamp | Four-Foot | 2-lamp External Driver Lamp-Style Retrofit Kits (UL Type C) | Standard | FALSE | [9 empty] | 41740 |  |  | NotYetVerified | External Driver | 3 | 2800 | 175 | 16 | 20 | 0.9 | 4000 | 80
P00000XLP | James Trading Company Limited | JAMES | ZY-T8P-18W1200 BIXX (5000K Clear) | Linear Replacement Lamp | Four-Foot | Internal Driver Lamp-Style Retrofit Kits (UL Type B) | Standard | FALSE | [9 empty] | 41740 |  |  | NotYetVerified | Lastx represents either s for single-end power input or T for double-end inputs updated on 1/19/2017 | 3 | 2339 | 136.07 | 17.2 | 20 | 0.9 | 5000 | 83
P00000XLK | James Trading Company Limited | JAMES | ZY-T8P-18W1200 BIXX (5000K Frost) | Linear Replacement Lamp | Four-Foot | Internal Driver Lamp-Style Retrofit Kits (UL Type B) | Standard | FALSE | [9 empty] | 41740 |  |  | NotYetVerified | Lastx represents either s for single-end power input or T for double-end inputs updated on 1/19/2017 | 3 | 2339 | 136.07 | 17.2 | 20 | 0.9 | 5000 | 83
P00000XLF | James Trading Company Limited | JAMES | ZY-T8-18W1200 BONX (AC100-347V)LED TUBE (5000K Clear) | Linear Replacement Lamp | Four-Foot | 2-lamp External Driver Lamp-Style Retrofit Kits (UL Type C) | Standard | FALSE | [9 empty] | 41740 |  |  | NotYetVerified | Lastx represents either s for single-end power input or T for double-end inputs | 3 | 2707 | 139.46 | 19.4 | 20 | 0.9 | 5000 | 83
P00000XLA | James Trading Company Limited | JAMES | ZY-T8-18W1200 BONX (AC100-347V)LED TUBE (5000K Frost) | Linear Replacement Lamp | Four-Foot | 2-lamp External Driver Lamp-Style Retrofit Kits (UL Type C) | Standard | FALSE | [9 empty] | 41740 |  |  | NotYetVerified | Lastx represents either s for single-end power input or T for double-end inputs | 3 | 2549 | 131.6 | 19.37 | 20 | 0.9 | 5000 | 83
PYAV7J3V | James Trading Company Limited | JAMES | ZY-T8-18W1200 BODX (AC100-347V)LED TUBE (5000K Clear) | Linear Replacement Lamp | Four-Foot | 2-lamp External Driver Lamp-Style Retrofit Kits (UL Type C) | Standard | FALSE | [9 empty] | 41740 |  |  | NotYetVerified | Lastx represents either s for single-end power input or T for double-end inputs | 3 | 2707 | 139.46 | 19.4 | 20 | 0.9 | 5000 | 83
PBHU8D3P | James Trading Company Limited | JAMES | ZY-T8-18W1200 BODX (AC100-347V)LED TUBE (5000K Frost) | Linear Replacement Lamp | Four-Foot | 2-lamp External Driver Lamp-Style Retrofit Kits (UL Type C) | Standard | FALSE | [9 empty] | 41740 |  |  | NotYetVerified | Lastx represents either s for single-end power input or T for double-end inputs | 3 | 2549 | 131.6 | 19.37 | 20 | 0.9 | 5000 | 83
P00000XLO | James Trading Company Limited | JAMES | ZY-T8P-18W1200 BIXX (4500K Clear) | Linear Replacement Lamp | Four-Foot | Internal Driver Lamp-Style Retrofit Kits (UL Type B) | Standard | FALSE | [9 empty] | 41740 |  |  | NotYetVerified | Lastx represents either s for single-end power input or T for double-end inputs updated on 1/19/2017 | 3 | 2339 | 136.07 | 17.2 | 20 | 0.9 | 4500 | 83
P00000XLJ | James Trading Company Limited | JAMES | ZY-T8P-18W1200 BIXX (4500K Frost) | Linear Replacement Lamp | Four-Foot | Internal Driver Lamp-Style Retrofit Kits (UL Type B) | Standard | FALSE | [9 empty] | 41740 |  |  | NotYetVerified | Lastx represents either s for single-end power input or T for double-end inputs updated on 1/19/2017 | 3 | 2339 | 136.07 | 17.2 | 20 | 0.9 | 4500 | 83
P00000XLE | James Trading Company Limited | JAMES | ZY-T8-18W1200 BONX (AC100-347V)LED TUBE (4500K Clear) | Linear Replacement Lamp | Four-Foot | 2-lamp External Driver Lamp-Style Retrofit Kits (UL Type C) | Standard | FALSE | [9 empty] | 41740 |  |  | NotYetVerified | Lastx represents either s for single-end power input or T for double-end inputs | 3 | 2707 | 139.46 | 19.4 | 20 | 0.9 | 4500 | 83
P00000XL9 | James Trading Company Limited | JAMES | ZY-T8-18W1200 BONX (AC100-347V)LED TUBE (4500K Frost) | Linear Replacement Lamp | Four-Foot | 2-lamp External Driver Lamp-Style Retrofit Kits (UL Type C) | Standard | FALSE | [9 empty] | 41740 |  |  | NotYetVerified | Lastx represents either s for single-end power input or T for double-end inputs | 3 | 2549 | 131.6 | 19.37 | 20 | 0.9 | 4500 | 83
PYMVSCDF | James Trading Company Limited | JAMES | ZY-T8-18W1200 BODX (AC100-347V)LED TUBE (4500K Clear) | Linear Replacement Lamp | Four-Foot | 2-lamp External Driver Lamp-Style Retrofit Kits (UL Type C) | Standard | FALSE | [9 empty] | 41740 |  |  | NotYetVerified | Lastx represents either s for single-end power input or T for double-end inputs | 3 | 2707 | 139.46 | 19.4 | 20 | 0.9 | 4500 | 83
P4FVUUCM | James Trading Company Limited | JAMES | ZY-T8-18W1200 BODX (AC100-347V)LED TUBE (4500K Frost) | Linear Replacement Lamp | Four-Foot | 2-lamp External Driver Lamp-Style Retrofit Kits (UL Type C) | Standard | FALSE | [9 empty] | 41740 |  |  | NotYetVerified | Lastx represents either s for single-end power input or T for double-end inputs | 3 | 2549 | 131.6 | 19.37 | 20 | 0.9 | 4500 | 83
P00000XLN | James Trading Company Limited | JAMES | ZY-T8P-18W1200 BIXX (4000K Clear) | Linear Replacement Lamp | Four-Foot | Internal Driver Lamp-Style Retrofit Kits (UL Type B) | Standard | FALSE | [9 empty] | 41740 |  |  | NotYetVerified | Lastx represents either s for single-end power input or T for double-end inputs updated on 1/19/2017 | 3 | 2339 | 136.07 | 17.2 | 20 | 0.9 | 4000 | 83
P00000XLI | James Trading Company Limited | JAMES | ZY-T8P-18W1200 BIXX (4000K Frost) | Linear Replacement Lamp | Four-Foot | Internal Driver Lamp-Style Retrofit Kits (UL Type B) | Standard | FALSE | [9 empty] | 41740 |  |  | NotYetVerified | Lastx represents either s for single-end power input or T for double-end inputs updated on 1/19/2017 | 3 | 2339 | 136.07 | 17.2 | 20 | 0.9 | 4000 | 83
P00000XLD | James Trading Company Limited | JAMES | ZY-T8-18W1200 BONX (AC100-347V)LED TUBE (4000K Clear) | Linear Replacement Lamp | Four-Foot | 2-lamp External Driver Lamp-Style Retrofit Kits (UL Type C) | Standard | FALSE | [9 empty] | 41740 |  |  | NotYetVerified | Lastx represents either s for single-end power input or T for double-end inputs | 3 | 2707 | 139.46 | 19.4 | 20 | 0.9 | 4000 | 83
P00000XL8 | James Trading Company Limited | JAMES | ZY-T8-18W1200 BONX (AC100-347V)LED TUBE (4000K Frost) | Linear Replacement Lamp | Four-Foot | 2-lamp External Driver Lamp-Style Retrofit Kits (UL Type C) | Standard | FALSE | [9 empty] | 41740 |  |  | NotYetVerified | Lastx represents either s for single-end power input or T for double-end inputs | 3 | 2549 | 131.6 | 19.37 | 20 | 0.9 | 4000 | 83
PZNGZHHF | James Trading Company Limited | JAMES | ZY-T8-18W1200 BODX (AC100-347V)LED TUBE (4000K Clear) | Linear Replacement Lamp | Four-Foot | 2-lamp External Driver Lamp-Style Retrofit Kits (UL Type C) | Standard | FALSE | [9 empty] | 41740 |  |  | NotYetVerified | Lastx represents either s for single-end power input or T for double-end inputs | 3 | 2707 | 139.46 | 19.4 | 20 | 0.9 | 4000 | 83
PQRF4VRZ | James Trading Company Limited | JAMES | ZY-T8-18W1200 BODX (AC100-347V)LED TUBE (4000K Frost) | Linear Replacement Lamp | Four-Foot | 2-lamp External Driver Lamp-Style Retrofit Kits (UL Type C) | Standard | FALSE | [9 empty] | 41740 |  |  | NotYetVerified | Lastx represents either s for single-end power input or T for double-end inputs | 3 | 2549 | 131.6 | 19.37 | 20 | 0.9 | 4000 | 83
P00000XLM | James Trading Company Limited | JAMES | ZY-T8P-18W1200 BIXX (3500K Clear) | Linear Replacement Lamp | Four-Foot | Internal Driver Lamp-Style Retrofit Kits (UL Type B) | Standard | FALSE | [9 empty] | 41740 |  |  | NotYetVerified | Lastx represents either s for single-end power input or T for double-end inputs updated on 1/19/2017 | 3 | 2339 | 136.07 | 17.2 | 20 | 0.9 | 3500 | 83
P00000XLH | James Trading Company Limited | JAMES | ZY-T8P-18W1200 BIXX (3500K Frost) | Linear Replacement Lamp | Four-Foot | Internal Driver Lamp-Style Retrofit Kits (UL Type B) | Standard | FALSE | [9 empty] | 41740 |  |  | NotYetVerified | Lastx represents either s for single-end power input or T for double-end inputs updated on 1/19/2017 | 3 | 2339 | 136.07 | 17.2 | 20 | 0.9 | 3500 | 83
P00000XLC | James Trading Company Limited | JAMES | ZY-T8-18W1200 BONX (AC100-347V)LED TUBE (3500K Clear) | Linear Replacement Lamp | Four-Foot | 2-lamp External Driver Lamp-Style Retrofit Kits (UL Type C) | Standard | FALSE | [9 empty] | 41740 |  |  | NotYetVerified | Lastx represents either s for single-end power input or T for double-end inputs | 3 | 2707 | 139.46 | 19.4 | 20 | 0.9 | 3500 | 83
P00000XL7 | James Trading Company Limited | JAMES | ZY-T8-18W1200 BONX (AC100-347V)LED TUBE (3500K Frost) | Linear Replacement Lamp | Four-Foot | 2-lamp External Driver Lamp-Style Retrofit Kits (UL Type C) | Standard | FALSE | [9 empty] | 41740 |  |  | NotYetVerified | Lastx represents either s for single-end power input or T for double-end inputs | 3 | 2549 | 131.6 | 19.37 | 20 | 0.9 | 3500 | 83
PZQ19WXX | James Trading Company Limited | JAMES | ZY-T8-18W1200 BODX (AC100-347V)LED TUBE (3500K Frost) | Linear Replacement Lamp | Four-Foot | 2-lamp External Driver Lamp-Style Retrofit Kits (UL Type C) | Standard | FALSE | [9 empty] | 41740 |  |  | NotYetVerified | Lastx represents either s for single-end power input or T for double-end inputs | 3 | 2549 | 131.6 | 19.37 | 20 | 0.9 | 3500 | 83
PZC4SH7N | James Trading Company Limited | JAMES | ZY-T8-18W1200 BODX (AC100-347V)LED TUBE (3500K Clear) | Linear Replacement Lamp | Four-Foot | 2-lamp External Driver Lamp-Style Retrofit Kits (UL Type C) | Standard | FALSE | [9 empty] | 41740 |  |  | NotYetVerified | Lastx represents either s for single-end power input or T for double-end inputs | 3 | 2707 | 139.46 | 19.4 | 20 | 0.9 | 3500 | 83
P00000XLL | James Trading Company Limited | JAMES | ZY-T8P-18W1200 BIXX (3000K Clear) | Linear Replacement Lamp | Four-Foot | Internal Driver Lamp-Style Retrofit Kits (UL Type B) | Standard | FALSE | [9 empty] | 41740 |  |  | NotYetVerified | Lastx represents either s for single-end power input or T for double-end inputs updated on 1/19/2017 | 3 | 2339 | 136.07 | 17.2 | 20 | 0.9 | 3000 | 83
P00000XLB | James Trading Company Limited | JAMES | ZY-T8-18W1200 BONX (AC100-347V)LED TUBE (3000K Clear) | Linear Replacement Lamp | Four-Foot | 2-lamp External Driver Lamp-Style Retrofit Kits (UL Type C) | Standard | FALSE | [9 empty] | 41740 |  |  | NotYetVerified | Lastx represents either s for single-end power input or T for double-end inputs | 3 | 2707 | 139.46 | 19.4 | 20 | 0.9 | 3000 | 83
PMXXETST | James Trading Company Limited | JAMES | ZY-T8-18W1200 BODX (AC100-347V)LED TUBE (3000K Clear) | Linear Replacement Lamp | Four-Foot | 2-lamp External Driver Lamp-Style Retrofit Kits (UL Type C) | Standard | FALSE | [9 empty] | 41740 |  |  | NotYetVerified | Lastx represents either s for single-end power input or T for double-end inputs | 3 | 2707 | 139.46 | 19.4 | 20 | 0.9 | 3000 | 83
P7YSP2ZB | James Trading Company Limited | JAMES | ZY-T8-18W1200 BODX (AC100-347V)LED TUBE (3000K Frost) | Linear Replacement Lamp | Four-Foot | 2-lamp External Driver Lamp-Style Retrofit Kits (UL Type C) | Standard | FALSE | [9 empty] | 41740 |  |  | NotYetVerified | Lastx represents either s for single-end power input or T for double-end inputs | 3 | 2549 | 131.6 | 19.37 | 20 | 0.9 | 3000 | 83
P00001JDG | SHENZHEN SANG DA BAI LI ELECTRIC CO. LTD | SANGDA | SED-TU-D16CCSW-A00 | Linear Replacement Lamp | Four-Foot | Internal Driver Lamp-Style Retrofit Kits (UL Type B) | Standard | TRUE | 1830.6 | 117.75 | 15.55 | 11.5 | 0.935 | 5106 | 81.7 | 5 | 50000 | 41739 |  |  | NotYetVerified |  | 3.1 | 1830 | 117.75 | 16 |  |  | 5000 | 82
P00001JDH | SHENZHEN SANG DA BAI LI ELECTRIC CO. LTD | SANGDA | SED-TU-D18CCSW-A00 | Linear Replacement Lamp | Four-Foot | Internal Driver Lamp-Style Retrofit Kits (UL Type B) | Standard | TRUE | 2007.3 | 113.85 | 17.63 | 12.23 | 0.889 | 5120 | 81.8 | 5 | 50000 | 41739 |  |  | NotYetVerified |  | 3.1 | 2000 | 113.85 | 18 |  |  | 5000 | 82
P000018OB | Revolution Lighting Technologies | Seesmart | 200803-010 | Linear Replacement Lamp | Four-Foot | Internal Driver Lamp-Style Retrofit Kits (UL Type B) | Standard | TRUE | 1701 | 107.9 | 15.76 | 15.66 | 0.939 | 2968 | 80.8 | 5 |  | 41737 |  |  | NotYetVerified | Internal Driver | 3 | 1701 | 108 | 15 |  |  | 3000 | 81
P000018OD | Revolution Lighting Technologies | Seesmart | 200810-010 | Linear Replacement Lamp | Four-Foot | Internal Driver Lamp-Style Retrofit Kits (UL Type B) | Standard | TRUE | 1840 | 102.17 | 18.01 | 14.54 | 0.928 | 3029 | 82.4 | 5 |  | 41737 |  |  | NotYetVerified |  | 3 | 1840 | 102 | 18 |  |  | 3000 | 82
P000018OE | Revolution Lighting Technologies | Seesmart | 200810-110 | Linear Replacement Lamp | Four-Foot | Internal Driver Lamp-Style Retrofit Kits (UL Type B) | Standard | TRUE | 2076 | 112.28 | 18.49 | 13.74 | 0.928 | 2981 | 84.8 | 5 |  | 41737 |  |  | NotYetVerified |  | 3 | 2076 | 112 | 18 |  |  | 3000 | 82
P00001GJX | Homelite Technology Co.Ltd | Homelite | HTIL20/B30K | Linear Replacement Lamp | Four-Foot | Internal Driver Lamp-Style Retrofit Kits (UL Type B) | Standard | TRUE | 2334.5 | 115.11 | 20.28 | 17.8 | 0.92 | 3008 | 82.3 | 5 | 50000 | 41737 |  |  | NotYetVerified |  | 3 | 2334.5 | 115 | 20 |  |  | 3000 | 82.3
P000018OS | Revolution Lighting Technologies | Seesmart | 200810-113 | Linear Replacement Lamp | Four-Foot | Internal Driver Lamp-Style Retrofit Kits (UL Type B) | Standard | FALSE | [9 empty] | 41737 |  |  | NotYetVerified |  | 3 | 2076 | 113 | 18.5 |  |  | 5000 | 88
P000018OJ | Revolution Lighting Technologies | Seesmart | 200803-013 | Linear Replacement Lamp | Four-Foot | Internal Driver Lamp-Style Retrofit Kits (UL Type B) | Standard | FALSE | [9 empty] | 41737 |  |  | NotYetVerified |  | 3 | 1746 | 105 | 15 |  |  | 5000 | 84
P000018OP | Revolution Lighting Technologies | Seesmart | 200810-013 | Linear Replacement Lamp | Four-Foot | Internal Driver Lamp-Style Retrofit Kits (UL Type B) | Standard | FALSE | [9 empty] | 41737 |  |  | NotYetVerified |  | 3 | 1948 | 105 | 18 |  |  | 5000 | 83
P000018OR | Revolution Lighting Technologies | Seesmart | 200810-112 | Linear Replacement Lamp | Four-Foot | Internal Driver Lamp-Style Retrofit Kits (UL Type B) | Standard | FALSE | [9 empty] | 41737 |  |  | NotYetVerified |  | 3 | 2076 | 112 | 18.5 |  |  | 4000 | 82
P000018OO | Revolution Lighting Technologies | Seesmart | 200810-012 | Linear Replacement Lamp | Four-Foot | Internal Driver Lamp-Style Retrofit Kits (UL Type B) | Standard | FALSE | [9 empty] | 41737 |  |  | NotYetVerified |  | 3 | 1840 | 102 | 18 |  |  | 4000 | 82
P000018OI | Revolution Lighting Technologies | Seesmart | 200803-012 | Linear Replacement Lamp | Four-Foot | Internal Driver Lamp-Style Retrofit Kits (UL Type B) | Standard | FALSE | [9 empty] | 41737 |  |  | NotYetVerified |  | 3 | 1701 | 113.4 | 15 |  |  | 4000 | 81
P000018OQ | Revolution Lighting Technologies | Seesmart | 200810-111 | Linear Replacement Lamp | Four-Foot | Internal Driver Lamp-Style Retrofit Kits (UL Type B) | Standard | FALSE | [9 empty] | 41737 |  |  | NotYetVerified |  | 3 | 2076 | 112 | 18.5 |  |  | 3500 | 82
P000018ON | Revolution Lighting Technologies | Seesmart | 200810-011 | Linear Replacement Lamp | Four-Foot | Internal Driver Lamp-Style Retrofit Kits (UL Type B) | Standard | FALSE | [9 empty] | 41737 |  |  | NotYetVerified |  | 3 | 1840 | 102 | 18 |  |  | 3500 | 82
P000018OH | Revolution Lighting Technologies | Seesmart | 200803-011 | Linear Replacement Lamp | Four-Foot | Internal Driver Lamp-Style Retrofit Kits (UL Type B) | Standard | FALSE | [9 empty] | 41737 |  |  | NotYetVerified |  | 3 | 1701 | 113.4 | 15 |  |  | 3500 | 81
P00001GJZ | Homelite Technology Co.Ltd | Homelite | HTIL20/B50K | Linear Replacement Lamp | Four-Foot | Internal Driver Lamp-Style Retrofit Kits (UL Type B) | Standard | FALSE | [9 empty] | 41737 |  |  | NotYetVerified |  | 3 | 2334.5 | 115 | 20 |  |  | 5000 | 82.3
P00001GJY | Homelite Technology Co.Ltd | Homelite | HTIL20/B40K | Linear Replacement Lamp | Four-Foot | Internal Driver Lamp-Style Retrofit Kits (UL Type B) | Standard | FALSE | [9 empty] | 41737 |  |  | NotYetVerified |  | 3 | 2334.5 | 115.11 | 20 | 17.8 | 0.92 | 4000 | 82.3
P000018ZC | Shenzhen Beson Technology Co. Ltd | Beson | BS805-4F23W-AEDT-MF (5000K) | Linear Replacement Lamp | Four-Foot | 2-lamp External Driver Lamp-Style Retrofit Kits (UL Type C) | Standard | FALSE | [9 empty] | 41732 |  |  | NotYetVerified | External Driver | 3 | 2500 | 108.7 | 23 |  |  | 5000 | 83
P000018ZB | Shenzhen Beson Technology Co. Ltd | Beson | BS805-4F23W-AEDT-MF (4000K) | Linear Replacement Lamp | Four-Foot | 2-lamp External Driver Lamp-Style Retrofit Kits (UL Type C) | Standard | FALSE | [9 empty] | 41732 |  |  | NotYetVerified | External Driver | 3 | 2500 | 108.7 | 23 |  |  | 4000 | 83
P00001FF9 | KONKA GREEN LIGHTING CO.LTD | KONKA | KK-T8-4AW-18-5X1B | Linear Replacement Lamp | Four-Foot | Internal Driver Lamp-Style Retrofit Kits (UL Type B) | Standard | TRUE | 1823.93 | 106.48 | 17.13 | 22.7 | 0.919 | 2737 | 80.7 | 5 | 50000 | 41731 |  |  | NotYetVerified |  | 3 | 1800 |  | 18 |  | 0.9 | 2700 | 80
P00001FFC | KONKA GREEN LIGHTING CO.LTD | KONKA | KK-T8-4AW-15-5X1B | Linear Replacement Lamp | Four-Foot | Internal Driver Lamp-Style Retrofit Kits (UL Type B) | Standard | TRUE | 1862.32 | 113.63 | 16.39 | 23.8 | 0.912 | 2753 | 82.6 | 5 | 50000 | 41731 |  |  | NotYetVerified |  | 3 | 1850 |  | 15 |  | 0.9 | 2700 | 80
P00001FFB | KONKA GREEN LIGHTING CO.LTD | KONKA | KK-T8-4EW-18-5X1B | Linear Replacement Lamp | Four-Foot | Internal Driver Lamp-Style Retrofit Kits (UL Type B) | Standard | FALSE | [9 empty] | 41731 |  |  | NotYetVerified |  | 3 | 2050 | 110 | 18 |  | 0.9 | 5000 | 80
P00001FFE | KONKA GREEN LIGHTING CO.LTD | KONKA | KK-T8-4EW-15-5X1B | Linear Replacement Lamp | Four-Foot | Internal Driver Lamp-Style Retrofit Kits (UL Type B) | Standard | FALSE | [9 empty] | 41731 |  |  | NotYetVerified |  | 3 | 1950 | 120 | 15 |  | 0.9 | 5000 | 80
P00001FFA | KONKA GREEN LIGHTING CO.LTD | KONKA | KK-T8-4DW-18-5X1B | Linear Replacement Lamp | Four-Foot | Internal Driver Lamp-Style Retrofit Kits (UL Type B) | Standard | FALSE | [9 empty] | 41731 |  |  | NotYetVerified |  | 3 | 1980 | 110 | 18 |  | 0.9 | 4000 | 80
P00001FFD | KONKA GREEN LIGHTING CO.LTD | KONKA | KK-T8-4DW-15-5X1B | Linear Replacement Lamp | Four-Foot | Internal Driver Lamp-Style Retrofit Kits (UL Type B) | Standard | FALSE | [9 empty] | 41731 |  |  | NotYetVerified |  | 3 | 1900 | 120 | 15 |  | 0.9 | 4000 | 80
P00001FGL | Shenzhen North Pole Technology Co. LTD | NPL | T8-F12D1630P1H31 | Linear Replacement Lamp | Four-Foot | Internal Driver Lamp-Style Retrofit Kits (UL Type B) | Standard | TRUE | 1807 | 113.43 | 15.93 | 24.6 | 0.89 | 3012.9 | 80.1 | 5 | 50000 | 41730 |  |  | NotYetVerified | Internal Driver | 3 | 1600 |  | 16 |  | 0.9 | 3000 | 80
P00001FGI | Shenzhen North Pole Technology Co. LTD | NPL | T8-F12D1630P2H31 | Linear Replacement Lamp | Four-Foot | Internal Driver Lamp-Style Retrofit Kits (UL Type B) | Standard | TRUE | 1646 | 103.2 | 15.95 | 24.7 | 0.878 | 3004.3 | 80.5 | 5 | 50000 | 41730 |  |  | NotYetVerified |  | 3 | 1600 |  | 16 |  | 0.9 | 3000 | 80
P000011IR | New Lighting Solutions | NLS | ZY-T8-15W1200 BIXX (3000K Frosted) | Linear Replacement Lamp | Four-Foot | Internal Driver Lamp-Style Retrofit Kits (UL Type B) | Standard | TRUE | 1799 | 107.7 | 16.7 | 18.35 | 0.8804 | 3120 | 81.7 | 5 | 50000 | 41722 |  |  | NotYetVerified |  | 3.1 | 1750 | 108 | 16.2 |  | 0.9 | 3000 | 70
P000011IP | New Lighting Solutions | NLS | NLS-T8-18W1200 BOXX (3000K Frosted) | Linear Replacement Lamp | Four-Foot | 2-lamp External Driver Lamp-Style Retrofit Kits (UL Type C) | Standard | TRUE | 2033 | 102.7 | 19.8 | 20.3 | 0.8772 | 3094 | 81 | 5 | 50000 | 41722 |  |  | NotYetVerified |  | 3 | 1900 | 100 | 19 |  | 0.95 | 3000 | 70
P000011IQ | New Lighting Solutions | NLS | NLS-T8-22W1200 BIXX (3000K Frosted) | Linear Replacement Lamp | Four-Foot | 2-lamp External Driver Lamp-Style Retrofit Kits (UL Type C) | Standard | TRUE | 2150 | 99.1 | 21.7 | 20.57 | 0.87 | 3019 | 82.6 | 5 | 50000 | 41722 |  |  | NotYetVerified |  | 3 | 2150 | 97.8 | 22 |  | 0.9896 | 3000 | 83.9
P000011IO | New Lighting Solutions | NLS | NLS-T8-18W1200 BIXX (3000K Frosted) | Linear Replacement Lamp | Four-Foot | Internal Driver Lamp-Style Retrofit Kits (UL Type B) | Standard | TRUE | 1789 | 98.3 | 18.2 | 17.76 | 0.87 | 3034 | 82.7 | 5 | 50000 | 41722 |  |  | NotYetVerified |  | 3 | 1900 | 100 | 19 |  | 0.95 | 3000 | 70
P000011N3 | New Lighting Solutions | NLS | NLS-T8-22W1200 BODS (5000KÂ CLEAR COVER) | Linear Replacement Lamp | Four-Foot | 2-lamp External Driver Lamp-Style Retrofit Kits (UL Type C) | Standard | FALSE | [9 empty] | 41722 |  |  | NotYetVerified |  | 3 | 2217 | 105.6 | 21 | 12.25 | 0.9887 | 5000 | 87
P000011MY | New Lighting Solutions | NLS | NLS-T8-22W1200 BODS 5000K FROSTED COVER) | Linear Replacement Lamp | Four-Foot | 2-lamp External Driver Lamp-Style Retrofit Kits (UL Type C) | Standard | FALSE | [9 empty] | 41722 |  |  | NotYetVerified |  | 3 | 2217 | 105.6 | 21 | 12.25 | 0.9887 | 5000 | 87
P000011MJ | New Lighting Solutions | NLS | NLS-T8-22W1200 BONS (5000KÂ CLEAR COVER) | Linear Replacement Lamp | Four-Foot | 2-lamp External Driver Lamp-Style Retrofit Kits (UL Type C) | Standard | FALSE | [9 empty] | 41722 |  |  | NotYetVerified |  | 3 | 2217 | 105.6 | 21 | 12.25 | 0.9887 | 5000 | 87
P000011ME | New Lighting Solutions | NLS | NLS-T8-22W1200 BONS 5000K FROSTED COVER) | Linear Replacement Lamp | Four-Foot | 2-lamp External Driver Lamp-Style Retrofit Kits (UL Type C) | Standard | FALSE | [9 empty] | 41722 |  |  | NotYetVerified |  | 3 | 2217 | 105.6 | 21 | 12.25 | 0.9887 | 5000 | 87
P000011LZ | New Lighting Solutions | NLS | NLS-T8-15W1200 BODS (5000KÂ CLEAR COVER)[NLS-15W-6 Driver] | Linear Replacement Lamp | Four-Foot | 2-lamp External Driver Lamp-Style Retrofit Kits (UL Type C) | Standard | FALSE | [9 empty] | 41722 |  |  | NotYetVerified |  | 3.1 | 1767 | 111.1 | 15.9 | 15.46 | 0.9814 | 5000 | 86.9
P000011LU | New Lighting Solutions | NLS | NLS-T8-15W1200 BODS (5000K FROSTED COVER)[NLS-15W-6 Driver] | Linear Replacement Lamp | Four-Foot | 2-lamp External Driver Lamp-Style Retrofit Kits (UL Type C) | Standard | FALSE | [9 empty] | 41722 |  |  | NotYetVerified |  | 3.1 | 1767 | 111.1 | 15.9 | 15.46 | 0.9814 | 5000 | 86.9
P000011LF | New Lighting Solutions | NLS | NLS-T8-15W1200 BONS (5000KÂ CLEAR COVER)[NLS-15W-6 Driver] | Linear Replacement Lamp | Four-Foot | 2-lamp External Driver Lamp-Style Retrofit Kits (UL Type C) | Standard | FALSE | [9 empty] | 41722 |  |  | NotYetVerified |  | 3.1 | 1767 | 111.1 | 15.9 | 15.46 | 0.9814 | 5000 | 86.9
P000011LA | New Lighting Solutions | NLS | NLS-T8-15W1200 BONS (5000K FROSTED COVER)[NLS-15W-6 Driver] | Linear Replacement Lamp | Four-Foot | 2-lamp External Driver Lamp-Style Retrofit Kits (UL Type C) | Standard | FALSE | [9 empty] | 41722 |  |  | NotYetVerified |  | 3.1 | 1767 | 111.1 | 15.9 | 15.46 | 0.9814 | 5000 | 86.9
P000011O7 | New Lighting Solutions | NLS | NLS-T8-18W1200 BODS (5000KÂ CLEAR COVER) | Linear Replacement Lamp | Four-Foot | 2-lamp External Driver Lamp-Style Retrofit Kits (UL Type C) | Standard | FALSE | [9 empty] | 41722 |  |  | NotYetVerified |  | 3.1 | 1852 | 115 | 16.1 | 15.28 | 0.9833 | 5000 | 81.7
P000011O2 | New Lighting Solutions | NLS | NLS-T8-18W1200 BODS (5000K FROSTED COVER) | Linear Replacement Lamp | Four-Foot | 2-lamp External Driver Lamp-Style Retrofit Kits (UL Type C) | Standard | FALSE | [9 empty] | 41722 |  |  | NotYetVerified |  | 3.1 | 1852 | 115 | 16.1 | 15.28 | 0.9833 | 5000 | 81.7
P000011NN | New Lighting Solutions | NLS | NLS-T8-18W1200 BONS (5000KÂ CLEAR COVER) | Linear Replacement Lamp | Four-Foot | 2-lamp External Driver Lamp-Style Retrofit Kits (UL Type C) | Standard | FALSE | [9 empty] | 41722 |  |  | NotYetVerified |  | 3.1 | 1852 | 115 | 16.1 | 15.28 | 0.9833 | 5000 | 81.7
P000011NI | New Lighting Solutions | NLS | NLS-T8-18W1200 BONS (5000K FROSTED COVER) | Linear Replacement Lamp | Four-Foot | 2-lamp External Driver Lamp-Style Retrofit Kits (UL Type C) | Standard | FALSE | [9 empty] | 41722 |  |  | NotYetVerified |  | 3.1 | 1852 | 115 | 16.1 | 15.28 | 0.9833 | 5000 | 81.7
P000011KQ | New Lighting Solutions | NLS | NLS-T8-15W1200 BODS (5000K FROSTED COVER) | Linear Replacement Lamp | Four-Foot | 2-lamp External Driver Lamp-Style Retrofit Kits (UL Type C) | Standard | FALSE | [9 empty] | 41722 |  |  | NotYetVerified |  | 3.1 | 1852 | 115 | 16.1 | 15.28 | 0.9833 | 5000 | 81.7
P000011K6 | New Lighting Solutions | NLS | NLS-T8-15W1200 BONS (5000K FROSTED COVER) | Linear Replacement Lamp | Four-Foot | 2-lamp External Driver Lamp-Style Retrofit Kits (UL Type C) | Standard | FALSE | [9 empty] | 41722 |  |  | NotYetVerified |  | 3.1 | 1852 | 115 | 16.1 | 15.28 | 0.9833 | 5000 | 81.7
P000011KV | New Lighting Solutions | NLS | NLS-T8-15W1200 BODS (5000KÂ CLEAR COVER) | Linear Replacement Lamp | Four-Foot | 2-lamp External Driver Lamp-Style Retrofit Kits (UL Type C) | Standard | FALSE | [9 empty] | 41722 |  |  | NotYetVerified |  | 3.1 | 1800.4 | 118 | 15.2 | 14.416 | 0.9 | 5000 | 80.08
P000011KB | New Lighting Solutions | NLS | NLS-T8-15W1200 BONS (5000KÂ CLEAR COVER) | Linear Replacement Lamp | Four-Foot | 2-lamp External Driver Lamp-Style Retrofit Kits (UL Type C) | Standard | FALSE | [9 empty] | 41722 |  |  | NotYetVerified |  | 3.1 | 1800.4 | 118 | 15.2 | 14.416 | 0.9 | 5000 | 80.08
P000011JS | New Lighting Solutions | NLS | NLS-T8-22W1200 BOXX (5000K Clear) | Linear Replacement Lamp | Four-Foot | 2-lamp External Driver Lamp-Style Retrofit Kits (UL Type C) | Standard | FALSE | [9 empty] | 41722 |  |  | NotYetVerified |  | 3 | 2150 | 100 | 22 | 20 | 0.9 | 5000 | 70
P000011JN | New Lighting Solutions | NLS | NLS-T8-22W1200 BOXX (5000K Frosted) | Linear Replacement Lamp | Four-Foot | 2-lamp External Driver Lamp-Style Retrofit Kits (UL Type C) | Standard | FALSE | [9 empty] | 41722 |  |  | NotYetVerified |  | 3 | 2150 | 100 | 22 | 20 | 0.9 | 5000 | 70
P000011JI | New Lighting Solutions | NLS | NLS-T8-22W1200 BIXX (5000K Clear) | Linear Replacement Lamp | Four-Foot | 2-lamp External Driver Lamp-Style Retrofit Kits (UL Type C) | Standard | FALSE | [9 empty] | 41722 |  |  | NotYetVerified |  | 3 | 2150 | 100 | 22 | 20 | 0.9 | 5000 | 70
P000011JD | New Lighting Solutions | NLS | NLS-T8-22W1200 BIXX (5000K Frosted) | Linear Replacement Lamp | Four-Foot | 2-lamp External Driver Lamp-Style Retrofit Kits (UL Type C) | Standard | FALSE | [9 empty] | 41722 |  |  | NotYetVerified |  | 3 | 2150 | 100 | 22 | 20 | 0.9 | 5000 | 70
P000011J9 | New Lighting Solutions | NLS | NLS-T8-18W1200 BOXX (5000K Clear) | Linear Replacement Lamp | Four-Foot | 2-lamp External Driver Lamp-Style Retrofit Kits (UL Type C) | Standard | FALSE | [9 empty] | 41722 |  |  | NotYetVerified |  | 3 | 1900 | 100 | 19 | 20 | 0.9 | 5000 | 70
P000011J4 | New Lighting Solutions | NLS | NLS-T8-18W1200 BOXX (5000K Frosted) | Linear Replacement Lamp | Four-Foot | 2-lamp External Driver Lamp-Style Retrofit Kits (UL Type C) | Standard | FALSE | [9 empty] | 41722 |  |  | NotYetVerified |  | 3 | 1900 | 100 | 19 | 20 | 0.9 | 5000 | 70
P000011J0 | New Lighting Solutions | NLS | NLS-T8-18W1200 BIXX (5000K Clear) | Linear Replacement Lamp | Four-Foot | Internal Driver Lamp-Style Retrofit Kits (UL Type B) | Standard | FALSE | [9 empty] | 41722 |  |  | NotYetVerified |  | 3 | 1900 | 100 | 19 | 20 | 0.9 | 5000 | 70
P000011IV | New Lighting Solutions | NLS | NLS-T8-18W1200 BIXX (5000K Frosted) | Linear Replacement Lamp | Four-Foot | Internal Driver Lamp-Style Retrofit Kits (UL Type B) | Standard | FALSE | [9 empty] | 41722 |  |  | NotYetVerified |  | 3 | 1900 | 100 | 19 | 20 | 0.9 | 5000 | 70
P000011K1 | New Lighting Solutions | NLS | NLS-T8-15W1200 BIXX (5000K Clear) | Linear Replacement Lamp | Four-Foot | Internal Driver Lamp-Style Retrofit Kits (UL Type B) | Standard | FALSE | [9 empty] | 41722 |  |  | NotYetVerified |  | 3.1 | 1750 | 108 | 16 | 20 | 0.9 | 5000 | 70
P000011JW | New Lighting Solutions | NLS | NLS-T8-15W1200 BIXX (5000K Frosted) | Linear Replacement Lamp | Four-Foot | Internal Driver Lamp-Style Retrofit Kits (UL Type B) | Standard | FALSE | [9 empty] | 41722 |  |  | NotYetVerified |  | 3.1 | 1750 | 108 | 16 | 20 | 0.9 | 5000 | 70
P000011KU | New Lighting Solutions | NLS | NLS-T8-15W1200 BODS (4500KÂ CLEAR COVER) | Linear Replacement Lamp | Four-Foot | 2-lamp External Driver Lamp-Style Retrofit Kits (UL Type C) | Standard | FALSE | [9 empty] | 41722 |  |  | NotYetVerified |  | 3.1 | 1808.8 | 117.42 | 15.36 | 14.704 | 0.9 | 4500 | 80.18
P000011KA | New Lighting Solutions | NLS | NLS-T8-15W1200 BONS (4500KÂ CLEAR COVER) | Linear Replacement Lamp | Four-Foot | 2-lamp External Driver Lamp-Style Retrofit Kits (UL Type C) | Standard | FALSE | [9 empty] | 41722 |  |  | NotYetVerified |  | 3.1 | 1808.8 | 117.42 | 15.36 | 14.704 | 0.9 | 4500 | 80.18
P000011O6 | New Lighting Solutions | NLS | NLS-T8-18W1200 BODS (4500KÂ CLEAR COVER) | Linear Replacement Lamp | Four-Foot | 2-lamp External Driver Lamp-Style Retrofit Kits (UL Type C) | Standard | FALSE | [9 empty] | 41722 |  |  | NotYetVerified |  | 3.1 | 1850 | 114.2 | 16.2 | 16.72 | 0.9 | 4500 | 80
P000011O1 | New Lighting Solutions | NLS | NLS-T8-18W1200 BODS (4500K FROSTED COVER) | Linear Replacement Lamp | Four-Foot | 2-lamp External Driver Lamp-Style Retrofit Kits (UL Type C) | Standard | FALSE | [9 empty] | 41722 |  |  | NotYetVerified |  | 3.1 | 1850 | 114.2 | 16.2 | 16.72 | 0.9 | 4500 | 80
P000011NM | New Lighting Solutions | NLS | NLS-T8-18W1200 BONS (4500KÂ CLEAR COVER) | Linear Replacement Lamp | Four-Foot | 2-lamp External Driver Lamp-Style Retrofit Kits (UL Type C) | Standard | FALSE | [9 empty] | 41722 |  |  | NotYetVerified |  | 3.1 | 1850 | 114.2 | 16.2 | 16.72 | 0.9 | 4500 | 80
P000011NH | New Lighting Solutions | NLS | NLS-T8-18W1200 BONS (4500K FROSTED COVER) | Linear Replacement Lamp | Four-Foot | 2-lamp External Driver Lamp-Style Retrofit Kits (UL Type C) | Standard | FALSE | [9 empty] | 41722 |  |  | NotYetVerified |  | 3.1 | 1850 | 114.2 | 16.2 | 16.72 | 0.9 | 4500 | 80
P000011KP | New Lighting Solutions | NLS | NLS-T8-15W1200 BODS (4500K FROSTED COVER) | Linear Replacement Lamp | Four-Foot | 2-lamp External Driver Lamp-Style Retrofit Kits (UL Type C) | Standard | FALSE | [9 empty] | 41722 |  |  | NotYetVerified |  | 3.1 | 1850 | 114.2 | 16.2 | 16.72 | 0.9 | 4500 | 80
P000011K5 | New Lighting Solutions | NLS | NLS-T8-15W1200 BONS (4500K FROSTED COVER) | Linear Replacement Lamp | Four-Foot | 2-lamp External Driver Lamp-Style Retrofit Kits (UL Type C) | Standard | FALSE | [9 empty] | 41722 |  |  | NotYetVerified |  | 3.1 | 1850 | 114.2 | 16.2 | 16.72 | 0.9 | 4500 | 80
P000011LY | New Lighting Solutions | NLS | NLS-T8-15W1200 BODS (4500KÂ CLEAR COVER)[NLS-15W-6 Driver] | Linear Replacement Lamp | Four-Foot | 2-lamp External Driver Lamp-Style Retrofit Kits (UL Type C) | Standard | FALSE | [9 empty] | 41722 |  |  | NotYetVerified |  | 3.1 | 1760 | 110.7 | 15.9 | 16.72 | 0.9 | 4500 | 80
P000011LT | New Lighting Solutions | NLS | NLS-T8-15W1200 BODS (4500K FROSTED COVER)[NLS-15W-6 Driver] | Linear Replacement Lamp | Four-Foot | 2-lamp External Driver Lamp-Style Retrofit Kits (UL Type C) | Standard | FALSE | [9 empty] | 41722 |  |  | NotYetVerified |  | 3.1 | 1760 | 110.7 | 15.9 | 16.72 | 0.9 | 4500 | 80
P000011LE | New Lighting Solutions | NLS | NLS-T8-15W1200 BONS (4500KÂ CLEAR COVER)[NLS-15W-6 Driver] | Linear Replacement Lamp | Four-Foot | 2-lamp External Driver Lamp-Style Retrofit Kits (UL Type C) | Standard | FALSE | [9 empty] | 41722 |  |  | NotYetVerified |  | 3.1 | 1760 | 110.7 | 15.9 | 16.72 | 0.9 | 4500 | 80
P000011L9 | New Lighting Solutions | NLS | NLS-T8-15W1200 BONS (4500K FROSTED COVER)[NLS-15W-6 Driver] | Linear Replacement Lamp | Four-Foot | 2-lamp External Driver Lamp-Style Retrofit Kits (UL Type C) | Standard | FALSE | [9 empty] | 41722 |  |  | NotYetVerified |  | 3.1 | 1760 | 110.7 | 15.9 | 16.72 | 0.9 | 4500 | 80
P000011N2 | New Lighting Solutions | NLS | NLS-T8-22W1200 BODS (4500KÂ CLEAR COVER) | Linear Replacement Lamp | Four-Foot | 2-lamp External Driver Lamp-Style Retrofit Kits (UL Type C) | Standard | FALSE | [9 empty] | 41722 |  |  | NotYetVerified |  | 3 | 2210 | 105.2 | 21 | 13 | 0.9 | 4500 | 80
P000011MX | New Lighting Solutions | NLS | NLS-T8-22W1200 BODS 4500K FROSTED COVER) | Linear Replacement Lamp | Four-Foot | 2-lamp External Driver Lamp-Style Retrofit Kits (UL Type C) | Standard | FALSE | [9 empty] | 41722 |  |  | NotYetVerified |  | 3 | 2210 | 105.2 | 21 | 13 | 0.9 | 4500 | 80
P000011MI | New Lighting Solutions | NLS | NLS-T8-22W1200 BONS (4500KÂ CLEAR COVER) | Linear Replacement Lamp | Four-Foot | 2-lamp External Driver Lamp-Style Retrofit Kits (UL Type C) | Standard | FALSE | [9 empty] | 41722 |  |  | NotYetVerified |  | 3 | 2210 | 105.2 | 21 | 13 | 0.9 | 4500 | 80
P000011MD | New Lighting Solutions | NLS | NLS-T8-22W1200 BONS 4500K FROSTED COVER) | Linear Replacement Lamp | Four-Foot | 2-lamp External Driver Lamp-Style Retrofit Kits (UL Type C) | Standard | FALSE | [9 empty] | 41722 |  |  | NotYetVerified |  | 3 | 2210 | 105.2 | 21 | 13 | 0.9 | 4500 | 80
P000011JR | New Lighting Solutions | NLS | NLS-T8-22W1200 BOXX (4500K Clear) | Linear Replacement Lamp | Four-Foot | 2-lamp External Driver Lamp-Style Retrofit Kits (UL Type C) | Standard | FALSE | [9 empty] | 41722 |  |  | NotYetVerified |  | 3 | 2150 | 100 | 22 | 20 | 0.9 | 4500 | 70
P000011JM | New Lighting Solutions | NLS | NLS-T8-22W1200 BOXX (4500K Frosted) | Linear Replacement Lamp | Four-Foot | 2-lamp External Driver Lamp-Style Retrofit Kits (UL Type C) | Standard | FALSE | [9 empty] | 41722 |  |  | NotYetVerified |  | 3 | 2150 | 100 | 22 | 20 | 0.9 | 4500 | 70
P000011JH | New Lighting Solutions | NLS | NLS-T8-22W1200 BIXX (4500K Clear) | Linear Replacement Lamp | Four-Foot | 2-lamp External Driver Lamp-Style Retrofit Kits (UL Type C) | Standard | FALSE | [9 empty] | 41722 |  |  | NotYetVerified |  | 3 | 2150 | 100 | 22 | 20 | 0.9 | 4500 | 70
P000011JC | New Lighting Solutions | NLS | NLS-T8-22W1200 BIXX (4500K Frosted) | Linear Replacement Lamp | Four-Foot | 2-lamp External Driver Lamp-Style Retrofit Kits (UL Type C) | Standard | FALSE | [9 empty] | 41722 |  |  | NotYetVerified |  | 3 | 2150 | 100 | 22 | 20 | 0.9 | 4500 | 70
P000011J8 | New Lighting Solutions | NLS | NLS-T8-18W1200 BOXX (4500K Clear) | Linear Replacement Lamp | Four-Foot | 2-lamp External Driver Lamp-Style Retrofit Kits (UL Type C) | Standard | FALSE | [9 empty] | 41722 |  |  | NotYetVerified |  | 3 | 1900 | 100 | 19 | 20 | 0.9 | 4500 | 70
P000011J3 | New Lighting Solutions | NLS | NLS-T8-18W1200 BOXX (4500K Frosted) | Linear Replacement Lamp | Four-Foot | 2-lamp External Driver Lamp-Style Retrofit Kits (UL Type C) | Standard | FALSE | [9 empty] | 41722 |  |  | NotYetVerified |  | 3 | 1900 | 100 | 19 | 20 | 0.9 | 4500 | 70
P000011IZ | New Lighting Solutions | NLS | NLS-T8-18W1200 BIXX (4500K Clear) | Linear Replacement Lamp | Four-Foot | Internal Driver Lamp-Style Retrofit Kits (UL Type B) | Standard | FALSE | [9 empty] | 41722 |  |  | NotYetVerified |  | 3 | 1900 | 100 | 19 | 20 | 0.9 | 4500 | 70
P000011IU | New Lighting Solutions | NLS | NLS-T8-18W1200 BIXX (4500K Frosted) | Linear Replacement Lamp | Four-Foot | Internal Driver Lamp-Style Retrofit Kits (UL Type B) | Standard | FALSE | [9 empty] | 41722 |  |  | NotYetVerified |  | 3 | 1900 | 100 | 19 | 20 | 0.9 | 4500 | 70
P000011K0 | New Lighting Solutions | NLS | NLS-T8-15W1200 BIXX (4500K Clear) | Linear Replacement Lamp | Four-Foot | Internal Driver Lamp-Style Retrofit Kits (UL Type B) | Standard | FALSE | [9 empty] | 41722 |  |  | NotYetVerified |  | 3.1 | 1750 | 108 | 16 | 20 | 0.9 | 4500 | 70
P000011JV | New Lighting Solutions | NLS | NLS-T8-15W1200 BIXX (4500K Frosted) | Linear Replacement Lamp | Four-Foot | Internal Driver Lamp-Style Retrofit Kits (UL Type B) | Standard | FALSE | [9 empty] | 41722 |  |  | NotYetVerified |  | 3.1 | 1750 | 108 | 16 | 20 | 0.9 | 4500 | 70
P000011KT | New Lighting Solutions | NLS | NLS-T8-15W1200 BODS (4000KÂ CLEAR COVER) | Linear Replacement Lamp | Four-Foot | 2-lamp External Driver Lamp-Style Retrofit Kits (UL Type C) | Standard | FALSE | [9 empty] | 41722 |  |  | NotYetVerified |  | 3.1 | 1817.2 | 116.84 | 15.52 | 14.992 | 0.9 | 4000 | 80.28
P000011K9 | New Lighting Solutions | NLS | NLS-T8-15W1200 BONS (4000KÂ CLEAR COVER) | Linear Replacement Lamp | Four-Foot | 2-lamp External Driver Lamp-Style Retrofit Kits (UL Type C) | Standard | FALSE | [9 empty] | 41722 |  |  | NotYetVerified |  | 3.1 | 1817.2 | 116.84 | 15.52 | 14.992 | 0.9 | 4000 | 80.28
P000011O5 | New Lighting Solutions | NLS | NLS-T8-18W1200 BODS (4000KÂ CLEAR COVER) | Linear Replacement Lamp | Four-Foot | 2-lamp External Driver Lamp-Style Retrofit Kits (UL Type C) | Standard | FALSE | [9 empty] | 41722 |  |  | NotYetVerified |  | 3.1 | 1850 | 114.2 | 16.2 | 16.72 | 0.9 | 4000 | 80
P000011O0 | New Lighting Solutions | NLS | NLS-T8-18W1200 BODS (4000K FROSTED COVER) | Linear Replacement Lamp | Four-Foot | 2-lamp External Driver Lamp-Style Retrofit Kits (UL Type C) | Standard | FALSE | [9 empty] | 41722 |  |  | NotYetVerified |  | 3.1 | 1850 | 114.2 | 16.2 | 16.72 | 0.9 | 4000 | 80
P000011NL | New Lighting Solutions | NLS | NLS-T8-18W1200 BONS (4000KÂ CLEAR COVER) | Linear Replacement Lamp | Four-Foot | 2-lamp External Driver Lamp-Style Retrofit Kits (UL Type C) | Standard | FALSE | [9 empty] | 41722 |  |  | NotYetVerified |  | 3.1 | 1850 | 114.2 | 16.2 | 16.72 | 0.9 | 4000 | 80
P000011NG | New Lighting Solutions | NLS | NLS-T8-18W1200 BONS (4000K FROSTED COVER) | Linear Replacement Lamp | Four-Foot | 2-lamp External Driver Lamp-Style Retrofit Kits (UL Type C) | Standard | FALSE | [9 empty] | 41722 |  |  | NotYetVerified |  | 3.1 | 1850 | 114.2 | 16.2 | 16.72 | 0.9 | 4000 | 80
P000011KO | New Lighting Solutions | NLS | NLS-T8-15W1200 BODS (4000K FROSTED COVER) | Linear Replacement Lamp | Four-Foot | 2-lamp External Driver Lamp-Style Retrofit Kits (UL Type C) | Standard | FALSE | [9 empty] | 41722 |  |  | NotYetVerified |  | 3.1 | 1850 | 114.2 | 16.2 | 16.72 | 0.9 | 4000 | 80
P000011K4 | New Lighting Solutions | NLS | NLS-T8-15W1200 BONS (4000K FROSTED COVER) | Linear Replacement Lamp | Four-Foot | 2-lamp External Driver Lamp-Style Retrofit Kits (UL Type C) | Standard | FALSE | [9 empty] | 41722 |  |  | NotYetVerified |  | 3.1 | 1850 | 114.2 | 16.2 | 16.72 | 0.9 | 4000 | 80
P000011LX | New Lighting Solutions | NLS | NLS-T8-15W1200 BODS (4000KÂ CLEAR COVER)[NLS-15W-6 Driver] | Linear Replacement Lamp | Four-Foot | 2-lamp External Driver Lamp-Style Retrofit Kits (UL Type C) | Standard | FALSE | [9 empty] | 41722 |  |  | NotYetVerified |  | 3.1 | 1760 | 110.7 | 15.9 | 16.72 | 0.9 | 4000 | 80
P000011LS | New Lighting Solutions | NLS | NLS-T8-15W1200 BODS (4000K FROSTED COVER)[NLS-15W-6 Driver] | Linear Replacement Lamp | Four-Foot | 2-lamp External Driver Lamp-Style Retrofit Kits (UL Type C) | Standard | FALSE | [9 empty] | 41722 |  |  | NotYetVerified |  | 3.1 | 1760 | 110.7 | 15.9 | 16.72 | 0.9 | 4000 | 80
P000011LD | New Lighting Solutions | NLS | NLS-T8-15W1200 BONS (4000KÂ CLEAR COVER)[NLS-15W-6 Driver] | Linear Replacement Lamp | Four-Foot | 2-lamp External Driver Lamp-Style Retrofit Kits (UL Type C) | Standard | FALSE | [9 empty] | 41722 |  |  | NotYetVerified |  | 3.1 | 1760 | 110.7 | 15.9 | 16.72 | 0.9 | 4000 | 80
P000011L8 | New Lighting Solutions | NLS | NLS-T8-15W1200 BONS (4000K FROSTED COVER)[NLS-15W-6 Driver] | Linear Replacement Lamp | Four-Foot | 2-lamp External Driver Lamp-Style Retrofit Kits (UL Type C) | Standard | FALSE | [9 empty] | 41722 |  |  | NotYetVerified |  | 3.1 | 1760 | 110.7 | 15.9 | 16.72 | 0.9 | 4000 | 80
P000011N1 | New Lighting Solutions | NLS | NLS-T8-22W1200 BODS (4000KÂ CLEAR COVER) | Linear Replacement Lamp | Four-Foot | 2-lamp External Driver Lamp-Style Retrofit Kits (UL Type C) | Standard | FALSE | [9 empty] | 41722 |  |  | NotYetVerified |  | 3 | 2210 | 105.2 | 21 | 13 | 0.9 | 4000 | 80
P000011MW | New Lighting Solutions | NLS | NLS-T8-22W1200 BODS 4000K FROSTED COVER) | Linear Replacement Lamp | Four-Foot | 2-lamp External Driver Lamp-Style Retrofit Kits (UL Type C) | Standard | FALSE | [9 empty] | 41722 |  |  | NotYetVerified |  | 3 | 2210 | 105.2 | 21 | 13 | 0.9 | 4000 | 80
P000011MH | New Lighting Solutions | NLS | NLS-T8-22W1200 BONS (4000KÂ CLEAR COVER) | Linear Replacement Lamp | Four-Foot | 2-lamp External Driver Lamp-Style Retrofit Kits (UL Type C) | Standard | FALSE | [9 empty] | 41722 |  |  | NotYetVerified |  | 3 | 2210 | 105.2 | 21 | 13 | 0.9 | 4000 | 80
P000011MC | New Lighting Solutions | NLS | NLS-T8-22W1200 BONS 4000K FROSTED COVER) | Linear Replacement Lamp | Four-Foot | 2-lamp External Driver Lamp-Style Retrofit Kits (UL Type C) | Standard | FALSE | [9 empty] | 41722 |  |  | NotYetVerified |  | 3 | 2210 | 105.2 | 21 | 13 | 0.9 | 4000 | 80
P000011JQ | New Lighting Solutions | NLS | NLS-T8-22W1200 BOXX (4000K Clear) | Linear Replacement Lamp | Four-Foot | 2-lamp External Driver Lamp-Style Retrofit Kits (UL Type C) | Standard | FALSE | [9 empty] | 41722 |  |  | NotYetVerified |  | 3 | 2150 | 100 | 22 | 20 | 0.9 | 4000 | 70
P000011JL | New Lighting Solutions | NLS | NLS-T8-22W1200 BOXX (4000K Frosted) | Linear Replacement Lamp | Four-Foot | 2-lamp External Driver Lamp-Style Retrofit Kits (UL Type C) | Standard | FALSE | [9 empty] | 41722 |  |  | NotYetVerified |  | 3 | 2150 | 100 | 22 | 20 | 0.9 | 4000 | 70
P000011JG | New Lighting Solutions | NLS | NLS-T8-22W1200 BIXX (4000K Clear) | Linear Replacement Lamp | Four-Foot | 2-lamp External Driver Lamp-Style Retrofit Kits (UL Type C) | Standard | FALSE | [9 empty] | 41722 |  |  | NotYetVerified |  | 3 | 2150 | 100 | 22 | 20 | 0.9 | 4000 | 70
P000011JB | New Lighting Solutions | NLS | NLS-T8-22W1200 BIXX (4000K Frosted) | Linear Replacement Lamp | Four-Foot | 2-lamp External Driver Lamp-Style Retrofit Kits (UL Type C) | Standard | FALSE | [9 empty] | 41722 |  |  | NotYetVerified |  | 3 | 2150 | 100 | 22 | 20 | 0.9 | 4000 | 70
P000011J7 | New Lighting Solutions | NLS | NLS-T8-18W1200 BOXX (4000K Clear) | Linear Replacement Lamp | Four-Foot | 2-lamp External Driver Lamp-Style Retrofit Kits (UL Type C) | Standard | FALSE | [9 empty] | 41722 |  |  | NotYetVerified |  | 3 | 1900 | 100 | 19 | 20 | 0.9 | 4000 | 70
P000011J2 | New Lighting Solutions | NLS | NLS-T8-18W1200 BOXX (4000K Frosted) | Linear Replacement Lamp | Four-Foot | 2-lamp External Driver Lamp-Style Retrofit Kits (UL Type C) | Standard | FALSE | [9 empty] | 41722 |  |  | NotYetVerified |  | 3 | 1900 | 100 | 19 | 20 | 0.9 | 4000 | 70
P000011IY | New Lighting Solutions | NLS | NLS-T8-18W1200 BIXX (4000K Clear) | Linear Replacement Lamp | Four-Foot | Internal Driver Lamp-Style Retrofit Kits (UL Type B) | Standard | FALSE | [9 empty] | 41722 |  |  | NotYetVerified |  | 3 | 1900 | 100 | 19 | 20 | 0.9 | 4000 | 70
P000011IT | New Lighting Solutions | NLS | NLS-T8-18W1200 BIXX (4000K Frosted) | Linear Replacement Lamp | Four-Foot | Internal Driver Lamp-Style Retrofit Kits (UL Type B) | Standard | FALSE | [9 empty] | 41722 |  |  | NotYetVerified |  | 3 | 1900 | 100 | 19 | 20 | 0.9 | 4000 | 70
P000011JZ | New Lighting Solutions | NLS | NLS-T8-15W1200 BIXX (4000K Clear) | Linear Replacement Lamp | Four-Foot | Internal Driver Lamp-Style Retrofit Kits (UL Type B) | Standard | FALSE | [9 empty] | 41722 |  |  | NotYetVerified |  | 3.1 | 1750 | 108 | 16 | 20 | 0.9 | 4000 | 70
P000011JU | New Lighting Solutions | NLS | NLS-T8-15W1200 BIXX (4000K Frosted) | Linear Replacement Lamp | Four-Foot | Internal Driver Lamp-Style Retrofit Kits (UL Type B) | Standard | FALSE | [9 empty] | 41722 |  |  | NotYetVerified |  | 3.1 | 1750 | 108 | 16 | 20 | 0.9 | 4000 | 70
P000011K8 | New Lighting Solutions | NLS | NLS-T8-15W1200 BONS (3500KÂ CLEAR COVER) | Linear Replacement Lamp | Four-Foot | 2-lamp External Driver Lamp-Style Retrofit Kits (UL Type C) | Standard | FALSE | [9 empty] | 41722 |  |  | NotYetVerified |  | 3.1 | 1825.6 | 116.26 | 15.68 | 20 | 0.9 | 3500 | 80.38
P000011KS | New Lighting Solutions | NLS | NLS-T8-15W1200 BODS (3500KÂ CLEAR COVER) | Linear Replacement Lamp | Four-Foot | 2-lamp External Driver Lamp-Style Retrofit Kits (UL Type C) | Standard | FALSE | [9 empty] | 41722 |  |  | NotYetVerified |  | 3.1 | 1825.6 | 116.26 | 15.68 | 15.28 | 0.9 | 3500 | 80.38
P000011O4 | New Lighting Solutions | NLS | NLS-T8-18W1200 BODS (3500KÂ CLEAR COVER) | Linear Replacement Lamp | Four-Foot | 2-lamp External Driver Lamp-Style Retrofit Kits (UL Type C) | Standard | FALSE | [9 empty] | 41722 |  |  | NotYetVerified |  | 3.1 | 1850 | 114.2 | 16.2 | 16.72 | 0.9 | 3500 | 80
P000011NZ | New Lighting Solutions | NLS | NLS-T8-18W1200 BODS (3500K FROSTED COVER) | Linear Replacement Lamp | Four-Foot | 2-lamp External Driver Lamp-Style Retrofit Kits (UL Type C) | Standard | FALSE | [9 empty] | 41722 |  |  | NotYetVerified |  | 3.1 | 1850 | 114.2 | 16.2 | 16.72 | 0.9 | 3500 | 80
P000011NK | New Lighting Solutions | NLS | NLS-T8-18W1200 BONS (3500KÂ CLEAR COVER) | Linear Replacement Lamp | Four-Foot | 2-lamp External Driver Lamp-Style Retrofit Kits (UL Type C) | Standard | FALSE | [9 empty] | 41722 |  |  | NotYetVerified |  | 3.1 | 1850 | 114.2 | 16.2 | 16.72 | 0.9 | 3500 | 80
P000011NF | New Lighting Solutions | NLS | NLS-T8-18W1200 BONS (3500K FROSTED COVER) | Linear Replacement Lamp | Four-Foot | 2-lamp External Driver Lamp-Style Retrofit Kits (UL Type C) | Standard | FALSE | [9 empty] | 41722 |  |  | NotYetVerified |  | 3.1 | 1850 | 114.2 | 16.2 | 16.72 | 0.9 | 3500 | 80
P000011NE | New Lighting Solutions | NLS | NLS-T8-18W1200 BONS (3000K FROSTED COVER) | Linear Replacement Lamp | Four-Foot | 2-lamp External Driver Lamp-Style Retrofit Kits (UL Type C) | Standard | FALSE | [9 empty] | 41722 |  |  | NotYetVerified |  | 3.1 | 1850 | 114.2 | 16.2 | 16.72 | 0.9 | 3500 | 80
P000011KN | New Lighting Solutions | NLS | NLS-T8-15W1200 BODS (3500K FROSTED COVER) | Linear Replacement Lamp | Four-Foot | 2-lamp External Driver Lamp-Style Retrofit Kits (UL Type C) | Standard | FALSE | [9 empty] | 41722 |  |  | NotYetVerified |  | 3.1 | 1850 | 114.2 | 16.2 | 16.72 | 0.9 | 3500 | 80
P000011K3 | New Lighting Solutions | NLS | NLS-T8-15W1200 BONS (3500K FROSTED COVER) | Linear Replacement Lamp | Four-Foot | 2-lamp External Driver Lamp-Style Retrofit Kits (UL Type C) | Standard | FALSE | [9 empty] | 41722 |  |  | NotYetVerified |  | 3.1 | 1850 | 114.2 | 16.2 | 16.72 | 0.9 | 3500 | 80
P000011LW | New Lighting Solutions | NLS | NLS-T8-15W1200 BODS (3500KÂ CLEAR COVER)[NLS-15W-6 Driver] | Linear Replacement Lamp | Four-Foot | 2-lamp External Driver Lamp-Style Retrofit Kits (UL Type C) | Standard | FALSE | [9 empty] | 41722 |  |  | NotYetVerified |  | 3.1 | 1760 | 110.7 | 15.9 | 16.72 | 0.9 | 3500 | 80
P000011LR | New Lighting Solutions | NLS | NLS-T8-15W1200 BODS (3500K FROSTED COVER)[NLS-15W-6 Driver] | Linear Replacement Lamp | Four-Foot | 2-lamp External Driver Lamp-Style Retrofit Kits (UL Type C) | Standard | FALSE | [9 empty] | 41722 |  |  | NotYetVerified |  | 3.1 | 1760 | 110.7 | 15.9 | 16.72 | 0.9 | 3500 | 80
P000011LC | New Lighting Solutions | NLS | NLS-T8-15W1200 BONS (3500KÂ CLEAR COVER)[NLS-15W-6 Driver] | Linear Replacement Lamp | Four-Foot | 2-lamp External Driver Lamp-Style Retrofit Kits (UL Type C) | Standard | FALSE | [9 empty] | 41722 |  |  | NotYetVerified |  | 3.1 | 1760 | 110.7 | 15.9 | 16.72 | 0.9 | 3500 | 80
P000011L7 | New Lighting Solutions | NLS | NLS-T8-15W1200 BONS (3500K FROSTED COVER)[NLS-15W-6 Driver] | Linear Replacement Lamp | Four-Foot | 2-lamp External Driver Lamp-Style Retrofit Kits (UL Type C) | Standard | FALSE | [9 empty] | 41722 |  |  | NotYetVerified |  | 3.1 | 1760 | 110.7 | 15.9 | 16.72 | 0.9 | 3500 | 80
P000011N0 | New Lighting Solutions | NLS | NLS-T8-22W1200 BODS (3500KÂ CLEAR COVER) | Linear Replacement Lamp | Four-Foot | 2-lamp External Driver Lamp-Style Retrofit Kits (UL Type C) | Standard | FALSE | [9 empty] | 41722 |  |  | NotYetVerified |  | 3 | 2210 | 105.2 | 21 | 13 | 0.9 | 3500 | 80
P000011MV | New Lighting Solutions | NLS | NLS-T8-22W1200 BODS (3500K FROSTED COVER) | Linear Replacement Lamp | Four-Foot | 2-lamp External Driver Lamp-Style Retrofit Kits (UL Type C) | Standard | FALSE | [9 empty] | 41722 |  |  | NotYetVerified |  | 3 | 2210 | 105.2 | 21 | 13 | 0.9 | 3500 | 80
P000011MG | New Lighting Solutions | NLS | NLS-T8-22W1200 BONS (3500KÂ CLEAR COVER) | Linear Replacement Lamp | Four-Foot | 2-lamp External Driver Lamp-Style Retrofit Kits (UL Type C) | Standard | FALSE | [9 empty] | 41722 |  |  | NotYetVerified |  | 3 | 2210 | 105.2 | 21 | 13 | 0.9 | 3500 | 80
P000011MB | New Lighting Solutions | NLS | NLS-T8-22W1200 BONS (3500K FROSTED COVER) | Linear Replacement Lamp | Four-Foot | 2-lamp External Driver Lamp-Style Retrofit Kits (UL Type C) | Standard | FALSE | [9 empty] | 41722 |  |  | NotYetVerified |  | 3 | 2210 | 105.2 | 21 | 13 | 0.9 | 3500 | 80
P000011MA | New Lighting Solutions | NLS | NLS-T8-22W1200 BONS (3000K FROSTED COVER) | Linear Replacement Lamp | Four-Foot | 2-lamp External Driver Lamp-Style Retrofit Kits (UL Type C) | Standard | FALSE | [9 empty] | 41722 |  |  | NotYetVerified |  | 3 | 2210 | 105.2 | 21 | 13 | 0.9 | 3500 | 80
P000011JP | New Lighting Solutions | NLS | NLS-T8-22W1200 BOXX (3500K Clear) | Linear Replacement Lamp | Four-Foot | 2-lamp External Driver Lamp-Style Retrofit Kits (UL Type C) | Standard | FALSE | [9 empty] | 41722 |  |  | NotYetVerified |  | 3 | 2150 | 100 | 22 | 20 | 0.9 | 3500 | 70
P000011JK | New Lighting Solutions | NLS | NLS-T8-22W1200 BOXX (3500K Frosted) | Linear Replacement Lamp | Four-Foot | 2-lamp External Driver Lamp-Style Retrofit Kits (UL Type C) | Standard | FALSE | [9 empty] | 41722 |  |  | NotYetVerified |  | 3 | 2150 | 100 | 22 | 20 | 0.9 | 3500 | 70
P000011JF | New Lighting Solutions | NLS | NLS-T8-22W1200 BIXX (3500K Clear | Linear Replacement Lamp | Four-Foot | 2-lamp External Driver Lamp-Style Retrofit Kits (UL Type C) | Standard | FALSE | [9 empty] | 41722 |  |  | NotYetVerified |  | 3 | 2150 | 100 | 22 | 20 | 0.9 | 3500 | 70
P000011JA | New Lighting Solutions | NLS | NLS-T8-22W1200 BIXX (3500K Frosted) | Linear Replacement Lamp | Four-Foot | 2-lamp External Driver Lamp-Style Retrofit Kits (UL Type C) | Standard | FALSE | [9 empty] | 41722 |  |  | NotYetVerified |  | 3 | 2150 | 100 | 22 | 20 | 0.9 | 3500 | 70
P000011J6 | New Lighting Solutions | NLS | NLS-T8-18W1200 BOXX (3500K Clear) | Linear Replacement Lamp | Four-Foot | 2-lamp External Driver Lamp-Style Retrofit Kits (UL Type C) | Standard | FALSE | [9 empty] | 41722 |  |  | NotYetVerified |  | 3 | 1900 | 100 | 19 | 20 | 0.9 | 3500 | 70
P000011J1 | New Lighting Solutions | NLS | NLS-T8-18W1200 BOXX (3500K Frosted) | Linear Replacement Lamp | Four-Foot | 2-lamp External Driver Lamp-Style Retrofit Kits (UL Type C) | Standard | FALSE | [9 empty] | 41722 |  |  | NotYetVerified |  | 3 | 1900 | 100 | 19 | 20 | 0.9 | 3500 | 70
P000011IX | New Lighting Solutions | NLS | NLS-T8-18W1200 BIXX (3500K Clear) | Linear Replacement Lamp | Four-Foot | Internal Driver Lamp-Style Retrofit Kits (UL Type B) | Standard | FALSE | [9 empty] | 41722 |  |  | NotYetVerified |  | 3 | 1900 | 100 | 19 | 20 | 0.9 | 3500 | 70
P000011IS | New Lighting Solutions | NLS | NLS-T8-18W1200 BIXX (3500K Frosted) | Linear Replacement Lamp | Four-Foot | Internal Driver Lamp-Style Retrofit Kits (UL Type B) | Standard | FALSE | [9 empty] | 41722 |  |  | NotYetVerified |  | 3 | 1900 | 100 | 19 | 20 | 0.9 | 3500 | 70
P000011JY | New Lighting Solutions | NLS | NLS-T8-15W1200 BIXX (3500K Clear) | Linear Replacement Lamp | Four-Foot | Internal Driver Lamp-Style Retrofit Kits (UL Type B) | Standard | FALSE | [9 empty] | 41722 |  |  | NotYetVerified |  | 3.1 | 1750 | 108 | 16 | 20 | 0.9 | 3500 | 70
P000011JT | New Lighting Solutions | NLS | NLS-T8-15W1200 BIXX (3500K Frosted) | Linear Replacement Lamp | Four-Foot | Internal Driver Lamp-Style Retrofit Kits (UL Type B) | Standard | FALSE | [9 empty] | 41722 |  |  | NotYetVerified |  | 3.1 | 1750 | 108 | 16 | 20 | 0.9 | 3500 | 70
P000011O3 | New Lighting Solutions | NLS | NLS-T8-18W1200 BODS (3000KÂ CLEAR COVER) | Linear Replacement Lamp | Four-Foot | 2-lamp External Driver Lamp-Style Retrofit Kits (UL Type C) | Standard | FALSE | [9 empty] | 41722 |  |  | NotYetVerified |  | 3.1 | 1936 | 115.9 | 16.7 | 13.61 | 0.9845 | 3000 | 82.6
P000011NY | New Lighting Solutions | NLS | NLS-T8-18W1200 BODSÂ (3000K FROSTED COVER) | Linear Replacement Lamp | Four-Foot | 2-lamp External Driver Lamp-Style Retrofit Kits (UL Type C) | Standard | FALSE | [9 empty] | 41722 |  |  | NotYetVerified |  | 3.1 | 1936 | 115.9 | 16.7 | 13.61 | 0.9845 | 3000 | 82.6
P000011NJ | New Lighting Solutions | NLS | NLS-T8-18W1200 BONS (3000KÂ CLEAR COVER) | Linear Replacement Lamp | Four-Foot | 2-lamp External Driver Lamp-Style Retrofit Kits (UL Type C) | Standard | FALSE | [9 empty] | 41722 |  |  | NotYetVerified |  | 3.1 | 1936 | 115.9 | 16.7 | 13.61 | 0.9845 | 3000 | 82.6
P000011KM | New Lighting Solutions | NLS | NLS-T8-15W1200 BODS (3000K FROSTED COVER) | Linear Replacement Lamp | Four-Foot | 2-lamp External Driver Lamp-Style Retrofit Kits (UL Type C) | Standard | FALSE | [9 empty] | 41722 |  |  | NotYetVerified |  | 3.1 | 1894 | 112.1 | 16.9 | 16.72 | 0.9795 | 3000 | 82.2
P000011LV | New Lighting Solutions | NLS | NLS-T8-15W1200 BODS (3000KÂ CLEAR COVER)[NLS-15W-6 Driver] | Linear Replacement Lamp | Four-Foot | 2-lamp External Driver Lamp-Style Retrofit Kits (UL Type C) | Standard | FALSE | [9 empty] | 41722 |  |  | NotYetVerified |  | 3.1 | 1767 | 111.1 | 15.9 | 15.4 | 0.9814 | 3000 | 82
P000011LQ | New Lighting Solutions | NLS | NLS-T8-15W1200 BODS (3000K FROSTED COVER)[NLS-15W-6 Driver] | Linear Replacement Lamp | Four-Foot | 2-lamp External Driver Lamp-Style Retrofit Kits (UL Type C) | Standard | FALSE | [9 empty] | 41722 |  |  | NotYetVerified |  | 3.1 | 1767 | 111.1 | 15.9 | 15.4 | 0.9814 | 3000 | 82
P000011LB | New Lighting Solutions | NLS | NLS-T8-15W1200 BONS (3000KÂ CLEAR COVER)[NLS-15W-6 Driver] | Linear Replacement Lamp | Four-Foot | 2-lamp External Driver Lamp-Style Retrofit Kits (UL Type C) | Standard | FALSE | [9 empty] | 41722 |  |  | NotYetVerified |  | 3.1 | 1767 | 111.1 | 15.9 | 15.4 | 0.9814 | 3000 | 82
P000011MZ | New Lighting Solutions | NLS | NLS-T8-22W1200 BODS (3000KÂ CLEAR COVER) | Linear Replacement Lamp | Four-Foot | 2-lamp External Driver Lamp-Style Retrofit Kits (UL Type C) | Standard | FALSE | [9 empty] | 41722 |  |  | NotYetVerified |  | 3 | 2211 | 105.3 | 21 | 12.27 | 0.9887 | 3000 | 81.8
P000011MU | New Lighting Solutions | NLS | NLS-T8-22W1200 BODS (3000K FROSTED COVER) | Linear Replacement Lamp | Four-Foot | 2-lamp External Driver Lamp-Style Retrofit Kits (UL Type C) | Standard | FALSE | [9 empty] | 41722 |  |  | NotYetVerified |  | 3 | 2211 | 105.3 | 21 | 12.27 | 0.9887 | 3000 | 81.8
P000011MF | New Lighting Solutions | NLS | NLS-T8-22W1200 BONS (3000KÂ CLEAR COVER) | Linear Replacement Lamp | Four-Foot | 2-lamp External Driver Lamp-Style Retrofit Kits (UL Type C) | Standard | FALSE | [9 empty] | 41722 |  |  | NotYetVerified |  | 3 | 2211 | 105.3 | 21 | 12.27 | 0.9887 | 3000 | 81.8
P000011K7 | New Lighting Solutions | NLS | NLS-T8-15W1200 BONS (3000KÂ CLEAR COVER) | Linear Replacement Lamp | Four-Foot | 2-lamp External Driver Lamp-Style Retrofit Kits (UL Type C) | Standard | FALSE | [9 empty] | 41722 |  |  | NotYetVerified |  | 3.1 | 1834 | 115.68 | 15.84 | 20 | 0.9 | 3000 | 80.48
P000011KR | New Lighting Solutions | NLS | NLS-T8-15W1200 BODS (3000KÂ CLEAR COVER) | Linear Replacement Lamp | Four-Foot | 2-lamp External Driver Lamp-Style Retrofit Kits (UL Type C) | Standard | FALSE | [9 empty] | 41722 |  |  | NotYetVerified |  | 3.1 | 1834 | 115.68 | 15.84 | 15.568 | 0.9 | 3000 | 80.48
P000011JO | New Lighting Solutions | NLS | NLS-T8-22W1200 BOXX (3000K Clear) | Linear Replacement Lamp | Four-Foot | 2-lamp External Driver Lamp-Style Retrofit Kits (UL Type C) | Standard | FALSE | [9 empty] | 41722 |  |  | NotYetVerified |  | 3 | 2150 | 100 | 22 | 20 | 0.9 | 3000 | 70
P000011JJ | New Lighting Solutions | NLS | NLS-T8-22W1200 BOXX (3000K Frosted) | Linear Replacement Lamp | Four-Foot | 2-lamp External Driver Lamp-Style Retrofit Kits (UL Type C) | Standard | FALSE | [9 empty] | 41722 |  |  | NotYetVerified |  | 3 | 2150 | 100 | 22 | 20 | 0.9 | 3000 | 70
P000011JE | New Lighting Solutions | NLS | NLS-T8-22W1200 BIXX (3000K Clear) | Linear Replacement Lamp | Four-Foot | 2-lamp External Driver Lamp-Style Retrofit Kits (UL Type C) | Standard | FALSE | [9 empty] | 41722 |  |  | NotYetVerified |  | 3 | 2150 | 100 | 22 | 20 | 0.9 | 3000 | 70
P000011J5 | New Lighting Solutions | NLS | NLS-T8-18W1200 BOXX (3000K Clear) | Linear Replacement Lamp | Four-Foot | 2-lamp External Driver Lamp-Style Retrofit Kits (UL Type C) | Standard | FALSE | [9 empty] | 41722 |  |  | NotYetVerified |  | 3 | 1900 | 100 | 19 | 20 | 0.9 | 3000 | 70
P000011IW | New Lighting Solutions | NLS | NLS-T8-18W1200 BIXX (3000K Clear) | Linear Replacement Lamp | Four-Foot | Internal Driver Lamp-Style Retrofit Kits (UL Type B) | Standard | FALSE | [9 empty] | 41722 |  |  | NotYetVerified |  | 3 | 1900 | 100 | 19 | 20 | 0.9 | 3000 | 70
P000011L6 | New Lighting Solutions | NLS | NLS-T8-15W1200 BONS (3000K FROSTED COVER)[NLS-15W-6 Driver] | Linear Replacement Lamp | Four-Foot | 2-lamp External Driver Lamp-Style Retrofit Kits (UL Type C) | Standard | FALSE | [9 empty] | 41722 |  |  | NotYetVerified |  | 3.1 | 1750 | 108 | 16 | 20 | 0.9 | 3000 | 70
P000011K2 | New Lighting Solutions | NLS | NLS-T8-15W1200 BONS (3000K Frosted) | Linear Replacement Lamp | Four-Foot | 2-lamp External Driver Lamp-Style Retrofit Kits (UL Type C) | Standard | FALSE | [9 empty] | 41722 |  |  | NotYetVerified |  | 3.1 | 1750 | 108 | 16 | 20 | 0.9 | 3000 | 70
P000011JX | New Lighting Solutions | NLS | NLS-T8-15W1200 BIXX (3000K Clear) | Linear Replacement Lamp | Four-Foot | Internal Driver Lamp-Style Retrofit Kits (UL Type B) | Standard | FALSE | [9 empty] | 41722 |  |  | NotYetVerified |  | 3.1 | 1750 | 108 | 16 | 20 | 0.9 | 3000 | 70
P00001J5E | Anhui Sanan Technology Co. Ltd. | Lightera | OT822Wk07-1200-41K-04 | Linear Replacement Lamp | Four-Foot | Internal Driver Lamp-Style Retrofit Kits (UL Type B) | Standard | TRUE | 2434 | 107.72 | 22.6 | 14.77 | 0.929 | 4094 | 82 | 5 | 50000 | 41718 |  |  | NotYetVerified | Internal Driver | 3 | 2350 | 100 | 22 |  | 0.9 | 4100 | 80
P00001J5D | Anhui Sanan Technology Co. Ltd. | Lightera | OT818Wk07-1200-41K-04 | Linear Replacement Lamp | Four-Foot | Internal Driver Lamp-Style Retrofit Kits (UL Type B) | Standard | TRUE | 1992.2 | 115.17 | 17.3 | 14.5 | 0.897 | 4081 | 84 | 5 | 50000 | 41718 |  |  | NotYetVerified | Internal Driver | 3 | 1900 | 100 | 18 |  | 0.9 | 4100 | 80
P00001J5B | Deliverer Optical Co.Ltd. | JUST LIGHT | JUST LIGHT 112-48-CC | Linear Replacement Lamp | Four-Foot | 2-lamp External Driver Lamp-Style Retrofit Kits (UL Type C) | Standard | TRUE | 1914.3 | 102.37 | 18.7 | 24.23 | 0.878 | 5230 | 86.6 | 5 |  | 41717 |  |  | NotYetVerified |  | 3 | 1900 | 102.37 | 18 |  | 0.983 |  | 85
P000018YX | Shenzhen Beson Technology Co. Ltd | Beson | US815-4F16W-F-A03S(4000K) | Linear Replacement Lamp | Four-Foot | Internal Driver Lamp-Style Retrofit Kits (UL Type B) | Standard | TRUE | 1949.78 | 123.4 | 15.8 | 16.53 | 0.92 | 4066 | 83.1 | 5 | 50000 | 41716 |  |  | NotYetVerified | Internal Driver | 3 | 2000 | 125 | 16 |  | 0.96 | 4000 | 83
P000018YZ | Shenzhen Beson Technology Co. Ltd | Beson | US815-4F16W-C-A03S(4000K) | Linear Replacement Lamp | Four-Foot | Internal Driver Lamp-Style Retrofit Kits (UL Type B) | Standard | TRUE | 2016.56 | 128.44 | 15.7 | 16.33 | 0.9 | 4115 | 83.4 | 5 | 50000 | 41716 |  |  | NotYetVerified | Internal Driver | 3 | 2000 | 125 | 16 |  | 0.96 | 4000 | 83
P000018Z0 | Shenzhen Beson Technology Co. Ltd | Beson | US815-4F16W-C-A03S(5000K) | Linear Replacement Lamp | Four-Foot | Internal Driver Lamp-Style Retrofit Kits (UL Type B) | Standard | FALSE | [9 empty] | 41716 |  |  | NotYetVerified | Internal Driver | 3 | 2000 | 125 | 16 |  | 0.96 | 5000 | 83
P000018YY | Shenzhen Beson Technology Co. Ltd | Beson | US815-4F16W-F-A03S(5000K) | Linear Replacement Lamp | Four-Foot | Internal Driver Lamp-Style Retrofit Kits (UL Type B) | Standard | FALSE | [9 empty] | 41716 |  |  | NotYetVerified | Internal Driver | 3 | 2000 | 125 | 16 |  | 0.96 | 5000 | 83
P00001FGF | Shenzhen North Pole Technology Co. LTD | NPL | T8-F12D2330P2H31 | Linear Replacement Lamp | Four-Foot | Internal Driver Lamp-Style Retrofit Kits (UL Type B) | Standard | TRUE | 2339 | 108.54 | 21.55 | 24.8 | 0.903 | 3032 | 80.6 | 5 | 50000 | 41715 |  |  | NotYetVerified |  | 3 | 2339 | 108.54 | 21.55 | 24.8 | 0.9 | 3000 | 80.6
P00001FGH | Shenzhen North Pole Technology Co. LTD | NPL | T8-F12D2350P2H31 | Linear Replacement Lamp | Four-Foot | Internal Driver Lamp-Style Retrofit Kits (UL Type B) | Standard | FALSE | [9 empty] | 41715 |  |  | NotYetVerified |  | 3 | 2339 | 108.54 | 21.55 | 24.8 | 0.903 | 5000 | 80.6
P00001FGG | Shenzhen North Pole Technology Co. LTD | NPL | T8-F12D2340P2H31 | Linear Replacement Lamp | Four-Foot | Internal Driver Lamp-Style Retrofit Kits (UL Type B) | Standard | FALSE | [9 empty] | 41715 |  |  | NotYetVerified |  | 3 | 2339 | 108.54 | 21.55 | 24.8 | 0.903 | 4000 | 80.6
P00001J07 | Longhorn Lighting Co. Ltd | Longhorn | LH-L8V151Q00 | Linear Replacement Lamp | Four-Foot | Internal Driver Lamp-Style Retrofit Kits (UL Type B) | Standard | TRUE | 1701 | 107.9 | 15.76 | 15.66 | 0.939 | 2968 | 80.8 | 5 |  | 41711 |  |  | NotYetVerified | Internal Driver | 3 | 1701 | 108 | 15 |  |  | 3000 | 81
P00001J03 | Longhorn Lighting Co. Ltd | Longhorn | LH-L8V181Q05 | Linear Replacement Lamp | Four-Foot | Internal Driver Lamp-Style Retrofit Kits (UL Type B) | Standard | TRUE | 1840 | 102.17 | 18.01 | 14.54 | 0.928 | 3029 | 82.4 | 5 |  | 41711 |  |  | NotYetVerified |  | 3 | 1840 | 102 | 18 |  |  | 3000 | 82
P00001IZZ | Longhorn Lighting Co. Ltd | Longhorn | LH-L8V181Q15 | Linear Replacement Lamp | Four-Foot | Internal Driver Lamp-Style Retrofit Kits (UL Type B) | Standard | TRUE | 2076 | 112.28 | 18.49 | 13.74 | 0.928 | 2981 | 84.8 | 5 |  | 41711 |  |  | NotYetVerified | Internal Driver | 3 | 2076 | 112 | 18 |  |  | 3000 | 82
P00001J02 | Longhorn Lighting Co. Ltd | Longhorn | LH-L8R181Q15 | Linear Replacement Lamp | Four-Foot | Internal Driver Lamp-Style Retrofit Kits (UL Type B) | Standard | FALSE | [9 empty] | 41711 |  |  | NotYetVerified | Internal Driver | 3 | 2215 | 121 | 18 |  |  | 5000 | 88
P00001J0A | Longhorn Lighting Co. Ltd | Longhorn | LH-L8R151Q00 | Linear Replacement Lamp | Four-Foot | Internal Driver Lamp-Style Retrofit Kits (UL Type B) | Standard | FALSE | [9 empty] | 41711 |  |  | NotYetVerified |  | 3 | 1746 | 105 | 15 |  |  | 5000 | 84
P00001J06 | Longhorn Lighting Co. Ltd | Longhorn | LH-L8R181Q05 | Linear Replacement Lamp | Four-Foot | Internal Driver Lamp-Style Retrofit Kits (UL Type B) | Standard | FALSE | [9 empty] | 41711 |  |  | NotYetVerified |  | 3 | 1948 | 105 | 18 |  |  | 5000 | 83
P00001J01 | Longhorn Lighting Co. Ltd | Longhorn | LH-L8N181Q15 | Linear Replacement Lamp | Four-Foot | Internal Driver Lamp-Style Retrofit Kits (UL Type B) | Standard | FALSE | [9 empty] | 41711 |  |  | NotYetVerified | Internal Driver | 3 | 2076 | 112.28 | 18.49 |  |  | 4000 | 84.8
P00001J05 | Longhorn Lighting Co. Ltd | Longhorn | LH-L8N181Q05 | Linear Replacement Lamp | Four-Foot | Internal Driver Lamp-Style Retrofit Kits (UL Type B) | Standard | FALSE | [9 empty] | 41711 |  |  | NotYetVerified |  | 3 | 1840 | 102.17 | 18 |  |  | 4000 | 82.4
P00001J09 | Longhorn Lighting Co. Ltd | Longhorn | LH-L8N151Q00 | Linear Replacement Lamp | Four-Foot | Internal Driver Lamp-Style Retrofit Kits (UL Type B) | Standard | FALSE | [9 empty] | 41711 |  |  | NotYetVerified |  | 3 | 1701 | 107.9 | 15 |  |  | 4000 | 80.8
P00001J00 | Longhorn Lighting Co. Ltd | Longhorn | LH-L8U181Q15 | Linear Replacement Lamp | Four-Foot | Internal Driver Lamp-Style Retrofit Kits (UL Type B) | Standard | FALSE | [9 empty] | 41711 |  |  | NotYetVerified | Internal Driver | 3 | 2076 | 112.28 | 18.49 |  |  | 3500 | 84.8
P00001J04 | Longhorn Lighting Co. Ltd | Longhorn | LH-L8U181Q05 | Linear Replacement Lamp | Four-Foot | Internal Driver Lamp-Style Retrofit Kits (UL Type B) | Standard | FALSE | [9 empty] | 41711 |  |  | NotYetVerified |  | 3 | 1840 | 102.17 | 18 |  |  | 3500 | 82.4
P00001J08 | Longhorn Lighting Co. Ltd | Longhorn | LH-L8U151Q00 | Linear Replacement Lamp | Four-Foot | Internal Driver Lamp-Style Retrofit Kits (UL Type B) | Standard | FALSE | [9 empty] | 41711 |  |  | NotYetVerified |  | 3 | 1701 | 107.9 | 15 |  |  | 3500 | 80.8
P00001IZR | Longhorn Lighting Co. Ltd | Longhorn | LH-L8V151Q15 | Linear Replacement Lamp | Four-Foot | Internal Driver Lamp-Style Retrofit Kits (UL Type B) | Standard | TRUE | 1717 | 112.44 | 15.27 | 16.62 | 0.934 | 2999 | 85.2 | 5 |  | 41710 |  |  | NotYetVerified | Updated Category Code on 10/5/16 | 3 | 1717 | 112 | 15 |  |  | 3000 | 85
P00001FGC | Shenzhen North Pole Technology Co. LTD | NPL | T8-F12D2330P1H31 | Linear Replacement Lamp | Four-Foot | Internal Driver Lamp-Style Retrofit Kits (UL Type B) | Standard | TRUE | 2553 | 113.01 | 22.59 | 24.7 | 0.899 | 3008 | 80 | 5 | 50000 | 41709 |  |  | NotYetVerified |  | 3 | 2300 | 100 | 23 |  | 0.9 | 3000 | 80
P00001FGE | Shenzhen North Pole Technology Co. LTD | NPL | T8-F12D2350P1H31 | Linear Replacement Lamp | Four-Foot | Internal Driver Lamp-Style Retrofit Kits (UL Type B) | Standard | FALSE | [9 empty] | 41709 |  |  | NotYetVerified |  | 3 | 2300 | 100 | 23 |  | 0.9 | 5000 | 80
P00001FGD | Shenzhen North Pole Technology Co. LTD | NPL | T8-F12D2340P1H31 | Linear Replacement Lamp | Four-Foot | Internal Driver Lamp-Style Retrofit Kits (UL Type B) | Standard | FALSE | [9 empty] | 41709 |  |  | NotYetVerified |  | 3 | 2300 | 100 | 23 |  | 0.9 | 4000 | 80
P00001IYB | Gaintronics Technology Co. Ltd. | Gaintronics | 4T8-20W-3842-US | Linear Replacement Lamp | Four-Foot | Internal Driver Lamp-Style Retrofit Kits (UL Type B) | Standard | TRUE | 2064.24 | 112.19 | 18.4 | 18.13 | 0.99 | 4192 | 85.5 | 5 | 50000 | 41705 |  |  | NotYetVerified | Internal Driver | 3 | 2064 |  | 18 |  | 0.9 | 4000 | 80
P00001EQI | High Energy Group/LEDGREEN | High Energy Group/LEDGREEN | LEDG-T8-HEG-4F18W-INT 30C [Qualified only with fixed end caps] | Linear Replacement Lamp | Four-Foot | Internal Driver Lamp-Style Retrofit Kits (UL Type B) | Standard | TRUE | 1775 | 109.598 | 16.2 | 12.5 | 0.967 | 2990 | 81 | 5 | 50000 | 41705 |  |  | NotYetVerified | Product de-listed on 3/25/2016 re-listed on 7/15/2016 due to update | 3 | 1750 | 100 | 18 |  | 0.95 | 3000 | 80
P00001EQL | High Energy Group/LEDGREEN | High Energy Group/LEDGREEN | LEDG-T8-HEG-4F18W-INT 30F [Qualified only with fixed end caps] | Linear Replacement Lamp | Four-Foot | Internal Driver Lamp-Style Retrofit Kits (UL Type B) | Standard | TRUE | 1620 | 99.98 | 16.2 | 12.8 | 0.961 | 2978 | 81 | 5 | 50000 | 41705 |  |  | NotYetVerified |  | 3 | 1600 | 100 | 18 |  | 0.95 | 3000 | 80
P00001EQU | High Energy Group/LEDGREEN | High Energy Group/LEDGREEN | LEDG-T8-HEG-4F22W-INT 30F [Qualified only with fixed end caps] | Linear Replacement Lamp | Four-Foot | Internal Driver Lamp-Style Retrofit Kits (UL Type B) | Standard | TRUE | 2189.11 | 97.73 | 22.4 | 14.5 | 0.96 | 3103 | 82.6 | 5 | 50000 | 41705 |  |  | NotYetVerified |  | 3 | 2150 | 100 | 21.5 | 20 | 0.95 | 3000 | 80
P00001EQR | High Energy Group/LEDGREEN | High Energy Group/LEDGREEN | LEDG-T8-HEG-4F22W-INT 30C [Qualified only with fixed end caps] | Linear Replacement Lamp | Four-Foot | Internal Driver Lamp-Style Retrofit Kits (UL Type B) | Standard | TRUE | 2310.27 | 102.68 | 22.5 | 18.1 | 0.95 | 3127 | 82.1 | 5 | 50000 | 41705 |  |  | NotYetVerified |  | 3 | 2250 | 100 | 22.5 | 20 | 0.9 | 3000
P00001EQO | High Energy Group/LEDGREEN | High Energy Group/LEDGREEN | LEDG-T8-HEG-4F18W-EXT 30F [Qualified only with fixed end caps] | Linear Replacement Lamp | Four-Foot | 2-lamp External Driver Lamp-Style Retrofit Kits (UL Type C) | Standard | TRUE | 1605.09 | 98.47 | 16.3 | 15.4 | 0.95 | 3108 | 82.9 | 5 | 50000 | 41705 |  |  | NotYetVerified |  | 3 | 1600 | 100 | 16 |  |  | 3000
P00001IY2 | CH Lighting Co.Ltd. | CH | CH1142-22W 3000K | Linear Replacement Lamp | Four-Foot | 2-lamp External Driver Lamp-Style Retrofit Kits (UL Type C) | Standard | TRUE | 2032.3 | 100.78 | 20.17 | 17.39 | 0.921 | 3065 | 82.2 | 5 | 50000 | 41705 |  |  | NotYetVerified |  | 3 |  |  | 22 |  |  | 3000
P00001IY4 | CH Lighting Co.Ltd. | CH | CH1142-22W 5000K | Linear Replacement Lamp | Four-Foot | 2-lamp External Driver Lamp-Style Retrofit Kits (UL Type C) | Standard | FALSE | [9 empty] | 41705 |  |  | NotYetVerified |  | 3 | 2300 | 105 | 22 |  |  | 5000 | 82
P00001IY3 | CH Lighting Co.Ltd. | CH | CH1142-22W 4000K | Linear Replacement Lamp | Four-Foot | 2-lamp External Driver Lamp-Style Retrofit Kits (UL Type C) | Standard | FALSE | [9 empty] | 41705 |  |  | NotYetVerified |  | 3 | 2200 | 100 | 22 |  |  | 4000 | 82
P00001EQW | High Energy Group/LEDGREEN | High Energy Group/LEDGREEN | LEDG-T8-HEG-4F22W-INT 50F [Qualified only with fixed end caps] | Linear Replacement Lamp | Four-Foot | Internal Driver Lamp-Style Retrofit Kits (UL Type B) | Standard | FALSE | [9 empty] | 41705 |  |  | NotYetVerified | Product de-listed on 3/25/2016 re-listed on 7/15/2016 due to update | 3 | 2350 | 109.3 | 21.5 | 20 | 0.95 | 5000 | 80
P00001EQK | High Energy Group/LEDGREEN | High Energy Group/LEDGREEN | LEDG-T8-HEG-4F18W-INT 50C [Qualified only with fixed end caps] | Linear Replacement Lamp | Four-Foot | Internal Driver Lamp-Style Retrofit Kits (UL Type B) | Standard | FALSE | [9 empty] | 41705 |  |  | NotYetVerified |  | 3 | 2000 | 100 | 18 |  | 0.95 | 5000 | 80
P00001EQN | High Energy Group/LEDGREEN | High Energy Group/LEDGREEN | LEDG-T8-HEG-4F18W-INT 50F [Qualified only with fixed end caps] | Linear Replacement Lamp | Four-Foot | Internal Driver Lamp-Style Retrofit Kits (UL Type B) | Standard | FALSE | [9 empty] | 41705 |  |  | NotYetVerified |  | 3 | 1800 | 100 | 18 |  | 0.95 | 5000 | 80
P00001EQT | High Energy Group/LEDGREEN | High Energy Group/LEDGREEN | LEDG-T8-HEG-4F22W-INT 50C [Qualified only with fixed end caps] | Linear Replacement Lamp | Four-Foot | Internal Driver Lamp-Style Retrofit Kits (UL Type B) | Standard | FALSE | [9 empty] | 41705 |  |  | NotYetVerified | Product de-listed on 3/25/2016 re-listed on 7/15/2016 due to update | 3 | 2450 | 108 | 22.5 | 20 | 0.9 | 5000
P00001EQQ | High Energy Group/LEDGREEN | High Energy Group/LEDGREEN | LEDG-T8-HEG-4F18W-EXT 50F [Qualified only with fixed end caps] | Linear Replacement Lamp | Four-Foot | 2-lamp External Driver Lamp-Style Retrofit Kits (UL Type C) | Standard | FALSE | [9 empty] | 41705 |  |  | NotYetVerified |  | 3 | 1600 | 100 | 16 |  |  | 5000
P00001EQV | High Energy Group/LEDGREEN | High Energy Group/LEDGREEN | LEDG-T8-HEG-4F22W-INT 40F [Qualified only with fixed end caps] | Linear Replacement Lamp | Four-Foot | Internal Driver Lamp-Style Retrofit Kits (UL Type B) | Standard | FALSE | [9 empty] | 41705 |  |  | NotYetVerified |  | 3 | 2250 | 104.5 | 21.5 | 20 | 0.95 | 4000 | 80
P00001EQJ | High Energy Group/LEDGREEN | High Energy Group/LEDGREEN | LEDG-T8-HEG-4F18W-INT 40C [Qualified only with fixed end caps] | Linear Replacement Lamp | Four-Foot | Internal Driver Lamp-Style Retrofit Kits (UL Type B) | Standard | FALSE | [9 empty] | 41705 |  |  | NotYetVerified |  | 3 | 1800 | 100 | 18 |  | 0.95 | 4000 | 80
P00001EQM | High Energy Group/LEDGREEN | High Energy Group/LEDGREEN | LEDG-T8-HEG-4F18W-INT 40F [Qualified only with fixed end caps] | Linear Replacement Lamp | Four-Foot | Internal Driver Lamp-Style Retrofit Kits (UL Type B) | Standard | FALSE | [9 empty] | 41705 |  |  | NotYetVerified |  | 3 | 1650 | 100 | 18 |  | 0.95 | 4000 | 80
P00001EQS | High Energy Group/LEDGREEN | High Energy Group/LEDGREEN | LEDG-T8-HEG-4F22W-INT 40C [Qualified only with fixed end caps] | Linear Replacement Lamp | Four-Foot | Internal Driver Lamp-Style Retrofit Kits (UL Type B) | Standard | FALSE | [9 empty] | 41705 |  |  | NotYetVerified |  | 3 | 2350 | 104 | 22.5 | 20 | 0.9 | 4000
P00001EQP | High Energy Group/LEDGREEN | High Energy Group/LEDGREEN | LEDG-T8-HEG-4F18W-EXT 40F [Qualified only with fixed end caps] | Linear Replacement Lamp | Four-Foot | 2-lamp External Driver Lamp-Style Retrofit Kits (UL Type C) | Standard | FALSE | [9 empty] | 41705 |  |  | NotYetVerified |  | 3 | 1600 | 100 | 16 |  |  | 4000
P00000XHU | James Trading Company Limited | JAMES | ZY-T5-15W1200 BONX (3000K Frosted) | Linear Replacement Lamp | Four-Foot | 2-lamp External Driver Lamp-Style Retrofit Kits (UL Type C) | Standard | TRUE | 1677 | 106.8 | 15.8 | 18.17 | 0.871 | 2977 | 82 | 5 | 50000 | 41704 |  |  | NotYetVerified | Lastx represents either s for single-end power input or T for double-end inputs | 3 | 1677 | 106.8 | 15.8 | 20 | 0.9 | 3000 | 83
P00000XI3 | James Trading Company Limited | JAMES | ZY-T5-15W1200 BONX (5000K Clear) | Linear Replacement Lamp | Four-Foot | 2-lamp External Driver Lamp-Style Retrofit Kits (UL Type C) | Standard | FALSE | [9 empty] | 41704 |  |  | NotYetVerified | Lastx represents either s for single-end power input or T for double-end inputs | 3 | 1778 | 109.1 | 16.3 | 20 | 0.9 | 5000 | 83
P00000XHY | James Trading Company Limited | JAMES | ZY-T5-15W1200 BONX (5000K Frosted) | Linear Replacement Lamp | Four-Foot | 2-lamp External Driver Lamp-Style Retrofit Kits (UL Type C) | Standard | FALSE | [9 empty] | 41704 |  |  | NotYetVerified | Lastx represents either s for single-end power input or T for double-end inputs | 3 | 1778 | 109.1 | 16.3 | 20 | 0.9 | 5000 | 83
P00000XI2 | James Trading Company Limited | JAMES | ZY-T5-15W1200 BONX (4500K Clear) | Linear Replacement Lamp | Four-Foot | 2-lamp External Driver Lamp-Style Retrofit Kits (UL Type C) | Standard | FALSE | [9 empty] | 41704 |  |  | NotYetVerified |  | 3 | 1650 | 101.2 | 16.3 | 20 | 0.9 | 4500 | 83
P00000XHX | James Trading Company Limited | JAMES | ZY-T5-15W1200 BONX (4500K Frosted) | Linear Replacement Lamp | Four-Foot | 2-lamp External Driver Lamp-Style Retrofit Kits (UL Type C) | Standard | FALSE | [9 empty] | 41704 |  |  | NotYetVerified |  | 3 | 1650 | 101.2 | 16.3 | 20 | 0.9 | 4500 | 83
P00000XI1 | James Trading Company Limited | JAMES | ZY-T5-15W1200 BONX (4000K Clear) | Linear Replacement Lamp | Four-Foot | 2-lamp External Driver Lamp-Style Retrofit Kits (UL Type C) | Standard | FALSE | [9 empty] | 41704 |  |  | NotYetVerified |  | 3 | 1650 | 101.2 | 16.3 | 20 | 0.9 | 4000 | 83
P00000XHW | James Trading Company Limited | JAMES | ZY-T5-15W1200 BONX (4000K Frosted) | Linear Replacement Lamp | Four-Foot | 2-lamp External Driver Lamp-Style Retrofit Kits (UL Type C) | Standard | FALSE | [9 empty] | 41704 |  |  | NotYetVerified |  | 3 | 1650 | 101.2 | 16.3 | 20 | 0.9 | 4000 | 83
P00000XI0 | James Trading Company Limited | JAMES | ZY-T5-15W1200 BONX (3500K Clear) | Linear Replacement Lamp | Four-Foot | 2-lamp External Driver Lamp-Style Retrofit Kits (UL Type C) | Standard | FALSE | [9 empty] | 41704 |  |  | NotYetVerified |  | 3 | 1650 | 101.2 | 16.3 | 20 | 0.9 | 3500 | 83
P00000XHV | James Trading Company Limited | JAMES | ZY-T5-15W1200 BONX (3500K Frosted) | Linear Replacement Lamp | Four-Foot | 2-lamp External Driver Lamp-Style Retrofit Kits (UL Type C) | Standard | FALSE | [9 empty] | 41704 |  |  | NotYetVerified |  | 3 | 1650 | 101.2 | 16.3 | 20 | 0.9 | 3500 | 83
P00000XHZ | James Trading Company Limited | JAMES | ZY-T5-15W1200 BONX (3000K Clear) | Linear Replacement Lamp | Four-Foot | 2-lamp External Driver Lamp-Style Retrofit Kits (UL Type C) | Standard | FALSE | [9 empty] | 41704 |  |  | NotYetVerified | Lastx represents either s for single-end power input or T for double-end inputs | 3 | 1677 | 106.8 | 15.7 | 20 | 0.9 | 3000 | 83
P000012VN | LEDVANCE LLC (formerly OSRAM SYLVANIA INC) | SYLVANIA ULTRA LED T8 HE | LED19T8/L48/F/1x2HE/830/UNV | Linear Replacement Lamp | Four-Foot | 2-lamp External Driver Lamp-Style Retrofit Kits (UL Type C) | Standard | TRUE | 2244.92 | 117.78 | 19.06 | 23.85 | 0.91 | 2997 | 81.7 | 5 | 60000 | 41703 |  |  | NotYetVerified |  | 3 | 2025 | 107 | 19 | 20 | 0.9 | 3000 | 80
P000012VU | LEDVANCE LLC (formerly OSRAM SYLVANIA INC) | SYLVANIA ULTRA LED T8 HE | LED19T8/L48/F/1x1HE/850/UNV | Linear Replacement Lamp | Four-Foot | 2-lamp External Driver Lamp-Style Retrofit Kits (UL Type C) | Standard | FALSE | [9 empty] | 41703 |  |  | NotYetVerified |  | 3 | 2300 | 121 | 19 | 20 | 0.9 | 5000 | 80
P000012VQ | LEDVANCE LLC (formerly OSRAM SYLVANIA INC) | SYLVANIA ULTRA LED T8 HE | LED19T8/L48/F/1x2HE/850/UNV | Linear Replacement Lamp | Four-Foot | 2-lamp External Driver Lamp-Style Retrofit Kits (UL Type C) | Standard | FALSE | [9 empty] | 41703 |  |  | NotYetVerified |  | 3 | 2300 | 121 | 19 | 20 | 0.9 | 5000 | 80
P000012VT | LEDVANCE LLC (formerly OSRAM SYLVANIA INC) | SYLVANIA ULTRA LED T8 HE | LED19T8/L48/F/1x1HE/841/UNV | Linear Replacement Lamp | Four-Foot | 2-lamp External Driver Lamp-Style Retrofit Kits (UL Type C) | Standard | FALSE | [9 empty] | 41703 |  |  | NotYetVerified |  | 3 | 2200 | 116 | 19 | 20 | 0.9 | 4100 | 80
P000012VP | LEDVANCE LLC (formerly OSRAM SYLVANIA INC) | SYLVANIA ULTRA LED T8 HE | LED19T8/L48/F/1x2HE/841/UNV | Linear Replacement Lamp | Four-Foot | 2-lamp External Driver Lamp-Style Retrofit Kits (UL Type C) | Standard | FALSE | [9 empty] | 41703 |  |  | NotYetVerified |  | 3 | 2200 | 116 | 19 | 20 | 0.9 | 4100 | 80
P000012VS | LEDVANCE LLC (formerly OSRAM SYLVANIA INC) | SYLVANIA ULTRA LED T8 HE | LED19T8/L48/F/1x1HE/835/UNV | Linear Replacement Lamp | Four-Foot | 2-lamp External Driver Lamp-Style Retrofit Kits (UL Type C) | Standard | FALSE | [9 empty] | 41703 |  |  | NotYetVerified |  | 3 | 2125 | 112 | 19 | 20 | 0.9 | 3500 | 80
P000012VO | LEDVANCE LLC (formerly OSRAM SYLVANIA INC) | SYLVANIA ULTRA LED T8 HE | LED19T8/L48/F/1x2HE/835/UNV | Linear Replacement Lamp | Four-Foot | 2-lamp External Driver Lamp-Style Retrofit Kits (UL Type C) | Standard | FALSE | [9 empty] | 41703 |  |  | NotYetVerified |  | 3 | 2125 | 112 | 19 | 20 | 0.9 | 3500 | 80
P000012VR | LEDVANCE LLC (formerly OSRAM SYLVANIA INC) | SYLVANIA ULTRA LED T8 HE | LED19T8/L48/F/1x1HE/830/UNV | Linear Replacement Lamp | Four-Foot | 2-lamp External Driver Lamp-Style Retrofit Kits (UL Type C) | Standard | FALSE | [9 empty] | 41703 |  |  | NotYetVerified |  | 3 | 2025 | 107 | 19 | 20 | 0.9 | 3000 | 80
P000018YR | Shenzhen Beson Technology Co. Ltd | Beson | BS813-4F16W-ASNT-MF(4000K) | Linear Replacement Lamp | Four-Foot | Internal Driver Lamp-Style Retrofit Kits (UL Type B) | Standard | TRUE | 1614.4 | 102.2 | 15.8 | 12.05 | 0.9 | 4128 | 83 | 5 | 50000 | 41702 |  |  | NotYetVerified |  | 3 | 1600 | 100 | 16 |  | 0.99 | 4000 | 80
P000018YU | Shenzhen Beson Technology Co. Ltd | Beson | BS813-4F16W-ASNO-MF(5000K) | Linear Replacement Lamp | Four-Foot | Internal Driver Lamp-Style Retrofit Kits (UL Type B) | Standard | FALSE | [9 empty] | 41702 |  |  | NotYetVerified |  | 3 | 1600 | 100 | 16 |  |  | 5000 | 83
P000018YT | Shenzhen Beson Technology Co. Ltd | Beson | BS813-4F16W-ASNT-MF(5000K) | Linear Replacement Lamp | Four-Foot | Internal Driver Lamp-Style Retrofit Kits (UL Type B) | Standard | FALSE | [9 empty] | 41702 |  |  | NotYetVerified |  | 3 | 1600 | 100 | 16 |  | 0.99 | 5000 | 83
P000018YS | Shenzhen Beson Technology Co. Ltd | Beson | BS813-4F16W-ASNO-MF(4000K) | Linear Replacement Lamp | Four-Foot | Internal Driver Lamp-Style Retrofit Kits (UL Type B) | Standard | FALSE | [9 empty] | 41702 |  |  | NotYetVerified |  | 3 | 1600 | 100 | 16 |  |  | 4000 | 80
P000005T0 | Bravoled Lighting Manufacturing Co. Ltd. | Bravoled | BL-T8-18W 1200 WINZ+ 50C [Qualified only with fixed end caps] | Linear Replacement Lamp | Four-Foot | Internal Driver Lamp-Style Retrofit Kits (UL Type B) | Standard | FALSE | [9 empty] | 41702 | Not Yet Verified | Not Yet Verified | NotYetVerified |  | 3 | 2382.1 | 128.2 | 18.5 | 18.5 | 0.92 | 4858 | 83.1
P000005T2 | Bravoled Lighting Manufacturing Co. Ltd. | Bravoled | BL-T8-18W 1200 WINZ+ 40F [Qualified only with fixed end caps] | Linear Replacement Lamp | Four-Foot | Internal Driver Lamp-Style Retrofit Kits (UL Type B) | Standard | FALSE | [9 empty] | 41702 | Not Yet Verified | Not Yet Verified | NotYetVerified |  | 3 | 2111.3 | 115.3 | 18.3 | 18.4 | 0.91 | 4000 | 82.9
P000005TE | Bravoled Lighting Manufacturing Co. Ltd. | Bravoled | BL-T8-22W1200 WINZ 40C [Qualified only with fixed end caps] | Linear Replacement Lamp | Four-Foot | Internal Driver Lamp-Style Retrofit Kits (UL Type B) | Standard | FALSE | [9 empty] | 41702 | Not Yet Verified | Not Yet Verified | NotYetVerified |  | 3 | 2505.5 | 115.4 | 21.7 | 18.1 | 0.92 | 4000 | 82.9
P000005TP | Bravoled Lighting Manufacturing Co. Ltd. | Bravoled | BL-T8-18W1200 WONZ 35F {Qualified only with fixed end caps} | Linear Replacement Lamp | Four-Foot | 2-lamp External Driver Lamp-Style Retrofit Kits (UL Type C) | Standard | FALSE | [9 empty] | 41702 | Not Yet Verified | Not Yet Verified | NotYetVerified |  | 3 | 1600 | 100 | 16 | 20 | 0.95 | 3500 | 80
P000005TR | Bravoled Lighting Manufacturing Co. Ltd. | Bravoled | BL-T8-22W1200 WINZ 35F [Qualified only with fixed end caps] | Linear Replacement Lamp | Four-Foot | Internal Driver Lamp-Style Retrofit Kits (UL Type B) | Standard | FALSE | [9 empty] | 41702 | Not Yet Verified | Not Yet Verified | NotYetVerified | Updated on 1/19/2017 | 3 | 2562.1 | 115.9 | 22.1 | 18.4 | 0.91 | 3500 | 83
P00001ITY | A-LED-LIGHTS | A-LED-LIGHTS | ALED-T8-18W 1200 WINZ+ 30F [Qualified only with fixed end caps] | Linear Replacement Lamp | Four-Foot | Internal Driver Lamp-Style Retrofit Kits (UL Type B) | Standard | TRUE | 1620 | 99.98 | 16.2 | 12.8 | 0.961 | 2978 | 81 | 5 | 50000 | 41691 |  |  | NotYetVerified |  | 3 | 1600 | 100 | 18 |  | 0.95 | 3000 | 80
P00001IU0 | A-LED-LIGHTS | A-LED-LIGHTS | ALED-T8-18W 1200 WINZ+ 50F [Qualified only with fixed end caps] | Linear Replacement Lamp | Four-Foot | Internal Driver Lamp-Style Retrofit Kits (UL Type B) | Standard | FALSE | [9 empty] | 41691 | Not Yet Verified | Not Yet Verified | NotYetVerified |  | 3 | 1800 | 100 | 18 |  | 0.95 | 5000 | 80
P00001ITZ | A-LED-LIGHTS | A-LED-LIGHTS | ALED-T8-18W 1200 WINZ+ 40F [Qualified only with fixed end caps] | Linear Replacement Lamp | Four-Foot | Internal Driver Lamp-Style Retrofit Kits (UL Type B) | Standard | FALSE | [9 empty] | 41691 | Not Yet Verified | Not Yet Verified | NotYetVerified |  | 3 | 1650 | 100 | 18 |  | 0.95 | 4000 | 80
P00000XFM | James Trading Company Limited | JAMES | ZY-T8-18W1200 BONXÂ (3000K FROSTED COVER) | Linear Replacement Lamp | Four-Foot | 2-lamp External Driver Lamp-Style Retrofit Kits (UL Type C) | Standard | TRUE | 2603 | 142.24 | 18.3 | 11.37 | 0.937 | 3013 | 82.4 | 5 | 50000 | 41690 |  |  | NotYetVerified | Lastx represents either s for single-end power input or T for double-end inputs; Update on 11/22/2016 | 4 | 2603 | 142.24 | 18.3 | 11.37 | 0.937 | 3000 | 83
P00000XEI | James Trading Company Limited | JAMES | ZY-T8-22W1200 BONX (3000K FROSTED COVER) | Linear Replacement Lamp | Four-Foot | 2-lamp External Driver Lamp-Style Retrofit Kits (UL Type C) | Standard | TRUE | 2787 | 130.6 | 21.34 | 9.87 | 0.9491 | 2996 | 82.1 | 5 | 50000 | 41690 |  |  | NotYetVerified |  | 3 | 2787 | 130.6 | 21.34 | 20 | 0.9 | 3000 | 83
P00000XER | James Trading Company Limited | JAMES | ZY-T8-22W1200 BONX (5000KÂ CLEAR COVER) | Linear Replacement Lamp | Four-Foot | 2-lamp External Driver Lamp-Style Retrofit Kits (UL Type C) | Standard | FALSE | [9 empty] | 41690 |  |  | NotYetVerified |  | 3 | 2787 | 130.6 | 21.34 | 20 | 0.9 | 5000 | 83
P00000XEM | James Trading Company Limited | JAMES | ZY-T8-22W1200 BONX 5000K FROSTED COVER) | Linear Replacement Lamp | Four-Foot | 2-lamp External Driver Lamp-Style Retrofit Kits (UL Type C) | Standard | FALSE | [9 empty] | 41690 |  |  | NotYetVerified |  | 3 | 3024 | 141.64 | 21.35 | 20 | 0.9 | 5000 | 83
P00000XFV | James Trading Company Limited | JAMES | ZY-T8-18W1200 BONX (5000KÂ CLEAR COVER) | Linear Replacement Lamp | Four-Foot | 2-lamp External Driver Lamp-Style Retrofit Kits (UL Type C) | Standard | FALSE | [9 empty] | 41690 |  |  | NotYetVerified | Lastx represents either s for single-end power input or T for double-end inputs; Update on 11/22/2016 | 4 | 2603 | 142.24 | 18.3 | 11.37 | 0.937 | 5000 | 83
P00000XFQ | James Trading Company Limited | JAMES | ZY-T8-18W1200 BONX (5000K FROSTED COVER) | Linear Replacement Lamp | Four-Foot | 2-lamp External Driver Lamp-Style Retrofit Kits (UL Type C) | Standard | FALSE | [9 empty] | 41690 |  |  | NotYetVerified | Lastx represents either s for single-end power input or T for double-end inputs; Update on 11/22/2016 | 4 | 2603 | 142.24 | 18.3 | 11.37 | 0.937 | 5000 | 83
P00000XGA | James Trading Company Limited | JAMES | ZY-T8-18W1200 BODX (5000K FROSTED COVER) | Linear Replacement Lamp | Four-Foot | 2-lamp External Driver Lamp-Style Retrofit Kits (UL Type C) | Standard | FALSE | [9 empty] | 41690 |  |  | NotYetVerified | Lastx represents either s for single-end power input or T for double-end inputs; Update on 11/22/2016 | 4 | 2603 | 142.24 | 18.3 | 20 | 0.9 | 5000 | 83
P00000XFB | James Trading Company Limited | JAMES | ZY-T8-22W1200 BODX (5000KÂ CLEAR COVER) | Linear Replacement Lamp | Four-Foot | 2-lamp External Driver Lamp-Style Retrofit Kits (UL Type C) | Standard | FALSE | [9 empty] | 41690 |  |  | NotYetVerified |  | 3 | 2787 | 130.6 | 21.34 | 20 | 0.9 | 5000 | 83
P00000XF6 | James Trading Company Limited | JAMES | ZY-T8-22W1200 BODX 5000K FROSTED COVER) | Linear Replacement Lamp | Four-Foot | 2-lamp External Driver Lamp-Style Retrofit Kits (UL Type C) | Standard | FALSE | [9 empty] | 41690 |  |  | NotYetVerified |  | 3 | 3024 | 141.64 | 21.35 | 20 | 0.9 | 5000 | 83
P00000XEQ | James Trading Company Limited | JAMES | ZY-T8-22W1200 BONX (4500KÂ CLEAR COVER) | Linear Replacement Lamp | Four-Foot | 2-lamp External Driver Lamp-Style Retrofit Kits (UL Type C) | Standard | FALSE | [9 empty] | 41690 |  |  | NotYetVerified |  | 3 | 3024 | 141.64 | 21.35 | 20 | 0.9 | 4500 | 83
P00000XEL | James Trading Company Limited | JAMES | ZY-T8-22W1200 BONX 4500K FROSTED COVER) | Linear Replacement Lamp | Four-Foot | 2-lamp External Driver Lamp-Style Retrofit Kits (UL Type C) | Standard | FALSE | [9 empty] | 41690 |  |  | NotYetVerified |  | 3 | 2787 | 130.6 | 21.34 | 20 | 0.9 | 4500 | 83
P00000XFU | James Trading Company Limited | JAMES | ZY-T8-18W1200 BONX (4500KÂ CLEAR COVER) | Linear Replacement Lamp | Four-Foot | 2-lamp External Driver Lamp-Style Retrofit Kits (UL Type C) | Standard | FALSE | [9 empty] | 41690 |  |  | NotYetVerified | Lastx represents either s for single-end power input or T for double-end inputs; Update on 11/22/2016 | 4 | 2603 | 142.24 | 18.3 | 11.37 | 0.937 | 4500 | 83
P00000XFP | James Trading Company Limited | JAMES | ZY-T8-18W1200 BONX (4500K FROSTED COVER) | Linear Replacement Lamp | Four-Foot | 2-lamp External Driver Lamp-Style Retrofit Kits (UL Type C) | Standard | FALSE | [9 empty] | 41690 |  |  | NotYetVerified | Lastx represents either s for single-end power input or T for double-end inputs; Update on 11/22/2016 | 4 | 2603 | 142.24 | 18.3 | 11.37 | 0.937 | 4500 | 83
P00000XG9 | James Trading Company Limited | JAMES | ZY-T8-18W1200 BODX (4500K FROSTED COVER) | Linear Replacement Lamp | Four-Foot | 2-lamp External Driver Lamp-Style Retrofit Kits (UL Type C) | Standard | FALSE | [9 empty] | 41690 |  |  | NotYetVerified | Lastx represents either s for single-end power input or T for double-end inputs; Update on 11/22/2016 | 4 | 2603 | 142.24 | 18.3 | 20 | 0.9 | 4500 | 83
P00000XFA | James Trading Company Limited | JAMES | ZY-T8-22W1200 BODX (4500KÂ CLEAR COVER) | Linear Replacement Lamp | Four-Foot | 2-lamp External Driver Lamp-Style Retrofit Kits (UL Type C) | Standard | FALSE | [9 empty] | 41690 |  |  | NotYetVerified |  | 3 | 3024 | 141.64 | 21.35 | 20 | 0.9 | 4500 | 83
P00000XF5 | James Trading Company Limited | JAMES | ZY-T8-22W1200 BODX 4500K FROSTED COVER) | Linear Replacement Lamp | Four-Foot | 2-lamp External Driver Lamp-Style Retrofit Kits (UL Type C) | Standard | FALSE | [9 empty] | 41690 |  |  | NotYetVerified |  | 3 | 2787 | 130.6 | 21.34 | 20 | 0.9 | 4500 | 83
P00000XEP | James Trading Company Limited | JAMES | ZY-T8-22W1200 BONX (4000KÂ CLEAR COVER) | Linear Replacement Lamp | Four-Foot | 2-lamp External Driver Lamp-Style Retrofit Kits (UL Type C) | Standard | FALSE | [9 empty] | 41690 |  |  | NotYetVerified |  | 3 | 2787 | 130.6 | 21.34 | 20 | 0.9 | 4000 | 83
P00000XEK | James Trading Company Limited | JAMES | ZY-T8-22W1200 BONX 4000K FROSTED COVER) | Linear Replacement Lamp | Four-Foot | 2-lamp External Driver Lamp-Style Retrofit Kits (UL Type C) | Standard | FALSE | [9 empty] | 41690 |  |  | NotYetVerified |  | 3 | 3024 | 141.64 | 21.35 | 20 | 0.9 | 4000 | 83
P00000XFT | James Trading Company Limited | JAMES | ZY-T8-18W1200 BONX (4000KÂ CLEAR COVER) | Linear Replacement Lamp | Four-Foot | 2-lamp External Driver Lamp-Style Retrofit Kits (UL Type C) | Standard | FALSE | [9 empty] | 41690 |  |  | NotYetVerified | Lastx represents either s for single-end power input or T for double-end inputs; Update on 11/22/2016 | 4 | 2603 | 142.24 | 18.3 | 11.37 | 0.937 | 4000 | 83
P00000XFO | James Trading Company Limited | JAMES | ZY-T8-18W1200 BONX (4000K FROSTED COVER) | Linear Replacement Lamp | Four-Foot | 2-lamp External Driver Lamp-Style Retrofit Kits (UL Type C) | Standard | FALSE | [9 empty] | 41690 |  |  | NotYetVerified | Lastx represents either s for single-end power input or T for double-end inputs; Update on 11/22/2016 | 4 | 2603 | 142.24 | 18.3 | 11.37 | 0.937 | 4000 | 83
P00000XG8 | James Trading Company Limited | JAMES | ZY-T8-18W1200 BODX (4000K FROSTED COVER) | Linear Replacement Lamp | Four-Foot | 2-lamp External Driver Lamp-Style Retrofit Kits (UL Type C) | Standard | FALSE | [9 empty] | 41690 |  |  | NotYetVerified | Lastx represents either s for single-end power input or T for double-end inputs; Update on 11/22/2016 | 4 | 2603 | 142.24 | 18.3 | 20 | 0.9 | 4000 | 83
P00000XF9 | James Trading Company Limited | JAMES | ZY-T8-22W1200 BODX (4000KÂ CLEAR COVER) | Linear Replacement Lamp | Four-Foot | 2-lamp External Driver Lamp-Style Retrofit Kits (UL Type C) | Standard | FALSE | [9 empty] | 41690 |  |  | NotYetVerified |  | 3 | 2787 | 130.6 | 21.34 | 20 | 0.9 | 4000 | 83
P00000XF4 | James Trading Company Limited | JAMES | ZY-T8-22W1200 BODX 4000K FROSTED COVER) | Linear Replacement Lamp | Four-Foot | 2-lamp External Driver Lamp-Style Retrofit Kits (UL Type C) | Standard | FALSE | [9 empty] | 41690 |  |  | NotYetVerified |  | 3 | 3024 | 141.64 | 21.35 | 20 | 0.9 | 4000 | 83
P00000XEO | James Trading Company Limited | JAMES | ZY-T8-22W1200 BONX (3500KÂ CLEAR COVER) | Linear Replacement Lamp | Four-Foot | 2-lamp External Driver Lamp-Style Retrofit Kits (UL Type C) | Standard | FALSE | [9 empty] | 41690 |  |  | NotYetVerified |  | 3 | 3024 | 141.64 | 21.35 | 20 | 0.9 | 3500 | 83
P00000XEJ | James Trading Company Limited | JAMES | ZY-T8-22W1200 BONX (3500K FROSTED COVER) | Linear Replacement Lamp | Four-Foot | 2-lamp External Driver Lamp-Style Retrofit Kits (UL Type C) | Standard | FALSE | [9 empty] | 41690 |  |  | NotYetVerified |  | 3 | 2787 | 130.6 | 21.34 | 20 | 0.9 | 3500 | 83
P00000XFS | James Trading Company Limited | JAMES | ZY-T8-18W1200 BONX (3500KÂ CLEAR COVER) | Linear Replacement Lamp | Four-Foot | 2-lamp External Driver Lamp-Style Retrofit Kits (UL Type C) | Standard | FALSE | [9 empty] | 41690 |  |  | NotYetVerified | Lastx represents either s for single-end power input or T for double-end inputs; Update on 11/22/2016 | 4 | 2603 | 142.24 | 18.3 | 11.37 | 0.937 | 3500 | 83
P00000XFN | James Trading Company Limited | JAMES | ZY-T8-18W1200 BONX (3500K FROSTED COVER) | Linear Replacement Lamp | Four-Foot | 2-lamp External Driver Lamp-Style Retrofit Kits (UL Type C) | Standard | FALSE | [9 empty] | 41690 |  |  | NotYetVerified | Lastx represents either s for single-end power input or T for double-end inputs; Update on 11/22/2016 | 4 | 2603 | 142.24 | 18.3 | 11.37 | 0.937 | 3500 | 83
P00000XG7 | James Trading Company Limited | JAMES | ZY-T8-18W1200 BODX (3500K FROSTED COVER) | Linear Replacement Lamp | Four-Foot | 2-lamp External Driver Lamp-Style Retrofit Kits (UL Type C) | Standard | FALSE | [9 empty] | 41690 |  |  | NotYetVerified | Lastx represents either s for single-end power input or T for double-end inputs; Update on 11/22/2016 | 4 | 2603 | 142.24 | 18.3 | 20 | 0.9 | 3500 | 83
P00000XF8 | James Trading Company Limited | JAMES | ZY-T8-22W1200 BODX (3500KÂ CLEAR COVER) | Linear Replacement Lamp | Four-Foot | 2-lamp External Driver Lamp-Style Retrofit Kits (UL Type C) | Standard | FALSE | [9 empty] | 41690 |  |  | NotYetVerified |  | 3 | 3024 | 141.64 | 21.35 | 20 | 0.9 | 3500 | 83
P00000XF3 | James Trading Company Limited | JAMES | ZY-T8-22W1200 BODX (3500K FROSTED COVER) | Linear Replacement Lamp | Four-Foot | 2-lamp External Driver Lamp-Style Retrofit Kits (UL Type C) | Standard | FALSE | [9 empty] | 41690 |  |  | NotYetVerified |  | 3 | 2787 | 130.6 | 21.34 | 20 | 0.9 | 3500 | 83
P00000XEN | James Trading Company Limited | JAMES | ZY-T8-22W1200 BONX (3000KÂ CLEAR COVER) | Linear Replacement Lamp | Four-Foot | 2-lamp External Driver Lamp-Style Retrofit Kits (UL Type C) | Standard | FALSE | [9 empty] | 41690 |  |  | NotYetVerified |  | 3 | 3024 | 141.64 | 21.35 | 20 | 0.9 | 3000 | 83
P00000XFR | James Trading Company Limited | JAMES | ZY-T8-18W1200 BONX (3000KÂ CLEAR COVER) | Linear Replacement Lamp | Four-Foot | 2-lamp External Driver Lamp-Style Retrofit Kits (UL Type C) | Standard | FALSE | [9 empty] | 41690 |  |  | NotYetVerified | Lastx represents either s for single-end power input or T for double-end inputs; Update on 11/22/2016 | 4 | 2603 | 142.24 | 18.3 | 11.37 | 0.937 | 3000 | 83
P00000XF7 | James Trading Company Limited | JAMES | ZY-T8-22W1200 BODX (3000KÂ CLEAR COVER) | Linear Replacement Lamp | Four-Foot | 2-lamp External Driver Lamp-Style Retrofit Kits (UL Type C) | Standard | FALSE | [9 empty] | 41690 |  |  | NotYetVerified |  | 3 | 3024 | 141.64 | 21.35 | 20 | 0.9 | 3000 | 83
P00000XF2 | James Trading Company Limited | JAMES | ZY-T8-22W1200 BODX (3000K FROSTED COVER) | Linear Replacement Lamp | Four-Foot | 2-lamp External Driver Lamp-Style Retrofit Kits (UL Type C) | Standard | FALSE | [9 empty] | 41690 |  |  | NotYetVerified |  | 3 | 2787 | 130.6 | 21.34 | 20 | 0.9 | 3000 | 83
P00001ASU | Taizhou JiaoGuang Lighting Co. Ltd. | LIGHT THE FUTURE | RG114-4000K | Linear Replacement Lamp | Four-Foot | Internal Driver Lamp-Style Retrofit Kits (UL Type B) | Standard | TRUE | 1938.02 | 107.49 | 18.03 | 9.3 | 0.91 | 3977 | 82.5 | 5 | 50000 | 41684 |  |  | NotYetVerified |  | 3 | 1800 |  | 18 | 10 | 0.9 | 4000 | 80
P000018YN | Shenzhen Beson Technology Co. Ltd | Beson | BS805-4F23W-AEDO-MF(4000K) | Linear Replacement Lamp | Four-Foot | 2-lamp External Driver Lamp-Style Retrofit Kits (UL Type C) | Standard | TRUE | 2450.49 | 101.47 | 24.15 | 17.41 | 0.9 | 4118 | 83.6 | 5 | 50000 | 41684 |  |  | NotYetVerified |  | 3 | 2500 | 108.7 | 23 |  | 0.99 | 4000 | 83
P00001ASV | Taizhou JiaoGuang Lighting Co. Ltd. | LIGHT THE FUTURE | RG114-4500K | Linear Replacement Lamp | Four-Foot | Internal Driver Lamp-Style Retrofit Kits (UL Type B) | Standard | FALSE | [9 empty] | 41684 |  |  | NotYetVerified |  | 3 | 2000 | 111 | 18 | 10 | 0.9 | 5000 | 80
P00001ASW | Taizhou JiaoGuang Lighting Co. Ltd. | LIGHT THE FUTURE | RG114-5000K | Linear Replacement Lamp | Four-Foot | Internal Driver Lamp-Style Retrofit Kits (UL Type B) | Standard | FALSE | [9 empty] | 41684 |  |  | NotYetVerified |  | 3 | 2000 | 111 | 18 | 10 | 0.9 | 4500 | 80
P000018YO | Shenzhen Beson Technology Co. Ltd | Beson | BS805-4F23W-AEDO-MF(5000K) | Linear Replacement Lamp | Four-Foot | 2-lamp External Driver Lamp-Style Retrofit Kits (UL Type C) | Standard | FALSE | [9 empty] | 41684 |  |  | NotYetVerified | External Driver | 3 | 2500 | 108.7 | 23 |  | 0.99 | 4000 | 83
P00000YN9 | Kumho Electric | Kumho | FL/T8-32W/17W IU 350 | Linear Replacement Lamp | Four-Foot | Replacement Lamps (plug and play) (UL Type A) | Standard | TRUE | 1995.65 | 104 | 19.23 | 9 | 0.98 | 3457 | 83 | 5 | 50000 | 41682 |  |  | NotYetVerified |  | 3 | 2100 | 100 | 17 |  | 0.9 | 3500 | 80
P00000YNB | Kumho Electric | Kumho | FL/T8-32W/17W IU 500 | Linear Replacement Lamp | Four-Foot | Replacement Lamps (plug and play) (UL Type A) | Standard | FALSE | [9 empty] | 41682 |  |  | NotYetVerified |  | 3 | 2100 | 100 | 17 |  | 0.9 | 5000 | 80
P00000YNA | Kumho Electric | Kumho | FL/T8-32W/17W IU 410 | Linear Replacement Lamp | Four-Foot | Replacement Lamps (plug and play) (UL Type A) | Standard | FALSE | [9 empty] | 41682 |  |  | NotYetVerified |  | 3 | 2100 | 100 | 17 |  | 0.9 | 4100 | 80
P00000XDE | James Trading Company Limited | JAMES | ZY-T8-15W1200 BONX (3000K FROSTED COVER)[ZY-15W-6 Driver] | Linear Replacement Lamp | Four-Foot | 2-lamp External Driver Lamp-Style Retrofit Kits (UL Type C) | Standard | TRUE | 1767 | 111.1 | 15.9 | 18.15 | 0.8703 | 2949 | 82 | 5 | 50000 | 41676 |  |  | NotYetVerified | Lastx represents either s for single-end power input or T for double-end inputs | 3 | 1760 | 111 | 16 | 20 | 0.9 | 3000 | 83
P00000XDN | James Trading Company Limited | JAMES | ZY-T8-15W1200 BONX (5000KÂ CLEAR COVER)[ZY-15W-6 Driver] | Linear Replacement Lamp | Four-Foot | 2-lamp External Driver Lamp-Style Retrofit Kits (UL Type C) | Standard | FALSE | [9 empty] | 41676 |  |  | NotYetVerified | Lastx represents either s for single-end power input or T for double-end inputs | 3 | 1767 | 111.1 | 15.9 | 20 | 0.9 | 5000 | 83
P00000XDI | James Trading Company Limited | JAMES | ZY-T8-15W1200 BONX (5000K FROSTED COVER)[ZY-15W-6 Driver] | Linear Replacement Lamp | Four-Foot | 2-lamp External Driver Lamp-Style Retrofit Kits (UL Type C) | Standard | FALSE | [9 empty] | 41676 |  |  | NotYetVerified | Lastx represents either s for single-end power input or T for double-end inputs | 3 | 1767 | 111.1 | 15.9 | 20 | 0.9 | 5000 | 83
P00000XE7 | James Trading Company Limited | JAMES | ZY-T8-15W1200 BODX (5000KÂ CLEAR COVER)[ZY-15W-6 Driver] | Linear Replacement Lamp | Four-Foot | 2-lamp External Driver Lamp-Style Retrofit Kits (UL Type C) | Standard | FALSE | [9 empty] | 41676 |  |  | NotYetVerified | Lastx represents either s for single-end power input or T for double-end inputs | 3 | 1767 | 111.1 | 15.9 | 20 | 0.9 | 5000 | 83
P00000XE2 | James Trading Company Limited | JAMES | ZY-T8-15W1200 BODX (5000K FROSTED COVER)[ZY-15W-6 Driver] | Linear Replacement Lamp | Four-Foot | 2-lamp External Driver Lamp-Style Retrofit Kits (UL Type C) | Standard | FALSE | [9 empty] | 41676 |  |  | NotYetVerified | Lastx represents either s for single-end power input or T for double-end inputs | 3 | 1767 | 111.1 | 15.9 | 20 | 0.9 | 5000 | 83
P00000XDM | James Trading Company Limited | JAMES | ZY-T8-15W1200 BONX (4500KÂ CLEAR COVER)[ZY-15W-6 Driver] | Linear Replacement Lamp | Four-Foot | 2-lamp External Driver Lamp-Style Retrofit Kits (UL Type C) | Standard | FALSE | [9 empty] | 41676 |  |  | NotYetVerified | Lastx represents either s for single-end power input or T for double-end inputs | 3 | 1760 | 110.7 | 15.9 | 20 | 0.9 | 4500 | 83
P00000XDH | James Trading Company Limited | JAMES | ZY-T8-15W1200 BONX (4500K FROSTED COVER)[ZY-15W-6 Driver] | Linear Replacement Lamp | Four-Foot | 2-lamp External Driver Lamp-Style Retrofit Kits (UL Type C) | Standard | FALSE | [9 empty] | 41676 |  |  | NotYetVerified | Lastx represents either s for single-end power input or T for double-end inputs | 3 | 1760 | 110.7 | 15.9 | 20 | 0.9 | 4500 | 83
P00000XE6 | James Trading Company Limited | JAMES | ZY-T8-15W1200 BODX (4500KÂ CLEAR COVER)[ZY-15W-6 Driver] | Linear Replacement Lamp | Four-Foot | 2-lamp External Driver Lamp-Style Retrofit Kits (UL Type C) | Standard | FALSE | [9 empty] | 41676 |  |  | NotYetVerified | Lastx represents either s for single-end power input or T for double-end inputs | 3 | 1760 | 110.7 | 15.9 | 20 | 0.9 | 4500 | 83
P00000XE1 | James Trading Company Limited | JAMES | ZY-T8-15W1200 BODX (4500K FROSTED COVER)[ZY-15W-6 Driver] | Linear Replacement Lamp | Four-Foot | 2-lamp External Driver Lamp-Style Retrofit Kits (UL Type C) | Standard | FALSE | [9 empty] | 41676 |  |  | NotYetVerified | Lastx represents either s for single-end power input or T for double-end inputs | 3 | 1760 | 110.7 | 15.9 | 20 | 0.9 | 4500 | 83
P00000XDL | James Trading Company Limited | JAMES | ZY-T8-15W1200 BONX (4000KÂ CLEAR COVER)[ZY-15W-6 Driver] | Linear Replacement Lamp | Four-Foot | 2-lamp External Driver Lamp-Style Retrofit Kits (UL Type C) | Standard | FALSE | [9 empty] | 41676 |  |  | NotYetVerified | Lastx represents either s for single-end power input or T for double-end inputs | 3 | 1760 | 110.7 | 15.9 | 20 | 0.9 | 4000 | 83
P00000XDG | James Trading Company Limited | JAMES | ZY-T8-15W1200 BONX (4000K FROSTED COVER)[ZY-15W-6 Driver] | Linear Replacement Lamp | Four-Foot | 2-lamp External Driver Lamp-Style Retrofit Kits (UL Type C) | Standard | FALSE | [9 empty] | 41676 |  |  | NotYetVerified | Lastx represents either s for single-end power input or T for double-end inputs | 3 | 1760 | 110.7 | 15.9 | 20 | 0.9 | 4000 | 83
P00000XE5 | James Trading Company Limited | JAMES | ZY-T8-15W1200 BODX (4000KÂ CLEAR COVER)[ZY-15W-6 Driver] | Linear Replacement Lamp | Four-Foot | 2-lamp External Driver Lamp-Style Retrofit Kits (UL Type C) | Standard | FALSE | [9 empty] | 41676 |  |  | NotYetVerified | Lastx represents either s for single-end power input or T for double-end inputs | 3 | 1760 | 110.7 | 15.9 | 20 | 0.9 | 4000 | 83
P00000XE0 | James Trading Company Limited | JAMES | ZY-T8-15W1200 BODX (4000K FROSTED COVER)[ZY-15W-6 Driver] | Linear Replacement Lamp | Four-Foot | 2-lamp External Driver Lamp-Style Retrofit Kits (UL Type C) | Standard | FALSE | [9 empty] | 41676 |  |  | NotYetVerified | Lastx represents either s for single-end power input or T for double-end inputs | 3 | 1760 | 110.7 | 15.9 | 20 | 0.9 | 4000 | 83
P00000XDK | James Trading Company Limited | JAMES | ZY-T8-15W1200 BONX (3500KÂ CLEAR COVER)[ZY-15W-6 Driver] | Linear Replacement Lamp | Four-Foot | 2-lamp External Driver Lamp-Style Retrofit Kits (UL Type C) | Standard | FALSE | [9 empty] | 41676 |  |  | NotYetVerified | Lastx represents either s for single-end power input or T for double-end inputs | 3 | 1760 | 110.7 | 15.9 | 20 | 0.9 | 3500 | 83
P00000XDF | James Trading Company Limited | JAMES | ZY-T8-15W1200 BONX (3500K FROSTED COVER)[ZY-15W-6 Driver] | Linear Replacement Lamp | Four-Foot | 2-lamp External Driver Lamp-Style Retrofit Kits (UL Type C) | Standard | FALSE | [9 empty] | 41676 |  |  | NotYetVerified | Lastx represents either s for single-end power input or T for double-end inputs | 3 | 1760 | 110.7 | 15.9 | 20 | 0.9 | 3500 | 83
P00000XE4 | James Trading Company Limited | JAMES | ZY-T8-15W1200 BODX (3500KÂ CLEAR COVER)[ZY-15W-6 Driver] | Linear Replacement Lamp | Four-Foot | 2-lamp External Driver Lamp-Style Retrofit Kits (UL Type C) | Standard | FALSE | [9 empty] | 41676 |  |  | NotYetVerified | Lastx represents either s for single-end power input or T for double-end inputs | 3 | 1760 | 110.7 | 15.9 | 20 | 0.9 | 3500 | 83
P00000XDZ | James Trading Company Limited | JAMES | ZY-T8-15W1200 BODX (3500K FROSTED COVER)[ZY-15W-6 Driver] | Linear Replacement Lamp | Four-Foot | 2-lamp External Driver Lamp-Style Retrofit Kits (UL Type C) | Standard | FALSE | [9 empty] | 41676 |  |  | NotYetVerified | Lastx represents either s for single-end power input or T for double-end inputs | 3 | 1760 | 110.7 | 15.9 | 20 | 0.9 | 3500 | 83
P00000XDJ | James Trading Company Limited | JAMES | ZY-T8-15W1200 BONX (3000KÂ CLEAR COVER)[ZY-15W-6 Driver] | Linear Replacement Lamp | Four-Foot | 2-lamp External Driver Lamp-Style Retrofit Kits (UL Type C) | Standard | FALSE | [9 empty] | 41676 |  |  | NotYetVerified | Lastx represents either s for single-end power input or T for double-end inputs | 3 | 1767 | 111.1 | 15.9 | 20 | 0.9 | 3000 | 83
P00000XE3 | James Trading Company Limited | JAMES | ZY-T8-15W1200 BODX (3000KÂ CLEAR COVER)[ZY-15W-6 Driver] | Linear Replacement Lamp | Four-Foot | 2-lamp External Driver Lamp-Style Retrofit Kits (UL Type C) | Standard | FALSE | [9 empty] | 41676 |  |  | NotYetVerified | Lastx represents either s for single-end power input or T for double-end inputs | 3 | 1767 | 111.1 | 15.9 | 20 | 0.9 | 3000 | 83
P00000XDY | James Trading Company Limited | JAMES | ZY-T8-15W1200 BODX (3000K FROSTED COVER)[ZY-15W-6 Driver] | Linear Replacement Lamp | Four-Foot | 2-lamp External Driver Lamp-Style Retrofit Kits (UL Type C) | Standard | FALSE | [9 empty] | 41676 |  |  | NotYetVerified | Lastx represents either s for single-end power input or T for double-end inputs | 3 | 1767 | 111.1 | 15.9 | 20 | 0.9 | 3000 | 83
P00000XCA | James Trading Company Limited | JAMES | ZY-T8-15W1200 BONX (3000K FROSTED COVER) | Linear Replacement Lamp | Four-Foot | 2-lamp External Driver Lamp-Style Retrofit Kits (UL Type C) | Standard | TRUE | 1976 | 131.03 | 15.08 | 5.47 | 0.885 | 3008 | 82.2 | 5 | 50000 | 41667 |  |  | NotYetVerified | Lastx represents either s for single-end power input or T for double-end inputs updated on 11/30/2016 | 3 | 2107 | 140 | 15 | 20 | 0.9 | 3000 | 83
P00000XCE | James Trading Company Limited | JAMES | ZY-T8-15W1200 BONX (5000K FROSTED COVER) | Linear Replacement Lamp | Four-Foot | 2-lamp External Driver Lamp-Style Retrofit Kits (UL Type C) | Standard | FALSE | [9 empty] | 41667 |  |  | NotYetVerified | Lastx represents either s for single-end power input or T for double-end inputs updated on 11/30/2016 | 3 | 2107 | 140 | 15 | 20 | 0.9 | 5000 | 83
P00000XCJ | James Trading Company Limited | JAMES | ZY-T8-15W1200 BONX (5000K CLEAR COVER) | Linear Replacement Lamp | Four-Foot | 2-lamp External Driver Lamp-Style Retrofit Kits (UL Type C) | Standard | FALSE | [9 empty] | 41667 |  |  | NotYetVerified | Lastx represents either s for single-end power input or T for double-end inputs updated on 11/30/2016 | 3 | 1976 | 131.03 | 15.08 | 20 | 0.9 | 5000 | 83
P00000XCY | James Trading Company Limited | JAMES | ZY-T8-15W1200 BODX (5000K FROSTED COVER) | Linear Replacement Lamp | Four-Foot | 2-lamp External Driver Lamp-Style Retrofit Kits (UL Type C) | Standard | FALSE | [9 empty] | 41667 |  |  | NotYetVerified | Lastx represents either s for single-end power input or T for double-end inputs updated on 11/30/2016 | 3 | 2107 | 140 | 15 | 20 | 0.9 | 5000 | 83
P00000XD3 | James Trading Company Limited | JAMES | ZY-T8-15W1200 BODX (5000KÂ CLEAR COVER) | Linear Replacement Lamp | Four-Foot | 2-lamp External Driver Lamp-Style Retrofit Kits (UL Type C) | Standard | FALSE | [9 empty] | 41667 |  |  | NotYetVerified | Lastx represents either s for single-end power input or T for double-end inputs updated on 11/30/2016 | 3 | 1976 | 131.03 | 15.08 | 20 | 0.9 | 5000 | 83
P00000XCD | James Trading Company Limited | JAMES | ZY-T8-15W1200 BONX (4500K FROSTED COVER) | Linear Replacement Lamp | Four-Foot | 2-lamp External Driver Lamp-Style Retrofit Kits (UL Type C) | Standard | FALSE | [9 empty] | 41667 |  |  | NotYetVerified | Lastx represents either s for single-end power input or T for double-end inputs updated on 11/30/2016 | 3 | 2107 | 140 | 15 | 20 | 0.9 | 4500 | 83
P00000XCI | James Trading Company Limited | JAMES | ZY-T8-15W1200 BONX (4500K CLEAR COVER) | Linear Replacement Lamp | Four-Foot | 2-lamp External Driver Lamp-Style Retrofit Kits (UL Type C) | Standard | FALSE | [9 empty] | 41667 |  |  | NotYetVerified | Lastx represents either s for single-end power input or T for double-end inputs updated on 11/30/2016 | 3 | 1976 | 131.03 | 15.08 | 20 | 0.9 | 4500 | 83
P00000XCX | James Trading Company Limited | JAMES | ZY-T8-15W1200 BODX (4500K FROSTED COVER) | Linear Replacement Lamp | Four-Foot | 2-lamp External Driver Lamp-Style Retrofit Kits (UL Type C) | Standard | FALSE | [9 empty] | 41667 |  |  | NotYetVerified | Lastx represents either s for single-end power input or T for double-end inputs updated on 11/30/2016 | 3 | 2107 | 140 | 15 | 20 | 0.9 | 4500 | 83
P00000XD2 | James Trading Company Limited | JAMES | ZY-T8-15W1200 BODX (4500KÂ CLEAR COVER) | Linear Replacement Lamp | Four-Foot | 2-lamp External Driver Lamp-Style Retrofit Kits (UL Type C) | Standard | FALSE | [9 empty] | 41667 |  |  | NotYetVerified | Lastx represents either s for single-end power input or T for double-end inputs updated on 11/30/2016 | 3 | 1976 | 131.03 | 15.08 | 20 | 0.9 | 4500 | 83
P00000XCC | James Trading Company Limited | JAMES | ZY-T8-15W1200 BONX (4000K FROSTED COVER) | Linear Replacement Lamp | Four-Foot | 2-lamp External Driver Lamp-Style Retrofit Kits (UL Type C) | Standard | FALSE | [9 empty] | 41667 |  |  | NotYetVerified | Lastx represents either s for single-end power input or T for double-end inputs updated on 11/30/2016 | 3 | 2107 | 140 | 15 | 20 | 0.9 | 4000 | 83
P00000XCH | James Trading Company Limited | JAMES | ZY-T8-15W1200 BONX (4000K CLEAR COVER) | Linear Replacement Lamp | Four-Foot | 2-lamp External Driver Lamp-Style Retrofit Kits (UL Type C) | Standard | FALSE | [9 empty] | 41667 |  |  | NotYetVerified | Lastx represents either s for single-end power input or T for double-end inputs updated on 11/30/2016 | 3 | 1976 | 131.03 | 15.08 | 20 | 0.9 | 4000 | 83
P00000XCW | James Trading Company Limited | JAMES | ZY-T8-15W1200 BODX (4000K FROSTED COVER) | Linear Replacement Lamp | Four-Foot | 2-lamp External Driver Lamp-Style Retrofit Kits (UL Type C) | Standard | FALSE | [9 empty] | 41667 |  |  | NotYetVerified | Lastx represents either s for single-end power input or T for double-end inputs updated on 11/30/2016 | 3 | 2107 | 140 | 15 | 20 | 0.9 | 4000 | 83
P00000XD1 | James Trading Company Limited | JAMES | ZY-T8-15W1200 BODX (4000KÂ CLEAR COVER) | Linear Replacement Lamp | Four-Foot | 2-lamp External Driver Lamp-Style Retrofit Kits (UL Type C) | Standard | FALSE | [9 empty] | 41667 |  |  | NotYetVerified | Lastx represents either s for single-end power input or T for double-end inputs updated on 11/30/2016 | 3 | 1976 | 131.03 | 15.08 | 20 | 0.9 | 4000 | 83
P00000XCB | James Trading Company Limited | JAMES | ZY-T8-15W1200 BONX (3500K FROSTED COVER) | Linear Replacement Lamp | Four-Foot | 2-lamp External Driver Lamp-Style Retrofit Kits (UL Type C) | Standard | FALSE | [9 empty] | 41667 |  |  | NotYetVerified | Lastx represents either s for single-end power input or T for double-end inputs updated on 11/30/2016 | 3 | 2107 | 140 | 15 | 20 | 0.9 | 3500 | 83
P00000XCG | James Trading Company Limited | JAMES | ZY-T8-15W1200 BONX (3500K CLEAR COVER) | Linear Replacement Lamp | Four-Foot | 2-lamp External Driver Lamp-Style Retrofit Kits (UL Type C) | Standard | FALSE | [9 empty] | 41667 |  |  | NotYetVerified | Lastx represents either s for single-end power input or T for double-end inputs updated on 11/30/2016 | 3 | 1976 | 131.03 | 15.08 | 20 | 0.9 | 3500 | 83
P00000XCV | James Trading Company Limited | JAMES | ZY-T8-15W1200 BODX (3500K FROSTED COVER) | Linear Replacement Lamp | Four-Foot | 2-lamp External Driver Lamp-Style Retrofit Kits (UL Type C) | Standard | FALSE | [9 empty] | 41667 |  |  | NotYetVerified | Lastx represents either s for single-end power input or T for double-end inputs updated on 11/30/2016 | 3 | 2107 | 140 | 15 | 20 | 0.9 | 3500 | 83
P00000XD0 | James Trading Company Limited | JAMES | ZY-T8-15W1200 BODX (3500KÂ CLEAR COVER) | Linear Replacement Lamp | Four-Foot | 2-lamp External Driver Lamp-Style Retrofit Kits (UL Type C) | Standard | FALSE | [9 empty] | 41667 |  |  | NotYetVerified | Lastx represents either s for single-end power input or T for double-end inputs updated on 11/30/2016 | 3 | 1976 | 131.03 | 15.08 | 20 | 0.9 | 3500 | 83
P00000XCF | James Trading Company Limited | JAMES | ZY-T8-15W1200 BONX (3000K CLEAR COVER) | Linear Replacement Lamp | Four-Foot | 2-lamp External Driver Lamp-Style Retrofit Kits (UL Type C) | Standard | FALSE | [9 empty] | 41667 |  |  | NotYetVerified | Lastx represents either s for single-end power input or T for double-end inputs updated on 11/30/2016 | 3 | 1976 | 131.03 | 15.08 | 20 | 0.9 | 3000 | 83
P00000XCU | James Trading Company Limited | JAMES | ZY-T8-15W1200 BODX (3000K FROSTED COVER) | Linear Replacement Lamp | Four-Foot | 2-lamp External Driver Lamp-Style Retrofit Kits (UL Type C) | Standard | FALSE | [9 empty] | 41667 |  |  | NotYetVerified | Lastx represents either s for single-end power input or T for double-end inputs updated on 11/30/2016 | 3 | 2107 | 140 | 15 | 20 | 0.9 | 3000 | 83
P00000XCZ | James Trading Company Limited | JAMES | ZY-T8-15W1200 BODX (3000KÂ CLEAR COVER) | Linear Replacement Lamp | Four-Foot | 2-lamp External Driver Lamp-Style Retrofit Kits (UL Type C) | Standard | FALSE | [9 empty] | 41667 |  |  | NotYetVerified | Lastx represents either s for single-end power input or T for double-end inputs updated on 11/30/2016 | 3 | 1976 | 131.03 | 15.08 | 20 | 0.9 | 3000 | 83
P00001H1I | Amati International LLC | Amati International LLC | AMUL-22W4F (5000K Diffuse) | Linear Replacement Lamp | Four-Foot | Internal Driver Lamp-Style Retrofit Kits (UL Type B) | Standard | FALSE | [9 empty] | 41654 | Not Dimmable | Not Dimmable | No |  | 3 | 2200 | 100 | 22 | 15.2 | 0.92 | 5000 | 80
P00001H1F | Amati International LLC | Amati International LLC | AMUL-18W4F (5000K Diffuse) | Linear Replacement Lamp | Four-Foot | Internal Driver Lamp-Style Retrofit Kits (UL Type B) | Standard | FALSE | [9 empty] | 41654 | Not Dimmable | Not Dimmable | No |  | 3 | 1800 | 100 | 18 | 15.2 | 0.92 | 5000 | 80
P00001H1E | Amati International LLC | Amati International LLC | AMUL-18W4F (3500K Diffuse) | Linear Replacement Lamp | Four-Foot | Internal Driver Lamp-Style Retrofit Kits (UL Type B) | Standard | FALSE | [9 empty] | 41654 | Not Dimmable | Not Dimmable | No |  | 3 | 1800 | 100 | 18 | 15.2 | 0.92 | 3500 | 80
P00001GIJ | WAYTOGO LED LIGHTING COMPANY LTD | WTGLED | WTG-4F22WT8WINZ 30F | Linear Replacement Lamp | Four-Foot | Internal Driver Lamp-Style Retrofit Kits (UL Type B) | Standard | TRUE | 2189.11 | 97.73 | 22.4 | 14.5 | 0.96 | 3103 | 82.6 | 5 | 50000 | 41648 |  |  | NotYetVerified |  | 3 | 2150 | 100 | 21.5 | 20 | 0.95 | 3000 | 80
P00001GIG | WAYTOGO LED LIGHTING COMPANY LTD | WTGLED | WTG-4F22WT8WINZ 30C | Linear Replacement Lamp | Four-Foot | Internal Driver Lamp-Style Retrofit Kits (UL Type B) | Standard | TRUE | 2310.27 | 102.68 | 22.5 | 18.1 | 0.95 | 3127 | 82.1 | 5 | 50000 | 41648 |  |  | NotYetVerified |  | 3 | 2250 | 100 | 22.5 | 20 | 0.9 | 3000
P00001GIL | WAYTOGO LED LIGHTING COMPANY LTD | WTGLED | WTG-4F22WT8WINZ 50F | Linear Replacement Lamp | Four-Foot | Internal Driver Lamp-Style Retrofit Kits (UL Type B) | Standard | FALSE | [9 empty] | 41648 |  |  | NotYetVerified |  | 3 | 2350 | 109.3 | 21.5 | 20 | 0.95 | 5000 | 80
P00001GII | WAYTOGO LED LIGHTING COMPANY LTD | WTGLED | WTG-4F22WT8WINZ 50C | Linear Replacement Lamp | Four-Foot | Internal Driver Lamp-Style Retrofit Kits (UL Type B) | Standard | FALSE | [9 empty] | 41648 |  |  | NotYetVerified |  | 3 | 2450 | 108 | 22.5 | 20 | 0.9 | 5000
P00001GIK | WAYTOGO LED LIGHTING COMPANY LTD | WTGLED | WTG-4F22WT8WINZ 40F | Linear Replacement Lamp | Four-Foot | Internal Driver Lamp-Style Retrofit Kits (UL Type B) | Standard | FALSE | [9 empty] | 41648 |  |  | NotYetVerified |  | 3 | 2250 | 104.5 | 21.5 | 20 | 0.95 | 4000 | 80
P00001GIH | WAYTOGO LED LIGHTING COMPANY LTD | WTGLED | WTG-4F22WT8WINZ 40C | Linear Replacement Lamp | Four-Foot | Internal Driver Lamp-Style Retrofit Kits (UL Type B) | Standard | FALSE | [9 empty] | 41648 |  |  | NotYetVerified |  | 3 | 2350 | 104 | 22.5 | 20 | 0.9 | 4000
P00001ED2 | SunSun Lighting China Co. Ltd. | SunSun Lighting | SI-JT84G13N18-GL27 | Linear Replacement Lamp | Four-Foot | Internal Driver Lamp-Style Retrofit Kits (UL Type B) | Standard | TRUE | 1895.23 | 114.49 | 16.03 | 19.9 | 0.977 | 2724 | 81.2 | 5 | 50000 | 41645 |  |  | NotYetVerified |  | 3.1 | 1720 | 102.8 | 17.35 | 20 | 0.9 | 2700 | 80
P00001ED3 | SunSun Lighting China Co. Ltd. | SunSun Lighting | SI-JT84G13N18-GL50 | Linear Replacement Lamp | Four-Foot | Internal Driver Lamp-Style Retrofit Kits (UL Type B) | Standard | FALSE | [9 empty] | 41645 |  |  | NotYetVerified |  | 3 | 1800 | 102.8 | 17.5 | 20 | 0.9 | 5000 | 80
P00001ED5 | SunSun Lighting China Co. Ltd. | SunSun Lighting | SI-JT84G13N18-GL40 | Linear Replacement Lamp | Four-Foot | Internal Driver Lamp-Style Retrofit Kits (UL Type B) | Standard | FALSE | [9 empty] | 41645 |  |  | NotYetVerified |  | 3 | 1800 | 102.8 | 17.5 | 20 | 0.9 | 4000 | 80
P00001ED4 | SunSun Lighting China Co. Ltd. | SunSun Lighting | SI-JT84G13N18-GL35 | Linear Replacement Lamp | Four-Foot | Internal Driver Lamp-Style Retrofit Kits (UL Type B) | Standard | FALSE | [9 empty] | 41645 |  |  | NotYetVerified |  | 3 | 1800 | 102.8 | 17.5 | 20 | 0.9 | 3500 | 80
P00001HT4 | FY Lighting Co. Ltd | Fen Yong | FY-T8-1200NF(L30K120CGX) | Linear Replacement Lamp | Four-Foot | Internal Driver Lamp-Style Retrofit Kits (UL Type B) | Standard | TRUE | 1958 | 110.5 | 17.83 | 8.21 | 0.95 | 3009 | 83.2 | 5 | 50000 | 41639 |  |  | NotYetVerified |  | 3 | 1980 | 110 | 18 | 20 | 0.95 | 3000 | 83
P000011G6 | New Lighting Solutions | NLS | NLS-T8-15W1200BIXX (3000K Frosted) | Linear Replacement Lamp | Four-Foot | Internal Driver Lamp-Style Retrofit Kits (UL Type B) | Standard | TRUE | 1799 | 107.7 | 16.7 | 18.35 | 0.8804 | 3120 | 81.7 | 5 | 50000 | 41639 |  |  | NotYetVerified |  | 3.1 | 1750 | 108 | 16.2 |  | 0.9 | 3000 | 70
P00001HTD | FY Lighting Co. Ltd | Fen Yong | FY-T8-1200NC(L50K120CGX) | Linear Replacement Lamp | Four-Foot | Internal Driver Lamp-Style Retrofit Kits (UL Type B) | Standard | FALSE | [9 empty] | 41639 |  |  | NotYetVerified |  | 3 | 1980 | 110 | 18 | 20 | 0.95 | 5000 | 83
P00001HT8 | FY Lighting Co. Ltd | Fen Yong | FY-T8-1200NF(L50K120CGX) | Linear Replacement Lamp | Four-Foot | Internal Driver Lamp-Style Retrofit Kits (UL Type B) | Standard | FALSE | [9 empty] | 41639 |  |  | NotYetVerified |  | 3 | 1980 | 110 | 18 | 20 | 0.95 | 5000 | 83
P00001HTC | FY Lighting Co. Ltd | Fen Yong | FY-T8-1200NC(L45K120CGX) | Linear Replacement Lamp | Four-Foot | Internal Driver Lamp-Style Retrofit Kits (UL Type B) | Standard | FALSE | [9 empty] | 41639 |  |  | NotYetVerified |  | 3 | 1980 | 110 | 18 | 20 | 0.95 | 4500 | 83
P00001HT7 | FY Lighting Co. Ltd | Fen Yong | FY-T8-1200NF(L45K120CGX) | Linear Replacement Lamp | Four-Foot | Internal Driver Lamp-Style Retrofit Kits (UL Type B) | Standard | FALSE | [9 empty] | 41639 |  |  | NotYetVerified |  | 3 | 1980 | 110 | 18 | 20 | 0.95 | 4500 | 83
P00001HTB | FY Lighting Co. Ltd | Fen Yong | FY-T8-1200NC(L40K120CGX) | Linear Replacement Lamp | Four-Foot | Internal Driver Lamp-Style Retrofit Kits (UL Type B) | Standard | FALSE | [9 empty] | 41639 |  |  | NotYetVerified |  | 3 | 1980 | 110 | 18 | 20 | 0.95 | 4000 | 83
P00001HT6 | FY Lighting Co. Ltd | Fen Yong | FY-T8-1200NF(L40K120CGX) | Linear Replacement Lamp | Four-Foot | Internal Driver Lamp-Style Retrofit Kits (UL Type B) | Standard | FALSE | [9 empty] | 41639 |  |  | NotYetVerified |  | 3 | 1980 | 110 | 18 | 20 | 0.95 | 4000 | 83
P00001HTA | FY Lighting Co. Ltd | Fen Yong | FY-T8-1200NC(L35K120CGX) | Linear Replacement Lamp | Four-Foot | Internal Driver Lamp-Style Retrofit Kits (UL Type B) | Standard | FALSE | [9 empty] | 41639 |  |  | NotYetVerified |  | 3 | 1980 | 110 | 18 | 20 | 0.95 | 3500 | 83
P00001HT5 | FY Lighting Co. Ltd | Fen Yong | FY-T8-1200NF(L35K120CGX) | Linear Replacement Lamp | Four-Foot | Internal Driver Lamp-Style Retrofit Kits (UL Type B) | Standard | FALSE | [9 empty] | 41639 |  |  | NotYetVerified |  | 3 | 1980 | 110 | 18 | 20 | 0.95 | 3500 | 83
P00001HT9 | FY Lighting Co. Ltd | Fen Yong | FY-T8-1200NC(L30K120CGX) | Linear Replacement Lamp | Four-Foot | Internal Driver Lamp-Style Retrofit Kits (UL Type B) | Standard | FALSE | [9 empty] | 41639 |  |  | NotYetVerified |  | 3 | 1980 | 110 | 18 | 20 | 0.95 | 3000 | 83
P000017MC | RedBird LED Inc. | Cardinal? LED tube lights | L4-18W-35K-132-F | Linear Replacement Lamp | Four-Foot | Internal Driver Lamp-Style Retrofit Kits (UL Type B) | Standard | FALSE | [9 empty] | 41639 |  |  | NotYetVerified | Originally qualified 1/1/14 - de-listed on 3/25/16. Re-listed on 7/15/17 | 3 | 1980 | 110 | 18 | 20 | 0.95 | 3500 | 83
P000011GB | New Lighting Solutions | NLS | NLS-T8-15W1200BIXX (5000K Clear) | Linear Replacement Lamp | Four-Foot | Internal Driver Lamp-Style Retrofit Kits (UL Type B) | Standard | FALSE | [9 empty] | 41639 |  |  | NotYetVerified |  | 3 | 1750 | 108 | 16.2 |  | 0.9 | 5000 | 70
P000011G7 | New Lighting Solutions | NLS | NLS-T8-15W1200BIXX (5000K Frosted) | Linear Replacement Lamp | Four-Foot | Internal Driver Lamp-Style Retrofit Kits (UL Type B) | Standard | FALSE | [9 empty] | 41639 |  |  | NotYetVerified |  | 3 | 1750 | 108 | 16.2 |  | 0.9 | 5000 | 70
P000011GF | New Lighting Solutions | NLS | NLS-T8-15W1200BIXX (4500K Clear) | Linear Replacement Lamp | Four-Foot | Internal Driver Lamp-Style Retrofit Kits (UL Type B) | Standard | FALSE | [9 empty] | 41639 |  |  | NotYetVerified |  | 3 | 1750 | 108 | 16.2 |  | 0.9 | 4500 | 70
P000011GA | New Lighting Solutions | NLS | NLS-T8-15W1200BIXX (4500K Frosted) | Linear Replacement Lamp | Four-Foot | Internal Driver Lamp-Style Retrofit Kits (UL Type B) | Standard | FALSE | [9 empty] | 41639 |  |  | NotYetVerified |  | 3 | 1750 | 108 | 16.2 |  | 0.9 | 4500 | 70
P000011GE | New Lighting Solutions | NLS | NLS-T8-15W1200BIXX (4000K Clear) | Linear Replacement Lamp | Four-Foot | Internal Driver Lamp-Style Retrofit Kits (UL Type B) | Standard | FALSE | [9 empty] | 41639 |  |  | NotYetVerified |  | 3 | 1750 | 108 | 16.2 |  | 0.9 | 4000 | 70
P000011G9 | New Lighting Solutions | NLS | NLS-T8-15W1200BIXX (4000K Frosted) | Linear Replacement Lamp | Four-Foot | Internal Driver Lamp-Style Retrofit Kits (UL Type B) | Standard | FALSE | [9 empty] | 41639 |  |  | NotYetVerified |  | 3 | 1750 | 108 | 16.2 |  | 0.9 | 4000 | 70
P000011GD | New Lighting Solutions | NLS | NLS-T8-15W1200BIXX (3500K Clear) | Linear Replacement Lamp | Four-Foot | Internal Driver Lamp-Style Retrofit Kits (UL Type B) | Standard | FALSE | [9 empty] | 41639 |  |  | NotYetVerified |  | 3 | 1750 | 108 | 16.2 |  | 0.9 | 3500 | 70
P000011G8 | New Lighting Solutions | NLS | NLS-T8-15W1200BIXX (3500K Frosted) | Linear Replacement Lamp | Four-Foot | Internal Driver Lamp-Style Retrofit Kits (UL Type B) | Standard | FALSE | [9 empty] | 41639 |  |  | NotYetVerified |  | 3 | 1750 | 108 | 16.2 |  | 0.9 | 3500 | 70
P000011GC | New Lighting Solutions | NLS | NLS-T8-15W1200BIXX (3000K Clear) | Linear Replacement Lamp | Four-Foot | Internal Driver Lamp-Style Retrofit Kits (UL Type B) | Standard | FALSE | [9 empty] | 41639 |  |  | NotYetVerified |  | 3 | 1750 | 108 | 16.2 |  | 0.9 | 3000 | 70
P00000YN6 | Kumho Electric | Kumho | FL/T8-32W/22W AC 410 | Linear Replacement Lamp | Four-Foot | Internal Driver Lamp-Style Retrofit Kits (UL Type B) | Standard | TRUE | 2382.55 | 111 | 21.47 | 10 | 0.972 | 4113 | 82 | 5 | 50000 | 41628 |  |  | NotYetVerified |  | 3.1 | 2382.55 | 111 | 22 |  |  | 4000 | 82
P00001BLA | US Global Glow | US Global Glow | USGG-48-DLC-P2E-16W-4K | Linear Replacement Lamp | Four-Foot | Internal Driver Lamp-Style Retrofit Kits (UL Type B) | Standard | TRUE | 1652 | 99.58 | 16.59 | 13.9 | 0.91 | 4173 | 82 | 5 | 50000 | 41627 |  |  | NotYetVerified |  | 3 | 1600 | 100 | 16 |  | 0.9 | 4000 | 80
P00001BLB | US Global Glow | US Global Glow | USGG-48-DLC-P2E-16W-5K | Linear Replacement Lamp | Four-Foot | Internal Driver Lamp-Style Retrofit Kits (UL Type B) | Standard | FALSE | [9 empty] | 41627 |  |  | NotYetVerified |  | 3 | 1600 | 100 | 16 |  | 0.9 | 5000 | 80
P000005TG | Bravoled Lighting Manufacturing Co. Ltd. | Bravoled | BL-T8-22W1200 WINZ 30F [Qualified only with fixed end caps] | Linear Replacement Lamp | Four-Foot | Internal Driver Lamp-Style Retrofit Kits (UL Type B) | Standard | TRUE | 2562.164 | 115.935 | 22.1 | 18.4 | 0.907 | 3049 | 83 | 5 | 50000 | 41611 |  |  | NotYetVerified |  | 3 | 2562.1 | 115.9 | 22.1 | 18.4 | 0.91 | 3049 | 83
P000005TD | Bravoled Lighting Manufacturing Co. Ltd. | Bravoled | BL-T8-22W1200 WINZ 30C [Qualified only with fixed end caps] | Linear Replacement Lamp | Four-Foot | Internal Driver Lamp-Style Retrofit Kits (UL Type B) | Standard | TRUE | 2505.557 | 115.41 | 21.71 | 18.1 | 0.918 | 3042 | 82.9 | 5 | 50000 | 41611 |  |  | NotYetVerified |  | 3 | 2505.5 | 115.4 | 21.7 | 18.1 | 0.92 | 3042 | 82.9
P000005TA | Bravoled Lighting Manufacturing Co. Ltd. | Bravoled | BL-T8-18W1200 WONZ 30F {Qualified only with fixed end caps} | Linear Replacement Lamp | Four-Foot | 2-lamp External Driver Lamp-Style Retrofit Kits (UL Type C) | Standard | TRUE | 1605.09 | 98.47 | 16.3 | 15.4 | 0.95 | 3108 | 82.9 | 5 | 50000 | 41611 |  |  | NotYetVerified |  | 3 | 1600 | 100 | 16 |  |  | 3000
P000005TI | Bravoled Lighting Manufacturing Co. Ltd. | Bravoled | BL-T8-22W1200 WINZ 50F [Qualified only with fixed end caps] | Linear Replacement Lamp | Four-Foot | Internal Driver Lamp-Style Retrofit Kits (UL Type B) | Standard | FALSE | [9 empty] | 41611 | Not Yet Verified | Not Yet Verified | NotYetVerified | Updated on 1/19/2017 | 3 | 2715.4 | 123.7 | 21.9 | 19.2 | 0.92 | 5086 | 84.3
P000005TF | Bravoled Lighting Manufacturing Co. Ltd. | Bravoled | BL-T8-22W1200 WINZ 50C [Qualified only with fixed end caps] | Linear Replacement Lamp | Four-Foot | Internal Driver Lamp-Style Retrofit Kits (UL Type B) | Standard | FALSE | [9 empty] | 41611 | Not Yet Verified | Not Yet Verified | NotYetVerified | Updated on 1/19/2017 | 3 | 2732.6 | 126.1 | 21.6 | 18.8 | 0.92 | 5078 | 84.1
P000005TC | Bravoled Lighting Manufacturing Co. Ltd. | Bravoled | BL-T8-18W1200 WONZ 50F {Qualified only with fixed end caps} | Linear Replacement Lamp | Four-Foot | 2-lamp External Driver Lamp-Style Retrofit Kits (UL Type C) | Standard | FALSE | [9 empty] | 41611 | Not Yet Verified | Not Yet Verified | NotYetVerified |  | 3 | 1600 | 100 | 16 |  |  | 5000
P000005TH | Bravoled Lighting Manufacturing Co. Ltd. | Bravoled | BL-T8-22W1200 WINZ 40F [Qualified only with fixed end caps] | Linear Replacement Lamp | Four-Foot | Internal Driver Lamp-Style Retrofit Kits (UL Type B) | Standard | FALSE | [9 empty] | 41611 | Not Yet Verified | Not Yet Verified | NotYetVerified |  | 3 | 2562.1 | 115.9 | 22.1 | 18.4 | 0.91 | 4000 | 83
P000005TQ | Bravoled Lighting Manufacturing Co. Ltd. | Bravoled | BL-T8-22W1200 WINZ 35C [Qualified only with fixed end caps] | Linear Replacement Lamp | Four-Foot | Internal Driver Lamp-Style Retrofit Kits (UL Type B) | Standard | FALSE | [9 empty] | 41611 | Not Yet Verified | Not Yet Verified | NotYetVerified | Updated on 1/19/2017 | 3 | 2505.5 | 115.4 | 21.7 | 18.1 | 0.92 | 3500 | 82.9
P000005TB | Bravoled Lighting Manufacturing Co. Ltd. | Bravoled | BL-T8-18W1200 WONZ 40F {Qualified only with fixed end caps} | Linear Replacement Lamp | Four-Foot | 2-lamp External Driver Lamp-Style Retrofit Kits (UL Type C) | Standard | FALSE | [9 empty] | 41610 | Not Yet Verified | Not Yet Verified | NotYetVerified |  | 3 | 1600 | 100 | 16 |  |  | 4000
P00001H3P | Luxul Technology Inc. | Luxul | D-Lux T8 4ft S 4000K (Previously qualified as Eazylux T8 4ft EZ8440D7R07) | Linear Replacement Lamp | Four-Foot | Replacement Lamps (plug and play) (UL Type A) | Standard | TRUE | 1917 | 112.13 | 17.1 | 11.16 | 0.99 | 3881 | 83 | 5 |  | 41599 |  |  | NotYetVerified |  | 3 | [5 empty] | 4000
P00001H3Q | Luxul Technology Inc. | Luxul | D-Lux T8 4ft S 5000K (Previously qualified as Eazylux T8 4ft EZ8450D7R07) | Linear Replacement Lamp | Four-Foot | Replacement Lamps (plug and play) (UL Type A) | Standard | TRUE | 1988 | 116.28 | 17.1 | 8.7 | 0.978 | 4960 | 82 | 5 |  | 41599 |  |  | NotYetVerified |  | 3 | [5 empty] | 5000
P00001H3O | Luxul Technology Inc. | Luxul | D-Lux T8 4ft S 3500K (Previously qualified as Eazylux T8 4ft EZ8435D7R07) | Linear Replacement Lamp | Four-Foot | Replacement Lamps (plug and play) (UL Type A) | Standard | TRUE | 1854 | 111.69 | 16.6 | 8.9 | 0.977 | 3380 | 85 | 5 |  | 41599 |  |  | NotYetVerified |  | 3 | [5 empty] | 3500
P00001H1A | Amati International LLC | Amati International LLC | AMUL-15W4F (4000K Diffuse) | Linear Replacement Lamp | Four-Foot | Internal Driver Lamp-Style Retrofit Kits (UL Type B) | Standard | TRUE | 1556.485 | 99.836 | 15.59 | 15.2 | 0.912 | 4249 | 85.5 | 5 |  | 41598 |  |  | No |  | 3 | 1500 | 100 | 15 | 15.2 | 0.92 | 4000 | 80
P00001H1D | Amati International LLC | Amati International LLC | AMUL-22W4F (4000K Diffuse) | Linear Replacement Lamp | Four-Foot | Internal Driver Lamp-Style Retrofit Kits (UL Type B) | Standard | FALSE | [9 empty] | 41598 | Not Dimmable | Not Dimmable | No |  | 3 | 2200 | 100 | 22 | 15.2 | 0.92 | 4000 | 80
P00001H1B | Amati International LLC | Amati International LLC | AMUL-18W4F (4000K Diffuse) | Linear Replacement Lamp | Four-Foot | Internal Driver Lamp-Style Retrofit Kits (UL Type B) | Standard | FALSE | [9 empty] | 41598 | Not Dimmable | Not Dimmable | No |  | 3 | 1800 | 100 | 18 | 15.2 | 0.92 | 4000 | 80
P00000YN5 | Kumho Electric | earthcare | FL/T8-32W/22W IU 350 | Linear Replacement Lamp | Four-Foot | Replacement Lamps (plug and play) (UL Type A) | Standard | TRUE | 2440.28 | 97 | 21.28 | 7 | 0.99 | 3363 | 81 | 5 | 50000 | 41593 |  |  | NotYetVerified |  | 3
P00001GZF | US Lighting Group | US Lighting Group | BH4-110-45-C [120 V Only] | Linear Replacement Lamp | Four-Foot | Internal Driver Lamp-Style Retrofit Kits (UL Type B) | Standard | TRUE | 2101 | 106 | 19.76 | 12.6 | 0.99 | 3893 | 82.2 | 5 | 50000 | 41592 |  |  | NotYetVerified |  | 3 | 2100 | 107 | 20 |  | 0.9 | 4000 | 80
P000018YH | Shenzhen Beson Technology Co. Ltd | Beson | BS805-4F23W-AEDO-CF (4000K) | Linear Replacement Lamp | Four-Foot | Internal Driver Lamp-Style Retrofit Kits (UL Type B) | Standard | TRUE | 2308 | 102.81 | 22.45 | 16 | 0.919 | 4029 | 82 | 5 | 50000 | 41586 |  |  | NotYetVerified |  | 3 | 2300 | 100 | 23 |  | 0.9 | 4000 | 80
P00000XB5 | James Trading Company Limited | JAMES | ZY-T8-15W1200 BIXX (3000K Frosted) | Linear Replacement Lamp | Four-Foot | Internal Driver Lamp-Style Retrofit Kits (UL Type B) | Standard | TRUE | 2026 | 141.28 | 14.34 | 18.35 | 0.8804 | 3120 | 81.7 | 5 | 50000 | 41586 |  |  | NotYetVerified | Lastx represents either s for single-end power input or T for double-end inputs | 3 | 2026 | 141.28 | 14.34 | 20 | 0.9 | 3000 | 82
P000018YI | Shenzhen Beson Technology Co. Ltd | Beson | BS805-4F23W-AEDO-CF (5000K) | Linear Replacement Lamp | Four-Foot | Internal Driver Lamp-Style Retrofit Kits (UL Type B) | Standard | FALSE | [9 empty] | 41586 |  |  | NotYetVerified |  | 3 | 2300 | 100 | 23 |  | 0.9 | 5000 | 80
P00000XBE | James Trading Company Limited | JAMES | ZY-T8-15W1200 BIXX (5000K Clear) | Linear Replacement Lamp | Four-Foot | Internal Driver Lamp-Style Retrofit Kits (UL Type B) | Standard | FALSE | [9 empty] | 41586 |  |  | NotYetVerified | Lastx represents either s for single-end power input or T for double-end inputs | 3 | 2180 | 152.2 | 14.3 | 20 | 0.9 | 5000 | 82
P00000XB9 | James Trading Company Limited | JAMES | ZY-T8-15W1200 BIXX (5000K Frosted) | Linear Replacement Lamp | Four-Foot | Internal Driver Lamp-Style Retrofit Kits (UL Type B) | Standard | FALSE | [9 empty] | 41586 |  |  | NotYetVerified | Lastx represents either s for single-end power input or T for double-end inputs | 3 | 2026 | 141.28 | 14.34 | 20 | 0.9 | 5000 | 82
P00000XBD | James Trading Company Limited | JAMES | ZY-T8-15W1200 BIXX (4500K Clear) | Linear Replacement Lamp | Four-Foot | Internal Driver Lamp-Style Retrofit Kits (UL Type B) | Standard | FALSE | [9 empty] | 41586 |  |  | NotYetVerified | Lastx represents either s for single-end power input or T for double-end inputs | 3 | 2180 | 152.2 | 14.3 | 20 | 0.9 | 4500 | 82
P00000XB8 | James Trading Company Limited | JAMES | ZY-T8-15W1200 BIXX (4500K Frosted) | Linear Replacement Lamp | Four-Foot | Internal Driver Lamp-Style Retrofit Kits (UL Type B) | Standard | FALSE | [9 empty] | 41586 |  |  | NotYetVerified | Lastx represents either s for single-end power input or T for double-end inputs | 3 | 2026 | 141.28 | 14.34 | 20 | 0.9 | 4500 | 82
P00000XBC | James Trading Company Limited | JAMES | ZY-T8-15W1200 BIXX (4000K Clear) | Linear Replacement Lamp | Four-Foot | Internal Driver Lamp-Style Retrofit Kits (UL Type B) | Standard | FALSE | [9 empty] | 41586 |  |  | NotYetVerified | Lastx represents either s for single-end power input or T for double-end inputs | 3 | 2180 | 152.2 | 14.3 | 20 | 0.9 | 4000 | 82
P00000XB7 | James Trading Company Limited | JAMES | ZY-T8-15W1200 BIXX (4000K Frosted) | Linear Replacement Lamp | Four-Foot | Internal Driver Lamp-Style Retrofit Kits (UL Type B) | Standard | FALSE | [9 empty] | 41586 |  |  | NotYetVerified | Lastx represents either s for single-end power input or T for double-end inputs | 3 | 2026 | 141.28 | 14.34 | 20 | 0.9 | 4000 | 82
P00000XBB | James Trading Company Limited | JAMES | ZY-T8-15W1200 BIXX (3500K Clear) | Linear Replacement Lamp | Four-Foot | Internal Driver Lamp-Style Retrofit Kits (UL Type B) | Standard | FALSE | [9 empty] | 41586 |  |  | NotYetVerified | Lastx represents either s for single-end power input or T for double-end inputs | 3 | 2180 | 152.2 | 14.3 | 20 | 0.9 | 3500 | 82
P00000XB6 | James Trading Company Limited | JAMES | ZY-T8-15W1200 BIXX (3500K Frosted) | Linear Replacement Lamp | Four-Foot | Internal Driver Lamp-Style Retrofit Kits (UL Type B) | Standard | FALSE | [9 empty] | 41586 |  |  | NotYetVerified | Lastx represents either s for single-end power input or T for double-end inputs | 3 | 2026 | 141.28 | 14.34 | 20 | 0.9 | 3500 | 82
P00000XBA | James Trading Company Limited | JAMES | ZY-T8-15W1200 BIXX (3000K Clear) | Linear Replacement Lamp | Four-Foot | Internal Driver Lamp-Style Retrofit Kits (UL Type B) | Standard | FALSE | [9 empty] | 41586 |  |  | NotYetVerified | Lastx represents either s for single-end power input or T for double-end inputs | 3 | 2180 | 152.2 | 14.3 | 20 | 0.9 | 3000 | 82
P00001GHY | WAYTOGO LED LIGHTING COMPANY LTD | WTGLED | WTG-4F18WT8WINZ 30C | Linear Replacement Lamp | Four-Foot | Internal Driver Lamp-Style Retrofit Kits (UL Type B) | Standard | TRUE | 1775 | 109.598 | 16.2 | 12.5 | 0.967 | 2990 | 81 | 5 | 50000 | 41570 |  |  | NotYetVerified |  | 3.1 | 1750 | 100 | 18 |  | 0.95 | 3000 | 80
P00001GI1 | WAYTOGO LED LIGHTING COMPANY LTD | WTGLED | WTG-4F18WT8WINZ 30F | Linear Replacement Lamp | Four-Foot | Internal Driver Lamp-Style Retrofit Kits (UL Type B) | Standard | TRUE | 1620 | 99.98 | 16.2 | 12.8 | 0.961 | 2978 | 81 | 5 | 50000 | 41570 |  |  | NotYetVerified |  | 3 | 1600 | 100 | 18 |  | 0.95 | 3000 | 80
P00001GI0 | WAYTOGO LED LIGHTING COMPANY LTD | WTGLED | WTG-4F18WT8WINZ 50C | Linear Replacement Lamp | Four-Foot | Internal Driver Lamp-Style Retrofit Kits (UL Type B) | Standard | FALSE | [9 empty] | 41570 |  |  | NotYetVerified |  | 3 | 2000 | 100 | 18 |  | 0.95 | 5000 | 80
P00001GI3 | WAYTOGO LED LIGHTING COMPANY LTD | WTGLED | WTG-4F18WT8WINZ 50F | Linear Replacement Lamp | Four-Foot | Internal Driver Lamp-Style Retrofit Kits (UL Type B) | Standard | FALSE | [9 empty] | 41570 |  |  | NotYetVerified |  | 3 | 1800 | 100 | 18 |  | 0.95 | 5000 | 80
P00001GHZ | WAYTOGO LED LIGHTING COMPANY LTD | WTGLED | WTG-4F18WT8WINZ 40C | Linear Replacement Lamp | Four-Foot | Internal Driver Lamp-Style Retrofit Kits (UL Type B) | Standard | FALSE | [9 empty] | 41570 |  |  | NotYetVerified |  | 3 | 1800 | 100 | 18 |  | 0.95 | 4000 | 80
P00001GI2 | WAYTOGO LED LIGHTING COMPANY LTD | WTGLED | WTG-4F18WT8WINZ 40F | Linear Replacement Lamp | Four-Foot | Internal Driver Lamp-Style Retrofit Kits (UL Type B) | Standard | FALSE | [9 empty] | 41570 |  |  | NotYetVerified |  | 3 | 1650 | 100 | 18 |  | 0.95 | 4000 | 80
P00001FKS | Pinnacle Solutions LLC | Pinnacle LED Solutions | PL-T8-4FT40K16WNI (40F) | Linear Replacement Lamp | Four-Foot | Internal Driver Lamp-Style Retrofit Kits (UL Type B) | Standard | TRUE | 1696 | 108.7 | 15.6 | 10.24 | 0.9043 | 3915 | 82.8 | 5 | 60000 | 41568 |  |  | NotYetVerified |  | 3 | 1600 | 100 | 16 |  | 0.9 | 4000 | 80
P00001FKQ | Pinnacle Solutions LLC | Pinnacle LED Solutions | PL-T8-4FT40K16WNI (40C) | Linear Replacement Lamp | Four-Foot | Internal Driver Lamp-Style Retrofit Kits (UL Type B) | Standard | TRUE | 1865 | 120.3 | 15.5 | 16.18 | 0.8778 | 3923 | 82.5 | 5 | 60000 | 41568 |  |  | NotYetVerified |  | 3 | 1600 | 100 | 16 |  | 0.9 | 4000 | 80
P00001FKT | Pinnacle Solutions LLC | Pinnacle LED Solutions | PL-T8-4FT50K16WNI (50F) | Linear Replacement Lamp | Four-Foot | Internal Driver Lamp-Style Retrofit Kits (UL Type B) | Standard | FALSE | [9 empty] | 41568 |  |  | NotYetVerified |  | 3 | 1600 | 100 | 16 |  | 0.9 | 5000 | 80
P00001FKR | Pinnacle Solutions LLC | Pinnacle LED Solutions | PL-T8-4FT50K16WNI (50C) | Linear Replacement Lamp | Four-Foot | Internal Driver Lamp-Style Retrofit Kits (UL Type B) | Standard | FALSE | [9 empty] | 41568 |  |  | NotYetVerified |  | 3 | 1600 | 100 | 16 |  | 0.9 | 5000 | 80
P000018YB | Shenzhen Beson Technology Co. Ltd | Beson | BS805-4F16W-AEDO-CF (4000K) | Linear Replacement Lamp | Four-Foot | 2-lamp External Driver Lamp-Style Retrofit Kits (UL Type C) | Standard | TRUE | 1622 | 103.31 | 15.7 | 15.9 | 0.936 | 4133 | 82 | 5 | 50000 | 41563 |  |  | NotYetVerified |  | 3 | 1600 | 100 | 16 |  | 0.9 | 4000 | 80
P000018YC | Shenzhen Beson Technology Co. Ltd | Beson | BS805-4F16W-AEDO-CF (5000K) | Linear Replacement Lamp | Four-Foot | 2-lamp External Driver Lamp-Style Retrofit Kits (UL Type C) | Standard | FALSE | [9 empty] | 41563 |  |  | NotYetVerified |  | 3 | 1600 | 100 | 16 |  | 0.9 | 5000 | 80
P000018Y9 | Shenzhen Beson Technology Co. Ltd | Beson | BS812-4F16W-ASNO-MF (4000K) | Linear Replacement Lamp | Four-Foot | 2-lamp External Driver Lamp-Style Retrofit Kits (UL Type C) | Standard | TRUE | 1614 | 101.25 | 15.94 | 14.9 | 0.915 | 4099 | 82 | 5 | 50000 | 41562 |  |  | NotYetVerified |  | 3 | 1600 | 100 | 16 |  | 0.9 | 4000 | 80
P000018YA | Shenzhen Beson Technology Co. Ltd | Beson | BS812-4F16W-ASNO-MF (5000K) | Linear Replacement Lamp | Four-Foot | 2-lamp External Driver Lamp-Style Retrofit Kits (UL Type C) | Standard | FALSE | [9 empty] | 41562 |  |  | NotYetVerified |  | 3 | 1600 | 100 | 16 |  | 0.9 | 5000 | 80
P00001EO5 | NANJING JISHAN LIGHTING TECHNOLOGY CO. LTD | Jishan | JS(I)-(T8/18W-C) | Linear Replacement Lamp | Four-Foot | Internal Driver Lamp-Style Retrofit Kits (UL Type B) | Standard | TRUE | 2085 | 111 | 18.78 | 16.8 | 0.896 | 4134 | 85 | 5 | 50000 | 41561 |  |  | NotYetVerified | Internal Driver | 3 | 1800 | 100 | 18 | 16.8 | 0.9 | 4000 | 80
P00001BVE | US VAOPTO Inc. | VAOPTO | VO-T8-NW-277F4 | Linear Replacement Lamp | Four-Foot | Internal Driver Lamp-Style Retrofit Kits (UL Type B) | Standard | TRUE | 1726.835 | 120.253 | 14.36 | 17.59 | 0.921 | 4058 | 82.4 | 5 | 50000 | 41558 |  |  | NotYetVerified |  | 3
P00001BVC | US VAOPTO Inc. | VAOPTO | VO-T8-DW-277F4 | Linear Replacement Lamp | Four-Foot | Internal Driver Lamp-Style Retrofit Kits (UL Type B) | Standard | TRUE | 1756.985 | 122.098 | 14.39 | 16.42 | 0.921 | 5242 | 85.4 | 5 | 50000 | 41558 |  |  | NotYetVerified |  | 3
P00001BVD | US VAOPTO Inc. | VAOPTO | VO-T8-DW-277C4 | Linear Replacement Lamp | Four-Foot | Internal Driver Lamp-Style Retrofit Kits (UL Type B) | Standard | TRUE | 1762.223 | 124.98 | 14.1 | 17.9 | 0.92 | 5276 | 85.5 | 5 | 50000 | 41558 |  |  | NotYetVerified |  | 3
P00001BVB | US VAOPTO Inc. | VAOPTO | VO-T8-NW-277C4 | Linear Replacement Lamp | Four-Foot | Internal Driver Lamp-Style Retrofit Kits (UL Type B) | Standard | TRUE | 1746.632 | 122.313 | 14.28 | 17.8 | 0.919 | 4092 | 82 | 5 | 50000 | 41558 |  |  | NotYetVerified |  | 3
P00000YPX | Le-Champion Electronics (HK) Co. Ltd | XSY | LD-XSY-T8P15L12 (4000K Diffuse) | Linear Replacement Lamp | Four-Foot | Internal Driver Lamp-Style Retrofit Kits (UL Type B) | Standard | TRUE | 1556.485 | 99.836 | 15.59 | 15.2 | 0.912 | 4249 | 85.5 | 5 | 50000 | 41551 |  |  | No |  | 3 | 1500 | 100 | 15 | 15.2 | 0.92 | 4000 | 80
P00000YQ5 | Le-Champion Electronics (HK) Co. Ltd | XSY | LD-XSY-T8P22L12 (5000K Diffuse) | Linear Replacement Lamp | Four-Foot | Internal Driver Lamp-Style Retrofit Kits (UL Type B) | Standard | FALSE | [9 empty] | 41551 |  |  | No |  | 3 | 2200 | 100 | 22 | 15.2 | 0.92 | 5000 | 80
P00000YQ3 | Le-Champion Electronics (HK) Co. Ltd | XSY | LD-XSY-T8P20L12 (5000K Diffuse) | Linear Replacement Lamp | Four-Foot | Internal Driver Lamp-Style Retrofit Kits (UL Type B) | Standard | FALSE | [9 empty] | 41551 |  |  | No |  | 3 | 2000 | 100 | 20 | 15.2 | 0.92 | 5000 | 80
P00000YQ0 | Le-Champion Electronics (HK) Co. Ltd | XSY | LD-XSY-T8P18L12 (5000K Diffuse) | Linear Replacement Lamp | Four-Foot | Internal Driver Lamp-Style Retrofit Kits (UL Type B) | Standard | FALSE | [9 empty] | 41551 |  |  | No |  | 3 | 1800 | 100 | 18 | 15.2 | 0.92 | 5000 | 80
P00000YQ4 | Le-Champion Electronics (HK) Co. Ltd | XSY | LD-XSY-T8P22L12 (4000K Diffuse) | Linear Replacement Lamp | Four-Foot | Internal Driver Lamp-Style Retrofit Kits (UL Type B) | Standard | FALSE | [9 empty] | 41551 |  |  | No |  | 3 | 2200 | 100 | 22 | 15.2 | 0.92 | 4000 | 80
P00000YQ2 | Le-Champion Electronics (HK) Co. Ltd | XSY | LD-XSY-T8P20L12 (4000K Diffuse) | Linear Replacement Lamp | Four-Foot | Internal Driver Lamp-Style Retrofit Kits (UL Type B) | Standard | FALSE | [9 empty] | 41551 |  |  | No |  | 3 | 2000 | 100 | 20 | 15.2 | 0.92 | 4000 | 80
P00000YPZ | Le-Champion Electronics (HK) Co. Ltd | XSY | LD-XSY-T8P18L12 (4000K Diffuse) | Linear Replacement Lamp | Four-Foot | Internal Driver Lamp-Style Retrofit Kits (UL Type B) | Standard | FALSE | [9 empty] | 41551 |  |  | No |  | 3 | 1800 | 100 | 18 | 15.2 | 0.92 | 4000 | 80
P00000YQ1 | Le-Champion Electronics (HK) Co. Ltd | XSY | LD-XSY-T8P20L12 (3500K Diffuse) | Linear Replacement Lamp | Four-Foot | Internal Driver Lamp-Style Retrofit Kits (UL Type B) | Standard | FALSE | [9 empty] | 41551 |  |  | No |  | 3 | 2000 | 100 | 20 | 15.2 | 0.92 | 3500 | 80
P00000YPY | Le-Champion Electronics (HK) Co. Ltd | XSY | LD-XSY-T8P18L12 (3500K Diffuse) | Linear Replacement Lamp | Four-Foot | Internal Driver Lamp-Style Retrofit Kits (UL Type B) | Standard | FALSE | [9 empty] | 41551 |  |  | No |  | 3 | 1800 | 100 | 18 | 15.2 | 0.92 | 3500 | 80
P00001FRP | LED Lumina USA LLC | LED Lumina USA | TL-4-22E/F 3000K | Linear Replacement Lamp | Four-Foot | 2-lamp External Driver Lamp-Style Retrofit Kits (UL Type C) | Standard | TRUE | 2318 | 100.8 | 23 | 17.61 | 0.9069 | 3010 | 82.3 | 5 | 50000 | 41548 |  |  | NotYetVerified |  | 3 | 2150 | 97.8 | 22 |  | 0.9896 | 3000 | 83.9
P00001FR5 | LED Lumina USA LLC | LED Lumina USA | TL-4-18E/F 3000K | Linear Replacement Lamp | Four-Foot | 2-lamp External Driver Lamp-Style Retrofit Kits (UL Type C) | Standard | TRUE | 2033 | 102.7 | 19.8 | 20.3 | 0.8772 | 3094 | 81 | 5 | 50000 | 41548 |  |  | NotYetVerified |  | 3 | 1900 | 100 | 19 |  | 0.95 | 3000 | 70
P00001FRF | LED Lumina USA LLC | LED Lumina USA | TL-4-22/F 3000K | Linear Replacement Lamp | Four-Foot | Internal Driver Lamp-Style Retrofit Kits (UL Type B) | Standard | TRUE | 2150 | 99.1 | 21.7 | 20.57 | 0.87 | 3019 | 82.6 | 5 | 50000 | 41548 |  |  | NotYetVerified |  | 3 | 2150 | 97.8 | 22 |  | 0.9896 | 3000 | 83.9
P00001FQV | LED Lumina USA LLC | LED Lumina USA | TL-4-18/F 3000K | Linear Replacement Lamp | Four-Foot | Internal Driver Lamp-Style Retrofit Kits (UL Type B) | Standard | TRUE | 1789 | 98.3 | 18.2 | 17.76 | 0.87 | 3034 | 82.7 | 5 | 50000 | 41548 |  |  | NotYetVerified |  | 3 | 1900 | 100 | 19 |  | 0.95 | 3000 | 70
P00001FRY | LED Lumina USA LLC | LED Lumina USA | TL-4-22E 5000K | Linear Replacement Lamp | Four-Foot | 2-lamp External Driver Lamp-Style Retrofit Kits (UL Type C) | Standard | FALSE | [9 empty] | 41548 |  |  | NotYetVerified |  | 3 | 2300 | 104.5 | 22 |  | 0.9896 | 5000 | 83.9
P00001FRT | LED Lumina USA LLC | LED Lumina USA | TL-4-22E/F 5000K | Linear Replacement Lamp | Four-Foot | 2-lamp External Driver Lamp-Style Retrofit Kits (UL Type C) | Standard | FALSE | [9 empty] | 41548 |  |  | NotYetVerified |  | 3 | 2300 | 104.5 | 22 |  | 0.9896 | 5000 | 83.9
P00001FRO | LED Lumina USA LLC | LED Lumina USA | TL-4-22 5000K | Linear Replacement Lamp | Four-Foot | Internal Driver Lamp-Style Retrofit Kits (UL Type B) | Standard | FALSE | [9 empty] | 41548 |  |  | NotYetVerified |  | 3 | 2300 | 104.5 | 22 |  | 0.9896 | 5000 | 83.9
P00001FRJ | LED Lumina USA LLC | LED Lumina USA | TL-4-22/F 5000K | Linear Replacement Lamp | Four-Foot | Internal Driver Lamp-Style Retrofit Kits (UL Type B) | Standard | FALSE | [9 empty] | 41548 |  |  | NotYetVerified |  | 3 | 2300 | 104.5 | 22 |  | 0.9896 | 5000 | 83.9
P00001FRE | LED Lumina USA LLC | LED Lumina USA | TL-4-18E 5000K | Linear Replacement Lamp | Four-Foot | 2-lamp External Driver Lamp-Style Retrofit Kits (UL Type C) | Standard | FALSE | [9 empty] | 41548 |  |  | NotYetVerified |  | 3 | 1900 | 100 | 19 |  | 0.95 | 5000 | 70
P00001FR9 | LED Lumina USA LLC | LED Lumina USA | TL-4-18E/F 5000K | Linear Replacement Lamp | Four-Foot | 2-lamp External Driver Lamp-Style Retrofit Kits (UL Type C) | Standard | FALSE | [9 empty] | 41548 |  |  | NotYetVerified |  | 3 | 1900 | 100 | 19 |  | 0.95 | 5000 | 70
P00001FR4 | LED Lumina USA LLC | LED Lumina USA | TL-4-18 5000K | Linear Replacement Lamp | Four-Foot | Internal Driver Lamp-Style Retrofit Kits (UL Type B) | Standard | FALSE | [9 empty] | 41548 |  |  | NotYetVerified |  | 3 | 1900 | 100 | 19 |  | 0.95 | 5000 | 70
P00001FQZ | LED Lumina USA LLC | LED Lumina USA | TL-4-18/F 5000K | Linear Replacement Lamp | Four-Foot | Internal Driver Lamp-Style Retrofit Kits (UL Type B) | Standard | FALSE | [9 empty] | 41548 |  |  | NotYetVerified |  | 3 | 1900 | 100 | 19 |  | 0.95 | 5000 | 70
P00001FRX | LED Lumina USA LLC | LED Lumina USA | TL-4-22E 4500K | Linear Replacement Lamp | Four-Foot | 2-lamp External Driver Lamp-Style Retrofit Kits (UL Type C) | Standard | FALSE | [9 empty] | 41548 |  |  | NotYetVerified |  | 3 | 2150 | 97.8 | 22 |  | 0.9896 | 4500 | 83.9
P00001FRS | LED Lumina USA LLC | LED Lumina USA | TL-4-22E/F 4500K | Linear Replacement Lamp | Four-Foot | 2-lamp External Driver Lamp-Style Retrofit Kits (UL Type C) | Standard | FALSE | [9 empty] | 41548 |  |  | NotYetVerified |  | 3 | 2150 | 97.8 | 22 |  | 0.9896 | 4500 | 83.9
P00001FRN | LED Lumina USA LLC | LED Lumina USA | TL-4-22 4500K | Linear Replacement Lamp | Four-Foot | Internal Driver Lamp-Style Retrofit Kits (UL Type B) | Standard | FALSE | [9 empty] | 41548 |  |  | NotYetVerified |  | 3 | 2150 | 97.8 | 22 |  | 0.9896 | 4500 | 83.9
P00001FRI | LED Lumina USA LLC | LED Lumina USA | TL-4-22/F 4500K | Linear Replacement Lamp | Four-Foot | Internal Driver Lamp-Style Retrofit Kits (UL Type B) | Standard | FALSE | [9 empty] | 41548 |  |  | NotYetVerified |  | 3 | 2150 | 97.8 | 22 |  | 0.9896 | 4500 | 83.9
P00001FRD | LED Lumina USA LLC | LED Lumina USA | TL-4-18E 4500K | Linear Replacement Lamp | Four-Foot | 2-lamp External Driver Lamp-Style Retrofit Kits (UL Type C) | Standard | FALSE | [9 empty] | 41548 |  |  | NotYetVerified |  | 3 | 1900 | 100 | 19 |  | 0.95 | 4500 | 70
P00001FR8 | LED Lumina USA LLC | LED Lumina USA | TL-4-18E/F 4500K | Linear Replacement Lamp | Four-Foot | 2-lamp External Driver Lamp-Style Retrofit Kits (UL Type C) | Standard | FALSE | [9 empty] | 41548 |  |  | NotYetVerified |  | 3 | 1900 | 100 | 19 |  | 0.95 | 4500 | 70
P00001FR3 | LED Lumina USA LLC | LED Lumina USA | TL-4-18 4500K | Linear Replacement Lamp | Four-Foot | Internal Driver Lamp-Style Retrofit Kits (UL Type B) | Standard | FALSE | [9 empty] | 41548 |  |  | NotYetVerified |  | 3 | 1900 | 100 | 19 |  | 0.95 | 4500 | 70
P00001FQY | LED Lumina USA LLC | LED Lumina USA | TL-4-18/F 4500K | Linear Replacement Lamp | Four-Foot | Internal Driver Lamp-Style Retrofit Kits (UL Type B) | Standard | FALSE | [9 empty] | 41548 |  |  | NotYetVerified |  | 3 | 1900 | 100 | 19 |  | 0.95 | 4500 | 70
P00001FRW | LED Lumina USA LLC | LED Lumina USA | TL-4-22E 4000K | Linear Replacement Lamp | Four-Foot | 2-lamp External Driver Lamp-Style Retrofit Kits (UL Type C) | Standard | FALSE | [9 empty] | 41548 |  |  | NotYetVerified |  | 3 | 2150 | 97.8 | 22 |  | 0.9896 | 4000 | 83.9
P00001FRR | LED Lumina USA LLC | LED Lumina USA | TL-4-22E/F 4000K | Linear Replacement Lamp | Four-Foot | 2-lamp External Driver Lamp-Style Retrofit Kits (UL Type C) | Standard | FALSE | [9 empty] | 41548 |  |  | NotYetVerified |  | 3 | 2150 | 97.8 | 22 |  | 0.9896 | 4000 | 83.9
P00001FRM | LED Lumina USA LLC | LED Lumina USA | TL-4-22 4000K | Linear Replacement Lamp | Four-Foot | Internal Driver Lamp-Style Retrofit Kits (UL Type B) | Standard | FALSE | [9 empty] | 41548 |  |  | NotYetVerified |  | 3 | 2150 | 97.8 | 22 |  | 0.9896 | 4000 | 83.9
P00001FRH | LED Lumina USA LLC | LED Lumina USA | TL-4-22/F 4000K | Linear Replacement Lamp | Four-Foot | Internal Driver Lamp-Style Retrofit Kits (UL Type B) | Standard | FALSE | [9 empty] | 41548 |  |  | NotYetVerified |  | 3 | 2150 | 97.8 | 22 |  | 0.9896 | 4000 | 83.9
P00001FRC | LED Lumina USA LLC | LED Lumina USA | TL-4-18E 4000K | Linear Replacement Lamp | Four-Foot | 2-lamp External Driver Lamp-Style Retrofit Kits (UL Type C) | Standard | FALSE | [9 empty] | 41548 |  |  | NotYetVerified |  | 3 | 1900 | 100 | 19 |  | 0.95 | 4000 | 70
P00001FR7 | LED Lumina USA LLC | LED Lumina USA | TL-4-18E/F 4000K | Linear Replacement Lamp | Four-Foot | 2-lamp External Driver Lamp-Style Retrofit Kits (UL Type C) | Standard | FALSE | [9 empty] | 41548 |  |  | NotYetVerified |  | 3 | 1900 | 100 | 19 |  | 0.95 | 4000 | 70
P00001FR2 | LED Lumina USA LLC | LED Lumina USA | TL-4-18 4000K | Linear Replacement Lamp | Four-Foot | Internal Driver Lamp-Style Retrofit Kits (UL Type B) | Standard | FALSE | [9 empty] | 41548 |  |  | NotYetVerified |  | 3 | 1900 | 100 | 19 |  | 0.95 | 4000 | 70
P00001FQX | LED Lumina USA LLC | LED Lumina USA | TL-4-18/F 4000K | Linear Replacement Lamp | Four-Foot | Internal Driver Lamp-Style Retrofit Kits (UL Type B) | Standard | FALSE | [9 empty] | 41548 |  |  | NotYetVerified |  | 3 | 1900 | 100 | 19 |  | 0.95 | 4000 | 70
P00001FRV | LED Lumina USA LLC | LED Lumina USA | TL-4-22E 3500K | Linear Replacement Lamp | Four-Foot | 2-lamp External Driver Lamp-Style Retrofit Kits (UL Type C) | Standard | FALSE | [9 empty] | 41548 |  |  | NotYetVerified |  | 3 | 2150 | 97.8 | 22 |  | 0.9896 | 3500 | 83.9
P00001FRQ | LED Lumina USA LLC | LED Lumina USA | TL-4-22E/F 3500K | Linear Replacement Lamp | Four-Foot | 2-lamp External Driver Lamp-Style Retrofit Kits (UL Type C) | Standard | FALSE | [9 empty] | 41548 |  |  | NotYetVerified |  | 3 | 2150 | 97.8 | 22 |  | 0.9896 | 3500 | 83.9
P00001FRL | LED Lumina USA LLC | LED Lumina USA | TL-4-22 3500K | Linear Replacement Lamp | Four-Foot | Internal Driver Lamp-Style Retrofit Kits (UL Type B) | Standard | FALSE | [9 empty] | 41548 |  |  | NotYetVerified |  | 3 | 2150 | 97.8 | 22 |  | 0.9896 | 3500 | 83.9
P00001FRG | LED Lumina USA LLC | LED Lumina USA | TL-4-22/F 3500K | Linear Replacement Lamp | Four-Foot | Internal Driver Lamp-Style Retrofit Kits (UL Type B) | Standard | FALSE | [9 empty] | 41548 |  |  | NotYetVerified |  | 3 | 2150 | 97.8 | 22 |  | 0.9896 | 3500 | 83.9
P00001FRB | LED Lumina USA LLC | LED Lumina USA | TL-4-18E 3500K | Linear Replacement Lamp | Four-Foot | 2-lamp External Driver Lamp-Style Retrofit Kits (UL Type C) | Standard | FALSE | [9 empty] | 41548 |  |  | NotYetVerified |  | 3 | 1900 | 100 | 19 |  | 0.95 | 3500 | 70
P00001FR6 | LED Lumina USA LLC | LED Lumina USA | TL-4-18E/F 3500K | Linear Replacement Lamp | Four-Foot | 2-lamp External Driver Lamp-Style Retrofit Kits (UL Type C) | Standard | FALSE | [9 empty] | 41548 |  |  | NotYetVerified |  | 3 | 1900 | 100 | 19 |  | 0.95 | 3500 | 70
P00001FR1 | LED Lumina USA LLC | LED Lumina USA | TL-4-18 3500K | Linear Replacement Lamp | Four-Foot | Internal Driver Lamp-Style Retrofit Kits (UL Type B) | Standard | FALSE | [9 empty] | 41548 |  |  | NotYetVerified |  | 3 | 1900 | 100 | 19 |  | 0.95 | 3500 | 70
P00001FQW | LED Lumina USA LLC | LED Lumina USA | TL-4-18/F 3500K | Linear Replacement Lamp | Four-Foot | Internal Driver Lamp-Style Retrofit Kits (UL Type B) | Standard | FALSE | [9 empty] | 41548 |  |  | NotYetVerified |  | 3 | 1900 | 100 | 19 |  | 0.95 | 3500 | 70
P00001FRU | LED Lumina USA LLC | LED Lumina USA | TL-4-22E 3000K | Linear Replacement Lamp | Four-Foot | 2-lamp External Driver Lamp-Style Retrofit Kits (UL Type C) | Standard | FALSE | [9 empty] | 41548 |  |  | NotYetVerified |  | 3 | 2150 | 97.8 | 22 |  | 0.9896 | 3000 | 83.9
P00001FRK | LED Lumina USA LLC | LED Lumina USA | TL-4-22 3000K | Linear Replacement Lamp | Four-Foot | Internal Driver Lamp-Style Retrofit Kits (UL Type B) | Standard | FALSE | [9 empty] | 41548 |  |  | NotYetVerified |  | 3 | 2150 | 97.8 | 22 |  | 0.9896 | 3000 | 83.9
P00001FRA | LED Lumina USA LLC | LED Lumina USA | TL-4-18E 3000K | Linear Replacement Lamp | Four-Foot | 2-lamp External Driver Lamp-Style Retrofit Kits (UL Type C) | Standard | FALSE | [9 empty] | 41548 |  |  | NotYetVerified |  | 3 | 1900 | 100 | 19 |  | 0.95 | 3000 | 70
P00001FR0 | LED Lumina USA LLC | LED Lumina USA | TL-4-18 3000K | Linear Replacement Lamp | Four-Foot | Internal Driver Lamp-Style Retrofit Kits (UL Type B) | Standard | FALSE | [9 empty] | 41548 |  |  | NotYetVerified |  | 3 | 1900 | 100 | 19 |  | 0.95 | 3000 | 70
P000011FM | New Lighting Solutions | New Lighting Solutions | NLS-T8-22W1200 BOXX (3000K Frosted) | Linear Replacement Lamp | Four-Foot | 2-lamp External Driver Lamp-Style Retrofit Kits (UL Type C) | Standard | TRUE | 2318 | 100.8 | 23 | 17.61 | 0.9069 | 3010 | 82.3 | 5 | 50000 | 41547 |  |  | NotYetVerified |  | 3 | 2150 | 97.8 | 22 |  | 0.9896 | 3000 | 83.9
P000011FW | New Lighting Solutions | New Lighting Solutions | NLS-T8-18W1200 BOXX (3000K Frosted) | Linear Replacement Lamp | Four-Foot | 2-lamp External Driver Lamp-Style Retrofit Kits (UL Type C) | Standard | TRUE | 2033 | 102.7 | 19.8 | 20.3 | 0.8772 | 3094 | 81 | 5 | 50000 | 41547 |  |  | NotYetVerified |  | 3 | 1900 | 100 | 19 |  | 0.95 | 3000 | 70
P000011FC | New Lighting Solutions | New Lighting Solutions | NLS-T8-22W1200 BIXX (3000K Frosted) | Linear Replacement Lamp | Four-Foot | Internal Driver Lamp-Style Retrofit Kits (UL Type B) | Standard | TRUE | 2150 | 99.1 | 21.7 | 20.57 | 0.87 | 3019 | 82.6 | 5 | 50000 | 41547 |  |  | NotYetVerified |  | 3 | 2150 | 97.8 | 22 |  | 0.9896 | 3000 | 83.9
P000011F2 | New Lighting Solutions | New Lighting Solutions | NLS-T8-18W1200 BIXX (3000K Frosted) | Linear Replacement Lamp | Four-Foot | 2-lamp External Driver Lamp-Style Retrofit Kits (UL Type C) | Standard | TRUE | 1789 | 98.3 | 18.2 | 17.76 | 0.87 | 3034 | 82.7 | 5 | 50000 | 41547 |  |  | NotYetVerified |  | 3 | 1900 | 100 | 19 |  | 0.95 | 3000 | 70
P000011FV | New Lighting Solutions | New Lighting Solutions | NLS-T8-22W1200 BOXX (5000K Clear) | Linear Replacement Lamp | Four-Foot | 2-lamp External Driver Lamp-Style Retrofit Kits (UL Type C) | Standard | FALSE | [9 empty] | 41547 |  |  | NotYetVerified |  | 3 | 2300 | 104.5 | 22 |  | 0.9896 | 5000 | 83.9
P000011FQ | New Lighting Solutions | New Lighting Solutions | NLS-T8-22W1200 BOXX (5000K Frosted) | Linear Replacement Lamp | Four-Foot | 2-lamp External Driver Lamp-Style Retrofit Kits (UL Type C) | Standard | FALSE | [9 empty] | 41547 |  |  | NotYetVerified |  | 3 | 2300 | 104.5 | 22 |  | 0.9896 | 5000 | 83.9
P000011FL | New Lighting Solutions | New Lighting Solutions | NLS-T8-22W1200 BIXX (5000K Clear) | Linear Replacement Lamp | Four-Foot | Internal Driver Lamp-Style Retrofit Kits (UL Type B) | Standard | FALSE | [9 empty] | 41547 |  |  | NotYetVerified |  | 3 | 2300 | 104.5 | 22 |  | 0.9896 | 5000 | 83.9
P000011FG | New Lighting Solutions | New Lighting Solutions | NLS-T8-22W1200 BIXX (5000K Frosted) | Linear Replacement Lamp | Four-Foot | Internal Driver Lamp-Style Retrofit Kits (UL Type B) | Standard | FALSE | [9 empty] | 41547 |  |  | NotYetVerified |  | 3 | 2300 | 104.5 | 22 |  | 0.9896 | 5000 | 83.9
P000011G5 | New Lighting Solutions | New Lighting Solutions | NLS-T8-18W1200 BOXX (5000K Clear) | Linear Replacement Lamp | Four-Foot | 2-lamp External Driver Lamp-Style Retrofit Kits (UL Type C) | Standard | FALSE | [9 empty] | 41547 |  |  | NotYetVerified |  | 3 | 1900 | 100 | 19 |  | 0.95 | 5000 | 70
P000011G0 | New Lighting Solutions | New Lighting Solutions | NLS-T8-18W1200 BOXX (5000K Frosted) | Linear Replacement Lamp | Four-Foot | 2-lamp External Driver Lamp-Style Retrofit Kits (UL Type C) | Standard | FALSE | [9 empty] | 41547 |  |  | NotYetVerified |  | 3 | 1900 | 100 | 19 |  | 0.95 | 5000 | 70
P000011FB | New Lighting Solutions | New Lighting Solutions | NLS-T8-18W1200 BIXX (5000K Clear) | Linear Replacement Lamp | Four-Foot | 2-lamp External Driver Lamp-Style Retrofit Kits (UL Type C) | Standard | FALSE | [9 empty] | 41547 |  |  | NotYetVerified |  | 3 | 1900 | 100 | 19 |  | 0.95 | 5000 | 70
P000011F6 | New Lighting Solutions | New Lighting Solutions | NLS-T8-18W1200 BIXX (5000K Frosted) | Linear Replacement Lamp | Four-Foot | 2-lamp External Driver Lamp-Style Retrofit Kits (UL Type C) | Standard | FALSE | [9 empty] | 41547 |  |  | NotYetVerified |  | 3 | 1900 | 100 | 19 |  | 0.95 | 5000 | 70
P000011FU | New Lighting Solutions | New Lighting Solutions | NLS-T8-22W1200 BOXX (4500K Clear) | Linear Replacement Lamp | Four-Foot | 2-lamp External Driver Lamp-Style Retrofit Kits (UL Type C) | Standard | FALSE | [9 empty] | 41547 |  |  | NotYetVerified |  | 3 | 2150 | 97.8 | 22 |  | 0.9896 | 4500 | 83.9
P000011FP | New Lighting Solutions | New Lighting Solutions | NLS-T8-22W1200 BOXX (4500K Frosted) | Linear Replacement Lamp | Four-Foot | 2-lamp External Driver Lamp-Style Retrofit Kits (UL Type C) | Standard | FALSE | [9 empty] | 41547 |  |  | NotYetVerified |  | 3 | 2150 | 97.8 | 22 |  | 0.9896 | 4500 | 83.9
P000011FK | New Lighting Solutions | New Lighting Solutions | NLS-T8-22W1200 BIXX (4500K Clear) | Linear Replacement Lamp | Four-Foot | Internal Driver Lamp-Style Retrofit Kits (UL Type B) | Standard | FALSE | [9 empty] | 41547 |  |  | NotYetVerified |  | 3 | 2150 | 97.8 | 22 |  | 0.9896 | 4500 | 83.9
P000011FF | New Lighting Solutions | New Lighting Solutions | NLS-T8-22W1200 BIXX (4500K Frosted) | Linear Replacement Lamp | Four-Foot | Internal Driver Lamp-Style Retrofit Kits (UL Type B) | Standard | FALSE | [9 empty] | 41547 |  |  | NotYetVerified |  | 3 | 2150 | 97.8 | 22 |  | 0.9896 | 4500 | 83.9
P000011G4 | New Lighting Solutions | New Lighting Solutions | NLS-T8-18W1200 BOXX (4500K Clear) | Linear Replacement Lamp | Four-Foot | 2-lamp External Driver Lamp-Style Retrofit Kits (UL Type C) | Standard | FALSE | [9 empty] | 41547 |  |  | NotYetVerified |  | 3 | 1900 | 100 | 19 |  | 0.95 | 4500 | 70
P000011FZ | New Lighting Solutions | New Lighting Solutions | NLS-T8-18W1200 BOXX (4500K Frosted) | Linear Replacement Lamp | Four-Foot | 2-lamp External Driver Lamp-Style Retrofit Kits (UL Type C) | Standard | FALSE | [9 empty] | 41547 |  |  | NotYetVerified |  | 3 | 1900 | 100 | 19 |  | 0.95 | 4500 | 70
P000011FA | New Lighting Solutions | New Lighting Solutions | NLS-T8-18W1200 BIXX (4500K Clear) | Linear Replacement Lamp | Four-Foot | 2-lamp External Driver Lamp-Style Retrofit Kits (UL Type C) | Standard | FALSE | [9 empty] | 41547 |  |  | NotYetVerified |  | 3 | 1900 | 100 | 19 |  | 0.95 | 4500 | 70
P000011F5 | New Lighting Solutions | New Lighting Solutions | NLS-T8-18W1200 BIXX (4500K Frosted) | Linear Replacement Lamp | Four-Foot | 2-lamp External Driver Lamp-Style Retrofit Kits (UL Type C) | Standard | FALSE | [9 empty] | 41547 |  |  | NotYetVerified |  | 3 | 1900 | 100 | 19 |  | 0.95 | 4500 | 70
P000011FT | New Lighting Solutions | New Lighting Solutions | NLS-T8-22W1200 BOXX (4000K Clear) | Linear Replacement Lamp | Four-Foot | 2-lamp External Driver Lamp-Style Retrofit Kits (UL Type C) | Standard | FALSE | [9 empty] | 41547 |  |  | NotYetVerified |  | 3 | 2150 | 97.8 | 22 |  | 0.9896 | 4000 | 83.9
P000011FO | New Lighting Solutions | New Lighting Solutions | NLS-T8-22W1200 BOXX (4000K Frosted) | Linear Replacement Lamp | Four-Foot | 2-lamp External Driver Lamp-Style Retrofit Kits (UL Type C) | Standard | FALSE | [9 empty] | 41547 |  |  | NotYetVerified |  | 3 | 2150 | 97.8 | 22 |  | 0.9896 | 4000 | 83.9
P000011FJ | New Lighting Solutions | New Lighting Solutions | NLS-T8-22W1200 BIXX (4000K Clear) | Linear Replacement Lamp | Four-Foot | Internal Driver Lamp-Style Retrofit Kits (UL Type B) | Standard | FALSE | [9 empty] | 41547 |  |  | NotYetVerified |  | 3 | 2150 | 97.8 | 22 |  | 0.9896 | 4000 | 83.9
P000011FE | New Lighting Solutions | New Lighting Solutions | NLS-T8-22W1200 BIXX (4000K Frosted) | Linear Replacement Lamp | Four-Foot | Internal Driver Lamp-Style Retrofit Kits (UL Type B) | Standard | FALSE | [9 empty] | 41547 |  |  | NotYetVerified |  | 3 | 2150 | 97.8 | 22 |  | 0.9896 | 4000 | 83.9
P000011G3 | New Lighting Solutions | New Lighting Solutions | NLS-T8-18W1200 BOXX (4000K Clear) | Linear Replacement Lamp | Four-Foot | 2-lamp External Driver Lamp-Style Retrofit Kits (UL Type C) | Standard | FALSE | [9 empty] | 41547 |  |  | NotYetVerified |  | 3 | 1900 | 100 | 19 |  | 0.95 | 4000 | 70
P000011FY | New Lighting Solutions | New Lighting Solutions | NLS-T8-18W1200 BOXX (4000K Frosted) | Linear Replacement Lamp | Four-Foot | 2-lamp External Driver Lamp-Style Retrofit Kits (UL Type C) | Standard | FALSE | [9 empty] | 41547 |  |  | NotYetVerified |  | 3 | 1900 | 100 | 19 |  | 0.95 | 4000 | 70
P000011F9 | New Lighting Solutions | New Lighting Solutions | NLS-T8-18W1200 BIXX (4000K Clear) | Linear Replacement Lamp | Four-Foot | 2-lamp External Driver Lamp-Style Retrofit Kits (UL Type C) | Standard | FALSE | [9 empty] | 41547 |  |  | NotYetVerified |  | 3 | 1900 | 100 | 19 |  | 0.95 | 4000 | 70
P000011F4 | New Lighting Solutions | New Lighting Solutions | NLS-T8-18W1200 BIXX (4000K Frosted) | Linear Replacement Lamp | Four-Foot | 2-lamp External Driver Lamp-Style Retrofit Kits (UL Type C) | Standard | FALSE | [9 empty] | 41547 |  |  | NotYetVerified |  | 3 | 1900 | 100 | 19 |  | 0.95 | 4000 | 70
P000011FS | New Lighting Solutions | New Lighting Solutions | NLS-T8-22W1200 BOXX (3500K Clear) | Linear Replacement Lamp | Four-Foot | 2-lamp External Driver Lamp-Style Retrofit Kits (UL Type C) | Standard | FALSE | [9 empty] | 41547 |  |  | NotYetVerified |  | 3 | 2150 | 97.8 | 22 |  | 0.9896 | 3500 | 83.9
P000011FN | New Lighting Solutions | New Lighting Solutions | NLS-T8-22W1200 BOXX (3500K Frosted) | Linear Replacement Lamp | Four-Foot | 2-lamp External Driver Lamp-Style Retrofit Kits (UL Type C) | Standard | FALSE | [9 empty] | 41547 |  |  | NotYetVerified |  | 3 | 2150 | 97.8 | 22 |  | 0.9896 | 3500 | 83.9
P000011FI | New Lighting Solutions | New Lighting Solutions | NLS-T8-22W1200 BIXX (3500K Clear) | Linear Replacement Lamp | Four-Foot | Internal Driver Lamp-Style Retrofit Kits (UL Type B) | Standard | FALSE | [9 empty] | 41547 |  |  | NotYetVerified |  | 3 | 2150 | 97.8 | 22 |  | 0.9896 | 3500 | 83.9
P000011FD | New Lighting Solutions | New Lighting Solutions | NLS-T8-22W1200 BIXX (3500K Frosted) | Linear Replacement Lamp | Four-Foot | Internal Driver Lamp-Style Retrofit Kits (UL Type B) | Standard | FALSE | [9 empty] | 41547 |  |  | NotYetVerified |  | 3 | 2150 | 97.8 | 22 |  | 0.9896 | 3500 | 83.9
P000011G2 | New Lighting Solutions | New Lighting Solutions | NLS-T8-18W1200 BOXX (3500K Clear) | Linear Replacement Lamp | Four-Foot | 2-lamp External Driver Lamp-Style Retrofit Kits (UL Type C) | Standard | FALSE | [9 empty] | 41547 |  |  | NotYetVerified |  | 3 | 1900 | 100 | 19 |  | 0.95 | 3500 | 70
P000011FX | New Lighting Solutions | New Lighting Solutions | NLS-T8-18W1200 BOXX (3500K Frosted) | Linear Replacement Lamp | Four-Foot | 2-lamp External Driver Lamp-Style Retrofit Kits (UL Type C) | Standard | FALSE | [9 empty] | 41547 |  |  | NotYetVerified |  | 3 | 1900 | 100 | 19 |  | 0.95 | 3500 | 70
P000011F8 | New Lighting Solutions | New Lighting Solutions | NLS-T8-18W1200 BIXX (3500K Clear) | Linear Replacement Lamp | Four-Foot | 2-lamp External Driver Lamp-Style Retrofit Kits (UL Type C) | Standard | FALSE | [9 empty] | 41547 |  |  | NotYetVerified |  | 3 | 1900 | 100 | 19 |  | 0.95 | 3500 | 70
P000011F3 | New Lighting Solutions | New Lighting Solutions | NLS-T8-18W1200 BIXX (3500K Frosted) | Linear Replacement Lamp | Four-Foot | 2-lamp External Driver Lamp-Style Retrofit Kits (UL Type C) | Standard | FALSE | [9 empty] | 41547 |  |  | NotYetVerified |  | 3 | 1900 | 100 | 19 |  | 0.95 | 3500 | 70
P000011FR | New Lighting Solutions | New Lighting Solutions | NLS-T8-22W1200 BOXX (3000K Clear) | Linear Replacement Lamp | Four-Foot | 2-lamp External Driver Lamp-Style Retrofit Kits (UL Type C) | Standard | FALSE | [9 empty] | 41547 |  |  | NotYetVerified |  | 3 | 2150 | 97.8 | 22 |  | 0.9896 | 3000 | 83.9
P000011FH | New Lighting Solutions | New Lighting Solutions | NLS-T8-22W1200 BIXX (3000K Clear) | Linear Replacement Lamp | Four-Foot | Internal Driver Lamp-Style Retrofit Kits (UL Type B) | Standard | FALSE | [9 empty] | 41547 |  |  | NotYetVerified |  | 3 | 2150 | 97.8 | 22 |  | 0.9896 | 3000 | 83.9
P000011G1 | New Lighting Solutions | New Lighting Solutions | NLS-T8-18W1200 BOXX (3000K Clear) | Linear Replacement Lamp | Four-Foot | 2-lamp External Driver Lamp-Style Retrofit Kits (UL Type C) | Standard | FALSE | [9 empty] | 41547 |  |  | NotYetVerified |  | 3 | 1900 | 100 | 19 |  | 0.95 | 3000 | 70
P000011F7 | New Lighting Solutions | New Lighting Solutions | NLS-T8-18W1200 BIXX (3000K Clear) | Linear Replacement Lamp | Four-Foot | 2-lamp External Driver Lamp-Style Retrofit Kits (UL Type C) | Standard | FALSE | [9 empty] | 41547 |  |  | NotYetVerified |  | 3 | 1900 | 100 | 19 |  | 0.95 | 3000 | 70
P00001FKP | Pinnacle Solutions LLC | Pinnacle LED Solutions | PL-T8-4FT50K23WDE Frosted Lens | Linear Replacement Lamp | Four-Foot | 2-lamp External Driver Lamp-Style Retrofit Kits (UL Type C) | Standard | FALSE | [9 empty] | 41543 |  |  | NotYetVerified |  | 3 | 2300 | 100 | 23 |  | 0.9 | 5000 | 80
P00001FKN | Pinnacle Solutions LLC | Pinnacle LED Solutions | PL-T8-4FT50K23WDE Clear Lens | Linear Replacement Lamp | Four-Foot | 2-lamp External Driver Lamp-Style Retrofit Kits (UL Type C) | Standard | FALSE | [9 empty] | 41543 |  |  | NotYetVerified |  | 3 | 2300 | 100 | 23 |  | 0.9 | 5000 | 80
P00001FKM | Pinnacle Solutions LLC | Pinnacle LED Solutions | PL-T8-4FT40K23WDE Clear Lens | Linear Replacement Lamp | Four-Foot | 2-lamp External Driver Lamp-Style Retrofit Kits (UL Type C) | Standard | TRUE | 2761 | 113.2 | 24.4 | 18.23 | 0.9243 | 4110 | 86 | 5 | 60000 | 41542 |  |  | NotYetVerified |  | 3 | 2300 | 100 | 23 |  | 0.9 | 4000 | 80
P00001FKO | Pinnacle Solutions LLC | Pinnacle LED Solutions | PL-T8-4FT40K23WDE Frosted Lens | Linear Replacement Lamp | Four-Foot | 2-lamp External Driver Lamp-Style Retrofit Kits (UL Type C) | Standard | TRUE | 2700 | 110.7 | 24.4 | 18.2 | 0.9241 | 4096 | 86 | 5 | 60000 | 41542 |  |  | NotYetVerified |  | 3 | 2300 | 100 | 23 |  | 0.9 | 4000 | 80
P000005SY | Bravoled Lighting Manufacturing Co. Ltd. | Bravoled | BL-T8-18W 1200 WINZ+ 30C [Qualified only with fixed end caps] | Linear Replacement Lamp | Four-Foot | Internal Driver Lamp-Style Retrofit Kits (UL Type B) | Standard | TRUE | 2216.718 | 120.343 | 18.42 | 17.3 | 0.909 | 3046 | 82.9 | 5 | 50000 | 41539 |  |  | NotYetVerified | Updated on 1/19/2017 | 4.1 | 2216.7 | 120.3 | 18.4 | 17.3 | 0.91 | 3046 | 82.9
P000005T1 | Bravoled Lighting Manufacturing Co. Ltd. | Bravoled | BL-T8-18W 1200 WINZ+ 30F [Qualified only with fixed end caps] | Linear Replacement Lamp | Four-Foot | Internal Driver Lamp-Style Retrofit Kits (UL Type B) | Standard | TRUE | 2111.344 | 115.311 | 18.31 | 18.4 | 0.905 | 3041 | 82.9 | 5 | 50000 | 41539 |  |  | NotYetVerified |  | 3 | 2111.3 | 115.3 | 18.3 | 18.4 | 0.91 | 3041 | 82.9
P000005T3 | Bravoled Lighting Manufacturing Co. Ltd. | Bravoled | BL-T8-18W 1200 WINZ+ 50F [Qualified only with fixed end caps] | Linear Replacement Lamp | Four-Foot | Internal Driver Lamp-Style Retrofit Kits (UL Type B) | Standard | FALSE | [9 empty] | 41539 | Not Yet Verified | Not Yet Verified | NotYetVerified |  | 3 | 2279.1 | 122.6 | 18.5 | 19.1 | 0.91 | 4828 | 83.3
P000005SZ | Bravoled Lighting Manufacturing Co. Ltd. | Bravoled | BL-T8-18W 1200 WINZ+ 40C [Qualified only with fixed end caps] | Linear Replacement Lamp | Four-Foot | Internal Driver Lamp-Style Retrofit Kits (UL Type B) | Standard | FALSE | [9 empty] | 41539 | Not Yet Verified | Not Yet Verified | NotYetVerified |  | 3 | 2216.7 | 120.3 | 18.4 | 17.3 | 0.91 | 4000 | 82.9
P000005TM | Bravoled Lighting Manufacturing Co. Ltd. | Bravoled | BL-T8-18W 1200 WINZ+ 35F [Qualified only with fixed end caps] | Linear Replacement Lamp | Four-Foot | Internal Driver Lamp-Style Retrofit Kits (UL Type B) | Standard | FALSE | [9 empty] | 41539 | Not Yet Verified | Not Yet Verified | NotYetVerified |  | 3 | 2111.3 | 115.3 | 18.3 | 18.4 | 0.91 | 3500 | 82.9
P000005TL | Bravoled Lighting Manufacturing Co. Ltd. | Bravoled | BL-T8-18W 1200 WINZ+ 35C [Qualified only with fixed end caps] | Linear Replacement Lamp | Four-Foot | Internal Driver Lamp-Style Retrofit Kits (UL Type B) | Standard | FALSE | [9 empty] | 41539 | Not Yet Verified | Not Yet Verified | NotYetVerified |  | 3 | 2216.7 | 120.3 | 18.4 | 17.3 | 0.91 | 3500 | 82.9
P00001EV7 | Xiamen Yankon Energetic Lighting Co. Ltd. | Yankon | YKT8C1-18W 5000K | Linear Replacement Lamp | Four-Foot | Internal Driver Lamp-Style Retrofit Kits (UL Type B) | Standard | FALSE | [9 empty] | 41534 |  |  | NotYetVerified |  | 3.1 | 2000 | 111 | 18 |  |  | 5000 | 80
P00001EVJ | Shenzhen Wanjia Lighting Co. Ltd | WONKA | 18T802B1-50C-N | Linear Replacement Lamp | Four-Foot | Replacement Lamps (plug and play) (UL Type A) | Standard | FALSE | [9 empty] | 41534 |  |  | NotYetVerified |  | 3 | 1980 | 110 | 18 |  | 0.9 | 5000
P00001EVG | Shenzhen Wanjia Lighting Co. Ltd | WONKA | 18T802B1-50M-N [Qualified at 120V Only] | Linear Replacement Lamp | Four-Foot | Replacement Lamps (plug and play) (UL Type A) | Standard | FALSE | [9 empty] | 41534 |  |  | No | Updated 11/10/2016 | 3 | 2200 | 122 | 18 | 15 | 0.9 | 5000 | 80
P00001EVI | Shenzhen Wanjia Lighting Co. Ltd | WONKA | 18T802B1-40C-N | Linear Replacement Lamp | Four-Foot | Replacement Lamps (plug and play) (UL Type A) | Standard | FALSE | [9 empty] | 41534 |  |  | NotYetVerified |  | 3 | 1890 | 105 | 18 |  | 0.9 | 4000
P00001EVF | Shenzhen Wanjia Lighting Co. Ltd | WONKA | 18T802B1-40M-N [Qualified at 120V Only] | Linear Replacement Lamp | Four-Foot | Replacement Lamps (plug and play) (UL Type A) | Standard | FALSE | [9 empty] | 41534 |  |  | No |  | 3 | 2100 | 117 | 18 | 15 | 0.9 | 4000 | 80
P00001EVH | Shenzhen Wanjia Lighting Co. Ltd | WONKA | 18T802B1-30C-N | Linear Replacement Lamp | Four-Foot | Replacement Lamps (plug and play) (UL Type A) | Standard | FALSE | [9 empty] | 41534 |  |  | NotYetVerified |  | 3 | 1800 | 100 | 18 |  | 0.9 | 3000
P00001EVE | Shenzhen Wanjia Lighting Co. Ltd | WONKA | 18T802B1-30M-N | Linear Replacement Lamp | Four-Foot | Replacement Lamps (plug and play) (UL Type A) | Standard | TRUE | 1980 | 106.85 | 18.53 | 15.7 | 0.899 | 3046.4 | 81 | 5 | 50000 | 41533 |  |  | No | Updated 11/10/2016 | 3 | 2000 | 111 | 18 | 15 | 0.9 | 3000 | 80
P00001EV4 | Xiamen Yankon Energetic Lighting Co. Ltd. | Yankon | YKT8C1-18W 3000K | Linear Replacement Lamp | Four-Foot | Internal Driver Lamp-Style Retrofit Kits (UL Type B) | Standard | TRUE | 1914.904 | 108.801 | 17.6 | 19.8 | 0.896 | 3043 | 82.4 | 5 | 50000 | 41533 |  |  | NotYetVerified | Internal Driver | 3.1 | 2000 | 111 | 18 |  |  | 3000 | 80
P000004KY | Alite Co. LTD. | ALITE | LED Tube-AL6(Clear) | Linear Replacement Lamp | Four-Foot | Internal Driver Lamp-Style Retrofit Kits (UL Type B) | Standard | FALSE | [9 empty] | 41529 | Not Yet Verified | Not Yet Verified | NotYetVerified |  | 3 | 2200 | 113 | 18 |  | 0.95 | 5000 | 80
P000004KW | Alite Co. LTD. | ALITE | LED Tube-AL8(Frosted) | Linear Replacement Lamp | Four-Foot | Internal Driver Lamp-Style Retrofit Kits (UL Type B) | Standard | FALSE | [9 empty] | 41529 | Not Yet Verified | Not Yet Verified | NotYetVerified |  | 3 | 2100 | 110 | 18 |  | 0.95 | 5000 | 80
P000004KX | Alite Co. LTD. | ALITE | LED Tube-AL5(Clear) | Linear Replacement Lamp | Four-Foot | Internal Driver Lamp-Style Retrofit Kits (UL Type B) | Standard | TRUE | 2205 | 111.64 | 18.53 | 23.4 | 0.973 | 4168 | 83 | 5 | 50000 | 41528 |  |  | NotYetVerified |  | 3 | 1900 | 105 |  |  | 0.95 | 4000 | 80
P000004KV | Alite Co. LTD. | ALITE | LED Tube-AL7(Frosted) | Linear Replacement Lamp | Four-Foot | Internal Driver Lamp-Style Retrofit Kits (UL Type B) | Standard | TRUE | 2097 | 106.58 | 19.68 | 23.5 | 0.972 | 4152 | 83 | 5 | 50000 | 41528 |  |  | NotYetVerified |  | 3 | 1900 | 105 |  |  | 0.95 | 4000 | 80
P00000U88 | Guangzhou Ledia Lighting Technology Company Limited | LEDIA | LD-TL-UL28A0012-45F | Linear Replacement Lamp | Four-Foot | Internal Driver Lamp-Style Retrofit Kits (UL Type B) | Standard | FALSE | [9 empty] | 41528 |  |  | NotYetVerified |  | 3 | 1800 | 100 | 18 |  | 0.9 | 4500 | 80
P00000U87 | Guangzhou Ledia Lighting Technology Company Limited | LEDIA | LD-TL-UL28A0012-40F | Linear Replacement Lamp | Four-Foot | Internal Driver Lamp-Style Retrofit Kits (UL Type B) | Standard | FALSE | [9 empty] | 41528 |  |  | NotYetVerified |  | 3 | 1800 | 100 | 18 |  | 0.9 | 4000 | 80
P00000U86 | Guangzhou Ledia Lighting Technology Company Limited | LEDIA | LD-TL-UL28A0012-35F | Linear Replacement Lamp | Four-Foot | Internal Driver Lamp-Style Retrofit Kits (UL Type B) | Standard | FALSE | [9 empty] | 41528 |  |  | NotYetVerified |  | 3 | 1800 | 100 | 18 |  | 0.9 | 3500 | 80
P00000U85 | Guangzhou Ledia Lighting Technology Company Limited | LEDIA | LD-TL-UL28A0012-30F | Linear Replacement Lamp | Four-Foot | Internal Driver Lamp-Style Retrofit Kits (UL Type B) | Standard | TRUE | 1671 | 98.77 | 16.92 | 19.3 | 0.88 | 3008 | 83 | 5 | 50000 | 41527 |  |  | NotYetVerified |  | 3 | 1800 | 100 | 18 |  | 0.9 | 3000 | 80
P00001ETQ | MLS Co. LTD | MLS | MT8N04 | Linear Replacement Lamp | Four-Foot | Internal Driver Lamp-Style Retrofit Kits (UL Type B) | Standard | FALSE | [9 empty] | 41527 |  |  | NotYetVerified |  | 3 | 1800 | 100 | 19 | 20 | 0.9 | 4000 | 80
P00000X84 | James Trading Company Limited | JAMES | ZY-T8-22W1200 BIXX (5000K Clear) | Linear Replacement Lamp | Four-Foot | Internal Driver Lamp-Style Retrofit Kits (UL Type B) | Standard | FALSE | [9 empty] | 41527 |  |  | NotYetVerified |  | 3 | 3188 | 143.15 | 22.27 | 19.61 | 0.9 | 5000 | 80
PY1NHHH3 | James Trading Company Limited | JAMES | ZY-T8-18W1200 BINX (5000K Clear) | Linear Replacement Lamp | Four-Foot | Internal Driver Lamp-Style Retrofit Kits (UL Type B) | Standard | FALSE | [9 empty] | 41527 |  |  | NotYetVerified | Lastx represents either s for single-end power input or T for double-end inputs updated on 11/30/2016 | 3 | 2609 | 140.72 | 18.54 | 20 | 0.9 | 5000 | 83
P00000X7Z | James Trading Company Limited | JAMES | ZY-T8-18W1200 BIDX (5000K Clear) | Linear Replacement Lamp | Four-Foot | Internal Driver Lamp-Style Retrofit Kits (UL Type B) | Standard | FALSE | [9 empty] | 41527 |  |  | NotYetVerified | Lastx represents either s for single-end power input or T for double-end inputs updated on 11/30/2016 | 3 | 2609 | 140.72 | 18.54 | 20 | 0.9 | 5000 | 83
P00000X8E | James Trading Company Limited | JAMES | ZY-T8-18W1200 BODX (5000K Clear) | Linear Replacement Lamp | Four-Foot | 2-lamp External Driver Lamp-Style Retrofit Kits (UL Type C) | Standard | FALSE | [9 empty] | 41527 |  |  | NotYetVerified |  | 3 | 1900 | 100 | 19 | 20 | 0.9 | 5000 | 83
P00000X83 | James Trading Company Limited | JAMES | ZY-T8-22W1200 BIXX (4500K Clear) | Linear Replacement Lamp | Four-Foot | Internal Driver Lamp-Style Retrofit Kits (UL Type B) | Standard | FALSE | [9 empty] | 41527 |  |  | NotYetVerified |  | 3 | 3188 | 143.15 | 22.27 | 19.61 | 0.9 | 5000 | 80
PQG1MRKC | James Trading Company Limited | JAMES | ZY-T8-18W1200 BINX (4500K Clear) | Linear Replacement Lamp | Four-Foot | Internal Driver Lamp-Style Retrofit Kits (UL Type B) | Standard | FALSE | [9 empty] | 41527 |  |  | NotYetVerified | Lastx represents either s for single-end power input or T for double-end inputs updated on 11/30/2016 | 3 | 2609 | 140.72 | 18.54 | 20 | 0.9 | 4500 | 83
P00000X7Y | James Trading Company Limited | JAMES | ZY-T8-18W1200 BIDX (4500K Clear) | Linear Replacement Lamp | Four-Foot | Internal Driver Lamp-Style Retrofit Kits (UL Type B) | Standard | FALSE | [9 empty] | 41527 |  |  | NotYetVerified | Lastx represents either s for single-end power input or T for double-end inputs updated on 11/30/2016 | 3 | 2609 | 140.72 | 18.54 | 20 | 0.9 | 4500 | 83
P00000X8D | James Trading Company Limited | JAMES | ZY-T8-18W1200 BODX (4500K Clear) | Linear Replacement Lamp | Four-Foot | 2-lamp External Driver Lamp-Style Retrofit Kits (UL Type C) | Standard | FALSE | [9 empty] | 41527 |  |  | NotYetVerified |  | 3 | 1900 | 100 | 19 | 20 | 0.9 | 4500 | 83
P00000X82 | James Trading Company Limited | JAMES | ZY-T8-22W1200 BIXX (4000K Clear) | Linear Replacement Lamp | Four-Foot | Internal Driver Lamp-Style Retrofit Kits (UL Type B) | Standard | FALSE | [9 empty] | 41527 |  |  | NotYetVerified |  | 3 | 3111 | 141.6 | 21.97 | 19.95 | 0.9 | 4500 | 80
PJSHQBGB | James Trading Company Limited | JAMES | ZY-T8-18W1200 BINX (4000K Clear) | Linear Replacement Lamp | Four-Foot | Internal Driver Lamp-Style Retrofit Kits (UL Type B) | Standard | FALSE | [9 empty] | 41527 |  |  | NotYetVerified | Lastx represents either s for single-end power input or T for double-end inputs updated on 11/30/2016 | 3 | 2609 | 140.72 | 18.54 | 20 | 0.9 | 4000 | 83
P00000X7X | James Trading Company Limited | JAMES | ZY-T8-18W1200 BIDX (4000K Clear) | Linear Replacement Lamp | Four-Foot | Internal Driver Lamp-Style Retrofit Kits (UL Type B) | Standard | FALSE | [9 empty] | 41527 |  |  | NotYetVerified | Lastx represents either s for single-end power input or T for double-end inputs updated on 11/30/2016 | 3 | 2609 | 140.72 | 18.54 | 20 | 0.9 | 4000 | 83
P00000X8C | James Trading Company Limited | JAMES | ZY-T8-18W1200 BODX (4000K Clear) | Linear Replacement Lamp | Four-Foot | 2-lamp External Driver Lamp-Style Retrofit Kits (UL Type C) | Standard | FALSE | [9 empty] | 41527 |  |  | NotYetVerified |  | 3 | 1900 | 100 | 19 | 20 | 0.9 | 4000 | 83
P00000X81 | James Trading Company Limited | JAMES | ZY-T8-22W1200 BIXX (3500K Clear) | Linear Replacement Lamp | Four-Foot | Internal Driver Lamp-Style Retrofit Kits (UL Type B) | Standard | FALSE | [9 empty] | 41527 |  |  | NotYetVerified |  | 3 | 3111 | 141.6 | 21.97 | 19.95 | 0.9 | 4500 | 80
PQXVZBZ2 | James Trading Company Limited | JAMES | ZY-T8-18W1200 BINX (3500K Clear) | Linear Replacement Lamp | Four-Foot | Internal Driver Lamp-Style Retrofit Kits (UL Type B) | Standard | FALSE | [9 empty] | 41527 |  |  | NotYetVerified | Lastx represents either s for single-end power input or T for double-end inputs updated on 11/30/2016 | 3 | 2609 | 140.72 | 18.54 | 20 | 0.9 | 3500 | 83
P00000X8B | James Trading Company Limited | JAMES | ZY-T8-18W1200 BODX (3500K Clear) | Linear Replacement Lamp | Four-Foot | 2-lamp External Driver Lamp-Style Retrofit Kits (UL Type C) | Standard | FALSE | [9 empty] | 41527 |  |  | NotYetVerified |  | 3 | 1900 | 100 | 19 | 20 | 0.9 | 3500 | 83
P00000X7W | James Trading Company Limited | JAMES | ZY-T8-18W1200 BIDX (3500K Clear) | Linear Replacement Lamp | Four-Foot | Internal Driver Lamp-Style Retrofit Kits (UL Type B) | Standard | FALSE | [9 empty] | 41527 |  |  | NotYetVerified | Lastx represents either s for single-end power input or T for double-end inputs updated on 11/30/2016 | 3 | 2609 | 140.72 | 18.54 | 20 | 0.9 | 3500 | 83
P00000X80 | James Trading Company Limited | JAMES | ZY-T8-22W1200 BIXX (3000K Clear) | Linear Replacement Lamp | Four-Foot | Internal Driver Lamp-Style Retrofit Kits (UL Type B) | Standard | FALSE | [9 empty] | 41527 |  |  | NotYetVerified |  | 3 | 3111 | 141.6 | 21.97 | 19.95 | 0.9 | 4000 | 80
P17G5P9U | James Trading Company Limited | JAMES | ZY-T8-18W1200 BINX (3000K Clear) | Linear Replacement Lamp | Four-Foot | Internal Driver Lamp-Style Retrofit Kits (UL Type B) | Standard | FALSE | [9 empty] | 41527 |  |  | NotYetVerified | Lastx represents either s for single-end power input or T for double-end inputs updated on 11/30/2016 | 3 | 2609 | 140.72 | 18.54 | 20 | 0.9 | 3000 | 83
P00000X8A | James Trading Company Limited | JAMES | ZY-T8-18W1200 BODX (3000K Clear) | Linear Replacement Lamp | Four-Foot | 2-lamp External Driver Lamp-Style Retrofit Kits (UL Type C) | Standard | FALSE | [9 empty] | 41527 |  |  | NotYetVerified |  | 3 | 1900 | 100 | 19 | 20 | 0.9 | 3000 | 83
P00000X7V | James Trading Company Limited | JAMES | ZY-T8-18W1200 BIDX (3000K Clear) | Linear Replacement Lamp | Four-Foot | Internal Driver Lamp-Style Retrofit Kits (UL Type B) | Standard | FALSE | [9 empty] | 41527 |  |  | NotYetVerified | Lastx represents either s for single-end power input or T for double-end inputs updated on 11/30/2016 | 3 | 2609 | 140.72 | 18.54 | 20 | 0.9 | 3000 | 83
P00001ETR | MLS Co. LTD | MLS | MT8S04 | Linear Replacement Lamp | Four-Foot | Internal Driver Lamp-Style Retrofit Kits (UL Type B) | Standard | TRUE | 1943.627 | 98.213 | 19.79 | 18.4 | 0.886 | 3479 | 81 | 5 | 50000 | 41526 |  |  | NotYetVerified |  | 3 | 1800 | 95 | 19 |  | 0.9 | 3500 | 80
P00001B55 | Reonac Energy Systems Inc. | Think green solutions | LED-THK-TUBE-110-4K4E-22W | Linear Replacement Lamp | Four-Foot | Replacement Lamps (plug and play) (UL Type A) | Standard | TRUE | 3006 | 113.92 | 26.39 | 10 | 0.9715 | 3980 | 83.6 | 5 | 50000 | 41520 |  |  | NotYetVerified |  | 3.1 | 2200 | 100 | 22 |  | 0.9 | 4100 | 80
P00001B56 | Reonac Energy Systems Inc. | Think green solutions | LED-THK-TUBE-110-5K4E-22W | Linear Replacement Lamp | Four-Foot | Replacement Lamps (plug and play) (UL Type A) | Standard | FALSE | [9 empty] | 41520 |  |  | NotYetVerified |  | 3 | 2200 | 100 | 22 |  | 0.9 | 5000 | 80
P00000X7Q | James Trading Company Limited | JAMES | ZY-T8-18W1200 BODX (3000K Frosted) | Linear Replacement Lamp | Four-Foot | 2-lamp External Driver Lamp-Style Retrofit Kits (UL Type C) | Standard | TRUE | 2033 | 102.7 | 19.8 | 20.3 | 0.8772 | 3094 | 81 | 5 | 50000 | 41519 |  |  | NotYetVerified |  | 3 | 1900 | 100 | 19 | 20 | 0.9 | 3000 | 83
P000018MA | SCS Lighting Solutions Inc. | SCS Lighting Solutions Inc. | SCS-TL418-0120 | Linear Replacement Lamp | Four-Foot | Internal Driver Lamp-Style Retrofit Kits (UL Type B) | Standard | TRUE | 1726.84 | 119.32 | 14.47 | 17.1 | 0.87 | 3750 | 82.4 | 5 | 75000 | 41507 |  |  | NotYetVerified |  | 3 | 1750 | 119 | 14.47 | 10 | 0.98 | 3800 | 82
P00000XN4 | James Trading Company Limited | JAMES | ZY-T8-18W1200 BIDX (3000K Frosted) | Linear Replacement Lamp | Four-Foot | Internal Driver Lamp-Style Retrofit Kits (UL Type B) | Standard | TRUE | 2453 | 132.67 | 18.49 | 20.09 | 0.891 | 3000 | 82.2 | 5 | 50000 | 41495 |  |  | NotYetVerified |  | 3 | 2453 | 132.67 | 18.49 | 20 | 0.9 | 3000 | 83
P00000X7K | James Trading Company Limited | JAMES | ZY-T8-22W1200 BIXX (5000K Frosted) | Linear Replacement Lamp | Four-Foot | Internal Driver Lamp-Style Retrofit Kits (UL Type B) | Standard | FALSE | [9 empty] | 41495 |  |  | NotYetVerified |  | 3 | 3111 | 141.6 | 21.97 | 19.95 | 0.9 | 4000 | 80
PVT778VY | James Trading Company Limited | JAMES | ZY-T8-18W1200 BINX (5000K Frosted) | Linear Replacement Lamp | Four-Foot | Internal Driver Lamp-Style Retrofit Kits (UL Type B) | Standard | FALSE | [9 empty] | 41495 |  |  | NotYetVerified | Lastx represents either s for single-end power input or T for double-end inputs updated on 11/30/2016 | 3 | 2453 | 132.67 | 18.49 | 20 | 0.9 | 5000 | 83
P00000X7F | James Trading Company Limited | JAMES | ZY-T8-18W1200 BIDX (5000K Frosted) | Linear Replacement Lamp | Four-Foot | Internal Driver Lamp-Style Retrofit Kits (UL Type B) | Standard | FALSE | [9 empty] | 41495 |  |  | NotYetVerified | Lastx represents either s for single-end power input or T for double-end inputs updated on 11/30/2016 | 3 | 2453 | 132.67 | 18.49 | 20 | 0.9 | 5000 | 83
P00000X7J | James Trading Company Limited | JAMES | ZY-T8-22W1200 BIXX (4500K Frosted) | Linear Replacement Lamp | Four-Foot | Internal Driver Lamp-Style Retrofit Kits (UL Type B) | Standard | FALSE | [9 empty] | 41495 |  |  | NotYetVerified |  | 3 | 3075 | 139.8 | 21.99 | 19.2 | 0.9 | 3500 | 80
PU9SYUDG | James Trading Company Limited | JAMES | ZY-T8-18W1200 BINX (4500K Frosted) | Linear Replacement Lamp | Four-Foot | Internal Driver Lamp-Style Retrofit Kits (UL Type B) | Standard | FALSE | [9 empty] | 41495 |  |  | NotYetVerified | Lastx represents either s for single-end power input or T for double-end inputs updated on 11/30/2016 | 3 | 2453 | 132.67 | 18.49 | 20 | 0.9 | 4500 | 83
P00000X7E | James Trading Company Limited | JAMES | ZY-T8-18W1200 BIDX (4500K Frosted) | Linear Replacement Lamp | Four-Foot | Internal Driver Lamp-Style Retrofit Kits (UL Type B) | Standard | FALSE | [9 empty] | 41495 |  |  | NotYetVerified | Lastx represents either s for single-end power input or T for double-end inputs updated on 11/30/2016 | 3 | 2453 | 132.67 | 18.49 | 20 | 0.9 | 4500 | 83
P00000X7I | James Trading Company Limited | JAMES | ZY-T8-22W1200 BIXX (4000K Frosted) | Linear Replacement Lamp | Four-Foot | Internal Driver Lamp-Style Retrofit Kits (UL Type B) | Standard | FALSE | [9 empty] | 41495 |  |  | NotYetVerified |  | 3 | 3075 | 139.8 | 21.99 | 19.2 | 0.9 | 3500 | 80
P43T3WUU | James Trading Company Limited | JAMES | ZY-T8-18W1200 BINX (4000K Frosted) | Linear Replacement Lamp | Four-Foot | Internal Driver Lamp-Style Retrofit Kits (UL Type B) | Standard | FALSE | [9 empty] | 41495 |  |  | NotYetVerified | Lastx represents either s for single-end power input or T for double-end inputs updated on 11/30/2016 | 3 | 2453 | 132.67 | 18.49 | 20 | 0.9 | 4000 | 83
P00000X7D | James Trading Company Limited | JAMES | ZY-T8-18W1200 BIDX (4000K Frosted) | Linear Replacement Lamp | Four-Foot | Internal Driver Lamp-Style Retrofit Kits (UL Type B) | Standard | FALSE | [9 empty] | 41495 |  |  | NotYetVerified | Lastx represents either s for single-end power input or T for double-end inputs updated on 11/30/2016 | 3 | 2453 | 132.67 | 18.49 | 20 | 0.9 | 4000 | 83
P00000X7H | James Trading Company Limited | JAMES | ZY-T8-22W1200 BIXX (3500K Frosted) | Linear Replacement Lamp | Four-Foot | Internal Driver Lamp-Style Retrofit Kits (UL Type B) | Standard | FALSE | [9 empty] | 41495 |  |  | NotYetVerified |  | 3 | 3030 | 137.54 | 22.03 | 18.57 | 0.9 | 3000 | 80
PTJSTE2M | James Trading Company Limited | JAMES | ZY-T8-18W1200 BINX (3500K Frosted) | Linear Replacement Lamp | Four-Foot | Internal Driver Lamp-Style Retrofit Kits (UL Type B) | Standard | FALSE | [9 empty] | 41495 |  |  | NotYetVerified | Lastx represents either s for single-end power input or T for double-end inputs updated on 11/30/2016 | 3 | 2453 | 132.67 | 18.49 | 20 | 0.9 | 3500 | 83
P00000X7C | James Trading Company Limited | JAMES | ZY-T8-18W1200 BIDX (3500K Frosted) | Linear Replacement Lamp | Four-Foot | Internal Driver Lamp-Style Retrofit Kits (UL Type B) | Standard | FALSE | [9 empty] | 41495 |  |  | NotYetVerified | Lastx represents either s for single-end power input or T for double-end inputs updated on 11/30/2016 | 3 | 2453 | 132.67 | 18.49 | 20 | 0.9 | 3500 | 83
PBX4BX27 | James Trading Company Limited | JAMES | ZY-T8-18W1200 BINX (3000K Frosted) | Linear Replacement Lamp | Four-Foot | Internal Driver Lamp-Style Retrofit Kits (UL Type B) | Standard | FALSE | [9 empty] | 41495 |  |  | NotYetVerified | Lastx represents either s for single-end power input or T for double-end inputs updated on 11/30/2016 | 3 | 2453 | 132.67 | 18.49 | 20 | 0.9 | 3000 | 83
P000011B0 | Neptun Light Inc. | Neptun Light | LED-88020-UNV-841-XX | Linear Replacement Lamp | Four-Foot | Internal Driver Lamp-Style Retrofit Kits (UL Type B) | Standard | TRUE | 1984.615 | 97.764 | 20.3 | 16.1 | 0.95 | 4124 | 83.6 | 5 | 70000 | 41494 |  |  | NotYetVerified |  | 3 | 1940 | 97 | 20 |  | 0.9 | 4000 | 80
P000011B1 | Neptun Light Inc. | Neptun Light | LED-88026-UNV-841-XX | Linear Replacement Lamp | Four-Foot | Internal Driver Lamp-Style Retrofit Kits (UL Type B) | Standard | TRUE | 2522 | 98.159 | 26 | 15.7 | 0.946 | 4119 | 83.6 | 5 | 70000 | 41494 |  |  | NotYetVerified |  | 3 | 2522 | 97 | 26 |  | 0.9 | 4000 | 80
P00000X7G | James Trading Company Limited | JAMES | ZY-T8-22W1200 BIXX (3000K Frosted) | Linear Replacement Lamp | Four-Foot | Internal Driver Lamp-Style Retrofit Kits (UL Type B) | Standard | TRUE | 3030 | 137.54 | 22.03 | 18.57 | 0.9004 | 2900 | 79.4 | 5 | 50000 | 41494 |  |  | NotYetVerified |  | 3 | 3030 | 137.54 | 22.03 | 18.57 | 0.9 | 3000 | 80
P00000U6H | Green Ray LED International LLC | Green Ray LED | GR-T8-418LI-41C-NWRV1 | Linear Replacement Lamp | Four-Foot | Internal Driver Lamp-Style Retrofit Kits (UL Type B) | Standard | TRUE | 1770.15 | 99.671 | 17.76 | 9.7 | 0.917 | 4146 | 82.4 | 5 | 50000 | 41491 |  |  | NotYetVerified |  | 3 |  |  |  |  | 0.9 | 4000 | 80
P000018Y3 | Shenzhen Beson Technology Co. Ltd | Beson | BS813-4F16W-ASNT-CF (4000K) | Linear Replacement Lamp | Four-Foot | Internal Driver Lamp-Style Retrofit Kits (UL Type B) | Standard | TRUE | 1652 | 99.58 | 16.59 | 13.9 | 0.91 | 4173 | 82 | 5 | 50000 | 41480 |  |  | NotYetVerified |  | 3 | 1600 | 100 | 16 |  | 0.9 | 4000 | 80
P000018Y6 | Shenzhen Beson Technology Co. Ltd | Beson | BS813-4F16W-ASNO-CF (5000K) | Linear Replacement Lamp | Four-Foot | Internal Driver Lamp-Style Retrofit Kits (UL Type B) | Standard | FALSE | [9 empty] | 41480 |  |  | NotYetVerified |  | 3 | 1600 | 99 | 32 |  | 0.9 | 5000 | 80
P000018Y4 | Shenzhen Beson Technology Co. Ltd | Beson | BS813-4F16W-ASNT-CF (5000K) | Linear Replacement Lamp | Four-Foot | Internal Driver Lamp-Style Retrofit Kits (UL Type B) | Standard | FALSE | [9 empty] | 41480 |  |  | NotYetVerified |  | 3 | 1600 | 100 | 16 |  | 0.9 | 5000 | 80
P000018Y5 | Shenzhen Beson Technology Co. Ltd | Beson | BS813-4F16W-ASNO-CF (4000K) | Linear Replacement Lamp | Four-Foot | Internal Driver Lamp-Style Retrofit Kits (UL Type B) | Standard | FALSE | [9 empty] | 41480 |  |  | NotYetVerified |  | 3 | 1600 | 99 | 32 |  | 0.9 | 4000 | 80
P00001EBM | ShenZhen Crep Optoelectronics Co.Ltd | CREP | CPS-4FT-12 (3000K Clear) | Linear Replacement Lamp | Four-Foot | Internal Driver Lamp-Style Retrofit Kits (UL Type B) | Standard | TRUE | 2102.328 | 116.796 | 18 | 15.4 | 0.923 | 2916 | 82.1 | 5 | 50000 | 41479 |  |  | No |  | 3 | 2102.33 | 116.8 | 18 | 15.4 | 0.92 | 2916 | 82.1
P00001EBK | ShenZhen Crep Optoelectronics Co.Ltd | CREP | CPS-4FT-12 (3000K Frosted) | Linear Replacement Lamp | Four-Foot | Internal Driver Lamp-Style Retrofit Kits (UL Type B) | Standard | TRUE | 2068 | 102.75 | 20.13 | 15.4 | 0.898 | 2989 | 82 | 5 | 50000 | 41479 |  |  | NotYetVerified |  | 3 | 1900 | 100 | 19 |  |  | 3000
P00001EBL | ShenZhen Crep Optoelectronics Co.Ltd | CREP | CPS-4FT-12 (4000K Frosted) | Linear Replacement Lamp | Four-Foot | Internal Driver Lamp-Style Retrofit Kits (UL Type B) | Standard | FALSE | [9 empty] | 41479 |  |  | NotYetVerified |  | 3 | 1900 | 100 | 19 |  |  | 4000
P00001EBN | ShenZhen Crep Optoelectronics Co.Ltd | CREP | CPS-4FT-12 (4000K Clear) | Linear Replacement Lamp | Four-Foot | Internal Driver Lamp-Style Retrofit Kits (UL Type B) | Standard | FALSE | [9 empty] | 41479 |  |  | No |  | 3 | 2102.33 | 116.8 | 18 | 15.4 | 0.92 | 3500 | 82.1
P00000XT5 | Je Woo | Je Woo Corporation Ltd. | LTI-18NW-C(4000K) | Linear Replacement Lamp | Four-Foot | Internal Driver Lamp-Style Retrofit Kits (UL Type B) | Standard | TRUE | 1821.52 | 105.66 | 17.24 | 15.8 | 0.886 | 4161 | 83.9 | 5 | 50000 | 41458 |  |  | NotYetVerified |  | 3 |  | 102 | 120 |  | 0.9 | 5000 | 80
P00000XT6 | Je Woo | Je Woo Corporation Ltd. | LTI-18NW-C(5000K) | Linear Replacement Lamp | Four-Foot | Internal Driver Lamp-Style Retrofit Kits (UL Type B) | Standard | FALSE | [9 empty] | 41458 |  |  | NotYetVerified |  | 3 | 1850 | 102 | 18 |  |  | 5000 | 80
P00000529 | ATG Electronics Corp. | iBright | HFL-80004-12060C-23 | Linear Replacement Lamp | Four-Foot | 2-lamp External Driver Lamp-Style Retrofit Kits (UL Type C) | Standard | TRUE | 2177 | 102.4 | 21.27 | 18 | 0.931 | 4057 | 84 | 5 | 50000 | 41450 |  |  | NotYetVerified |  | 3 | 2300 | 100 | 23 |  | 0.9 | 4000 | 85
P00000527 | ATG Electronics Corp. | iBright | HFL-80004-12060C-16 | Linear Replacement Lamp | Four-Foot | 2-lamp External Driver Lamp-Style Retrofit Kits (UL Type C) | Standard | TRUE | 1569 | 102 | 15.39 | 15.5 | 0.901 | 4036 | 83 | 5 | 50000 | 41450 |  |  | NotYetVerified |  | 3 | 1600 | 100 | 16 |  | 0.9 | 4000 | 85
P0000052A | ATG Electronics Corp. | iBright | HFL-80005-12060C-23 | Linear Replacement Lamp | Four-Foot | 2-lamp External Driver Lamp-Style Retrofit Kits (UL Type C) | Standard | FALSE | [9 empty] | 41450 | Not Yet Verified | Not Yet Verified | NotYetVerified |  | 3 | 2300 | 100 | 23 |  | 0.9 | 5000 | 85
P00000528 | ATG Electronics Corp. | iBright | HFL-80005-12060C-16 | Linear Replacement Lamp | Four-Foot | 2-lamp External Driver Lamp-Style Retrofit Kits (UL Type C) | Standard | FALSE | [9 empty] | 41450 | Not Yet Verified | Not Yet Verified | NotYetVerified |  | 3 | 1600 | 100 | 16 |  | 0.9 | 5000 | 85
P00001AQL | Taizhou JiaoGuang Lighting Co. Ltd. | Jiao Guang | RG111 | Linear Replacement Lamp | Four-Foot | Internal Driver Lamp-Style Retrofit Kits (UL Type B) | Standard | TRUE | 1979 | 107 | 18.5 | 15.4 | 0.8979 | 4109 | 82.9 | 5 | 50000 | 41443 |  |  | NotYetVerified |  | 3 | 1800 | 100 | 18 | 20 | 0.9 | 4100 | 80
P00001BVA | US VAOPTO Inc. | VAOPTO | VO-T8-DW-277F4-A | Linear Replacement Lamp | Four-Foot | Internal Driver Lamp-Style Retrofit Kits (UL Type B) | Standard | TRUE | 2046 | 114.6 | 17.85 | 19.03 | 0.908 | 5120 | 86.4 | 5 | 50000 | 41431 |  |  | NotYetVerified |  | 3 |  |  | 20 |  |  | 5000
P000018XX | 3NLED LIGHTING USA INC. | 3NLED Lighting | SNT8B-12S (3800K) | Linear Replacement Lamp | Four-Foot | Internal Driver Lamp-Style Retrofit Kits (UL Type B) | Standard | TRUE | 2058.877 | 107.345 | 19.1 | 11.97 | 0.9355 | 3910 | 83.9 | 5 | 50000 | 41423 |  |  | NotYetVerified |  | 3.1 | 1980 | 90 |  |  | 0.95 | 3800 | 83
P00001BV9 | US VAOPTO Inc. | VAOPTO | VO-T8-NW-277F4-A | Linear Replacement Lamp | Four-Foot | Internal Driver Lamp-Style Retrofit Kits (UL Type B) | Standard | TRUE | 2027 | 110.1 | 18.41 | 19.32 | 0.9118 | 3977 | 82.5 | 5 | 50000 | 41418 |  |  | NotYetVerified |  | 3 |  |  | 20 |  |  | 4000
P00001316 | Para Light NanJing Electronics Co.Ltd | PARA Light | T8F18W-NWO1-U | Linear Replacement Lamp | Four-Foot | Internal Driver Lamp-Style Retrofit Kits (UL Type B) | Standard | TRUE | 1851 | 107 | 17.3 | 17.94 | 0.8942 | 4095 | 86.7 | 5 | 50000 | 41408 |  |  | NotYetVerified |  | 3 | 1851 |  | 18 |  | 0.9 | 4095 | 80
P00001BV7 | US VAOPTO Inc. | VAOPTO | VO-T8-NW-277C4-A | Linear Replacement Lamp | Four-Foot | Internal Driver Lamp-Style Retrofit Kits (UL Type B) | Standard | TRUE | 2279 | 126.6 | 18 | 19.32 | 0.909 | 4007 | 82 | 5 | 50000 | 41403 |  |  | NotYetVerified |  | 3 |  |  | 20 |  |  | 4000
P00001BV8 | US VAOPTO Inc. | VAOPTO | VO-T8-DW-277C4-A | Linear Replacement Lamp | Four-Foot | Internal Driver Lamp-Style Retrofit Kits (UL Type B) | Standard | TRUE | 2175 | 122 | 17.83 | 18.63 | 0.909 | 5142 | 86.3 | 5 | 50000 | 41403 |  |  | NotYetVerified |  | 3 |  |  | 20 |  |  | 5000
P000017JY | RedBird LED Inc. | Cardinal? LED tube light retrofit Kits | L4-18W-50K-132-F | Linear Replacement Lamp | Four-Foot | Internal Driver Lamp-Style Retrofit Kits (UL Type B) | Standard | FALSE | [9 empty] | 41383 |  |  | NotYetVerified | Originally qualified 4/19/13 - de-listed on 1/1/14. Re-listed on 7/15/16 | 3 | 1980 | 110 | 18 | 20 | 0.95 | 5000 | 83
P00000YMY | Kumho Electric | Kumho | FL/T8-32W/22W IU 500 | Linear Replacement Lamp | Four-Foot | Replacement Lamps (plug and play) (UL Type A) | Standard | TRUE | 3140 | 113.4 | 27.7 | 10.18 | 0.955 | 4980 | 81.2 | 5 | 50000 | 41299 |  |  | NotYetVerified |  | 3.1 | 2200 | 100 | 22 |  | 0.9 | 5000 | 80
P00000YMX | Kumho Electric | Kumho | FL/T8-32W/22W IU 410 | Linear Replacement Lamp | Four-Foot | Replacement Lamps (plug and play) (UL Type A) | Standard | TRUE | 2435.43 | 113 | 21.46 | 6 | 0.99 | 4044 | 82 | 5 | 50000 | 41285 |  |  | NotYetVerified |  | 3.1 | 2200 | 100 | 22 | 6 | 0.9 | 4100 | 80