## QPL
DESIGNLIGHTS CONSORTIUM (DLC) |  |  |  | Language/Langue:
QUALIFED PRODUCTS LIST (QPL) |  |  |  | English
**This list is for the use of sponsors of the DesignLights Consortium (DLC) in operation of their commercial lighting programs. The QPL is updated regularly. Please refer to the date last updated, below, and check www.designlights.org to ensure you are using the most current version.
NOTES: (1) White rows represent product models that actual test reports were evaluated. Gray rows represent the corresponding family models, of a particular model number, which test reports were not evaluated. (2) "X" in the model number represents wildcard characters for multiple product variations. In these cases, all variations are considered approved. This is done to save space on the QPL.
Last Updated: | 2017-03-31 | By: www.designlights.org
DLC Product Code | Manufacturer Name | Brand Name | Model Number | Category | General Application | Primary Use | Classification | Parent Product | Tested Light Output (lm) | Tested Efficacy (lm/W) | Tested Wattage (W) | Tested Total Harmonic Distortion (THD) | Tested Power Factor | Tested CCT (K) | Tested CRI | Warranty (years) | Rated Lifetime (hours) | Date Qualified | Dimming Status | Dimming Type | Has Intergated Controls | Notes | Technical Requirements Version Number | Reported Light Output (lm) | Reported Luminaire Efficacy (lm/W) | Reported Wattage (W) | Reported Total Harmonic Distortion (THD) | Reported Power Factor | Reported CCT (K) | Reported CRI
P00001BE5 | Truly Green Solutions | Truly Green Solutions | 834122-30-L-F-X-D | Linear Replacement Lamp | Four-Foot | 2-lamp External Driver Lamp-Style Retrofit Kits (UL Type C) | Standard | TRUE | 2787 | 130.6 | 21.34 | 9.87 | 0.9491 | 2996 | 82.1 | 5 | 50000 | 42825 |  |  | NotYetVerified | Update on 3/31/2017 | 4.1 | 2787 | 130.6 | 21.34 | 20 | 0.9 | 3000 | 83
P00001BDL | Truly Green Solutions | Truly Green Solutions | 834118-30-L-F-X-D | Linear Replacement Lamp | Four-Foot | 2-lamp External Driver Lamp-Style Retrofit Kits (UL Type C) | Standard | TRUE | 2603 | 142.24 | 18.3 | 11.37 | 0.937 | 3013 | 82.4 | 5 | 50000 | 42825 |  |  | NotYetVerified | Update on 3/31/2017 | 4.1 | 2603 | 142.24 | 18.3 | 11.37 | 0.937 | 3000 | 83
P00001BEE | Truly Green Solutions | Truly Green Solutions | 834022-50-L-C-X-D | Linear Replacement Lamp | Four-Foot | 2-lamp External Driver Lamp-Style Retrofit Kits (UL Type C) | Standard | FALSE | [9 empty] | 42825 |  |  | NotYetVerified | Update on 3/31/2017 | 4.1 | 2787 | 130.6 | 21.34 | 20 | 0.9 | 5000 | 83
P00001BE9 | Truly Green Solutions | Truly Green Solutions | 834122-50-L-F-X-D | Linear Replacement Lamp | Four-Foot | 2-lamp External Driver Lamp-Style Retrofit Kits (UL Type C) | Standard | FALSE | [9 empty] | 42825 |  |  | NotYetVerified | Update on 3/31/2017 | 4.1 | 3024 | 141.64 | 21.35 | 20 | 0.9 | 5000 | 83
P00001BDU | Truly Green Solutions | Truly Green Solutions | 834018-50-L-C-X-D | Linear Replacement Lamp | Four-Foot | 2-lamp External Driver Lamp-Style Retrofit Kits (UL Type C) | Standard | FALSE | [9 empty] | 42825 |  |  | NotYetVerified | Update on 3/31/2017 | 4.1 | 2603 | 142.24 | 18.3 | 11.37 | 0.937 | 5000 | 83
P00001BDP | Truly Green Solutions | Truly Green Solutions | 834118-50-L-F-X-D | Linear Replacement Lamp | Four-Foot | 2-lamp External Driver Lamp-Style Retrofit Kits (UL Type C) | Standard | FALSE | [9 empty] | 42825 |  |  | NotYetVerified | Update on 3/31/2017 | 4.1 | 2603 | 142.24 | 18.3 | 11.37 | 0.937 | 5000 | 83
P00001BE7 | Truly Green Solutions | Truly Green Solutions | 834122-40-L-F-X-D | Linear Replacement Lamp | Four-Foot | 2-lamp External Driver Lamp-Style Retrofit Kits (UL Type C) | Standard | FALSE | [9 empty] | 42825 |  |  | NotYetVerified | Update on 3/31/2017 | 4.1 | 3024 | 141.64 | 21.35 | 20 | 0.9 | 4000 | 83
P00001BDS | Truly Green Solutions | Truly Green Solutions | 834018-40-L-C-X-D | Linear Replacement Lamp | Four-Foot | 2-lamp External Driver Lamp-Style Retrofit Kits (UL Type C) | Standard | FALSE | [9 empty] | 42825 |  |  | NotYetVerified | Update on 3/31/2017 | 4.1 | 2603 | 142.24 | 18.3 | 11.37 | 0.937 | 4000 | 83
P00001BDN | Truly Green Solutions | Truly Green Solutions | 834118-40-L-F-X-D | Linear Replacement Lamp | Four-Foot | 2-lamp External Driver Lamp-Style Retrofit Kits (UL Type C) | Standard | FALSE | [9 empty] | 42825 |  |  | NotYetVerified | Update on 3/31/2017 | 4.1 | 2603 | 142.24 | 18.3 | 11.37 | 0.937 | 4000 | 83
P00001BEB | Truly Green Solutions | Truly Green Solutions | 834022-35-L-C-X-D | Linear Replacement Lamp | Four-Foot | 2-lamp External Driver Lamp-Style Retrofit Kits (UL Type C) | Standard | FALSE | [9 empty] | 42825 |  |  | NotYetVerified | Update on 3/31/2017 | 4.1 | 3024 | 141.64 | 21.35 | 20 | 0.9 | 3500 | 83
P00001BE6 | Truly Green Solutions | Truly Green Solutions | 834122-35-L-F-X-D | Linear Replacement Lamp | Four-Foot | 2-lamp External Driver Lamp-Style Retrofit Kits (UL Type C) | Standard | FALSE | [9 empty] | 42825 |  |  | NotYetVerified | Update on 3/31/2017 | 4.1 | 2787 | 130.6 | 21.34 | 20 | 0.9 | 3500 | 83
P00001BDR | Truly Green Solutions | Truly Green Solutions | 834018-35-L-C-X-D | Linear Replacement Lamp | Four-Foot | 2-lamp External Driver Lamp-Style Retrofit Kits (UL Type C) | Standard | FALSE | [9 empty] | 42825 |  |  | NotYetVerified | Update on 3/31/2017 | 4.1 | 2603 | 142.24 | 18.3 | 11.37 | 0.937 | 3500 | 83
P00001BDM | Truly Green Solutions | Truly Green Solutions | 834118-35-L-F-X-D | Linear Replacement Lamp | Four-Foot | 2-lamp External Driver Lamp-Style Retrofit Kits (UL Type C) | Standard | FALSE | [9 empty] | 42825 |  |  | NotYetVerified | Update on 3/31/2017 | 4.1 | 2603 | 142.24 | 18.3 | 11.37 | 0.937 | 3500 | 83
P00001BEA | Truly Green Solutions | Truly Green Solutions | 834022-30-L-C-X-D | Linear Replacement Lamp | Four-Foot | 2-lamp External Driver Lamp-Style Retrofit Kits (UL Type C) | Standard | FALSE | [9 empty] | 42825 |  |  | NotYetVerified | Update on 3/31/2017 | 4.1 | 3024 | 141.64 | 21.35 | 20 | 0.9 | 3000 | 83
P00001BDQ | Truly Green Solutions | Truly Green Solutions | 834018-30-L-C-X-D | Linear Replacement Lamp | Four-Foot | 2-lamp External Driver Lamp-Style Retrofit Kits (UL Type C) | Standard | FALSE | [9 empty] | 42825 |  |  | NotYetVerified | Update on 3/31/2017 | 4.1 | 2603 | 142.24 | 18.3 | 11.37 | 0.937 | 3000 | 83
PNGVTSXR | Xiamen Bymea Lighting Co. Ltd | BYMEA | T08G21-40H | Linear Replacement Lamp | Four-Foot | Replacement Lamps (plug and play) (UL Type A) | Standard | TRUE | 2275 | 123.52 | 18.42 | 11.27 | 0.9684 | 4105 | 82.7 | 5 | 50000 | 42825 |  |  | No |  | 4.1 | 1900 | 126.7 | 15 | 11.27 | 0.97 | 4000 | 82.7
PV5CNFUQ | Xiamen Bymea Lighting Co. Ltd | BYMEA | T08G01-40H | Linear Replacement Lamp | Four-Foot | Dual Mode Internal Driver (UL Type A and Type B) | Standard | TRUE | 2054 | 119.62 | 17.17 | 10.15 | 0.9667 | 4014 | 82.7 | 5 | 50000 | 42825 |  |  | No |  | 4.1 | 2100 | 140 | 15 | 10.15 | 0.97 | 4000 | 82.7
PP2SCTEZ | Xiamen Bymea Lighting Co. Ltd | BYMEA | T08G31-40H | Linear Replacement Lamp | Four-Foot | Replacement Lamps (plug and play) (UL Type A) | Standard | TRUE | 2106 | 128.86 | 16.34 | 10.74 | 0.9638 | 4012 | 82.7 | 5 | 50000 | 42825 |  |  | No |  | 4.1 | 1700 | 141.7 | 12 | 10.74 | 0.96 | 4000 | 82.7
PA18MUDJ | Xiamen Bymea Lighting Co. Ltd | BYMEA | T08G11-40H | Linear Replacement Lamp | Four-Foot | Dual Mode Internal Driver (UL Type A and Type B) | Standard | TRUE | 1793 | 119.98 | 14.94 | 11.95 | 0.9605 | 4028 | 82.9 | 5 | 50000 | 42825 |  |  | No |  | 4.1 | 1700 | 141.7 | 12 | 11.95 | 0.96 | 4000 | 82.9
PNZDN1UZ | Xiamen Bymea Lighting Co. Ltd | BYMEA | T08H11-40H | Linear Replacement Lamp | Four-Foot | Dual Mode Internal Driver (UL Type A and Type B) | Standard | TRUE | 1885 | 126.07 | 14.95 | 12.01 | 0.9547 | 4041 | 83.5 | 5 | 50000 | 42825 |  |  | No |  | 4.1 | 1700 | 141.7 | 12 | 12.01 | 0.95 | 4000 | 83.5
PJ2GNFQN | Xiamen Bymea Lighting Co. Ltd | BYMEA | T08G01-50H | Linear Replacement Lamp | Four-Foot | Dual Mode Internal Driver (UL Type A and Type B) | Standard | FALSE | [9 empty] | 42825 |  |  | No |  | 4.1 | 2100 | 140 | 15 | 10.35 | 0.96 | 5000 | 83.5
PDDAXQFZ | Xiamen Bymea Lighting Co. Ltd | BYMEA | T08H11-50H | Linear Replacement Lamp | Four-Foot | Dual Mode Internal Driver (UL Type A and Type B) | Standard | FALSE | [9 empty] | 42825 |  |  | No |  | 4.1 | 1700 | 141.7 | 12 | 12.54 | 0.95 | 5000 | 83.2
PVVF4T4B | Xiamen Bymea Lighting Co. Ltd | BYMEA | T08G11-50H | Linear Replacement Lamp | Four-Foot | Dual Mode Internal Driver (UL Type A and Type B) | Standard | FALSE | [9 empty] | 42825 |  |  | No |  | 4.1 | 1700 | 141.7 | 12 | 12.38 | 0.95 | 5000 | 82.7
PB584VU7 | Xiamen Bymea Lighting Co. Ltd | BYMEA | T08G31-50H | Linear Replacement Lamp | Four-Foot | Replacement Lamps (plug and play) (UL Type A) | Standard | FALSE | [9 empty] | 42825 |  |  | No |  | 4.1 | 1700 | 141.7 | 12 | 10.95 | 0.97 | 5000 | 82.7
P7WKGQAT | Xiamen Bymea Lighting Co. Ltd | BYMEA | T08G21-50H | Linear Replacement Lamp | Four-Foot | Replacement Lamps (plug and play) (UL Type A) | Standard | FALSE | [9 empty] | 42825 |  |  | No |  | 4.1 | 1900 | 126.7 | 15 | 11.49 | 0.97 | 5000 | 82.6
PZ43GSVV | Xiamen Bymea Lighting Co. Ltd | BYMEA | T08H11-45H | Linear Replacement Lamp | Four-Foot | Dual Mode Internal Driver (UL Type A and Type B) | Standard | FALSE | [9 empty] | 42825 |  |  | No |  | 4.1 | 1700 | 141.7 | 12 | 12.01 | 0.95 | 4500 | 83.5
PWG93ACH | Xiamen Bymea Lighting Co. Ltd | BYMEA | T08G11-45H | Linear Replacement Lamp | Four-Foot | Dual Mode Internal Driver (UL Type A and Type B) | Standard | FALSE | [9 empty] | 42825 |  |  | No |  | 4.1 | 1700 | 141.7 | 12 | 11.95 | 0.96 | 4500 | 82.9
PRFFDYM9 | Xiamen Bymea Lighting Co. Ltd | BYMEA | T08G21-45H | Linear Replacement Lamp | Four-Foot | Replacement Lamps (plug and play) (UL Type A) | Standard | FALSE | [9 empty] | 42825 |  |  | No |  | 4.1 | 1900 | 126.7 | 15 | 11.27 | 0.97 | 4500 | 82.7
PFAUXWMX | Xiamen Bymea Lighting Co. Ltd | BYMEA | T08G31-45H | Linear Replacement Lamp | Four-Foot | Replacement Lamps (plug and play) (UL Type A) | Standard | FALSE | [9 empty] | 42825 |  |  | No |  | 4.1 | 1700 | 141.7 | 12 | 10.74 | 0.96 | 4500 | 82.7
PMV2JCWN | Xiamen Bymea Lighting Co. Ltd | BYMEA | T08G01-45H | Linear Replacement Lamp | Four-Foot | Dual Mode Internal Driver (UL Type A and Type B) | Standard | FALSE | [9 empty] | 42825 |  |  | No |  | 4.1 | 2100 | 140 | 15 | 10.15 | 0.97 | 4500 | 82.7
PYUEEUS2 | Truly Green Solutions | Truly Green Solutions | 834122-50-L-F-X-D-D | Linear Replacement Lamp | Four-Foot | 2-lamp External Driver Lamp-Style Retrofit Kits (UL Type C) | Standard | FALSE | [9 empty] | 42825 |  |  | NotYetVerified | Update on 3/31/2017 | 4.1 | 3024 | 141.64 | 21.35 | 20 | 0.9 | 5000 | 83
PPG1KRNJ | Truly Green Solutions | Truly Green Solutions | 834022-50-L-C-X-D-D | Linear Replacement Lamp | Four-Foot | 2-lamp External Driver Lamp-Style Retrofit Kits (UL Type C) | Standard | FALSE | [9 empty] | 42825 |  |  | NotYetVerified | Update on 3/31/2017 | 4.1 | 2787 | 130.6 | 21.34 | 20 | 0.9 | 5000 | 83
PS3ASKXE | Truly Green Solutions | Truly Green Solutions | 834118-50-L-F-X-D-D | Linear Replacement Lamp | Four-Foot | 2-lamp External Driver Lamp-Style Retrofit Kits (UL Type C) | Standard | FALSE | [9 empty] | 42825 |  |  | NotYetVerified | Update on 3/31/2017 | 4.1 | 2603 | 142.24 | 18.3 | 20 | 0.9 | 5000 | 83
P8EZPHAA | Truly Green Solutions | Truly Green Solutions | 834122-40-L-F-X-D-D | Linear Replacement Lamp | Four-Foot | 2-lamp External Driver Lamp-Style Retrofit Kits (UL Type C) | Standard | FALSE | [9 empty] | 42825 |  |  | NotYetVerified | Update on 3/31/2017 | 4.1 | 3024 | 141.64 | 21.35 | 20 | 0.9 | 4000 | 83
P9E7QFJH | Truly Green Solutions | Truly Green Solutions | 834022-40-L-C-X-D-D | Linear Replacement Lamp | Four-Foot | 2-lamp External Driver Lamp-Style Retrofit Kits (UL Type C) | Standard | FALSE | [9 empty] | 42825 |  |  | NotYetVerified | Update on 3/31/2017 | 4.1 | 2787 | 130.6 | 21.34 | 20 | 0.9 | 4000 | 83
P414AVJW | Truly Green Solutions | Truly Green Solutions | 834118-40-L-F-X-D-D | Linear Replacement Lamp | Four-Foot | 2-lamp External Driver Lamp-Style Retrofit Kits (UL Type C) | Standard | FALSE | [9 empty] | 42825 |  |  | NotYetVerified | Update on 3/31/2017 | 4.1 | 2603 | 142.24 | 18.3 | 20 | 0.9 | 4000 | 83
P9TFVEMH | Truly Green Solutions | Truly Green Solutions | 834022-35-L-C-X-D-D | Linear Replacement Lamp | Four-Foot | 2-lamp External Driver Lamp-Style Retrofit Kits (UL Type C) | Standard | FALSE | [9 empty] | 42825 |  |  | NotYetVerified | Update on 3/31/2017 | 4.1 | 3024 | 141.64 | 21.35 | 20 | 0.9 | 3500 | 83
PSDRMECX | Truly Green Solutions | Truly Green Solutions | 834122-35-L-F-X-D-D | Linear Replacement Lamp | Four-Foot | 2-lamp External Driver Lamp-Style Retrofit Kits (UL Type C) | Standard | FALSE | [9 empty] | 42825 |  |  | NotYetVerified | Update on 3/31/2017 | 4.1 | 2787 | 130.6 | 21.34 | 20 | 0.9 | 3500 | 83
P88QE7CD | Truly Green Solutions | Truly Green Solutions | 834118-35-L-F-X-D-D | Linear Replacement Lamp | Four-Foot | 2-lamp External Driver Lamp-Style Retrofit Kits (UL Type C) | Standard | FALSE | [9 empty] | 42825 |  |  | NotYetVerified | Update on 3/31/2017 | 4.1 | 2603 | 142.24 | 18.3 | 20 | 0.9 | 3500 | 83
PV2YMGAW | Truly Green Solutions | Truly Green Solutions | 834022-30-L-C-X-D-D | Linear Replacement Lamp | Four-Foot | 2-lamp External Driver Lamp-Style Retrofit Kits (UL Type C) | Standard | FALSE | [9 empty] | 42825 |  |  | NotYetVerified | Update on 3/31/2017 | 4.1 | 3024 | 141.64 | 21.35 | 20 | 0.9 | 3000 | 83
P1UHPWX2 | Truly Green Solutions | Truly Green Solutions | 834122-30-L-F-X-D-D | Linear Replacement Lamp | Four-Foot | 2-lamp External Driver Lamp-Style Retrofit Kits (UL Type C) | Standard | FALSE | [9 empty] | 42825 |  |  | NotYetVerified | Update on 3/31/2017 | 4.1 | 2787 | 130.6 | 21.34 | 20 | 0.9 | 3000 | 83
PJ9B7Q14 | Disruptive SSL | DISRUPTIVE SSL | DXDT-18W (3000K FROSTED) | Linear Replacement Lamp | Four-Foot | Internal Driver Lamp-Style Retrofit Kits (UL Type B) | Standard | TRUE | 2453 | 132.67 | 18.49 | 20.09 | 0.891 | 3000 | 82.2 | 5 | 50000 | 42824 |  |  | NotYetVerified |  | 4.1 | 2453 | 132.67 | 18.49 | 20 | 0.9 | 3000 | 83
PTCCQ49X | Disruptive SSL | DISRUPTIVE SSL | DXDT-18W (5000K CLEAR) | Linear Replacement Lamp | Four-Foot | Internal Driver Lamp-Style Retrofit Kits (UL Type B) | Standard | FALSE | [9 empty] | 42824 |  |  | NotYetVerified |  | 4.1 | 2609 | 140.72 | 18.54 | 20 | 0.9 | 5000 | 83
PY22569W | Disruptive SSL | DISRUPTIVE SSL | DXDT-18W (5000K FROSTED) | Linear Replacement Lamp | Four-Foot | Internal Driver Lamp-Style Retrofit Kits (UL Type B) | Standard | FALSE | [9 empty] | 42824 |  |  | NotYetVerified |  | 4.1 | 2453 | 132.67 | 18.49 | 20 | 0.9 | 5000 | 83
PGBJ6RX3 | Disruptive SSL | DISRUPTIVE SSL | DXDT-18W (4500K CLEAR) | Linear Replacement Lamp | Four-Foot | Internal Driver Lamp-Style Retrofit Kits (UL Type B) | Standard | FALSE | [9 empty] | 42824 |  |  | NotYetVerified |  | 4.1 | 2609 | 140.72 | 18.54 | 20 | 0.9 | 4500 | 83
P83AYUJG | Disruptive SSL | DISRUPTIVE SSL | DXDT-18W (4500K FROSTED) | Linear Replacement Lamp | Four-Foot | Internal Driver Lamp-Style Retrofit Kits (UL Type B) | Standard | FALSE | [9 empty] | 42824 |  |  | NotYetVerified |  | 4.1 | 2453 | 132.67 | 18.49 | 20 | 0.9 | 4500 | 83
PEHUAPEM | Disruptive SSL | DISRUPTIVE SSL | DXDT-18W (4000K CLEAR) | Linear Replacement Lamp | Four-Foot | Internal Driver Lamp-Style Retrofit Kits (UL Type B) | Standard | FALSE | [9 empty] | 42824 |  |  | NotYetVerified |  | 4.1 | 2609 | 140.72 | 18.54 | 20 | 0.9 | 4000 | 83
P139YEK2 | Disruptive SSL | DISRUPTIVE SSL | DXDT-18W (4000K FROSTED) | Linear Replacement Lamp | Four-Foot | Internal Driver Lamp-Style Retrofit Kits (UL Type B) | Standard | FALSE | [9 empty] | 42824 |  |  | NotYetVerified |  | 4.1 | 2453 | 132.67 | 18.49 | 20 | 0.9 | 4000 | 83
PGVUQRD7 | Disruptive SSL | DISRUPTIVE SSL | DXDT-18W (3500K CLEAR) | Linear Replacement Lamp | Four-Foot | Internal Driver Lamp-Style Retrofit Kits (UL Type B) | Standard | FALSE | [9 empty] | 42824 |  |  | NotYetVerified |  | 4.1 | 2609 | 140.72 | 18.54 | 20 | 0.9 | 3500 | 83
PSJ48M4V | Disruptive SSL | DISRUPTIVE SSL | DXDT-18W (3500K FROSTED) | Linear Replacement Lamp | Four-Foot | Internal Driver Lamp-Style Retrofit Kits (UL Type B) | Standard | FALSE | [9 empty] | 42824 |  |  | NotYetVerified |  | 4.1 | 2453 | 132.67 | 18.49 | 20 | 0.9 | 3500 | 83
PCK2FPDB | Disruptive SSL | DISRUPTIVE SSL | DXDT-18W (3000K CLEAR) | Linear Replacement Lamp | Four-Foot | Internal Driver Lamp-Style Retrofit Kits (UL Type B) | Standard | FALSE | [9 empty] | 42824 |  |  | NotYetVerified |  | 4.1 | 2609 | 140.72 | 18.54 | 20 | 0.9 | 3000 | 83
PDTZXAKR | ThinkLite LLC | ThinkLite | TL-LED-A8 (3000K)(G13 pin clear lens only) | Linear Replacement Lamp | Four-Foot | Internal Driver Lamp-Style Retrofit Kits (UL Type B) | Standard | TRUE | 2039.2 | 168.81 | 12.08 | 16.7 | 0.933 | 2942 | 80.1 | 5 | 50000 | 42824 |  |  | Not Yet Verified |  | 4.1 | 2039.2 | 168.81 | 12.08 | 16.7 | 0.93 | 3000 | 80.1
PM9TWUVQ | ThinkLite LLC | ThinkLite | TL-LED-A7 (3000K)(G13 pin clear lens only) | Linear Replacement Lamp | Four-Foot | Internal Driver Lamp-Style Retrofit Kits (UL Type B) | Standard | TRUE | 1786.9 | 168.74 | 10.59 | 18.1 | 0.907 | 2941 | 80.2 | 5 | 50000 | 42824 |  |  | Not Yet Verified |  | 4.1 | 1786.9 | 168.74 | 10.59 | 18.1 | 0.91 | 3000 | 80.2
PQFFQBT5 | ThinkLite LLC | ThinkLite | TL-LED-A7 (5000K)(G13 pin clear lens only) | Linear Replacement Lamp | Four-Foot | Internal Driver Lamp-Style Retrofit Kits (UL Type B) | Standard | FALSE | [9 empty] | 42824 |  |  | Not Yet Verified |  | 4.1 | 1881.6 | 176.85 | 10.64 | 18.1 | 0.91 | 5000 | 81.2
PS58HYBE | ThinkLite LLC | ThinkLite | TL-LED-A8 (5000K)(G13 pin clear lens only) | Linear Replacement Lamp | Four-Foot | Internal Driver Lamp-Style Retrofit Kits (UL Type B) | Standard | FALSE | [9 empty] | 42824 |  |  | Not Yet Verified |  | 4.1 | 2136.7 | 173.43 | 12.32 | 16.7 | 0.93 | 5000 | 81.1
PRAXMKDH | ThinkLite LLC | ThinkLite | TL-LED-A8 (4000K)(G13 pin clear lens only) | Linear Replacement Lamp | Four-Foot | Internal Driver Lamp-Style Retrofit Kits (UL Type B) | Standard | FALSE | [9 empty] | 42824 |  |  | Not Yet Verified |  | 4.1 | 2039.2 | 168.81 | 12.08 | 16.7 | 0.93 | 5000 | 80.1
PCCMTGNY | ThinkLite LLC | ThinkLite | TL-LED-A7 (4500K)(G13 pin clear lens only) | Linear Replacement Lamp | Four-Foot | Internal Driver Lamp-Style Retrofit Kits (UL Type B) | Standard | FALSE | [9 empty] | 42824 |  |  | Not Yet Verified |  | 4.1 | 1786.9 | 168.74 | 10.59 | 18.1 | 0.91 | 4500 | 80.2
PJXQFJAQ | ThinkLite LLC | ThinkLite | TL-LED-A7 (4000K)(G13 pin clear lens only) | Linear Replacement Lamp | Four-Foot | Internal Driver Lamp-Style Retrofit Kits (UL Type B) | Standard | FALSE | [9 empty] | 42824 |  |  | Not Yet Verified |  | 4.1 | 1786.9 | 168.74 | 10.59 | 18.1 | 0.91 | 4000 | 80.2
PTJCRZ63 | ThinkLite LLC | ThinkLite | TL-LED-A8 (3500K)(G13 pin clear lens only) | Linear Replacement Lamp | Four-Foot | Internal Driver Lamp-Style Retrofit Kits (UL Type B) | Standard | FALSE | [9 empty] | 42824 |  |  | Not Yet Verified |  | 4.1 | 2039.2 | 168.81 | 12.08 | 16.7 | 0.93 | 4000 | 80.1
P6GCNH2Q | ThinkLite LLC | ThinkLite | TL-LED-A8 (4500K)(G13 pin clear lens only) | Linear Replacement Lamp | Four-Foot | Internal Driver Lamp-Style Retrofit Kits (UL Type B) | Standard | FALSE | [9 empty] | 42824 |  |  | Not Yet Verified |  | 4.1 | 2039.2 | 168.81 | 12.08 | 16.7 | 0.93 | 4000 | 80.1
P5YAPJF6 | ThinkLite LLC | ThinkLite | TL-LED-A7 (3500K)(G13 pin clear lens only) | Linear Replacement Lamp | Four-Foot | Internal Driver Lamp-Style Retrofit Kits (UL Type B) | Standard | FALSE | [9 empty] | 42824 |  |  | Not Yet Verified |  | 4.1 | 1786.9 | 168.74 | 10.59 | 18.1 | 0.91 | 3500 | 80.2
PCERUSNZ | FY Lighting Co. Ltd | Fen Yong | FY-T8-4FTF(30K120CGSA) | Linear Replacement Lamp | Four-Foot | Replacement Lamps (plug and play) (UL Type A) | Standard | TRUE | 2391.5 | 126.77 | 18.86 | 12.01 | 0.921 | 2883 | 82.9 | 5 | 50000 | 42824 |  |  | No |  | 4.1 | 2400 | 133 | 18 | 15 | 0.9 | 3000 | 80
P9D57PTB | FY Lighting Co. Ltd | Fen Yong | FY-T8-4FTF(50K120CGSA) | Linear Replacement Lamp | Four-Foot | Replacement Lamps (plug and play) (UL Type A) | Standard | FALSE | [9 empty] | 42824 |  |  | No |  | 4.1 | 2600 | 144 | 18 | 15 | 0.9 | 5000 | 80
PDXCAWEW | FY Lighting Co. Ltd | Fen Yong | FY-T8-4FTF(45K120CGSA) | Linear Replacement Lamp | Four-Foot | Replacement Lamps (plug and play) (UL Type A) | Standard | FALSE | [9 empty] | 42824 |  |  | No |  | 4.1 | 2550 | 142 | 18 | 15 | 0.9 | 4500 | 80
PEW6MVDP | FY Lighting Co. Ltd | Fen Yong | FY-T8-4FTF(40K120CGSA) | Linear Replacement Lamp | Four-Foot | Replacement Lamps (plug and play) (UL Type A) | Standard | FALSE | [9 empty] | 42824 |  |  | No |  | 4.1 | 2500 | 139 | 18 | 15 | 0.9 | 4000 | 80
PKK3B2JK | FY Lighting Co. Ltd | Fen Yong | FY-T8-4FTF(35K120CGSA) | Linear Replacement Lamp | Four-Foot | Replacement Lamps (plug and play) (UL Type A) | Standard | FALSE | [9 empty] | 42824 |  |  | No |  | 4.1 | 2450 | 136 | 18 | 15 | 0.9 | 3500 | 80
P77YTZR3 | TGL Inc. | TGL Premium | PREM-T5HO-255-3500K | Linear Replacement Lamp | Four-Foot | Replacement Lamps (plug and play) (UL Type A) | Standard | TRUE | 3391 | 116.6 | 29.08 | 16.34 | 0.9667 | 3511 | 82.5 | 5 | 50000 | 42824 |  |  | No |  | 4.1 | 3135 | 110 | 28.5 | 16.34 | 0.97 | 3500 | 83
PNCT7YSN | TGL Inc. | TGL Premium | PREM-T5HO-255-5000K | Linear Replacement Lamp | Four-Foot | Replacement Lamps (plug and play) (UL Type A) | Standard | FALSE | [9 empty] | 42824 |  |  | No |  | 4.1 | 3277.5 | 115 | 28.5 | 16.34 | 0.97 | 5000 | 83
P7FN74NU | TGL Inc. | TGL Premium | PREM-T5HO-255-4500K | Linear Replacement Lamp | Four-Foot | Replacement Lamps (plug and play) (UL Type A) | Standard | FALSE | [9 empty] | 42824 |  |  | No |  | 4.1 | 3192 | 112 | 28.5 | 16.34 | 0.97 | 4500 | 83
PZMN34YW | TGL Inc. | TGL Premium | PREM-T5HO-255-4000K | Linear Replacement Lamp | Four-Foot | Replacement Lamps (plug and play) (UL Type A) | Standard | FALSE | [9 empty] | 42824 |  |  | No |  | 4.1 | 3192 | 112 | 28.5 | 16.34 | 0.97 | 4000 | 83
PS9GTJJJ | James Trading Company Limited | JAMES | ZY-T8-12W1200 BIXX PLUG AND PLAY TUBE (FROSTED LENS)(3000K) | Linear Replacement Lamp | Four-Foot | Replacement Lamps (plug and play) (UL Type A) | Standard | TRUE | 1715 | 138.64 | 12.37 | 18.3 | 0.8966 | 3009 | 81.3 | 5 | 50000 | 42823 |  |  | NotYetVerified |  | 4.1 | 1715 | 138.64 | 12.37 | 20 | 0.9 | 3000 | 82
P7WEAP2Z | James Trading Company Limited | JAMES | ZY-T8-12W1200 BIXX PLUG AND PLAY TUBE (FROSTED LENS)(5000K) | Linear Replacement Lamp | Four-Foot | Replacement Lamps (plug and play) (UL Type A) | Standard | FALSE | [9 empty] | 42823 |  |  | NotYetVerified |  | 4.1 | 1715 | 138.64 | 12.37 | 20 | 0.9 | 5000 | 82
PF3QAXB4 | James Trading Company Limited | JAMES | ZY-T8-12W1200 BIXX PLUG AND PLAY TUBE (FROSTED LENS)(4500K) | Linear Replacement Lamp | Four-Foot | Replacement Lamps (plug and play) (UL Type A) | Standard | FALSE | [9 empty] | 42823 |  |  | NotYetVerified |  | 4.1 | 1715 | 138.64 | 12.37 | 20 | 0.9 | 4500 | 82
P7T8EDYS | James Trading Company Limited | JAMES | ZY-T8-12W1200 BIXX PLUG AND PLAY TUBE (FROSTED LENS)(4000K) | Linear Replacement Lamp | Four-Foot | Replacement Lamps (plug and play) (UL Type A) | Standard | FALSE | [9 empty] | 42823 |  |  | NotYetVerified |  | 4.1 | 1715 | 138.64 | 12.37 | 20 | 0.9 | 4000 | 82
PANJMUP9 | James Trading Company Limited | JAMES | ZY-T8-12W1200 BIXX PLUG AND PLAY TUBE (FROSTED LENS)(3500K) | Linear Replacement Lamp | Four-Foot | Replacement Lamps (plug and play) (UL Type A) | Standard | FALSE | [9 empty] | 42823 |  |  | NotYetVerified |  | 4.1 | 1715 | 138.64 | 12.37 | 20 | 0.9 | 3500 | 82
P9R87QHW | CH Lighting Co.Ltd. | CH | CH1153-48-18W 830-1 | Linear Replacement Lamp | Four-Foot | Internal Driver Lamp-Style Retrofit Kits (UL Type B) | Standard | TRUE | 2180 | 124.6 | 17.49 | 19.44 | 0.912 | 3044 | 82.2 | 5 | 50000 | 42823 |  |  | No |  | 4.1 | 2015 | 112 | 18 | 19.44 | 0.91 | 3000 | 83
PAP1FDDG | CH Lighting Co.Ltd. | CH | CH1153-48-18W 850-1 | Linear Replacement Lamp | Four-Foot | Internal Driver Lamp-Style Retrofit Kits (UL Type B) | Standard | FALSE | [9 empty] | 42823 |  |  | No |  | 4.1 | 2125 | 118 | 18 | 19.38 | 0.91 | 5000 | 83
PNPUAJM1 | CH Lighting Co.Ltd. | CH | CH1153-48-18W 845-1 | Linear Replacement Lamp | Four-Foot | Internal Driver Lamp-Style Retrofit Kits (UL Type B) | Standard | FALSE | [9 empty] | 42823 |  |  | No |  | 4.1 | 2070 | 115 | 18 | 19.44 | 0.91 | 4500 | 83
P9UUQF9R | CH Lighting Co.Ltd. | CH | CH1153-48-18W 840-1 | Linear Replacement Lamp | Four-Foot | Internal Driver Lamp-Style Retrofit Kits (UL Type B) | Standard | FALSE | [9 empty] | 42823 |  |  | No |  | 4.1 | 2070 | 115 | 18 | 19.44 | 0.91 | 4000 | 83
P26T9EAY | CH Lighting Co.Ltd. | CH | CH1153-48-18W 835-1 | Linear Replacement Lamp | Four-Foot | Internal Driver Lamp-Style Retrofit Kits (UL Type B) | Standard | FALSE | [9 empty] | 42823 |  |  | No |  | 4.1 | 2035 | 113 | 18 | 19.44 | 0.91 | 3500 | 83
P13DW45S | CH Lighting Co.Ltd. | CH | CH1153-48-15W 830-1 | Linear Replacement Lamp | Four-Foot | Internal Driver Lamp-Style Retrofit Kits (UL Type B) | Standard | TRUE | 1934 | 128.2 | 15.09 | 20.09 | 0.9143 | 3036 | 82.4 | 5 | 50000 | 42823 |  |  | No |  | 4.1 | 1680 | 112 | 15 | 20.09 | 0.91 | 3000 | 83
PCH9CW3E | CH Lighting Co.Ltd. | CH | CH1153-48-15W 850-1 | Linear Replacement Lamp | Four-Foot | Internal Driver Lamp-Style Retrofit Kits (UL Type B) | Standard | FALSE | [9 empty] | 42823 |  |  | No |  | 4.1 | 1770 | 118 | 15 | 19.25 | 0.91 | 5000 | 83
PFN8XPTC | CH Lighting Co.Ltd. | CH | CH1153-48-15W 845-1 | Linear Replacement Lamp | Four-Foot | Internal Driver Lamp-Style Retrofit Kits (UL Type B) | Standard | FALSE | [9 empty] | 42823 |  |  | No |  | 4.1 | 1725 | 115 | 15 | 20.09 | 0.91 | 4500 | 83
PCBSVGEH | CH Lighting Co.Ltd. | CH | CH1153-48-15W 840-1 | Linear Replacement Lamp | Four-Foot | Internal Driver Lamp-Style Retrofit Kits (UL Type B) | Standard | FALSE | [9 empty] | 42823 |  |  | No |  | 4.1 | 1725 | 115 | 15 | 20.09 | 0.91 | 4000 | 83
PXJHPN4U | CH Lighting Co.Ltd. | CH | CH1153-48-15W 835-1 | Linear Replacement Lamp | Four-Foot | Internal Driver Lamp-Style Retrofit Kits (UL Type B) | Standard | FALSE | [9 empty] | 42823 |  |  | No |  | 4.1 | 1695 | 113 | 15 | 20.09 | 0.91 | 3500 | 83
PHZWJ5J9 | Titan LED Inc. | Titan LED Inc. | 28D-4-18-40K-DR [120V Only] | Linear Replacement Lamp | Four-Foot | 2-lamp External Driver Lamp-Style Retrofit Kits (UL Type C) | Standard | TRUE | 2123.75 | 122 | 17.34 | 7 | 0.99 | 3893 | 82 | 5 | 50000 | 42823 |  |  | No |  | 4.1 | 2123.75 | 122 | 17.34 | 7 | 0.99 | 4000 | 82
PFSZWZ1P | Titan LED Inc. | Titan LED Inc. | 28C-4-18-50K-DR [120V Only] | Linear Replacement Lamp | Four-Foot | 2-lamp External Driver Lamp-Style Retrofit Kits (UL Type C) | Standard | FALSE | [9 empty] | 42823 |  |  | No |  | 4.1 | 2375.58 | 137 | 17.34 | 8 | 0.99 | 5000 | 82
P4XNHK7W | Titan LED Inc. | Titan LED Inc. | 28D-4-18-50K-DR [120V Only] | Linear Replacement Lamp | Four-Foot | 2-lamp External Driver Lamp-Style Retrofit Kits (UL Type C) | Standard | FALSE | [9 empty] | 42823 |  |  | No |  | 4.1 | 2132.82 | 123 | 17.34 | 8 | 0.99 | 5000 | 82
P6XN4RSU | Titan LED Inc. | Titan LED Inc. | 28C-4-18-40K-DR [120V Only] | Linear Replacement Lamp | Four-Foot | 2-lamp External Driver Lamp-Style Retrofit Kits (UL Type C) | Standard | FALSE | [9 empty] | 42823 |  |  | No |  | 4.1 | 2353.41 | 136 | 17.34 | 7 | 0.99 | 4000 | 82
PCYQPCSA | Core Products Canada Ltd. | Core Products | T8N2-184-3 | Linear Replacement Lamp | Four-Foot | Replacement Lamps (plug and play) (UL Type A) | Standard | TRUE | 2365.734 | 120.088 | 19.7 | 13.2 | 0.912 | 2894 | 82.5 | 5 | 50000 | 42823 |  |  | No |  | 4.1 | 2365.7 | 120 | 19.7 | 13.2 | 0.91 | 2894 | 82.5
PZN2TNH4 | Core Products Canada Ltd. | Core Products | T8N2-124-3 | Linear Replacement Lamp | Four-Foot | Replacement Lamps (plug and play) (UL Type A) | Standard | TRUE | 1798.706 | 130.341 | 13.8 | 13.4 | 0.911 | 2886 | 82.7 | 5 | 50000 | 42823 |  |  | No |  | 4.1 | 1798.7 | 130.3 | 13.8 | 13.4 | 0.91 | 2886 | 82.7
PJQFTG8Z | Core Products Canada Ltd. | Core Products | T8N2-124-5 | Linear Replacement Lamp | Four-Foot | Replacement Lamps (plug and play) (UL Type A) | Standard | FALSE | [9 empty] | 42823 |  |  | No |  | 4.1 | 1900.7 | 134.8 | 14.1 | 14.8 | 0.92 | 4809 | 82.9
PJH9SE2D | Core Products Canada Ltd. | Core Products | T8N2-184-5 | Linear Replacement Lamp | Four-Foot | Replacement Lamps (plug and play) (UL Type A) | Standard | FALSE | [9 empty] | 42823 |  |  | No |  | 4.1 | 2475.3 | 124.3 | 19.9 | 14.1 | 0.92 | 4800 | 82.8
PWXPQWH1 | Core Products Canada Ltd. | Core Products | T8N2-124-4 | Linear Replacement Lamp | Four-Foot | Replacement Lamps (plug and play) (UL Type A) | Standard | FALSE | [9 empty] | 42823 |  |  | No |  | 4.1 | 1798.7 | 130.3 | 13.8 | 13.4 | 0.91 | 4000 | 82.7
PMYJ3HNP | Core Products Canada Ltd. | Core Products | T8N2-184-4 | Linear Replacement Lamp | Four-Foot | Replacement Lamps (plug and play) (UL Type A) | Standard | FALSE | [9 empty] | 42823 |  |  | No |  | 4.1 | 2365.7 | 120 | 19.7 | 13.2 | 0.91 | 4000 | 82.5
P22V6B92 | Haining Xin Guang Yuan Lighting Technology Co. Ltd. | xiaguang | NLT8B104[PA]30 [Qualified at 120V Only] | Linear Replacement Lamp | Four-Foot | Internal Driver Lamp-Style Retrofit Kits (UL Type B) | Standard | TRUE | 2228 | 130.5 | 17.07 | 21.33 | 0.9736 | 2981 | 81.6 | 5 | 50000 | 42822 |  |  | No |  | 4.1 | 2100 | 120 | 17.5 | 21.33 | 0.9 | 3000 | 80
P3AU2X5Y | Haining Xin Guang Yuan Lighting Technology Co. Ltd. | xiaguang | NLT8B20441 | Linear Replacement Lamp | Four-Foot | Internal Driver Lamp-Style Retrofit Kits (UL Type B) | Standard | TRUE | 2162 | 124.3 | 17.4 | 15.24 | 0.8858 | 4086 | 83.9 | 5 | 50000 | 42822 |  |  | No |  | 4.1 | 2100 | 120 | 17.5 | 15.24 | 0.9 | 4100 | 80
PF4W28QU | Haining Xin Guang Yuan Lighting Technology Co. Ltd. | xiaguang | NLT8B104[PA]50 [Qualified at 120V Only] | Linear Replacement Lamp | Four-Foot | Internal Driver Lamp-Style Retrofit Kits (UL Type B) | Standard | FALSE | [9 empty] | 42822 |  |  | No |  | 4.1 | 2100 | 120 | 17.5 | 21.34 | 0.9 | 5000 | 80
PT3HF1R9 | Haining Xin Guang Yuan Lighting Technology Co. Ltd. | xiaguang | NLT8B20450 | Linear Replacement Lamp | Four-Foot | Internal Driver Lamp-Style Retrofit Kits (UL Type B) | Standard | FALSE | [9 empty] | 42822 |  |  | No |  | 4.1 | 2100 | 120 | 17.5 | 15.81 | 0.9 | 5000 | 80
P31U11DP | Haining Xin Guang Yuan Lighting Technology Co. Ltd. | xiaguang | NLT8B104[PA]45 [Qualified at 120V Only] | Linear Replacement Lamp | Four-Foot | Internal Driver Lamp-Style Retrofit Kits (UL Type B) | Standard | FALSE | [9 empty] | 42822 |  |  | No |  | 4.1 | 2100 | 120 | 17.5 | 21.33 | 0.9 | 4500 | 80
PCYKK1SC | Haining Xin Guang Yuan Lighting Technology Co. Ltd. | xiaguang | NLT8B20445 | Linear Replacement Lamp | Four-Foot | Internal Driver Lamp-Style Retrofit Kits (UL Type B) | Standard | FALSE | [9 empty] | 42822 |  |  | No |  | 4.1 | 2100 | 120 | 17.5 | 15.24 | 0.9 | 4500 | 80
PXHVFF8A | Haining Xin Guang Yuan Lighting Technology Co. Ltd. | xiaguang | NLT8B104[PA]40 [Qualified at 120V Only] | Linear Replacement Lamp | Four-Foot | Internal Driver Lamp-Style Retrofit Kits (UL Type B) | Standard | FALSE | [9 empty] | 42822 |  |  | No |  | 4.1 | 2100 | 120 | 17.5 | 21.33 | 0.9 | 4000 | 80
P8VC31QH | Haining Xin Guang Yuan Lighting Technology Co. Ltd. | xiaguang | NLT8B104[PA]35 [Qualified at 120V Only] | Linear Replacement Lamp | Four-Foot | Internal Driver Lamp-Style Retrofit Kits (UL Type B) | Standard | FALSE | [9 empty] | 42822 |  |  | No |  | 4.1 | 2100 | 120 | 17.5 | 21.33 | 0.9 | 3500 | 80
P2CBM2NH | SHANGHAI LITE-WAY | Lite-way | L01989-40H | Linear Replacement Lamp | Four-Foot | Replacement Lamps (plug and play) (UL Type A) | Standard | TRUE | 2324 | 116.73 | 19.91 | 11.29 | 0.9769 | 4082 | 82.8 | 5 | 50000 | 42822 |  |  | No |  | 4.1 | 2100 | 116 | 18 | 11.29 | 0.98 | 4000 | 82.8
PYGGCWCT | SHANGHAI LITE-WAY | Lite-way | L01989-50H | Linear Replacement Lamp | Four-Foot | Replacement Lamps (plug and play) (UL Type A) | Standard | FALSE | [9 empty] | 42822 |  |  | No |  | 4.1 | 2200 | 122 | 18 | 11.48 | 0.97 | 5000 | 82.7
PFZK5RZJ | SHANGHAI LITE-WAY | Lite-way | L01989-45H | Linear Replacement Lamp | Four-Foot | Replacement Lamps (plug and play) (UL Type A) | Standard | FALSE | [9 empty] | 42822 |  |  | No |  | 4.1 | 2100 | 116 | 18 | 11.29 | 0.98 | 4500 | 82.8
PM1MBTAW | Standard Products Inc. | STANDARD | LED/T5/S2/25.5W/835/46/STD/SMX | Linear Replacement Lamp | Four-Foot | Replacement Lamps (plug and play) (UL Type A) | Standard | TRUE | 3391 | 116.6 | 29.08 | 16.34 | 0.9667 | 3511 | 82.5 | 5 | 50000 | 42822 |  |  | No |  | 4.1 | 3135 | 110 | 28.5 | 16.34 | 0.97 | 3500 | 83
PA5N6KP9 | Standard Products Inc. | STANDARD | LED/T5/S2/25.5W/850/46/STD/SMX | Linear Replacement Lamp | Four-Foot | Replacement Lamps (plug and play) (UL Type A) | Standard | FALSE | [9 empty] | 42822 |  |  | No |  | 4.1 | 3277.5 | 115 | 28.5 | 16.34 | 0.97 | 5000 | 83
P9RHEGQF | Standard Products Inc. | STANDARD | LED/T5/S2/25.5W/840/46/STD/SMX | Linear Replacement Lamp | Four-Foot | Replacement Lamps (plug and play) (UL Type A) | Standard | FALSE | [9 empty] | 42822 |  |  | No |  | 4.1 | 3192 | 112 | 28.5 | 16.34 | 0.97 | 4000 | 83
PGFHFJS9 | Lextar Electronics Corp. | Lextar | 97.AE8O1.421D100 | Linear Replacement Lamp | Four-Foot | Replacement Lamps (plug and play) (UL Type A) | Standard | TRUE | 2182.59 | 117.09 | 18.64 | 7.39 | 0.962 | 3069 | 82.8 | 5 | 50000 | 42822 |  |  | No |  | 4.1 | 2182.59 | 117.09 | 18.64 | 7.39 | 0.96 | 3000 | 82.8
PJM2RAMN | Lextar Electronics Corp. | Lextar | 97.AE8O1.422D500 | Linear Replacement Lamp | Four-Foot | Replacement Lamps (plug and play) (UL Type A) | Standard | FALSE | [9 empty] | 42822 |  |  | No |  | 4.1 | 2507.3 | 134.58 | 18.63 | 8.23 | 0.96 | 5000 | 85.1
PKAS7PUY | Lextar Electronics Corp. | Lextar | 97.AE8O1.422D300 | Linear Replacement Lamp | Four-Foot | Replacement Lamps (plug and play) (UL Type A) | Standard | FALSE | [9 empty] | 42822 |  |  | No |  | 4.1 | 2426.2 | 130.13 | 18.64 | 9.81 | 0.96 | 4100 | 84.1
PK5W16TV | Lextar Electronics Corp. | Lextar | 97.AE8O1.421D200 | Linear Replacement Lamp | Four-Foot | Replacement Lamps (plug and play) (UL Type A) | Standard | FALSE | [9 empty] | 42822 |  |  | No |  | 4.1 | 2414.9 | 126.76 | 19.05 | 9.79 | 0.96 | 3500 | 82.4
PYSQPYPA | Keystone Technologies | Keystone | KT-LED18.5T8-48GC-830-D | Linear Replacement Lamp | Four-Foot | Internal Driver Lamp-Style Retrofit Kits (UL Type B) | Standard | TRUE | 2470.89 | 128.45 | 19.23 | 8.2 | 0.9211 | 3068 | 82.65 | 5 | 50000 | 42822 |  |  | No | Updated on 11/15/2016 | 4.1 | 2400 | 125 | 18.5 | 8.2 | 0.92 | 3000 | 83
PGMA4TUW | Keystone Technologies | Keystone | KT-LED15T8-48GC-830-D /G3 | Linear Replacement Lamp | Four-Foot | Internal Driver Lamp-Style Retrofit Kits (UL Type B) | Standard | TRUE | 1853 | 122 | 15.19 | 14.45 | 0.918 | 2961 | 79.6 | 5 | 50000 | 42822 |  |  | No | Updated 2/3/2017 | 4.1 | 1665 | 111 | 15 | 19.7 | 0.92 | 3000 | 80
P7PXDPTT | Keystone Technologies | Keystone | KT-LED18.5T8-48GC-850-D | Linear Replacement Lamp | Four-Foot | Internal Driver Lamp-Style Retrofit Kits (UL Type B) | Standard | FALSE | [9 empty] | 42822 |  |  | No | Updated on 11/15/2016 | 4.1 | 2600 | 132 | 18.5 | 8.2 | 0.92 | 5000 | 83
P3PCCYNV | Keystone Technologies | Keystone | KT-LED18.5T8-48GC-840-D | Linear Replacement Lamp | Four-Foot | Internal Driver Lamp-Style Retrofit Kits (UL Type B) | Standard | FALSE | [9 empty] | 42822 |  |  | No | Updated on 11/15/2016 | 4.1 | 2500 | 130 | 18.5 | 8.2 | 0.92 | 4000 | 83
PZE5BWW1 | Keystone Technologies | Keystone | KT-LED18.5T8-48GC-835-D | Linear Replacement Lamp | Four-Foot | Internal Driver Lamp-Style Retrofit Kits (UL Type B) | Standard | FALSE | [9 empty] | 42822 |  |  | No | Updated on 11/15/2016 | 4.1 | 2400 | 125 | 18.5 | 8.2 | 0.92 | 3500 | 83
PG7BCEF2 | Keystone Technologies | Keystone | KT-LED15T8-48GC-850-D /G3 | Linear Replacement Lamp | Four-Foot | Internal Driver Lamp-Style Retrofit Kits (UL Type B) | Standard | FALSE | [9 empty] | 42822 |  |  | No | Updated 2/3/2017 | 4.1 | 1800 | 120 | 15 | 20.04 | 0.92 | 5000 | 80
PNPTT19G | Keystone Technologies | Keystone | KT-LED15T8-48GC-840-D /G3 | Linear Replacement Lamp | Four-Foot | Internal Driver Lamp-Style Retrofit Kits (UL Type B) | Standard | FALSE | [9 empty] | 42822 |  |  | No | Updated 2/3/2017 | 4.1 | 1740 | 116 | 15 | 19.7 | 0.92 | 4000 | 80
P3KCPXNU | Keystone Technologies | Keystone | KT-LED15T8-48GC-835-D /G3 | Linear Replacement Lamp | Four-Foot | Internal Driver Lamp-Style Retrofit Kits (UL Type B) | Standard | FALSE | [9 empty] | 42822 |  |  | No | Updated 2/3/2017 | 4.1 | 1680 | 112 | 15 | 19.7 | 0.92 | 3500 | 80
PMETQK9C | USHIO America Inc. | USHIO | 3000685 | Linear Replacement Lamp | Four-Foot | Internal Driver Lamp-Style Retrofit Kits (UL Type B) | Standard | TRUE | 1624 | 127.1 | 12.78 | 20.42 | 0.8954 | 3022 | 81.9 | 5 | 50000 | 42822 |  |  | No | Updated 11/9/2016 | 4.1 | 1650 | 125 | 12.5 | 20 | 0.9 | 3000 | 83
P2TFSM2F | USHIO America Inc. | USHIO | 3000681 | Linear Replacement Lamp | Four-Foot | Internal Driver Lamp-Style Retrofit Kits (UL Type B) | Standard | FALSE | [9 empty] | 42822 |  |  | No | Updated 11/9/2016 | 4.1 | 1800 | 135 | 12.5 | 20 | 0.9 | 5000 | 83
P2SWZPDT | USHIO America Inc. | USHIO | 3000680 | Linear Replacement Lamp | Four-Foot | Internal Driver Lamp-Style Retrofit Kits (UL Type B) | Standard | FALSE | [9 empty] | 42822 |  |  | No | Updated 11/9/2016 | 4.1 | 1750 | 132 | 12.5 | 20 | 0.9 | 4000 | 83
PZSFE2RT | USHIO America Inc. | USHIO | 3000686 | Linear Replacement Lamp | Four-Foot | Internal Driver Lamp-Style Retrofit Kits (UL Type B) | Standard | FALSE | [9 empty] | 42822 |  |  | No | Updated 11/9/2016 | 4.1 | 1650 | 125 | 12.5 | 20 | 0.9 | 3500 | 83
P7EJ6X3M | Espen Technology Inc. | Espen | L48T8/830/14G-ID DE | Linear Replacement Lamp | Four-Foot | Internal Driver Lamp-Style Retrofit Kits (UL Type B) | Standard | TRUE | 1834 | 128.7 | 14.25 | 21.445 | 0.9088 | 3100 | 82.9 | 5 | 50000 | 42821 |  |  | No |  | 4.1 | 1700 | 120 | 14 | 20 | 0.9 | 3000 | 82
P9NAE45R | Espen Technology Inc. | Espen | L48T8/830/17G-ID DE | Linear Replacement Lamp | Four-Foot | Internal Driver Lamp-Style Retrofit Kits (UL Type B) | Standard | TRUE | 2315 | 134.5 | 17.21 | 22.36 | 0.9065 | 3105 | 82.7 | 5 | 50000 | 42821 |  |  | No |  | 4.1 | 2100 | 120 | 17 | 20 | 0.9 | 3000 | 82
PBF29FTD | Espen Technology Inc. | Espen | L48T8/850/17G-ID DE | Linear Replacement Lamp | Four-Foot | Internal Driver Lamp-Style Retrofit Kits (UL Type B) | Standard | FALSE | [9 empty] | 42821 |  |  | No |  | 4.1 | 2200 | 130 | 17 | 20 | 0.9 | 5000 | 82
P7A4HPZ9 | Espen Technology Inc. | Espen | L48T8/850/14G-ID DE | Linear Replacement Lamp | Four-Foot | Internal Driver Lamp-Style Retrofit Kits (UL Type B) | Standard | FALSE | [9 empty] | 42821 |  |  | No |  | 4.1 | 1800 | 130 | 14 | 20 | 0.9 | 5000 | 82
PJ17ZWPN | Espen Technology Inc. | Espen | L48T8/845/17G-ID DE | Linear Replacement Lamp | Four-Foot | Internal Driver Lamp-Style Retrofit Kits (UL Type B) | Standard | FALSE | [9 empty] | 42821 |  |  | No |  | 4.1 | 2200 | 130 | 17 | 20 | 0.9 | 4500 | 82
PS6T88G8 | Espen Technology Inc. | Espen | L48T8/845/14G-ID DE | Linear Replacement Lamp | Four-Foot | Internal Driver Lamp-Style Retrofit Kits (UL Type B) | Standard | FALSE | [9 empty] | 42821 |  |  | No |  | 4.1 | 1800 | 130 | 14 | 20 | 0.9 | 4500 | 82
P26G9BTR | Espen Technology Inc. | Espen | L48T8/840/17G-ID DE | Linear Replacement Lamp | Four-Foot | Internal Driver Lamp-Style Retrofit Kits (UL Type B) | Standard | FALSE | [9 empty] | 42821 |  |  | No |  | 4.1 | 2200 | 130 | 17 | 20 | 0.9 | 4000 | 82
PCG3GEYZ | Espen Technology Inc. | Espen | L48T8/840/14G-ID DE | Linear Replacement Lamp | Four-Foot | Internal Driver Lamp-Style Retrofit Kits (UL Type B) | Standard | FALSE | [9 empty] | 42821 |  |  | No |  | 4.1 | 1800 | 130 | 14 | 20 | 0.9 | 4000 | 82
PVCNB7PE | Espen Technology Inc. | Espen | L48T8/835/17G-ID DE | Linear Replacement Lamp | Four-Foot | Internal Driver Lamp-Style Retrofit Kits (UL Type B) | Standard | FALSE | [9 empty] | 42821 |  |  | No |  | 4.1 | 2100 | 120 | 17 | 20 | 0.9 | 3500 | 82
PKBA9N5T | Espen Technology Inc. | Espen | L48T8/835/14G-ID DE | Linear Replacement Lamp | Four-Foot | Internal Driver Lamp-Style Retrofit Kits (UL Type B) | Standard | FALSE | [9 empty] | 42821 |  |  | No |  | 4.1 | 1700 | 120 | 14 | 20 | 0.9 | 3500 | 82
PYB3Y2BP | LEDone Distribution Inc. | LED One | LOD-GDMT84F-12W30KF YM [120V Only] | Linear Replacement Lamp | Four-Foot | Dual Mode Internal Driver (UL Type A and Type B) | Standard | TRUE | 1823 | 150.8 | 12.09 | 8.49 | 0.991 | 3056 | 83.2 | 5 | 50000 | 42821 |  |  | No |  | 4.1 | 1680 | 140 | 12 | 10 | 0.9 | 3000 | 80
PEUNTM84 | LEDone Distribution Inc. | LED One | LOD-GDMT84F-17W30KF YM [120V Only] | Linear Replacement Lamp | Four-Foot | Dual Mode Internal Driver (UL Type A and Type B) | Standard | TRUE | 2289 | 132.8 | 17.23 | 9.55 | 0.987 | 3066 | 82.8 | 5 | 50000 | 42821 |  |  | No |  | 4.1 | 2150 | 127 | 17 | 10 | 0.9 | 3000 | 80
PFXEK4GJ | LEDone Distribution Inc. | LED One | LOD-GDMT84F-17W50KF YM [120V Only] | Linear Replacement Lamp | Four-Foot | Dual Mode Internal Driver (UL Type A and Type B) | Standard | FALSE | [9 empty] | 42821 |  |  | No |  | 4.1 | 2300 | 136 | 17 | 10 | 0.9 | 5000 | 80
PDGVSD2W | LEDone Distribution Inc. | LED One | LOD-GDMT84F-12W50KF YM [120V Only] | Linear Replacement Lamp | Four-Foot | Dual Mode Internal Driver (UL Type A and Type B) | Standard | FALSE | [9 empty] | 42821 |  |  | No |  | 4.1 | 1800 | 150 | 12 | 10 | 0.9 | 5000 | 80
P4GQKA16 | LEDone Distribution Inc. | LED One | LOD-GDMT84F-17W45KF YM [120V Only] | Linear Replacement Lamp | Four-Foot | Dual Mode Internal Driver (UL Type A and Type B) | Standard | FALSE | [9 empty] | 42821 |  |  | No |  | 4.1 | 2300 | 136 | 17 | 10 | 0.9 | 4500 | 80
P3S5Q6RM | LEDone Distribution Inc. | LED One | LOD-GDMT84F-12W45KF YM [120V Only] | Linear Replacement Lamp | Four-Foot | Dual Mode Internal Driver (UL Type A and Type B) | Standard | FALSE | [9 empty] | 42821 |  |  | No |  | 4.1 | 1800 | 150 | 12 | 10 | 0.9 | 4500 | 80
PSMHQGN1 | LEDone Distribution Inc. | LED One | LOD-GDMT84F-17W40KF YM [120V Only] | Linear Replacement Lamp | Four-Foot | Dual Mode Internal Driver (UL Type A and Type B) | Standard | FALSE | [9 empty] | 42821 |  |  | No |  | 4.1 | 2300 | 136 | 17 | 10 | 0.9 | 4000 | 80
P3NH26TE | LEDone Distribution Inc. | LED One | LOD-GDMT84F-12W40KF YM [120V Only] | Linear Replacement Lamp | Four-Foot | Dual Mode Internal Driver (UL Type A and Type B) | Standard | FALSE | [9 empty] | 42821 |  |  | No |  | 4.1 | 1800 | 150 | 12 | 10 | 0.9 | 4000 | 80
PB6NTBAP | LEDone Distribution Inc. | LED One | LOD-GDMT84F-17W35KF YM [120V Only] | Linear Replacement Lamp | Four-Foot | Dual Mode Internal Driver (UL Type A and Type B) | Standard | FALSE | [9 empty] | 42821 |  |  | No |  | 4.1 | 2150 | 127 | 17 | 10 | 0.9 | 3500 | 80
P1322F6Y | LEDone Distribution Inc. | LED One | LOD-GDMT84F-12W35KF YM [120V Only] | Linear Replacement Lamp | Four-Foot | Dual Mode Internal Driver (UL Type A and Type B) | Standard | FALSE | [9 empty] | 42821 |  |  | No |  | 4.1 | 1680 | 140 | 12 | 10 | 0.9 | 3500 | 80
PK5HYADQ | GE Lighting Solutions | GE Lighting | LED15T8/G/4/830 | Linear Replacement Lamp | Four-Foot | 4-lamp External Driver Lamp-Style Retrofit Kits (UL Type C) | Standard | TRUE | 1871 | 126.4 | 14.825 | 16.52 | 0.925 | 3090 | 81.2 | 5 | 50000 | 42821 |  |  | No |  | 4.1 | 1700 | 113.3 | 15 | 20 | 0.9 | 3000 | 80
PVH57D4S | GE Lighting Solutions | GE Lighting | LED15T8/G/4/850 | Linear Replacement Lamp | Four-Foot | 4-lamp External Driver Lamp-Style Retrofit Kits (UL Type C) | Standard | FALSE | [9 empty] | 42821 |  |  | No |  | 4.1 | 1800 | 120 | 15 | 20 | 0.9 | 5000 | 80
PJNZ4PZP | GE Lighting Solutions | GE Lighting | LED15T8/G/4/840 | Linear Replacement Lamp | Four-Foot | 4-lamp External Driver Lamp-Style Retrofit Kits (UL Type C) | Standard | FALSE | [9 empty] | 42821 |  |  | No |  | 4.1 | 1800 | 120 | 15 | 20 | 0.9 | 4000 | 80
PYK47RQC | GE Lighting Solutions | GE Lighting | LED15T8/G/4/835 | Linear Replacement Lamp | Four-Foot | 4-lamp External Driver Lamp-Style Retrofit Kits (UL Type C) | Standard | FALSE | [9 empty] | 42821 |  |  | No |  | 4.1 | 1750 | 116.7 | 15 | 20 | 0.9 | 3500 | 80
PSYFXBRV | ZHEJIANG HONGYAO LIGHTING ELECTRICAL CO.LTD | HONGYAO | HY-T8-F120-15W-A+B4000K | Linear Replacement Lamp | Four-Foot | Dual Mode Internal Driver (UL Type A and Type B) | Standard | TRUE | 2278.6 | 130.35 | 17.48 | 11.98 | 0.966 | 3989 | 80.4 | 5 | 50000 | 42821 |  |  | No |  | 4.1 | 2278.6 | 130.35 | 17.48 | 11.98 | 0.97 | 4000 | 80
P9C11EKC | ZHEJIANG HONGYAO LIGHTING ELECTRICAL CO.LTD | HONGYAO | HY-T8-F120-13W-A+B4000K | Linear Replacement Lamp | Four-Foot | Dual Mode Internal Driver (UL Type A and Type B) | Standard | TRUE | 1846 | 123.35 | 14.97 | 14.559 | 0.963 | 3970 | 80.7 | 5 | 50000 | 42821 |  |  | No |  | 4.1 | 1846 | 123.35 | 14.97 | 14.56 | 0.96 | 4000 | 80
P8QNJ5PB | ZHEJIANG HONGYAO LIGHTING ELECTRICAL CO.LTD | HONGYAO | HY-T8-N120-13W-A+B4000K | Linear Replacement Lamp | Four-Foot | Dual Mode Internal Driver (UL Type A and Type B) | Standard | TRUE | 1880.6 | 122.83 | 15.31 | 14.265 | 0.957 | 4176 | 82.4 | 5 | 50000 | 42821 |  |  | No |  | 4.1 | 1880.6 | 122.83 | 15.31 | 14.27 | 0.96 | 4000 | 80
PBRJD26P | ZHEJIANG HONGYAO LIGHTING ELECTRICAL CO.LTD | HONGYAO | HY-T8-N120-13W-A4000K | Linear Replacement Lamp | Four-Foot | Replacement Lamps (plug and play) (UL Type A) | Standard | TRUE | 1802.7 | 130.44 | 13.82 | 16.348 | 0.954 | 4156 | 82.5 | 5 | 50000 | 42821 |  |  | No |  | 4.1 | 1802.7 | 130.44 | 13.82 | 16.35 | 0.95 | 4000 | 80
P962BKKB | ZHEJIANG HONGYAO LIGHTING ELECTRICAL CO.LTD | HONGYAO | HY-T8-F120-13W-A4000K | Linear Replacement Lamp | Four-Foot | Replacement Lamps (plug and play) (UL Type A) | Standard | TRUE | 1671.5 | 123.54 | 13.53 | 16.691 | 0.951 | 4021 | 81.1 | 5 | 50000 | 42821 |  |  | No |  | 4.1 | 1671.5 | 123.54 | 13.53 | 16.69 | 0.95 | 4000 | 80
PZM14R35 | ByDesignLEDInc |  | BDL-T8-18W1200 BIXF(3000K) | Linear Replacement Lamp | Four-Foot | Dual Mode Internal Driver (UL Type A and Type B) | Standard | TRUE | 2049 | 119.06 | 17.21 | 15.05 | 0.9027 | 2957 | 81.7 | 5 | 50000 | 42821 |  |  | No |  | 4.1 | 2047 | 120.13 | 17.04 | 15.05 | 0.9 | 3000 | 81.7
PP1XHMTS | ByDesignLEDInc |  | BDL-T8-18W1200 BIXF(5000K) | Linear Replacement Lamp | Four-Foot | Dual Mode Internal Driver (UL Type A and Type B) | Standard | FALSE | [9 empty] | 42821 |  |  | No |  | 4.1 | 2218 | 129.56 | 17.12 | 15.01 | 0.9 | 5000 | 82.3
PS9VJ5FJ | ByDesignLEDInc |  | BDL-T8-18W1200 BIXF(4500K) | Linear Replacement Lamp | Four-Foot | Dual Mode Internal Driver (UL Type A and Type B) | Standard | FALSE | [9 empty] | 42821 |  |  | No |  | 4.1 | 2047 | 120.13 | 17.04 | 15.05 | 0.9 | 4500 | 81.7
PZSDKFSK | ByDesignLEDInc |  | BDL-T8-18W1200 BIXF(4000K) | Linear Replacement Lamp | Four-Foot | Dual Mode Internal Driver (UL Type A and Type B) | Standard | FALSE | [9 empty] | 42821 |  |  | No |  | 4.1 | 2047 | 120.13 | 17.04 | 15.05 | 0.9 | 4000 | 81.7
P74VFYQQ | ByDesignLEDInc |  | BDL-T8-18W1200 BIXF(3500K) | Linear Replacement Lamp | Four-Foot | Dual Mode Internal Driver (UL Type A and Type B) | Standard | FALSE | [9 empty] | 42821 |  |  | No |  | 4.1 | 2047 | 120.13 | 17.04 | 15.05 | 0.9 | 3500 | 81.7
PUR2QJKS | Lunera Lighting Inc | Lunera | HN-T8-D-48-15W-830-G2P | Linear Replacement Lamp | Four-Foot | Replacement Lamps (plug and play) (UL Type A) | Standard | TRUE | 2167 | 125.4 | 17.28 | 10.15 | 0.9699 | 3079 | 85.1 | 5 | 50000 | 42818 | Not Dimmable | Not Dimmable | No |  | 4.1 | 2100 | 120 | 18 | 20 | 0.9 | 3000 | 82
P9U5SRYD | Lunera Lighting Inc | Lunera | HN-T8-D-48-11W-830-G2P | Linear Replacement Lamp | Four-Foot | Replacement Lamps (plug and play) (UL Type A) | Standard | TRUE | 1747 | 125.1 | 13.97 | 14.09 | 0.9564 | 3076 | 85.2 | 5 | 50000 | 42818 | Not Dimmable | Not Dimmable | No |  | 4.1 | 1700 | 120 | 14.5 | 20 | 0.9 | 3000 | 82
PE4WGG92 | Lunera Lighting Inc | Lunera | HN-T8-D-48-15W-850-G2P | Linear Replacement Lamp | Four-Foot | Replacement Lamps (plug and play) (UL Type A) | Standard | FALSE | [9 empty] | 42818 | Not Dimmable | Not Dimmable | No |  | 4.1 | 2200 | 125 | 18 | 20 | 0.9 | 5000 | 82
PHF8DVX5 | Lunera Lighting Inc | Lunera | HN-T8-D-48-11W-850-G2P | Linear Replacement Lamp | Four-Foot | Replacement Lamps (plug and play) (UL Type A) | Standard | FALSE | [9 empty] | 42818 | Not Dimmable | Not Dimmable | No |  | 4.1 | 1800 | 125 | 14.5 | 20 | 0.9 | 5000 | 82
PY4KAGXA | Lunera Lighting Inc | Lunera | HN-T8-D-48-15W-840-G2P | Linear Replacement Lamp | Four-Foot | Replacement Lamps (plug and play) (UL Type A) | Standard | FALSE | [9 empty] | 42818 | Not Dimmable | Not Dimmable | No |  | 4.1 | 2200 | 125 | 18 | 20 | 0.9 | 4000 | 82
PD55J1M1 | Lunera Lighting Inc | Lunera | HN-T8-D-48-11W-840-G2P | Linear Replacement Lamp | Four-Foot | Replacement Lamps (plug and play) (UL Type A) | Standard | FALSE | [9 empty] | 42818 | Not Dimmable | Not Dimmable | No |  | 4.1 | 1800 | 125 | 14.5 | 20 | 0.9 | 4000 | 82
PM9Z6URC | Lunera Lighting Inc | Lunera | HN-T8-D-48-15W-835-G2P | Linear Replacement Lamp | Four-Foot | Replacement Lamps (plug and play) (UL Type A) | Standard | FALSE | [9 empty] | 42818 | Not Dimmable | Not Dimmable | No |  | 4.1 | 2100 | 120 | 18 | 20 | 0.9 | 3500 | 82
PUHCPSSJ | Lunera Lighting Inc | Lunera | HN-T8-D-48-11W-835-G2P | Linear Replacement Lamp | Four-Foot | Replacement Lamps (plug and play) (UL Type A) | Standard | FALSE | [9 empty] | 42818 | Not Dimmable | Not Dimmable | No |  | 4.1 | 1700 | 120 | 14.5 | 20 | 0.9 | 3500 | 82
P75PGXJW | LITETRONICS INTERNATIONAL INC | LITETRONICS | LT15T84830 | Linear Replacement Lamp | Four-Foot | Replacement Lamps (plug and play) (UL Type A) | Standard | TRUE | 2177 | 128.9 | 16.9 | 9.83 | 0.9684 | 3061 | 82.9 | 5 | 50000 | 42818 | Not Dimmable | Not Dimmable | No |  | 4 | 2100 | 117 | 18 | 9.83 | 0.97 | 3000 | 82
PV3RKR4N | LITETRONICS INTERNATIONAL INC | LITETRONICS | LT25T54830 | Linear Replacement Lamp | Four-Foot | Replacement Lamps (plug and play) (UL Type A) | Standard | TRUE | 3346 | 128.49 | 26.04 | 10.7 | 0.964 | 3117 | 82.7 | 5 | 50000 | 42818 | Dimmable | Continuous Above 10 | No |  | 4.1 | 3200 | 114 | 28 | 20 | 0.9 | 3000 | 82
PWDRG3JQ | LITETRONICS INTERNATIONAL INC | LITETRONICS | LT11ET84830 | Linear Replacement Lamp | Four-Foot | Replacement Lamps (plug and play) (UL Type A) | Standard | TRUE | 1729 | 128.6 | 13.44 | 13.61 | 0.9545 | 3051 | 83.1 | 5 | 50000 | 42818 | Not Dimmable | Not Dimmable | No |  | 4 | 1700 | 117 | 14.5 | 13.61 | 0.95 | 3000 | 82
PP2VZA9A | LITETRONICS INTERNATIONAL INC | LITETRONICS | LT25T54850 | Linear Replacement Lamp | Four-Foot | Replacement Lamps (plug and play) (UL Type A) | Standard | FALSE | [9 empty] | 42818 | Dimmable | Continuous Above 10 | No |  | 4.1 | 3500 | 125 | 28 | 20 | 0.9 | 5000 | 82
PYYAM1EE | LITETRONICS INTERNATIONAL INC | LITETRONICS | LT25T54840 | Linear Replacement Lamp | Four-Foot | Replacement Lamps (plug and play) (UL Type A) | Standard | FALSE | [9 empty] | 42818 | Dimmable | Continuous Above 10 | No |  | 4.1 | 3500 | 125 | 28 | 20 | 0.9 | 4000 | 82
PWECTCUW | LITETRONICS INTERNATIONAL INC | LITETRONICS | LT25T54835 | Linear Replacement Lamp | Four-Foot | Replacement Lamps (plug and play) (UL Type A) | Standard | FALSE | [9 empty] | 42818 | Dimmable | Continuous Above 10 | No |  | 4.1 | 3200 | 114 | 28 | 20 | 0.9 | 3500 | 82
P4TY2T4V | LITETRONICS INTERNATIONAL INC | LITETRONICS | LT11ET84850 | Linear Replacement Lamp | Four-Foot | Replacement Lamps (plug and play) (UL Type A) | Standard | FALSE | [9 empty] | 42818 | Not Dimmable | Not Dimmable | No |  | 4 | 1800 | 124 | 14.5 | 14.44 | 0.96 | 5000 | 82
P6813XN2 | LITETRONICS INTERNATIONAL INC | LITETRONICS | LT15T84850 | Linear Replacement Lamp | Four-Foot | Replacement Lamps (plug and play) (UL Type A) | Standard | FALSE | [9 empty] | 42818 | Not Dimmable | Not Dimmable | No |  | 4 | 2200 | 124 | 18 | 10.2 | 0.97 | 5000 | 82
PS919XGM | LITETRONICS INTERNATIONAL INC | LITETRONICS | LT11ET84840 | Linear Replacement Lamp | Four-Foot | Replacement Lamps (plug and play) (UL Type A) | Standard | FALSE | [9 empty] | 42818 | Not Dimmable | Not Dimmable | No |  | 4 | 1800 | 124 | 14.5 | 13.61 | 0.95 | 4000 | 82
PZE7F34W | LITETRONICS INTERNATIONAL INC | LITETRONICS | LT15T84840 | Linear Replacement Lamp | Four-Foot | Replacement Lamps (plug and play) (UL Type A) | Standard | FALSE | [9 empty] | 42818 | Not Dimmable | Not Dimmable | No |  | 4 | 2200 | 124 | 18 | 9.83 | 0.97 | 4000 | 82
PJRTKFNF | LITETRONICS INTERNATIONAL INC | LITETRONICS | LT11ET84835 | Linear Replacement Lamp | Four-Foot | Replacement Lamps (plug and play) (UL Type A) | Standard | FALSE | [9 empty] | 42818 | Not Dimmable | Not Dimmable | No |  | 4 | 1700 | 117 | 14.5 | 13.61 | 0.95 | 3500 | 82
P6KB8MSF | LITETRONICS INTERNATIONAL INC | LITETRONICS | LT15T84835 | Linear Replacement Lamp | Four-Foot | Replacement Lamps (plug and play) (UL Type A) | Standard | FALSE | [9 empty] | 42818 | Not Dimmable | Not Dimmable | No |  | 4 | 2100 | 117 | 18 | 9.83 | 0.97 | 3500 | 82
PXM3FPAW | FY Lighting Co. Ltd | Fen Yong | FY-T8-1200NFM(L30K120CGS1S) | Linear Replacement Lamp | Four-Foot | Internal Driver Lamp-Style Retrofit Kits (UL Type B) | Standard | TRUE | 2045.61 | 131.63 | 15.54 | 21.66 | 0.9008 | 2897 | 83 | 5 | 50000 | 42818 | Not Dimmable | Not Dimmable | No |  | 4.1 | 2050 | 137 | 15 | 15 | 0.9 | 3000 | 80
PQUZN4WX | FY Lighting Co. Ltd | Fen Yong | FY-T8-1200NFM(L50K120CGS1S) | Linear Replacement Lamp | Four-Foot | Internal Driver Lamp-Style Retrofit Kits (UL Type B) | Standard | FALSE | [9 empty] | 42818 | Not Dimmable | Not Dimmable | No |  | 4.1 | 2210 | 147.3 | 15 | 15 | 0.9 | 5000 | 80
PBBBU7FX | FY Lighting Co. Ltd | Fen Yong | FY-T8-1200NFM(L45K120CGS1S) | Linear Replacement Lamp | Four-Foot | Internal Driver Lamp-Style Retrofit Kits (UL Type B) | Standard | FALSE | [9 empty] | 42818 | Not Dimmable | Not Dimmable | No |  | 4.1 | 2170 | 144.67 | 15 | 15 | 0.9 | 4500 | 80
PY7EDYAP | FY Lighting Co. Ltd | Fen Yong | FY-T8-1200NFM(L40K120CGS1S) | Linear Replacement Lamp | Four-Foot | Internal Driver Lamp-Style Retrofit Kits (UL Type B) | Standard | FALSE | [9 empty] | 42818 | Not Dimmable | Not Dimmable | No |  | 4.1 | 2130 | 141 | 15 | 15 | 0.9 | 4000 | 80
PW9C1T36 | FY Lighting Co. Ltd | Fen Yong | FY-T8-1200NFM(L35K120CGS1S) | Linear Replacement Lamp | Four-Foot | Internal Driver Lamp-Style Retrofit Kits (UL Type B) | Standard | FALSE | [9 empty] | 42818 | Not Dimmable | Not Dimmable | No |  | 4.1 | 2090 | 139 | 15 | 15 | 0.9 | 3500 | 80
P5RWGBAU | RemPhos Technologies LLC | BCTUBE | RPT-BCTUBE-T8-48IN-3000K | Linear Replacement Lamp | Four-Foot | Replacement Lamps (plug and play) (UL Type A) | Standard | TRUE | 1920 | 133.33 | 14.4 | 9.66 | 0.9019 | 3025 | 81.9 | 5 | 50000 | 42818 | Not Dimmable | Not Dimmable | NotYetVerified | updated on 1/19/2017 | 4.1 | 1920 | 133.33 | 14.4 | 20 | 0.9 | 3000 | 81.8
P34M4QRQ | RemPhos Technologies LLC | BCTUBE | RPT-BCTUBE-T8-48IN-5000K | Linear Replacement Lamp | Four-Foot | Replacement Lamps (plug and play) (UL Type A) | Standard | FALSE | [9 empty] | 42818 | Not Dimmable | Not Dimmable | NotYetVerified | updated on 1/19/2017 | 4.1 | 1920 | 133.33 | 14.4 | 20 | 0.9 | 5000 | 80.7
PH76SMWE | RemPhos Technologies LLC | BCTUBE | RPT-BCTUBE-T8-48IN-4500K | Linear Replacement Lamp | Four-Foot | Replacement Lamps (plug and play) (UL Type A) | Standard | FALSE | [9 empty] | 42818 | Not Dimmable | Not Dimmable | NotYetVerified | updated on 1/19/2017 | 4.1 | 1920 | 133.33 | 14.4 | 20 | 0.9 | 4500 | 81.8
PS6CX4QJ | RemPhos Technologies LLC | BCTUBE | RPT-BCTUBE-T8-48IN-4000K | Linear Replacement Lamp | Four-Foot | Replacement Lamps (plug and play) (UL Type A) | Standard | FALSE | [9 empty] | 42818 | Not Dimmable | Not Dimmable | NotYetVerified | updated on 1/19/2017 | 4.1 | 1920 | 133.33 | 14.4 | 20 | 0.9 | 4000 | 81.8
P24N8P4Q | RemPhos Technologies LLC | BCTUBE | RPT-BCTUBE-T8-48IN-3500K | Linear Replacement Lamp | Four-Foot | Replacement Lamps (plug and play) (UL Type A) | Standard | FALSE | [9 empty] | 42818 | Not Dimmable | Not Dimmable | NotYetVerified | updated on 1/19/2017 | 4.1 | 1920 | 133.33 | 14.4 | 20 | 0.9 | 3500 | 81.8
PJDH9UYW | Keystone Technologies LLC | Keystone | KT-LED14.5T8-48GC-830-D-FDIM | Linear Replacement Lamp | Four-Foot | Internal Driver Lamp-Style Retrofit Kits (UL Type B) | Standard | TRUE | 1998 | 135.2 | 14.78 | 14.95 | 0.9841 | 3044 | 83.5 | 5 | 50000 | 42818 | Dimmable | Continuous Below 10 | No |  | 4.1 | 1800 | 124 | 14.5 | 14.95 | 0.98 | 3000 | 83
PFPPNB5W | Keystone Technologies LLC | Keystone | KT-LED14.5T8-48GC-850-D-FDIM | Linear Replacement Lamp | Four-Foot | Internal Driver Lamp-Style Retrofit Kits (UL Type B) | Standard | FALSE | [9 empty] | 42818 | Dimmable | Continuous Below 10 | No |  | 4.1 | 1900 | 130 | 14.5 | 14.95 | 0.98 | 5000 | 83
PPB7687S | Keystone Technologies LLC | Keystone | KT-LED14.5T8-48GC-840-D-FDIM | Linear Replacement Lamp | Four-Foot | Internal Driver Lamp-Style Retrofit Kits (UL Type B) | Standard | FALSE | [9 empty] | 42818 | Dimmable | Continuous Below 10 | No |  | 4.1 | 1825 | 126 | 14.5 | 14.95 | 0.98 | 4000 | 83
P5B4KR3N | Keystone Technologies LLC | Keystone | KT-LED14.5T8-48GC-835-D-FDIM | Linear Replacement Lamp | Four-Foot | Internal Driver Lamp-Style Retrofit Kits (UL Type B) | Standard | FALSE | [9 empty] | 42818 | Dimmable | Continuous Below 10 | No |  | 4.1 | 1800 | 124 | 14.5 | 14.95 | 0.98 | 3500 | 83
PP8Q99AW | Ushio America Inc. | USHIO | 3000687 | Linear Replacement Lamp | Four-Foot | Replacement Lamps (plug and play) (UL Type A) | Standard | TRUE | 2058 | 117.4 | 17.54 | 11.26 | 0.9669 | 3052 | 81.2 | 5 | 50000 | 42818 | Not Dimmable | Not Dimmable | No |  | 4 | 2000 | 110 | 18 | 11.26 | 0.99 | 3000 | 83
P9YK2AR8 | Ushio America Inc. | USHIO | 3000684 | Linear Replacement Lamp | Four-Foot | Replacement Lamps (plug and play) (UL Type A) | Standard | FALSE | [9 empty] | 42818 | Not Dimmable | Not Dimmable | No |  | 4 | 2200 | 115 | 18 | 11.26 | 0.99 | 5000 | 83
PGMT91EM | Ushio America Inc. | USHIO | 3000683 | Linear Replacement Lamp | Four-Foot | Replacement Lamps (plug and play) (UL Type A) | Standard | FALSE | [9 empty] | 42818 | Not Dimmable | Not Dimmable | No |  | 4 | 2100 | 112 | 18 | 11.26 | 0.99 | 4000 | 83
PGPQPDKQ | Ushio America Inc. | USHIO | 3000682 | Linear Replacement Lamp | Four-Foot | Replacement Lamps (plug and play) (UL Type A) | Standard | FALSE | [9 empty] | 42818 | Not Dimmable | Not Dimmable | No |  | 4 | 2000 | 110 | 18 | 11.26 | 0.99 | 3500 | 83
P1EU9WPC | Shenzhen Bonld Electronics Co.LTD | BONLD | BDT84DUA-20WB-DWCA | Linear Replacement Lamp | Four-Foot | Dual Mode Internal Driver (UL Type A and Type B) | Standard | TRUE | 3013 | 135.05 | 22.31 | 17.22 | 0.8991 | 3078 | 83.1 | 5 | 50000 | 42818 | Not Dimmable | Not Dimmable | No |  | 4.1 | 3013 | 135.05 | 22.31 | 16.08 | 0.9 | 3000 | 85.1
PEMVD3PJ | Shenzhen Bonld Electronics Co.LTD | BONLD | BDT84DUA-20WB-DDCA | Linear Replacement Lamp | Four-Foot | Dual Mode Internal Driver (UL Type A and Type B) | Standard | FALSE | [9 empty] | 42818 | Not Dimmable | Not Dimmable | No |  | 4.1 | 3075 | 137.34 | 22.39 | 15.84 | 0.9 | 5000 | 85.3
PN8MJ89V | Shenzhen Bonld Electronics Co.LTD | BONLD | BDT84DUA-20WB-DHCA | Linear Replacement Lamp | Four-Foot | Dual Mode Internal Driver (UL Type A and Type B) | Standard | FALSE | [9 empty] | 42818 | Not Dimmable | Not Dimmable | No |  | 4.1 | 3060 | 136.89 | 22.35 | 16.08 | 0.9 | 4500 | 85.1
PF8QN44H | Shenzhen Bonld Electronics Co.LTD | BONLD | BDT84DUA-20WB-DNCA | Linear Replacement Lamp | Four-Foot | Dual Mode Internal Driver (UL Type A and Type B) | Standard | FALSE | [9 empty] | 42818 | Not Dimmable | Not Dimmable | No |  | 4.1 | 3044 | 136.2 | 22.35 | 16.08 | 0.9 | 4000 | 85.1
PSN8ZSAK | Shenzhen Bonld Electronics Co.LTD | BONLD | BDT84DUA-20WB-DBCA | Linear Replacement Lamp | Four-Foot | Dual Mode Internal Driver (UL Type A and Type B) | Standard | FALSE | [9 empty] | 42818 | Not Dimmable | Not Dimmable | No |  | 4.1 | 3029 | 135.5 | 22.35 | 16.08 | 0.9 | 3500 | 85.1
PW3Y76FC | ARKSMART INC | ARK SMART | RZ-TL-T8-12W-P12(3000K) | Linear Replacement Lamp | Four-Foot | Internal Driver Lamp-Style Retrofit Kits (UL Type B) | Standard | TRUE | 1702 | 137.69 | 12.36 | 19.92 | 0.9157 | 2995 | 81.1 | 5 | 50000 | 42817 |  |  | No |  | 4.1 | 1748 | 141.92 | 12.32 | 19.92 | 0.92 | 3000 | 81.1
PYEZZPYD | ARKSMART INC | ARK SMART | RZ-TL-T8-14W-L12(3000K) | Linear Replacement Lamp | Four-Foot | Internal Driver Lamp-Style Retrofit Kits (UL Type B) | Standard | TRUE | 1800 | 131.38 | 13.7 | 18.4 | 0.9061 | 2955 | 83 | 5 | 50000 | 42817 |  |  | No |  | 4.1 | 1800 | 131.38 | 13.7 | 18.4 | 0.91 | 3000 | 83
PXEDJTCU | Texas Fluorescents | Texas Fluorescents | LED48T818W2100LDX130K | Linear Replacement Lamp | Four-Foot | Internal Driver Lamp-Style Retrofit Kits (UL Type B) | Standard | TRUE | 2453 | 132.67 | 18.49 | 20.09 | 0.891 | 3000 | 82.2 | 5 | 50000 | 42817 |  |  | Not Yet Verified | Lastx represents either s for single-end power input or T for double-end inputs updated on 11/30/2016 | 4.1 | 2453 | 132.67 | 18.49 | 20 | 0.9 | 3000 | 83
PU22E268 | ARKSMART INC | ARK SMART | RZ-TL-T8-14W-L12(5000K) | Linear Replacement Lamp | Four-Foot | Internal Driver Lamp-Style Retrofit Kits (UL Type B) | Standard | FALSE | [9 empty] | 42817 |  |  | No |  | 4.1 | 1898 | 133.86 | 14.18 | 19.97 | 0.9 | 5000 | 81.4
PHQ2ABCG | ARKSMART INC | ARK SMART | RZ-TL-T8-12W-P12(5000K) | Linear Replacement Lamp | Four-Foot | Internal Driver Lamp-Style Retrofit Kits (UL Type B) | Standard | FALSE | [9 empty] | 42817 |  |  | No |  | 4.1 | 1832 | 144.36 | 12.69 | 20.39 | 0.91 | 5000 | 80.7
PST4SSNS | ARKSMART INC | ARK SMART | RZ-TL-T8-14W-L12(4500K) | Linear Replacement Lamp | Four-Foot | Internal Driver Lamp-Style Retrofit Kits (UL Type B) | Standard | FALSE | [9 empty] | 42817 |  |  | No |  | 4.1 | 1874 | 134.43 | 13.94 | 18.4 | 0.91 | 4500 | 83
PW6H6KXC | ARKSMART INC | ARK SMART | RZ-TL-T8-12W-P12(4500K) | Linear Replacement Lamp | Four-Foot | Internal Driver Lamp-Style Retrofit Kits (UL Type B) | Standard | FALSE | [9 empty] | 42817 |  |  | No |  | 4.1 | 1811 | 144.76 | 12.51 | 19.92 | 0.92 | 4500 | 81.1
P3DW3S1Q | ARKSMART INC | ARK SMART | RZ-TL-T8-14W-L12(4000K) | Linear Replacement Lamp | Four-Foot | Internal Driver Lamp-Style Retrofit Kits (UL Type B) | Standard | FALSE | [9 empty] | 42817 |  |  | No |  | 4.1 | 1849 | 132.64 | 13.94 | 18.4 | 0.91 | 4000 | 83
PQRH5WHG | ARKSMART INC | ARK SMART | RZ-TL-T8-12W-P12(4000K) | Linear Replacement Lamp | Four-Foot | Internal Driver Lamp-Style Retrofit Kits (UL Type B) | Standard | FALSE | [9 empty] | 42817 |  |  | No |  | 4.1 | 1790 | 143.09 | 12.51 | 19.92 | 0.92 | 4000 | 81.1
PW9F727A | ARKSMART INC | ARK SMART | RZ-TL-T8-14W-L12(3500K) | Linear Replacement Lamp | Four-Foot | Internal Driver Lamp-Style Retrofit Kits (UL Type B) | Standard | FALSE | [9 empty] | 42817 |  |  | No |  | 4.1 | 1825 | 130.92 | 13.94 | 18.4 | 0.91 | 3500 | 83
PS9D8155 | ARKSMART INC | ARK SMART | RZ-TL-T8-12W-P12(3500K) | Linear Replacement Lamp | Four-Foot | Internal Driver Lamp-Style Retrofit Kits (UL Type B) | Standard | FALSE | [9 empty] | 42817 |  |  | No |  | 4.1 | 1769 | 141.41 | 12.51 | 19.92 | 0.92 | 3500 | 81.1
P2RZFHS7 | Texas Fluorescents | Texas Fluorescents | LED48T818W2100LDX150K | Linear Replacement Lamp | Four-Foot | Internal Driver Lamp-Style Retrofit Kits (UL Type B) | Standard | FALSE | [9 empty] | 42817 |  |  | Not Yet Verified | Lastx represents either s for single-end power input or T for double-end inputs updated on 11/30/2016 | 4.1 | 2453 | 132.67 | 18.49 | 20 | 0.9 | 5000 | 83
PQXNC2XU | Texas Fluorescents | Texas Fluorescents | LED48T818W2100LDX140K | Linear Replacement Lamp | Four-Foot | Internal Driver Lamp-Style Retrofit Kits (UL Type B) | Standard | FALSE | [9 empty] | 42817 |  |  | Not Yet Verified | Lastx represents either s for single-end power input or T for double-end inputs updated on 11/30/2016 | 4.1 | 2453 | 132.67 | 18.49 | 20 | 0.9 | 4000 | 83
PJE5MZN1 | Texas Fluorescents | Texas Fluorescents | LED48T818W2100LDX135K | Linear Replacement Lamp | Four-Foot | Internal Driver Lamp-Style Retrofit Kits (UL Type B) | Standard | FALSE | [9 empty] | 42817 |  |  | Not Yet Verified | Lastx represents either s for single-end power input or T for double-end inputs updated on 11/30/2016 | 4.1 | 2453 | 132.67 | 18.49 | 20 | 0.9 | 3500 | 83
PWHY32FU | Silver Stream AiCos | Silver Stream | SST8NB707-D(3000K) | Linear Replacement Lamp | Four-Foot | Dual Mode Internal Driver (UL Type A and Type B) | Standard | TRUE | 2119 | 110.59 | 19.16 | 17.82 | 0.9052 | 2953 | 82.8 | 5 | 50000 | 42817 |  |  | NotYetVerified | Updated on 3/23/2017 | 4.1 | 2119 | 110.59 | 19.16 | 17.82 | 0.91 | 3000 | 82.8
P1ACSVTJ | Silver Stream AiCos | Silver Stream | SST8NB707-D(5000K) | Linear Replacement Lamp | Four-Foot | Dual Mode Internal Driver (UL Type A and Type B) | Standard | FALSE | [9 empty] | 42817 |  |  | NotYetVerified | Updated on 3/23/2017 | 4.1 | 2198 | 113.47 | 19.37 | 18.67 | 0.9 | 5000 | 81
PBQZWYET | Silver Stream AiCos | Silver Stream | SST8NB707-D(4500K) | Linear Replacement Lamp | Four-Foot | Dual Mode Internal Driver (UL Type A and Type B) | Standard | FALSE | [9 empty] | 42817 |  |  | NotYetVerified | Updated on 3/23/2017 | 4.1 | 2119 | 110.59 | 19.16 | 17.82 | 0.91 | 4500 | 82.8
PNDSZPPA | Silver Stream AiCos | Silver Stream | SST8NB707-D(4000K) | Linear Replacement Lamp | Four-Foot | Dual Mode Internal Driver (UL Type A and Type B) | Standard | FALSE | [9 empty] | 42817 |  |  | NotYetVerified | Updated on 3/23/2017 | 4.1 | 2119 | 110.59 | 19.16 | 17.82 | 0.91 | 4000 | 82.8
PFMQ2ARV | Silver Stream AiCos | Silver Stream | SST8NB707-D(3500K) | Linear Replacement Lamp | Four-Foot | Dual Mode Internal Driver (UL Type A and Type B) | Standard | FALSE | [9 empty] | 42817 |  |  | NotYetVerified | Updated on 3/23/2017 | 4.1 | 2119 | 110.59 | 19.16 | 17.82 | 0.91 | 3500 | 82.8
P85B6KXQ | Vastino LED Lighting(Shenzhen)Co.Ltd | Vastino | YRT8-1812135-005 | Linear Replacement Lamp | Four-Foot | Dual Mode Internal Driver (UL Type A and Type B) | Standard | FALSE | [9 empty] | 42817 |  |  | No |  | 4.1 | 2348 | 115.38 | 20.35 | 6.79 | 0.9739 | 3500 | 84.3
PRX7JXVM | P.Q.L. Inc. | Superior Life | 91280 | Linear Replacement Lamp | Four-Foot | Internal Driver Lamp-Style Retrofit Kits (UL Type B) | Standard | TRUE | 1888 | 126 | 14.99 | 21.32 | 0.9613 | 3122 | 82.2 | 5 | 50000 | 42816 |  |  | No | Updated 12/7/2016 | 4 | 1900 | 125 | 15 | 21.32 | 0.974 | 3000 | 83
PKDK9NVU | P.Q.L. Inc. | Superior Life | 91296 | Linear Replacement Lamp | Four-Foot | Internal Driver Lamp-Style Retrofit Kits (UL Type B) | Standard | TRUE | 1624 | 127.1 | 12.78 | 20.42 | 0.8954 | 3022 | 81.9 | 5 | 50000 | 42816 |  |  | No | Updated 11/9/2016 | 3.1 | 1650 | 125 | 12.5 | 20 | 0.9 | 3000 | 83
PPGKU3R3 | P.Q.L. Inc. | Superior Life | 91283 | Linear Replacement Lamp | Four-Foot | Internal Driver Lamp-Style Retrofit Kits (UL Type B) | Standard | FALSE | [9 empty] | 42816 |  |  | No | Updated 12/7/2016 | 4 | 2100 | 132 | 15 | 21.32 | 0.974 | 5000 | 83
P1R5V4FR | P.Q.L. Inc. | Superior Life | 91282 | Linear Replacement Lamp | Four-Foot | Internal Driver Lamp-Style Retrofit Kits (UL Type B) | Standard | FALSE | [9 empty] | 42816 |  |  | No | Updated 12/7/2016 | 4 | 2000 | 130 | 15 | 21.32 | 0.974 | 4000 | 83
PZ2XQKP2 | P.Q.L. Inc. | Superior Life | 91281 | Linear Replacement Lamp | Four-Foot | Internal Driver Lamp-Style Retrofit Kits (UL Type B) | Standard | FALSE | [9 empty] | 42816 |  |  | No | Updated 12/7/2016 | 4 | 1900 | 125 | 15 | 21.32 | 0.974 | 3500 | 83
PE1JQU2C | P.Q.L. Inc. | Superior Life | 91297 | Linear Replacement Lamp | Four-Foot | Internal Driver Lamp-Style Retrofit Kits (UL Type B) | Standard | FALSE | [9 empty] | 42816 |  |  | No | Updated 11/9/2016 | 3.1 | 1800 | 135 | 12.5 | 20 | 0.9 | 5000 | 83
PVNNK1ZR | P.Q.L. Inc. | Superior Life | 91299 | Linear Replacement Lamp | Four-Foot | Internal Driver Lamp-Style Retrofit Kits (UL Type B) | Standard | FALSE | [9 empty] | 42816 |  |  | No | Updated 11/9/2016 | 3.1 | 1750 | 132 | 12.5 | 20 | 0.9 | 4000 | 83
PSJH4TF1 | P.Q.L. Inc. | Superior Life | 91298 | Linear Replacement Lamp | Four-Foot | Internal Driver Lamp-Style Retrofit Kits (UL Type B) | Standard | FALSE | [9 empty] | 42816 |  |  | No | Updated 11/9/2016 | 3.1 | 1650 | 125 | 12.5 | 20 | 0.9 | 3500 | 83
PBTT8TBU | Shanghai Lite-way Lighting Appliance Co. Ltd | Lite-way | L02494-40H | Linear Replacement Lamp | Four-Foot | Replacement Lamps (plug and play) (UL Type A) | Standard | TRUE | 2449.3 | 140.93 | 17.38 | 7.21 | 0.9772 | 3889 | 84.2 | 5 | 50000 | 42816 |  |  | No |  | 4.1 | 2200 | 147 | 15 | 7 | 1 | 4000 | 80
PQR7G9G5 | Shanghai Lite-way Lighting Appliance Co. Ltd | Lite-way | L02494-50H | Linear Replacement Lamp | Four-Foot | Replacement Lamps (plug and play) (UL Type A) | Standard | FALSE | [9 empty] | 42816 |  |  | No |  | 4.1 | 2200 | 147 | 15 | 7 | 1 | 5000 | 80
PDJFCEVA | Shanghai Lite-way Lighting Appliance Co. Ltd | Lite-way | L02494-45H | Linear Replacement Lamp | Four-Foot | Replacement Lamps (plug and play) (UL Type A) | Standard | FALSE | [9 empty] | 42816 |  |  | No |  | 4.1 | 2200 | 147 | 15 | 7 | 1 | 4500 | 80
PP2MY9AY | JIAXING SUPER LIGHTING ELECTRIC APPLIANCE CO.LTD | SUPER | T8L-IDFH11-1800-4ft-ABA-40 | Linear Replacement Lamp | Four-Foot | Internal Driver Lamp-Style Retrofit Kits (UL Type B) | Standard | TRUE | 1820 | 127.5 | 14.28 | 15.08 | 0.904 | 3088 | 83.9 | 5 | 50000 | 42815 |  |  | No |  | 4.1 | 1700 | 115 | 15 | 20 | 0.9 | 3000 | 82
PMC329KK | JIAXING SUPER LIGHTING ELECTRIC APPLIANCE CO.LTD | SUPER | T8L-IDFH11-1800-4ft-EBA-40 | Linear Replacement Lamp | Four-Foot | Internal Driver Lamp-Style Retrofit Kits (UL Type B) | Standard | FALSE | [9 empty] | 42815 |  |  | No |  | 4.1 | 1800 | 120 | 15 | 20 | 0.9 | 5000 | 82
PWB3J28N | JIAXING SUPER LIGHTING ELECTRIC APPLIANCE CO.LTD | SUPER | T8L-IDFH11-1800-4ft-DBA-40 | Linear Replacement Lamp | Four-Foot | Internal Driver Lamp-Style Retrofit Kits (UL Type B) | Standard | FALSE | [9 empty] | 42815 |  |  | No |  | 4.1 | 1800 | 120 | 15 | 20 | 0.9 | 4500 | 82
P277H134 | JIAXING SUPER LIGHTING ELECTRIC APPLIANCE CO.LTD | SUPER | T8L-IDFH11-1800-4ft-CBA-40 | Linear Replacement Lamp | Four-Foot | Internal Driver Lamp-Style Retrofit Kits (UL Type B) | Standard | FALSE | [9 empty] | 42815 |  |  | No |  | 4.1 | 1800 | 120 | 15 | 20 | 0.9 | 4000 | 82
PQSJU45W | JIAXING SUPER LIGHTING ELECTRIC APPLIANCE CO.LTD | SUPER | T8L-IDFH11-1800-4ft-BBA-40 | Linear Replacement Lamp | Four-Foot | Internal Driver Lamp-Style Retrofit Kits (UL Type B) | Standard | FALSE | [9 empty] | 42815 |  |  | No |  | 4.1 | 1700 | 115 | 15 | 20 | 0.9 | 3500 | 82
P5BVGFA4 | JIAXING SUPER LIGHTING ELECTRIC APPLIANCE CO.LTD | SUPER | T8L-IDFH11-2200-4ft-ABA-40 | Linear Replacement Lamp | Four-Foot | Internal Driver Lamp-Style Retrofit Kits (UL Type B) | Standard | TRUE | 2221 | 128.8 | 17.25 | 16.86 | 0.8928 | 3093 | 84.1 | 5 | 50000 | 42815 |  |  | No |  | 4.1 | 2100 | 115 | 18 | 20 | 0.9 | 3000 | 82
PH2WJZJZ | JIAXING SUPER LIGHTING ELECTRIC APPLIANCE CO.LTD | SUPER | T8L-IDFH11-2200-4ft-EBA-40 | Linear Replacement Lamp | Four-Foot | Internal Driver Lamp-Style Retrofit Kits (UL Type B) | Standard | FALSE | [9 empty] | 42815 |  |  | No |  | 4.1 | 2200 | 120 | 18 | 20 | 0.9 | 5000 | 82
PAQUP7J6 | JIAXING SUPER LIGHTING ELECTRIC APPLIANCE CO.LTD | SUPER | T8L-IDFH11-2200-4ft-DBA-40 | Linear Replacement Lamp | Four-Foot | Internal Driver Lamp-Style Retrofit Kits (UL Type B) | Standard | FALSE | [9 empty] | 42815 |  |  | No |  | 4.1 | 2200 | 120 | 18 | 20 | 0.9 | 4500 | 82
PZB17CD5 | JIAXING SUPER LIGHTING ELECTRIC APPLIANCE CO.LTD | SUPER | T8L-IDFH11-2200-4ft-CBA-40 | Linear Replacement Lamp | Four-Foot | Internal Driver Lamp-Style Retrofit Kits (UL Type B) | Standard | FALSE | [9 empty] | 42815 |  |  | No |  | 4.1 | 2200 | 120 | 18 | 20 | 0.9 | 4000 | 82
PWDZBSJ9 | JIAXING SUPER LIGHTING ELECTRIC APPLIANCE CO.LTD | SUPER | T8L-IDFH11-2200-4ft-BBA-40 | Linear Replacement Lamp | Four-Foot | Internal Driver Lamp-Style Retrofit Kits (UL Type B) | Standard | FALSE | [9 empty] | 42815 |  |  | No |  | 4.1 | 2100 | 115 | 18 | 20 | 0.9 | 3500 | 82
PFRM3FG9 | Light Efficient Design | LIGHT EFFICIENT DESIGN | LED-6204-4-40K-TFR | Linear Replacement Lamp | Four-Foot | Replacement Lamps (plug and play) (UL Type A) | Standard | TRUE | 2344.3 | 125.03 | 18.75 | 7 | 0.983 | 4107 | 84.9 | 5 | 50000 | 42815 | Not Dimmable | Not Dimmable | No |  | 4.1 | 2200 | 122.22 | 18 | 7 | 0.98 | 4000 | 80
PW1P5ANK | Light Efficient Design | LIGHT EFFICIENT DESIGN | LED-6115-4-40K-TFR | Linear Replacement Lamp | Four-Foot | Internal Driver Lamp-Style Retrofit Kits (UL Type B) | Standard | TRUE | 2252.8 | 118.82 | 18.96 | 13.2 | 0.875 | 4166 | 84.6 | 5 | 50000 | 42815 | Not Dimmable | Not Dimmable | No |  | 4.1 | 2200 | 122.22 | 18 | 13 | 0.87 | 4000 | 80
P1CVPZUZ | Light Efficient Design | LIGHT EFFICIENT DESIGN | LED-6115-4-50K-TFR | Linear Replacement Lamp | Four-Foot | Internal Driver Lamp-Style Retrofit Kits (UL Type B) | Standard | FALSE | [9 empty] | 42815 | Not Dimmable | Not Dimmable | No |  | 4.1 | 2200 | 122.22 | 18 | 13 | 0.87 | 5000 | 80
PR4H9PTK | Light Efficient Design | LIGHT EFFICIENT DESIGN | LED-6204-4-50K-TFR | Linear Replacement Lamp | Four-Foot | Replacement Lamps (plug and play) (UL Type A) | Standard | FALSE | [9 empty] | 42815 | Not Dimmable | Not Dimmable | No |  | 4.1 | 2200 | 122.22 | 18 | 7 | 0.98 | 5000 | 80
PDWVCNY8 | Venstar Inc | VENSTAR | T8-1914P/35/48-K | Linear Replacement Lamp | Four-Foot | Internal Driver Lamp-Style Retrofit Kits (UL Type B) | Standard | TRUE | 1957.75 | 140.24 | 13.96 | 18.61 | 0.931 | 3706 | 86.2 | 5 | 50000 | 42815 | Not Dimmable | Not Dimmable | No |  | 4.1 | 1957.75 | 140.24 | 13.96 | 18.61 | 0.99 | 3706 | 86.2
P4V322SU | Venstar Inc | VENSTAR | T8-1914P/40/48-K | Linear Replacement Lamp | Four-Foot | Internal Driver Lamp-Style Retrofit Kits (UL Type B) | Standard | FALSE | [9 empty] | 42815 | Not Dimmable | Not Dimmable | No |  | 4.1 | 1992.36 | 142.31 | 14 | 18.61 | 0.99 | 4216 | 85.8
PVKZBQZA | CH Lighting Co.Ltd. | CH | CH1170-48-15W 830-9 | Linear Replacement Lamp | Four-Foot | Replacement Lamps (plug and play) (UL Type A) | Standard | TRUE | 1987 | 125.1 | 15.88 | 11.57 | 0.9651 | 3020 | 82.5 | 5 | 50000 | 42815 | Dimmable | Continuous Below 10 | No |  | 4.1 | 2000 | 111 | 18 | 11.57 | 0.97 | 3000 | 83
PT6WXVYG | CH Lighting Co.Ltd. | CH | CH1170-48-13W 830-9 | Linear Replacement Lamp | Four-Foot | Replacement Lamps (plug and play) (UL Type A) | Standard | TRUE | 1801 | 122 | 14.76 | 13.04 | 0.9603 | 3022 | 82.5 | 5 | 50000 | 42815 | Dimmable | Continuous Below 10 | No |  | 4.1 | 1760 | 111 | 16 | 13.04 | 0.96 | 3000 | 83
PD5K261U | CH Lighting Co.Ltd. | CH | CH1170-48-13W 850-9 | Linear Replacement Lamp | Four-Foot | Replacement Lamps (plug and play) (UL Type A) | Standard | FALSE | [9 empty] | 42815 | Dimmable | Continuous Below 10 | No |  | 4.1 | 1850 | 116 | 16 | 13.09 | 0.96 | 5000 | 83
PVCXS8X8 | CH Lighting Co.Ltd. | CH | CH1170-48-15W 850-9 | Linear Replacement Lamp | Four-Foot | Replacement Lamps (plug and play) (UL Type A) | Standard | FALSE | [9 empty] | 42815 | Dimmable | Continuous Below 10 | No |  | 4.1 | 2100 | 116 | 18 | 11.59 | 0.97 | 5000 | 83
PGBJ8QC8 | CH Lighting Co.Ltd. | CH | CH1170-48-13W 845-9 | Linear Replacement Lamp | Four-Foot | Replacement Lamps (plug and play) (UL Type A) | Standard | FALSE | [9 empty] | 42815 | Dimmable | Continuous Below 10 | No |  | 4.1 | 1800 | 113 | 16 | 13.04 | 0.96 | 4500 | 83
P5NYFWHT | CH Lighting Co.Ltd. | CH | CH1170-48-15W 845-9 | Linear Replacement Lamp | Four-Foot | Replacement Lamps (plug and play) (UL Type A) | Standard | FALSE | [9 empty] | 42815 | Dimmable | Continuous Below 10 | No |  | 4.1 | 2050 | 113 | 18 | 11.57 | 0.97 | 4500 | 83
PUBJBRGN | CH Lighting Co.Ltd. | CH | CH1170-48-13W 840-9 | Linear Replacement Lamp | Four-Foot | Replacement Lamps (plug and play) (UL Type A) | Standard | FALSE | [9 empty] | 42815 | Dimmable | Continuous Below 10 | No |  | 4.1 | 1800 | 113 | 16 | 13.04 | 0.96 | 4000 | 83
PGVUHK4K | CH Lighting Co.Ltd. | CH | CH1170-48-15W 840-9 | Linear Replacement Lamp | Four-Foot | Replacement Lamps (plug and play) (UL Type A) | Standard | FALSE | [9 empty] | 42815 | Dimmable | Continuous Below 10 | No |  | 4.1 | 2050 | 113 | 18 | 11.57 | 0.97 | 4000 | 83
PWQPPNYG | CH Lighting Co.Ltd. | CH | CH1170-48-13W 835-9 | Linear Replacement Lamp | Four-Foot | Replacement Lamps (plug and play) (UL Type A) | Standard | FALSE | [9 empty] | 42815 | Dimmable | Continuous Below 10 | No |  | 4.1 | 1760 | 111 | 16 | 13.04 | 0.96 | 3500 | 83
PQEDU15E | CH Lighting Co.Ltd. | CH | CH1170-48-15W 835-9 | Linear Replacement Lamp | Four-Foot | Replacement Lamps (plug and play) (UL Type A) | Standard | FALSE | [9 empty] | 42815 | Dimmable | Continuous Below 10 | No |  | 4.1 | 2000 | 111 | 18 | 11.57 | 0.97 | 3500 | 83
PQGGK1CX | Elec-Tech International Co. Ltd | ETI | 54140241 | Linear Replacement Lamp | Four-Foot | Replacement Lamps (plug and play) (UL Type A) | Standard | TRUE | 2123 | 117.8 | 18.02 | 9.26 | 0.9722 | 4010 | 83.2 | 5 | 50000 | 42814 |  |  | No | Product updated on 3/20/17. | 4.1 | 2160 | 108 | 20 | 9.26 | 0.9 | 4000 | 80
P49HPGXF | Elec-Tech International Co. Ltd | ETI | 54140261 | Linear Replacement Lamp | Four-Foot | Replacement Lamps (plug and play) (UL Type A) | Standard | FALSE | [9 empty] | 42814 |  |  | No | Product updated on 3/20/17. | 4.1 | 2160 | 108 | 20 | 9.44 | 0.9 | 5000 | 80
P4J333EA | ARK Intelligent Technology Co. Ltd | ARK SMART | ARK/UE/18K(3000K) | Linear Replacement Lamp | Four-Foot | Dual Mode Internal Driver (UL Type A and Type B) | Standard | TRUE | 2227 | 112.57 | 19.78 | 6.77 | 0.9676 | 2966 | 81 | 5 | 50000 | 42814 | Not Dimmable | Not Dimmable | No |  | 4.1 | 2227 | 112.57 | 19.78 | 6.77 | 0.97 | 3000 | 81
P28TFGCV | ARK Intelligent Technology Co. Ltd | ARK SMART | ARK/UE/12K(3000K) | Linear Replacement Lamp | Four-Foot | Dual Mode Internal Driver (UL Type A and Type B) | Standard | TRUE | 1881 | 138.09 | 13.62 | 9.78 | 0.942 | 2945 | 83.2 | 5 | 50000 | 42814 | Not Dimmable | Not Dimmable | No |  | 4.1 | 1889 | 138.57 | 13.63 | 9.78 | 0.94 | 3000 | 83.2
P53NRG5N | ARK Intelligent Technology Co. Ltd | ARK SMART | ARK/UE/12K(5000K) | Linear Replacement Lamp | Four-Foot | Dual Mode Internal Driver (UL Type A and Type B) | Standard | FALSE | [9 empty] | 42814 | Not Dimmable | Not Dimmable | No |  | 4.1 | 1868 | 140.98 | 13.25 | 10.59 | 0.94 | 5000 | 81.3
P1N9UMWS | ARK Intelligent Technology Co. Ltd | ARK SMART | ARK/UE/18K(5000K) | Linear Replacement Lamp | Four-Foot | Dual Mode Internal Driver (UL Type A and Type B) | Standard | FALSE | [9 empty] | 42814 | Not Dimmable | Not Dimmable | No |  | 4.1 | 2302 | 114.81 | 20.05 | 7.88 | 0.97 | 5000 | 81.5
PVBKK6VH | ARK Intelligent Technology Co. Ltd | ARK SMART | ARK/UE/12K(4500K) | Linear Replacement Lamp | Four-Foot | Dual Mode Internal Driver (UL Type A and Type B) | Standard | FALSE | [9 empty] | 42814 | Not Dimmable | Not Dimmable | No |  | 4.1 | 1873 | 139.36 | 13.44 | 9.78 | 0.94 | 4500 | 83.2
P7H5KSNP | ARK Intelligent Technology Co. Ltd | ARK SMART | ARK/UE/18K(4500K) | Linear Replacement Lamp | Four-Foot | Dual Mode Internal Driver (UL Type A and Type B) | Standard | FALSE | [9 empty] | 42814 | Not Dimmable | Not Dimmable | No |  | 4.1 | 2283 | 114.61 | 19.92 | 6.77 | 0.97 | 4500 | 81
PMA1NJN5 | ARK Intelligent Technology Co. Ltd | ARK SMART | ARK/UE/12K(4000K) | Linear Replacement Lamp | Four-Foot | Dual Mode Internal Driver (UL Type A and Type B) | Standard | FALSE | [9 empty] | 42814 | Not Dimmable | Not Dimmable | No |  | 4.1 | 1879 | 139.81 | 13.44 | 9.78 | 0.94 | 4000 | 83.2
PNX7CHVF | ARK Intelligent Technology Co. Ltd | ARK SMART | ARK/UE/18K(4000K) | Linear Replacement Lamp | Four-Foot | Dual Mode Internal Driver (UL Type A and Type B) | Standard | FALSE | [9 empty] | 42814 | Not Dimmable | Not Dimmable | No |  | 4.1 | 2265 | 113.7 | 19.92 | 6.77 | 0.97 | 4000 | 81
PHTZR1F8 | ARK Intelligent Technology Co. Ltd | ARK SMART | ARK/UE/12K(3500K) | Linear Replacement Lamp | Four-Foot | Dual Mode Internal Driver (UL Type A and Type B) | Standard | FALSE | [9 empty] | 42814 | Not Dimmable | Not Dimmable | No |  | 4.1 | 1884 | 140.18 | 13.44 | 9.78 | 0.94 | 3500 | 83.2
P1NCG2T6 | ARK Intelligent Technology Co. Ltd | ARK SMART | ARK/UE/18K(3500K) | Linear Replacement Lamp | Four-Foot | Dual Mode Internal Driver (UL Type A and Type B) | Standard | FALSE | [9 empty] | 42814 | Not Dimmable | Not Dimmable | No |  | 4.1 | 2246 | 112.75 | 19.92 | 6.77 | 0.97 | 3500 | 81
PBZA8GSM | METROSPHERE LIGHT CORP | METROSPHERE | MET-WIBC-4/12/4/FR | Linear Replacement Lamp | Four-Foot | Replacement Lamps (plug and play) (UL Type A) | Standard | TRUE | 2022 | 128.8 | 15.7 | 13.71 | 0.942 | 4101 | 81.8 | 5 | 50000 | 42814 | Not Dimmable | Not Dimmable | No | 0 | 4.1 | 1900 | 127 | 15 | 14 | 0.9 | 4000 | 80
PX5N7WRZ | METROSPHERE LIGHT CORP | METROSPHERE | MET-WIBC-4/14/4/FR | Linear Replacement Lamp | Four-Foot | Replacement Lamps (plug and play) (UL Type A) | Standard | TRUE | 2234 | 128.2 | 17.42 | 13.88 | 0.935 | 4090 | 81.4 | 5 | 50000 | 42814 | Not Dimmable | Not Dimmable | No | 0 | 4.1 | 2200 | 133.33 | 16.5 | 14 | 0.9 | 4000 | 80
PZ5W9AVT | METROSPHERE LIGHT CORP | METROSPHERE | MET-WIBC-4/14/5/FR | Linear Replacement Lamp | Four-Foot | Replacement Lamps (plug and play) (UL Type A) | Standard | FALSE | [9 empty] | 42814 | Not Dimmable | Not Dimmable | No | 0 | 4.1 | 2200 | 133.33 | 16.5 | 14 | 0.9 | 5000 | 80
P3QF4QD7 | METROSPHERE LIGHT CORP | METROSPHERE | MET-WIBC-4/12/5/FR | Linear Replacement Lamp | Four-Foot | Replacement Lamps (plug and play) (UL Type A) | Standard | FALSE | [9 empty] | 42814 | Not Dimmable | Not Dimmable | No | 0 | 4.1 | 1900 | 127 | 15 | 14 | 0.9 | 5000 | 80
PCSUXSKS | ARVA LLC | HyLite | HL-GT8-4F-15W-40K | Linear Replacement Lamp | Four-Foot | Replacement Lamps (plug and play) (UL Type A) | Standard | TRUE | 2449.3 | 140.93 | 17.38 | 7.21 | 0.9772 | 3889 | 84.2 | 5 | 50000 | 42814 | Not Dimmable | Not Dimmable | No |  | 4.1 | 2200 | 147 | 15 | 7 | 1 | 4000 | 80
P54EX919 | ARVA LLC | HyLite | HL-GT8-4F-15W-50K | Linear Replacement Lamp | Four-Foot | Replacement Lamps (plug and play) (UL Type A) | Standard | FALSE | [9 empty] | 42814 | Not Dimmable | Not Dimmable | No |  | 4.1 | 2200 | 147 | 15 | 7 | 1 | 5000 | 80
P5RSEK6C | Deliverer Optical Co.Ltd. | JUST LIGHT | T8-JUSTLIGHT-130-30-5K | Linear Replacement Lamp | Four-Foot | 2-lamp External Driver Lamp-Style Retrofit Kits (UL Type C) | Standard | TRUE | 1759.05 | 126.73 | 13.88 | 17.26 | 0.905 | 5176 | 84.5 | 5 | 50000 | 42813 | Dimmable | Continuous Below 10 | No |  | 4.1 | 1759.05 | 126.73 | 13.88 | 17.26 | 0.91 | 5176 | 84.5
P3SHPGHN | ZHEJIANG HONGYAO LIGHTING ELECTRICAL CO.LTD | HONGYAO | HY-T8-F120-15W-A+B5000K | Linear Replacement Lamp | Four-Foot | Dual Mode Internal Driver (UL Type A and Type B) | Standard | TRUE | 2330.7 | 138.81 | 16.79 | 12.62 | 0.9613 | 4959 | 79.8 | 5 | 50000 | 42811 |  |  | No |  | 4.1 | 2330.7 | 138.81 | 16.79 | 12.62 | 0.96 | 5000 | 80
P22ZF8XJ | ZHEJIANG HONGYAO LIGHTING ELECTRICAL CO.LTD | HONGYAO | HY-T8-F120-15W-A4000K | Linear Replacement Lamp | Four-Foot | Replacement Lamps (plug and play) (UL Type A) | Standard | TRUE | 1793.2 | 123.58 | 14.51 | 15.261 | 0.953 | 4176 | 81.9 | 5 | 50000 | 42811 |  |  | No |  | 4.1 | 1793.2 | 123.58 | 14.51 | 15.26 | 0.95 | 4000 | 80
PYRY5K71 | ZHEJIANG HONGYAO LIGHTING ELECTRICAL CO.LTD | HONGYAO | HY-T8-F120-15W-A5000K | Linear Replacement Lamp | Four-Foot | Replacement Lamps (plug and play) (UL Type A) | Standard | TRUE | 2056.6 | 142.23 | 14.46 | 15.29 | 0.9514 | 4972 | 79.8 | 5 | 50000 | 42811 |  |  | No |  | 4.1 | 2056.6 | 142.23 | 14.46 | 15.29 | 0.95 | 5000 | 80
PRDPFBXF | ZHEJIANG HONGYAO LIGHTING ELECTRICAL CO.LTD | HONGYAO | HY-T8-N120-15W-A4000K | Linear Replacement Lamp | Four-Foot | Replacement Lamps (plug and play) (UL Type A) | Standard | TRUE | 1758.1 | 118.8 | 14.8 | 14.85 | 0.9456 | 4119 | 82.5 | 5 | 50000 | 42811 |  |  | No |  | 4.1 | 1758.1 | 118.8 | 14.8 | 14.85 | 0.95 | 4000 | 80
P8SRK5ZZ | ZHEJIANG HONGYAO LIGHTING ELECTRICAL CO.LTD | HONGYAO | HY-T8-N120-15W-A5000K | Linear Replacement Lamp | Four-Foot | Replacement Lamps (plug and play) (UL Type A) | Standard | TRUE | 2071.4 | 143.55 | 14.43 | 15.184 | 0.941 | 4925 | 80.4 | 5 | 50000 | 42811 |  |  | No |  | 4.1 | 2071.4 | 143.55 | 14.43 | 15.18 | 0.94 | 5000 | 80
P89WPY1U | James Trading Company Limited | JAMES | ZY-T8-18W1200 BONT NORMAL (FROST 3000K) | Linear Replacement Lamp | Four-Foot | 2-lamp External Driver Lamp-Style Retrofit Kits (UL Type C) | Standard | TRUE | 2248 | 120.54 | 18.65 | 20.25 | 0.9349 | 2936 | 81 | 5 | 50000 | 42811 |  |  | NotYetVerified |  | 4.1 | 2248 | 120.54 | 18.65 | 20 | 0.9 | 3000 | 82
PRUCZ4DU | James Trading Company Limited | JAMES | ZY-T8-22W1200 BONT NORMAL (FROST 3000K) | Linear Replacement Lamp | Four-Foot | 2-lamp External Driver Lamp-Style Retrofit Kits (UL Type C) | Standard | TRUE | 2613 | 119.86 | 21.8 | 12.35 | 0.9281 | 2946 | 81 | 5 | 50000 | 42811 |  |  | NotYetVerified |  | 4.1 | 2484 | 120.23 | 20.66 | 20 | 0.9 | 3000 | 82
P1DEVJBN | James Trading Company Limited | JAMES | ZY-T8-22W1200 BINS NORMAL (FROST 3000K) | Linear Replacement Lamp | Four-Foot | Internal Driver Lamp-Style Retrofit Kits (UL Type B) | Standard | TRUE | 2484 | 120.23 | 20.66 | 19.14 | 0.8974 | 2967 | 81.4 | 5 | 50000 | 42811 |  |  | NotYetVerified |  | 4.1 | 2484 | 120.23 | 20.66 | 20 | 0.9 | 3000 | 82
PWTTYMNS | James Trading Company Limited | JAMES | ZY-T8-18W1200 BINS NORMAL (FROST 3000K) | Linear Replacement Lamp | Four-Foot | Internal Driver Lamp-Style Retrofit Kits (UL Type B) | Standard | TRUE | 1994 | 120.41 | 16.56 | 20.29 | 0.8948 | 2995 | 81.9 | 5 | 50000 | 42811 |  |  | NotYetVerified |  | 4.1 | 1994 | 120.41 | 16.56 | 20 | 0.9 | 3000 | 82
PQ74B2AV | James Trading Company Limited | JAMES | ZY-T8-15W1200 BONT NORMAL (FROST 3000K) | Linear Replacement Lamp | Four-Foot | 2-lamp External Driver Lamp-Style Retrofit Kits (UL Type C) | Standard | TRUE | 1811 | 119.787 | 15.12 | 15.27 | 0.8908 | 2987 | 81.8 | 5 | 50000 | 42811 |  |  | NotYetVerified |  | 4.1 | 1811 | 119.79 | 15.12 | 20 | 0.9 | 3000 | 82
PWHAUUY8 | James Trading Company Limited | JAMES | ZY-T8-22W1200 BONT NORMAL (FROST 5000K) | Linear Replacement Lamp | Four-Foot | 2-lamp External Driver Lamp-Style Retrofit Kits (UL Type C) | Standard | FALSE | [9 empty] | 42811 |  |  | NotYetVerified |  | 4.1 | 2484 | 120.23 | 20.66 | 20 | 0.9 | 5000 | 82
PR67SVVD | James Trading Company Limited | JAMES | ZY-T8-22W1200 BINS NORMAL (FROST 5000K) | Linear Replacement Lamp | Four-Foot | Internal Driver Lamp-Style Retrofit Kits (UL Type B) | Standard | FALSE | [9 empty] | 42811 |  |  | NotYetVerified |  | 4.1 | 2484 | 120.23 | 20.66 | 20 | 0.9 | 5000 | 82
PA5788C7 | James Trading Company Limited | JAMES | ZY-T8-18W1200 BONT NORMAL (FROST 5000K) | Linear Replacement Lamp | Four-Foot | 2-lamp External Driver Lamp-Style Retrofit Kits (UL Type C) | Standard | FALSE | [9 empty] | 42811 |  |  | NotYetVerified |  | 4.1 | 2248 | 120.54 | 18.65 | 20 | 0.9 | 5000 | 82
PP1J3XB5 | James Trading Company Limited | JAMES | ZY-T8-18W1200 BINS NORMAL (FROST 5000K) | Linear Replacement Lamp | Four-Foot | Internal Driver Lamp-Style Retrofit Kits (UL Type B) | Standard | FALSE | [9 empty] | 42811 |  |  | NotYetVerified |  | 4.1 | 1994 | 120.41 | 16.56 | 20 | 0.9 | 5000 | 82
PAKM7K9R | James Trading Company Limited | JAMES | ZY-T8-15W1200 BONT NORMAL (FROST 5000K) | Linear Replacement Lamp | Four-Foot | 2-lamp External Driver Lamp-Style Retrofit Kits (UL Type C) | Standard | FALSE | [9 empty] | 42811 |  |  | NotYetVerified |  | 4.1 | 1811 | 119.79 | 15.12 | 20 | 0.9 | 5000 | 82
PC7Y9GRE | James Trading Company Limited | JAMES | ZY-T8-22W1200 BINS NORMAL (FROST 4500K) | Linear Replacement Lamp | Four-Foot | Internal Driver Lamp-Style Retrofit Kits (UL Type B) | Standard | FALSE | [9 empty] | 42811 |  |  | NotYetVerified |  | 4.1 | 2484 | 120.23 | 20.66 | 20 | 0.9 | 4500 | 82
P2XH5QBW | James Trading Company Limited | JAMES | ZY-T8-22W1200 BONT NORMAL (FROST 4500K) | Linear Replacement Lamp | Four-Foot | 2-lamp External Driver Lamp-Style Retrofit Kits (UL Type C) | Standard | FALSE | [9 empty] | 42811 |  |  | NotYetVerified |  | 4.1 | 2484 | 120.23 | 20.66 | 20 | 0.9 | 4500 | 82
PRH9E3KT | James Trading Company Limited | JAMES | ZY-T8-18W1200 BONT NORMAL (FROST 4500K) | Linear Replacement Lamp | Four-Foot | 2-lamp External Driver Lamp-Style Retrofit Kits (UL Type C) | Standard | FALSE | [9 empty] | 42811 |  |  | NotYetVerified |  | 4.1 | 2248 | 120.54 | 18.65 | 20 | 0.9 | 4500 | 82
PKQV9MEB | James Trading Company Limited | JAMES | ZY-T8-18W1200 BINS NORMAL (FROST 4500K) | Linear Replacement Lamp | Four-Foot | Internal Driver Lamp-Style Retrofit Kits (UL Type B) | Standard | FALSE | [9 empty] | 42811 |  |  | NotYetVerified |  | 4.1 | 1994 | 120.41 | 16.56 | 20 | 0.9 | 4500 | 82
PFRVBWHJ | James Trading Company Limited | JAMES | ZY-T8-15W1200 BONT NORMAL (FROST 4500K) | Linear Replacement Lamp | Four-Foot | 2-lamp External Driver Lamp-Style Retrofit Kits (UL Type C) | Standard | FALSE | [9 empty] | 42811 |  |  | NotYetVerified |  | 4.1 | 1811 | 119.79 | 15.12 | 20 | 0.9 | 4500 | 82
PTM1JUGS | James Trading Company Limited | JAMES | ZY-T8-22W1200 BONT NORMAL (FROST 4000K) | Linear Replacement Lamp | Four-Foot | 2-lamp External Driver Lamp-Style Retrofit Kits (UL Type C) | Standard | FALSE | [9 empty] | 42811 |  |  | NotYetVerified |  | 4.1 | 2484 | 120.23 | 20.66 | 20 | 0.9 | 4000 | 82
P554XFYK | James Trading Company Limited | JAMES | ZY-T8-22W1200 BINS NORMAL (FROST 4000K) | Linear Replacement Lamp | Four-Foot | Internal Driver Lamp-Style Retrofit Kits (UL Type B) | Standard | FALSE | [9 empty] | 42811 |  |  | NotYetVerified |  | 4.1 | 2484 | 120.23 | 20.66 | 20 | 0.9 | 4000 | 82
PQ39GBRH | James Trading Company Limited | JAMES | ZY-T8-18W1200 BONT NORMAL (FROST 4000K) | Linear Replacement Lamp | Four-Foot | 2-lamp External Driver Lamp-Style Retrofit Kits (UL Type C) | Standard | FALSE | [9 empty] | 42811 |  |  | NotYetVerified |  | 4.1 | 2248 | 120.54 | 18.65 | 20 | 0.9 | 4000 | 82
P4TBPM4P | James Trading Company Limited | JAMES | ZY-T8-18W1200 BINS NORMAL (FROST 4000K) | Linear Replacement Lamp | Four-Foot | Internal Driver Lamp-Style Retrofit Kits (UL Type B) | Standard | FALSE | [9 empty] | 42811 |  |  | NotYetVerified |  | 4.1 | 1994 | 120.41 | 16.56 | 20 | 0.9 | 4000 | 82
P5RESPUX | James Trading Company Limited | JAMES | ZY-T8-15W1200 BONT NORMAL (FROST 4000K) | Linear Replacement Lamp | Four-Foot | 2-lamp External Driver Lamp-Style Retrofit Kits (UL Type C) | Standard | FALSE | [9 empty] | 42811 |  |  | NotYetVerified |  | 4.1 | 1811 | 119.79 | 15.12 | 20 | 0.9 | 4000 | 82
P8RDDWYW | James Trading Company Limited | JAMES | ZY-T8-22W1200 BONT NORMAL (FROST 3500K) | Linear Replacement Lamp | Four-Foot | 2-lamp External Driver Lamp-Style Retrofit Kits (UL Type C) | Standard | FALSE | [9 empty] | 42811 |  |  | NotYetVerified |  | 4.1 | 2484 | 120.23 | 20.66 | 20 | 0.9 | 3500 | 82
P16H3S6D | James Trading Company Limited | JAMES | ZY-T8-22W1200 BINS NORMAL (FROST 3500K) | Linear Replacement Lamp | Four-Foot | Internal Driver Lamp-Style Retrofit Kits (UL Type B) | Standard | FALSE | [9 empty] | 42811 |  |  | NotYetVerified |  | 4.1 | 2484 | 120.23 | 20.66 | 20 | 0.9 | 3500 | 82
PWSE8SWW | James Trading Company Limited | JAMES | ZY-T8-18W1200 BONT NORMAL (FROST 3500K) | Linear Replacement Lamp | Four-Foot | 2-lamp External Driver Lamp-Style Retrofit Kits (UL Type C) | Standard | FALSE | [9 empty] | 42811 |  |  | NotYetVerified |  | 4.1 | 2248 | 120.54 | 18.65 | 20 | 0.9 | 3500 | 82
PTFE1DWR | James Trading Company Limited | JAMES | ZY-T8-18W1200 BINS NORMAL (FROST 3500K) | Linear Replacement Lamp | Four-Foot | Internal Driver Lamp-Style Retrofit Kits (UL Type B) | Standard | FALSE | [9 empty] | 42811 |  |  | NotYetVerified |  | 4.1 | 1994 | 120.41 | 16.56 | 20 | 0.9 | 3500 | 82
PTMG4J8T | James Trading Company Limited | JAMES | ZY-T8-15W1200 BONT NORMAL (FROST 3500K) | Linear Replacement Lamp | Four-Foot | 2-lamp External Driver Lamp-Style Retrofit Kits (UL Type C) | Standard | FALSE | [9 empty] | 42811 |  |  | NotYetVerified |  | 4.1 | 1811 | 119.79 | 15.12 | 20 | 0.9 | 3500 | 82
PTJ6YUQZ | Keystone Technologies LLC | Keystone | KT-LED15T8-48GC-830-S | Linear Replacement Lamp | Four-Foot | Replacement Lamps (plug and play) (UL Type A) | Standard | TRUE | 2167 | 125.4 | 17.28 | 10.15 | 0.9699 | 3079 | 85.1 | 5 | 50000 | 42810 | Not Dimmable | Not Dimmable | No |  | 4.1 | 2100 | 120 | 18 | 20 | 0.9 | 3000 | 82
PRWZ7A1Z | Keystone Technologies LLC | Keystone | KT-LED11.5T8-48GC-830-S | Linear Replacement Lamp | Four-Foot | Replacement Lamps (plug and play) (UL Type A) | Standard | TRUE | 1747 | 125.1 | 13.97 | 14.09 | 0.9564 | 3076 | 85.2 | 5 | 50000 | 42810 | Not Dimmable | Not Dimmable | No |  | 4.1 | 1700 | 120 | 14.5 | 20 | 0.9 | 3000 | 82
PM8EMEKS | Keystone Technologies LLC | Keystone | KT-LED15T8-48GC-850-S | Linear Replacement Lamp | Four-Foot | Replacement Lamps (plug and play) (UL Type A) | Standard | FALSE | [9 empty] | 42810 | Not Dimmable | Not Dimmable | No |  | 4.1 | 2200 | 125 | 18 | 20 | 0.9 | 5000 | 82
P9JBE8EG | Keystone Technologies LLC | Keystone | KT-LED11.5T8-48GC-850-S | Linear Replacement Lamp | Four-Foot | Replacement Lamps (plug and play) (UL Type A) | Standard | FALSE | [9 empty] | 42810 | Not Dimmable | Not Dimmable | No |  | 4.1 | 1800 | 125 | 14.5 | 20 | 0.9 | 5000 | 82
P81RSY52 | Keystone Technologies LLC | Keystone | KT-LED15T8-48GC-840-S | Linear Replacement Lamp | Four-Foot | Replacement Lamps (plug and play) (UL Type A) | Standard | FALSE | [9 empty] | 42810 | Not Dimmable | Not Dimmable | No |  | 4.1 | 2200 | 125 | 18 | 20 | 0.9 | 4000 | 82
PHXUW29A | Keystone Technologies LLC | Keystone | KT-LED11.5T8-48GC-840-S | Linear Replacement Lamp | Four-Foot | Replacement Lamps (plug and play) (UL Type A) | Standard | FALSE | [9 empty] | 42810 | Not Dimmable | Not Dimmable | No |  | 4.1 | 1800 | 125 | 14.5 | 20 | 0.9 | 4000 | 82
PW87YQZ5 | Keystone Technologies LLC | Keystone | KT-LED15T8-48GC-835-S | Linear Replacement Lamp | Four-Foot | Replacement Lamps (plug and play) (UL Type A) | Standard | FALSE | [9 empty] | 42810 | Not Dimmable | Not Dimmable | No |  | 4.1 | 2100 | 120 | 18 | 20 | 0.9 | 3500 | 82
PN2FQPXS | Keystone Technologies LLC | Keystone | KT-LED11.5T8-48GC-835-S | Linear Replacement Lamp | Four-Foot | Replacement Lamps (plug and play) (UL Type A) | Standard | FALSE | [9 empty] | 42810 | Not Dimmable | Not Dimmable | No |  | 4.1 | 1700 | 120 | 14.5 | 20 | 0.9 | 3500 | 82
PQFFP515 | WING (SHANGHAI) INTERNATIONAL TRADE CO.LTD | TOPSTAR | L48T8-830-12P-G4-EB | Linear Replacement Lamp | Four-Foot | Replacement Lamps (plug and play) (UL Type A) | Standard | TRUE | 1836 | 123.6 | 14.85 | 13.32 | 0.946 | 2949 | 82.7 | 5 | 50000 | 42810 | Not Dimmable | Not Dimmable | No |  | 4.1 | 1845 | 123 | 15 | 14 | 0.9 | 3000 | 82
PPDZZZSA | Lunera Lighting Inc | Lunera | HN-T5-KIT2-48-25W-830-G1 | Linear Replacement Lamp | Four-Foot | 2-lamp External Driver Lamp-Style Retrofit Kits (UL Type C) | Standard | TRUE | 3661.62 | 129.96 | 28.175 | 3.3 | 0.9664 | 3135 | 82.43 | 5 | 50000 | 42810 | Dimmable | Continuous Above 10 | NotYetVerified |  | 4.1 | 3200 | 110 | 29 | 3.3 | 0.9 | 3000 | 82
P35XPFMA | Lunera Lighting Inc | Lunera | HN-T8-KIT2-48-12W-830-G1 | Linear Replacement Lamp | Four-Foot | 2-lamp External Driver Lamp-Style Retrofit Kits (UL Type C) | Standard | TRUE | 1896 | 128.8 | 14.73 | 6.55 | 0.9529 | 3082 | 83.6 | 5 | 50000 | 42810 | Dimmable | Continuous Below 10 | No |  | 4.1 | 1700 | 120 | 14 | 6.55 | 0.95 | 3000 | 82
PTN8W9KK | Lunera Lighting Inc | Lunera | HN-T8-KIT2-48-15W-830-G1 | Linear Replacement Lamp | Four-Foot | 2-lamp External Driver Lamp-Style Retrofit Kits (UL Type C) | Standard | TRUE | 2260.72 | 126.58 | 17.86 | 5.47 | 0.9243 | 3091 | 84.3 | 5 | 50000 | 42810 | Dimmable | Continuous Below 10 | No |  | 4.1 | 2100 | 120 | 17.5 | 20 | 0.9 | 3000 | 82
PQ846JV4 | Lunera Lighting Inc | Lunera | HN-T8-KIT2-48-15W-850-G1 | Linear Replacement Lamp | Four-Foot | 2-lamp External Driver Lamp-Style Retrofit Kits (UL Type C) | Standard | FALSE | [9 empty] | 42810 | Dimmable | Continuous Below 10 | No |  | 4.1 | 2200 | 125 | 17.5 | 20 | 0.9 | 5000 | 82
PU7GKMVD | Lunera Lighting Inc | Lunera | HN-T8-KIT2-48-12W-850-G1 | Linear Replacement Lamp | Four-Foot | 2-lamp External Driver Lamp-Style Retrofit Kits (UL Type C) | Standard | FALSE | [9 empty] | 42810 | Dimmable | Continuous Below 10 | No |  | 4.1 | 1800 | 125 | 14 | 6.55 | 0.95 | 5000 | 82
P14SQW2W | Lunera Lighting Inc | Lunera | HN-T5-KIT2-48-25W-850-G1 | Linear Replacement Lamp | Four-Foot | 2-lamp External Driver Lamp-Style Retrofit Kits (UL Type C) | Standard | FALSE | [9 empty] | 42810 | Dimmable | Continuous Above 10 | NotYetVerified |  | 4.1 | 3500 | 120 | 29 | 3.3 | 0.9 | 5000 | 82
PUK7F241 | Lunera Lighting Inc | Lunera | HN-T8-KIT2-48-15W-840-G1 | Linear Replacement Lamp | Four-Foot | 2-lamp External Driver Lamp-Style Retrofit Kits (UL Type C) | Standard | FALSE | [9 empty] | 42810 | Dimmable | Continuous Below 10 | No |  | 4.1 | 2200 | 125 | 17.5 | 20 | 0.9 | 4000 | 82
PTAQABM8 | Lunera Lighting Inc | Lunera | HN-T8-KIT2-48-12W-840-G1 | Linear Replacement Lamp | Four-Foot | 2-lamp External Driver Lamp-Style Retrofit Kits (UL Type C) | Standard | FALSE | [9 empty] | 42810 | Dimmable | Continuous Below 10 | No |  | 4.1 | 1800 | 125 | 14 | 6.55 | 0.95 | 4000 | 82
PWH7GRGQ | Lunera Lighting Inc | Lunera | HN-T5-KIT2-48-25W-840-G1 | Linear Replacement Lamp | Four-Foot | 2-lamp External Driver Lamp-Style Retrofit Kits (UL Type C) | Standard | FALSE | [9 empty] | 42810 | Dimmable | Continuous Above 10 | NotYetVerified |  | 4.1 | 3500 | 120 | 29 | 3.3 | 0.9 | 4000 | 82
P4P8JX5V | Lunera Lighting Inc | Lunera | HN-T8-KIT2-48-15W-835-G1 | Linear Replacement Lamp | Four-Foot | 2-lamp External Driver Lamp-Style Retrofit Kits (UL Type C) | Standard | FALSE | [9 empty] | 42810 | Dimmable | Continuous Below 10 | No |  | 4.1 | 2100 | 120 | 17.5 | 20 | 0.9 | 3500 | 82
P23XGPYW | Lunera Lighting Inc | Lunera | HN-T8-KIT2-48-12W-835-G1 | Linear Replacement Lamp | Four-Foot | 2-lamp External Driver Lamp-Style Retrofit Kits (UL Type C) | Standard | FALSE | [9 empty] | 42810 | Dimmable | Continuous Below 10 | No |  | 4.1 | 1700 | 120 | 14 | 6.55 | 0.95 | 3500 | 82
PUM6SUU2 | Lunera Lighting Inc | Lunera | HN-T5-KIT2-48-25W-835-G1 | Linear Replacement Lamp | Four-Foot | 2-lamp External Driver Lamp-Style Retrofit Kits (UL Type C) | Standard | FALSE | [9 empty] | 42810 | Dimmable | Continuous Above 10 | NotYetVerified |  | 4.1 | 3200 | 110 | 29 | 3.3 | 0.9 | 3500 | 82
P1HRKAE1 | ZHEJIANG HONGYAO LIGHTING ELECTRICAL CO.LTD | HONGYAO | HY-T8-F120-13W-A5000K | Linear Replacement Lamp | Four-Foot | Replacement Lamps (plug and play) (UL Type A) | Standard | TRUE | 1744.2 | 139.97 | 12.47 | 18.064 | 0.972 | 4983 | 79.8 | 5 | 50000 | 42810 | Not Dimmable | Not Dimmable | No |  | 4.1 | 1744.2 | 139.87 | 12.47 | 18.06 | 0.97 | 5000 | 80
P3CA1U4S | ZHEJIANG HONGYAO LIGHTING ELECTRICAL CO.LTD | HONGYAO | HY-T8-N120-13W-A+B5000K | Linear Replacement Lamp | Four-Foot | Dual Mode Internal Driver (UL Type A and Type B) | Standard | TRUE | 2136.4 | 137.56 | 15.53 | 14.017 | 0.951 | 4898 | 80.4 | 5 | 50000 | 42810 | Not Dimmable | Not Dimmable | No |  | 4.1 | 2136.4 | 137.56 | 15.53 | 14.02 | 0.95 | 5000 | 80
P3YQVH7X | ZHEJIANG HONGYAO LIGHTING ELECTRICAL CO.LTD | HONGYAO | HY-T8-F120-13W-A+B5000K | Linear Replacement Lamp | Four-Foot | Dual Mode Internal Driver (UL Type A and Type B) | Standard | TRUE | 2129.8 | 138.21 | 15.41 | 14.165 | 0.945 | 4947 | 79.9 | 5 | 50000 | 42810 | Not Dimmable | Not Dimmable | No |  | 4.1 | 2129.8 | 138.21 | 15.41 | 14.17 | 0.95 | 5000 | 80
PQ82QD82 | ZHEJIANG HONGYAO LIGHTING ELECTRICAL CO.LTD | HONGYAO | HY-T8-N120-13W-A5000K | Linear Replacement Lamp | Four-Foot | Replacement Lamps (plug and play) (UL Type A) | Standard | TRUE | 1716.5 | 138.76 | 12.37 | 17.97 | 0.932 | 4908 | 80.4 | 5 | 50000 | 42810 | Not Dimmable | Not Dimmable | No |  | 4.1 | 1716.5 | 138.76 | 12.37 | 17.98 | 0.93 | 5000 | 80
PSG934QJ | Ledxpert Lighting Incorporated | LEDXPERT | F32T8D-20W-30K-DBD | Linear Replacement Lamp | Four-Foot | Dual Mode Internal Driver (UL Type A and Type B) | Standard | TRUE | 2395 | 114.8 | 20.86 | 5.79 | 0.9799 | 2887 | 81.9 | 5 | 50000 | 42809 | Not Dimmable | Not Dimmable | NotYetVerified | Product updated 9/21/2016 | 4.1 | 2600 | 130 | 20 | 5.79 | 0.9 | 3000 | 80
PHK37DD7 | Ledxpert Lighting Incorporated | LEDXPERT | F32T8T-20W-30K-DBD | Linear Replacement Lamp | Four-Foot | Dual Mode Internal Driver (UL Type A and Type B) | Standard | TRUE | 2589.3 | 124.41 | 20.81 | 5.83 | 0.9791 | 2898 | 81.8 | 5 | 50000 | 42809 | Not Dimmable | Not Dimmable | NotYetVerified | Product updated 9/21/2016 | 4.1 | 2600 | 130 | 20 | 20 | 0.9 | 3000 | 80
PDVJ1X9F | Ledxpert Lighting Incorporated | LEDXPERT | F32T8D-12W-30K-DBD | Linear Replacement Lamp | Four-Foot | Dual Mode Internal Driver (UL Type A and Type B) | Standard | TRUE | 1572.9 | 112.36 | 14 | 14.16 | 0.9756 | 2900 | 83.8 | 5 | 50000 | 42809 | Not Dimmable | Not Dimmable | NotYetVerified |  | 4.1 | 1620 | 135 | 12 | 14.16 | 0.9 | 3000 | 80
P69N7THG | Ledxpert Lighting Incorporated | LEDXPERT | F32T8D-16W-30K-DBC | Linear Replacement Lamp | Four-Foot | Replacement Lamps (plug and play) (UL Type A) | Standard | TRUE | 2209 | 114.69 | 19.26 | 10.58 | 0.9751 | 2897 | 82.7 | 5 | 50000 | 42809 | Not Dimmable | Not Dimmable | No |  | 4.1 | 2209 | 114.69 | 19.26 | 10.58 | 0.9751 | 3000 | 82.7
PFKMPCZC | Ledxpert Lighting Incorporated | LEDXPERT | F32T8T-16W-30K-DBC | Linear Replacement Lamp | Four-Foot | Replacement Lamps (plug and play) (UL Type A) | Standard | TRUE | 2368 | 127.24 | 18.61 | 10.69 | 0.9739 | 2886 | 82.6 | 5 | 50000 | 42809 | Not Dimmable | Not Dimmable | No |  | 4.1 | 2368 | 127.24 | 18.61 | 10.69 | 0.9739 | 3000 | 82.6
PQASWZUF | Ledxpert Lighting Incorporated | LEDXPERT | F32T8T-16W-30K-DBD | Linear Replacement Lamp | Four-Foot | Dual Mode Internal Driver (UL Type A and Type B) | Standard | TRUE | 2195.5 | 123.34 | 17.8 | 7.7 | 0.9727 | 2896 | 81.9 | 5 | 50000 | 42809 | Not Dimmable | Not Dimmable | NotYetVerified |  | 4.1 | 2250 | 125 | 18 | 7.7 | 0.9 | 3000 | 80
PBFPJB8Q | Ledxpert Lighting Incorporated | LEDXPERT | F32T8D-16W-30K-DBD | Linear Replacement Lamp | Four-Foot | Dual Mode Internal Driver (UL Type A and Type B) | Standard | TRUE | 2034.7 | 114.76 | 17.73 | 7.63 | 0.9727 | 2884 | 81.9 | 5 | 50000 | 42809 | Not Dimmable | Not Dimmable | NotYetVerified |  | 4.1 | 2160 | 120 | 18 | 7.63 | 0.9 | 3000 | 80
PE4VNE6R | Ledxpert Lighting Incorporated | LEDXPERT | F32T8T-12W-30K-DBD | Linear Replacement Lamp | Four-Foot | Dual Mode Internal Driver (UL Type A and Type B) | Standard | TRUE | 1700.7 | 123.07 | 13.82 | 11.66 | 0.9585 | 2877 | 82 | 5 | 50000 | 42809 | Not Dimmable | Not Dimmable | NotYetVerified |  | 4.1 | 1680 | 140 | 12 | 11.66 | 0.9 | 3000 | 80
P1AW6RB5 | Ledxpert Lighting Incorporated | LEDXPERT | F32T8D-20W-30K-DBC | Linear Replacement Lamp | Four-Foot | Replacement Lamps (plug and play) (UL Type A) | Standard | TRUE | 2511 | 115.93 | 21.66 | 6.15 | 0.9149 | 2908 | 82.3 | 5 | 50000 | 42809 | Not Dimmable | Not Dimmable | No |  | 4.1 | 2511 | 115.93 | 21.66 | 6.15 | 0.9149 | 3000 | 82.3
PDZDTKWQ | Ledxpert Lighting Incorporated | LEDXPERT | F32T8T-20W-30K-DBC | Linear Replacement Lamp | Four-Foot | Replacement Lamps (plug and play) (UL Type A) | Standard | TRUE | 2834 | 131.33 | 21.58 | 6.08 | 0.9126 | 2893 | 82.4 | 5 | 50000 | 42809 | Not Dimmable | Not Dimmable | No |  | 4.1 | 2834 | 131.33 | 21.58 | 6.08 | 0.9126 | 3000 | 82.4
PQ8AHUC4 | Ledxpert Lighting Incorporated | LEDXPERT | F32T8T-12W-30K-DBC | Linear Replacement Lamp | Four-Foot | Replacement Lamps (plug and play) (UL Type A) | Standard | TRUE | 1968 | 132.53 | 14.82 | 9.11 | 0.9072 | 2871 | 82.6 | 5 |  | 42809 | Not Dimmable | Not Dimmable | No |  | 4.1 | 1972 | 133.06 | 14.82 | 9.11 | 0.9072 | 3000 | 82.6
PFW8AFYT | Ledxpert Lighting Incorporated | LEDXPERT | F32T8D-12W-30K-DBC | Linear Replacement Lamp | Four-Foot | Replacement Lamps (plug and play) (UL Type A) | Standard | TRUE | 1771 | 119.74 | 14.76 | 9.08 | 0.9047 | 2885 | 82.6 | 5 |  | 42809 | Not Dimmable | Not Dimmable | No |  | 4.1 | 1778 | 120.46 | 14.76 | 9.08 | 0.9047 | 3000 | 82.6
PQ5FJ1X3 | Ledxpert Lighting Incorporated | LEDXPERT | F32T8D-16W-50K-DBC | Linear Replacement Lamp | Four-Foot | Replacement Lamps (plug and play) (UL Type A) | Standard | FALSE | [9 empty] | 42809 | Not Dimmable | Not Dimmable | No |  | 4.1 | 2268 | 118.87 | 19.08 | 10.95 | 0.9744 | 5000 | 84.2
PZ79WWJG | Ledxpert Lighting Incorporated | LEDXPERT | F32T8T-16W-50K-DBC | Linear Replacement Lamp | Four-Foot | Replacement Lamps (plug and play) (UL Type A) | Standard | FALSE | [9 empty] | 42809 | Not Dimmable | Not Dimmable | No |  | 4.1 | 2481 | 133.89 | 18.53 | 10.89 | 0.9729 | 5000 | 84
PXQP8GTN | Ledxpert Lighting Incorporated | LEDXPERT | F32T8D-20W-50K-DBC | Linear Replacement Lamp | Four-Foot | Replacement Lamps (plug and play) (UL Type A) | Standard | FALSE | [9 empty] | 42809 | Not Dimmable | Not Dimmable | No |  | 4.1 | 2631 | 120.63 | 21.81 | 6.39 | 0.9093 | 5000 | 84
P474D5H1 | Ledxpert Lighting Incorporated | LEDXPERT | F32T8T-20W-50K-DBC | Linear Replacement Lamp | Four-Foot | Replacement Lamps (plug and play) (UL Type A) | Standard | FALSE | [9 empty] | 42809 | Not Dimmable | Not Dimmable | No |  | 4.1 | 2937 | 135.85 | 21.62 | 6.12 | 0.9117 | 5000 | 84
PH6ACUXA | Ledxpert Lighting Incorporated | LEDXPERT | F32T8D-12W-50K-DBC | Linear Replacement Lamp | Four-Foot | Replacement Lamps (plug and play) (UL Type A) | Standard | FALSE | [9 empty] | 42809 | Not Dimmable | Not Dimmable | No |  | 4.1 | 1987 | 133.62 | 14.87 | 9.31 | 0.9055 | 5000 | 83.8
PB3R4QYW | Ledxpert Lighting Incorporated | LEDXPERT | F32T8T-12W-50K-DBC | Linear Replacement Lamp | Four-Foot | Replacement Lamps (plug and play) (UL Type A) | Standard | FALSE | [9 empty] | 42809 | Not Dimmable | Not Dimmable | No |  | 4.1 | 2077 | 138.74 | 14.97 | 9.48 | 0.9051 | 5000 | 83.6
PS2SUKGE | Ledxpert Lighting Incorporated | LEDXPERT | F32T8T-20W-50K-DBD | Linear Replacement Lamp | Four-Foot | Dual Mode Internal Driver (UL Type A and Type B) | Standard | FALSE | [9 empty] | 42809 | Not Dimmable | Not Dimmable | NotYetVerified | Product updated 9/21/2016 | 4.1 | 2600 | 130 | 20 | 20 | 0.9 | 5000 | 80
PNV17AKZ | Ledxpert Lighting Incorporated | LEDXPERT | F32T8D-12W-50K-DBD | Linear Replacement Lamp | Four-Foot | Dual Mode Internal Driver (UL Type A and Type B) | Standard | FALSE | [9 empty] | 42809 | Not Dimmable | Not Dimmable | NotYetVerified |  | 4.1 | 1680 | 140 | 12 | 14.16 | 0.9 | 5000 | 80
PNK2J3Q3 | Ledxpert Lighting Incorporated | LEDXPERT | F32T8T-12W-50K-DBD | Linear Replacement Lamp | Four-Foot | Dual Mode Internal Driver (UL Type A and Type B) | Standard | FALSE | [9 empty] | 42809 | Not Dimmable | Not Dimmable | NotYetVerified |  | 4.1 | 1800 | 150 | 12 | 11.66 | 0.9 | 5000 | 80
P8YW3E1P | Ledxpert Lighting Incorporated | LEDXPERT | F32T8T-16W-50K-DBD | Linear Replacement Lamp | Four-Foot | Dual Mode Internal Driver (UL Type A and Type B) | Standard | FALSE | [9 empty] | 42809 | Not Dimmable | Not Dimmable | NotYetVerified |  | 4.1 | 2340 | 130 | 18 | 7.7 | 0.9 | 5000 | 80
PY6F3KN1 | Ledxpert Lighting Incorporated | LEDXPERT | F32T8D-16W-50K-DBD | Linear Replacement Lamp | Four-Foot | Dual Mode Internal Driver (UL Type A and Type B) | Standard | FALSE | [9 empty] | 42809 | Not Dimmable | Not Dimmable | NotYetVerified |  | 4.1 | 2160 | 120 | 18 | 7.63 | 0.9 | 5000 | 80
P7GMG84D | Ledxpert Lighting Incorporated | LEDXPERT | F32T8D-20W-50K-DBD | Linear Replacement Lamp | Four-Foot | Dual Mode Internal Driver (UL Type A and Type B) | Standard | FALSE | [9 empty] | 42809 | Not Dimmable | Not Dimmable | NotYetVerified | Product updated 9/21/2016 | 4.1 | 2600 | 130 | 20 | 5.79 | 0.9 | 5000 | 80
PWSPXVNH | Ledxpert Lighting Incorporated | LEDXPERT | F32T8D-16W-45K-DBC | Linear Replacement Lamp | Four-Foot | Replacement Lamps (plug and play) (UL Type A) | Standard | FALSE | [9 empty] | 42809 | Not Dimmable | Not Dimmable | No |  | 4.1 | 2251 | 117.73 | 19.12 | 10.62 | 0.9745 | 4500 | 85.2
P5R1Y3E5 | Ledxpert Lighting Incorporated | LEDXPERT | F32T8D-12W-45K-DBC | Linear Replacement Lamp | Four-Foot | Replacement Lamps (plug and play) (UL Type A) | Standard | FALSE | [9 empty] | 42809 | Not Dimmable | Not Dimmable | No |  | 4.1 | 1912 | 123.66 | 14.86 | 9.35 | 0.9073 | 4500 | 85.2
P1Y5AREZ | Ledxpert Lighting Incorporated | LEDXPERT | F32T8T-16W-45K-DBC | Linear Replacement Lamp | Four-Foot | Replacement Lamps (plug and play) (UL Type A) | Standard | FALSE | [9 empty] | 42809 | Not Dimmable | Not Dimmable | No |  | 4.1 | 2451 | 132.13 | 18.55 | 11.06 | 0.9715 | 4500 | 85.1
PEHMNUXY | Ledxpert Lighting Incorporated | LEDXPERT | F32T8T-12W-45K-DBC | Linear Replacement Lamp | Four-Foot | Replacement Lamps (plug and play) (UL Type A) | Standard | FALSE | [9 empty] | 42809 | Not Dimmable | Not Dimmable | No |  | 4.1 | 2053 | 137.42 | 14.94 | 9.08 | 0.9068 | 4500 | 85.1
PBM8VDPU | Ledxpert Lighting Incorporated | LEDXPERT | F32T8T-20W-45K-DBC | Linear Replacement Lamp | Four-Foot | Replacement Lamps (plug and play) (UL Type A) | Standard | FALSE | [9 empty] | 42809 | Not Dimmable | Not Dimmable | No |  | 4.1 | 2911 | 134.96 | 21.57 | 5.97 | 0.9133 | 4500 | 84.5
PS8J858S | Ledxpert Lighting Incorporated | LEDXPERT | F32T8D-20W-45K-DBC | Linear Replacement Lamp | Four-Foot | Replacement Lamps (plug and play) (UL Type A) | Standard | FALSE | [9 empty] | 42809 | Not Dimmable | Not Dimmable | No |  | 4.1 | 2605 | 119.66 | 21.77 | 5.87 | 0.911 | 4500 | 84.4
P4Q6HE77 | Ledxpert Lighting Incorporated | LEDXPERT | F32T8T-20W-45K-DBD | Linear Replacement Lamp | Four-Foot | Dual Mode Internal Driver (UL Type A and Type B) | Standard | FALSE | [9 empty] | 42809 | Not Dimmable | Not Dimmable | NotYetVerified | Product updated 9/21/2016 | 4.1 | 2600 | 130 | 20 | 20 | 0.9 | 4500 | 80
PMEN7942 | Ledxpert Lighting Incorporated | LEDXPERT | F32T8D-12W-45K-DBD | Linear Replacement Lamp | Four-Foot | Dual Mode Internal Driver (UL Type A and Type B) | Standard | FALSE | [9 empty] | 42809 | Not Dimmable | Not Dimmable | NotYetVerified |  | 4.1 | 1680 | 140 | 12 | 14.16 | 0.9 | 4500 | 80
PX99U7CT | Ledxpert Lighting Incorporated | LEDXPERT | F32T8T-12W-45K-DBD | Linear Replacement Lamp | Four-Foot | Dual Mode Internal Driver (UL Type A and Type B) | Standard | FALSE | [9 empty] | 42809 | Not Dimmable | Not Dimmable | NotYetVerified |  | 4.1 | 1800 | 150 | 12 | 11.66 | 0.9 | 4500 | 80
PVKK7EP1 | Ledxpert Lighting Incorporated | LEDXPERT | F32T8T-16W-45K-DBD | Linear Replacement Lamp | Four-Foot | Dual Mode Internal Driver (UL Type A and Type B) | Standard | FALSE | [9 empty] | 42809 | Not Dimmable | Not Dimmable | NotYetVerified |  | 4.1 | 2340 | 130 | 18 | 7.7 | 0.9 | 4500 | 80
P1FZVFRJ | Ledxpert Lighting Incorporated | LEDXPERT | F32T8D-16W-45K-DBD | Linear Replacement Lamp | Four-Foot | Dual Mode Internal Driver (UL Type A and Type B) | Standard | FALSE | [9 empty] | 42809 | Not Dimmable | Not Dimmable | NotYetVerified |  | 4.1 | 2160 | 120 | 18 | 7.63 | 0.9 | 4500 | 80
P8DUMWPT | Ledxpert Lighting Incorporated | LEDXPERT | F32T8D-20W-45K-DBD | Linear Replacement Lamp | Four-Foot | Dual Mode Internal Driver (UL Type A and Type B) | Standard | FALSE | [9 empty] | 42809 | Not Dimmable | Not Dimmable | NotYetVerified | Product updated 9/21/2016 | 4.1 | 2600 | 130 | 20 | 5.79 | 0.9 | 4500 | 80
PDDKA9NR | Ledxpert Lighting Incorporated | LEDXPERT | F32T8D-16W-40K-DBC | Linear Replacement Lamp | Four-Foot | Replacement Lamps (plug and play) (UL Type A) | Standard | FALSE | [9 empty] | 42809 | Not Dimmable | Not Dimmable | No |  | 4.1 | 2234 | 116.66 | 19.15 | 10.62 | 0.9745 | 4000 | 85.2
PBEKU8FU | Ledxpert Lighting Incorporated | LEDXPERT | F32T8D-12W-40K-DBC | Linear Replacement Lamp | Four-Foot | Replacement Lamps (plug and play) (UL Type A) | Standard | FALSE | [9 empty] | 42809 | Not Dimmable | Not Dimmable | No |  | 4.1 | 1836 | 123.64 | 14.85 | 9.35 | 0.9073 | 4000 | 85.2
PZZNUQYJ | Ledxpert Lighting Incorporated | LEDXPERT | F32T8T-16W-40K-DBC | Linear Replacement Lamp | Four-Foot | Replacement Lamps (plug and play) (UL Type A) | Standard | FALSE | [9 empty] | 42809 | Not Dimmable | Not Dimmable | No |  | 4.1 | 2421 | 130.37 | 18.57 | 11.06 | 0.9715 | 4000 | 85.1
PPFM1AHM | Ledxpert Lighting Incorporated | LEDXPERT | F32T8T-12W-40K-DBC | Linear Replacement Lamp | Four-Foot | Replacement Lamps (plug and play) (UL Type A) | Standard | FALSE | [9 empty] | 42809 | Not Dimmable | Not Dimmable | No |  | 4.1 | 2028 | 136.02 | 14.91 | 9.08 | 0.9068 | 4000 | 85.1
PFWY46TH | Ledxpert Lighting Incorporated | LEDXPERT | F32T8T-20W-40K-DBC | Linear Replacement Lamp | Four-Foot | Replacement Lamps (plug and play) (UL Type A) | Standard | FALSE | [9 empty] | 42809 | Not Dimmable | Not Dimmable | No |  | 4.1 | 2885 | 134.12 | 21.51 | 5.97 | 0.9133 | 4000 | 84.5
P4ZVW62K | Ledxpert Lighting Incorporated | LEDXPERT | F32T8D-20W-40K-DBC | Linear Replacement Lamp | Four-Foot | Replacement Lamps (plug and play) (UL Type A) | Standard | FALSE | [9 empty] | 42809 | Not Dimmable | Not Dimmable | No |  | 4.1 | 2579 | 118.74 | 21.72 | 5.87 | 0.911 | 4000 | 84.4
PWQG2P5X | Ledxpert Lighting Incorporated | LEDXPERT | F32T8T-20W-40K-DBD | Linear Replacement Lamp | Four-Foot | Dual Mode Internal Driver (UL Type A and Type B) | Standard | FALSE | [9 empty] | 42809 | Not Dimmable | Not Dimmable | NotYetVerified | Product updated 9/21/2016 | 4.1 | 2600 | 130 | 20 | 20 | 0.9 | 4000 | 80
PG135DYW | Ledxpert Lighting Incorporated | LEDXPERT | F32T8D-12W-40K-DBD | Linear Replacement Lamp | Four-Foot | Dual Mode Internal Driver (UL Type A and Type B) | Standard | FALSE | [9 empty] | 42809 | Not Dimmable | Not Dimmable | NotYetVerified |  | 4.1 | 1680 | 140 | 12 | 14.16 | 0.9 | 4000 | 80
P3BX98WE | Ledxpert Lighting Incorporated | LEDXPERT | F32T8T-12W-40K-DBD | Linear Replacement Lamp | Four-Foot | Dual Mode Internal Driver (UL Type A and Type B) | Standard | FALSE | [9 empty] | 42809 | Not Dimmable | Not Dimmable | NotYetVerified |  | 4.1 | 1800 | 150 | 12 | 11.66 | 0.9 | 4000 | 80
P2QYB9CU | Ledxpert Lighting Incorporated | LEDXPERT | F32T8T-16W-40K-DBD | Linear Replacement Lamp | Four-Foot | Dual Mode Internal Driver (UL Type A and Type B) | Standard | FALSE | [9 empty] | 42809 | Not Dimmable | Not Dimmable | NotYetVerified |  | 4.1 | 2340 | 130 | 18 | 7.7 | 0.9 | 4000 | 80
P6DH3NH5 | Ledxpert Lighting Incorporated | LEDXPERT | F32T8D-16W-40K-DBD | Linear Replacement Lamp | Four-Foot | Dual Mode Internal Driver (UL Type A and Type B) | Standard | FALSE | [9 empty] | 42809 | Not Dimmable | Not Dimmable | NotYetVerified |  | 4.1 | 2160 | 120 | 18 | 7.63 | 0.9 | 4000 | 80
PJ1MHKQ1 | Ledxpert Lighting Incorporated | LEDXPERT | F32T8D-20W-40K-DBD | Linear Replacement Lamp | Four-Foot | Dual Mode Internal Driver (UL Type A and Type B) | Standard | FALSE | [9 empty] | 42809 | Not Dimmable | Not Dimmable | NotYetVerified | Product updated 9/21/2016 | 4.1 | 2600 | 130 | 20 | 5.79 | 0.9 | 4000 | 80
P6SWYY4M | Ledxpert Lighting Incorporated | LEDXPERT | F32T8D-16W-35K-DBC | Linear Replacement Lamp | Four-Foot | Replacement Lamps (plug and play) (UL Type A) | Standard | FALSE | [9 empty] | 42809 | Not Dimmable | Not Dimmable | No |  | 4.1 | 2221 | 115.62 | 19.21 | 10.58 | 0.9751 | 3500 | 82.7
P8M52594 | Ledxpert Lighting Incorporated | LEDXPERT | F32T8T-16W-35K-DBC | Linear Replacement Lamp | Four-Foot | Replacement Lamps (plug and play) (UL Type A) | Standard | FALSE | [9 empty] | 42809 | Not Dimmable | Not Dimmable | No |  | 4.1 | 2395 | 128.83 | 18.59 | 10.69 | 0.9739 | 3500 | 82.6
P2SP4AJ5 | Ledxpert Lighting Incorporated | LEDXPERT | F32T8T-12W-35K-DBC | Linear Replacement Lamp | Four-Foot | Replacement Lamps (plug and play) (UL Type A) | Standard | FALSE | [9 empty] | 42809 | Not Dimmable | Not Dimmable | No |  | 4.1 | 2000 | 134.59 | 14.86 | 9.11 | 0.9072 | 3500 | 82.6
P674UPBY | Ledxpert Lighting Incorporated | LEDXPERT | F32T8D-12W-35K-DBC | Linear Replacement Lamp | Four-Foot | Replacement Lamps (plug and play) (UL Type A) | Standard | FALSE | [9 empty] | 42809 | Not Dimmable | Not Dimmable | No |  | 4.1 | 1807 | 122.01 | 14.81 | 9.08 | 0.9047 | 3500 | 82.6
PHB6H9XV | Ledxpert Lighting Incorporated | LEDXPERT | F32T8T-20W-35K-DBC | Linear Replacement Lamp | Four-Foot | Replacement Lamps (plug and play) (UL Type A) | Standard | FALSE | [9 empty] | 42809 | Not Dimmable | Not Dimmable | No |  | 4.1 | 2860 | 132.71 | 21.55 | 6.08 | 0.9126 | 3500 | 82.4
PFHM2MPW | Ledxpert Lighting Incorporated | LEDXPERT | F32T8D-20W-35K-DBC | Linear Replacement Lamp | Four-Foot | Replacement Lamps (plug and play) (UL Type A) | Standard | FALSE | [9 empty] | 42809 | Not Dimmable | Not Dimmable | No |  | 4.1 | 2545 | 117.34 | 21.69 | 6.15 | 0.9149 | 3500 | 82.3
P9ZZ6TF8 | Ledxpert Lighting Incorporated | LEDXPERT | F32T8T-20W-35K-DBD | Linear Replacement Lamp | Four-Foot | Dual Mode Internal Driver (UL Type A and Type B) | Standard | FALSE | [9 empty] | 42809 | Not Dimmable | Not Dimmable | NotYetVerified | Product updated 9/21/2016 | 4.1 | 2600 | 130 | 20 | 20 | 0.9 | 3500 | 80
P7JZ2SCA | Ledxpert Lighting Incorporated | LEDXPERT | F32T8D-12W-35K-DBD | Linear Replacement Lamp | Four-Foot | Dual Mode Internal Driver (UL Type A and Type B) | Standard | FALSE | [9 empty] | 42809 | Not Dimmable | Not Dimmable | NotYetVerified |  | 4.1 | 1620 | 135 | 12 | 14.16 | 0.9 | 3500 | 80
PDHQ6VVT | Ledxpert Lighting Incorporated | LEDXPERT | F32T8T-12W-35K-DBD | Linear Replacement Lamp | Four-Foot | Dual Mode Internal Driver (UL Type A and Type B) | Standard | FALSE | [9 empty] | 42809 | Not Dimmable | Not Dimmable | NotYetVerified |  | 4.1 | 1680 | 140 | 12 | 11.66 | 0.9 | 3500 | 80
PGMS88A1 | Ledxpert Lighting Incorporated | LEDXPERT | F32T8T-16W-35K-DBD | Linear Replacement Lamp | Four-Foot | Dual Mode Internal Driver (UL Type A and Type B) | Standard | FALSE | [9 empty] | 42809 | Not Dimmable | Not Dimmable | NotYetVerified |  | 4.1 | 2250 | 125 | 18 | 7.7 | 0.9 | 3500 | 80
PXSW9B2V | Ledxpert Lighting Incorporated | LEDXPERT | F32T8D-16W-35K-DBD | Linear Replacement Lamp | Four-Foot | Dual Mode Internal Driver (UL Type A and Type B) | Standard | FALSE | [9 empty] | 42809 | Not Dimmable | Not Dimmable | NotYetVerified |  | 4.1 | 2160 | 120 | 18 | 7.63 | 0.9 | 3500 | 80
PWDBW78G | Ledxpert Lighting Incorporated | LEDXPERT | F32T8D-20W-35K-DBD | Linear Replacement Lamp | Four-Foot | Dual Mode Internal Driver (UL Type A and Type B) | Standard | FALSE | [9 empty] | 42809 | Not Dimmable | Not Dimmable | NotYetVerified | Product updated 9/21/2016 | 4.1 | 2600 | 130 | 20 | 5.79 | 0.9 | 3500 | 80
PX1KDUZC | Carson Technology Co Ltd | Carson | CT-D02032TBN | Linear Replacement Lamp | Four-Foot | Internal Driver Lamp-Style Retrofit Kits (UL Type B) | Standard | TRUE | 4074.993 | 127.264 | 32.02 | 17.4 | 0.913 | 5158 | 83.9 | 5 | 50000 | 42809 | Not Dimmable | Not Dimmable | No |  | 4.1 | 4074.9 | 127.2 | 32 | 17.4 | 0.91 | 5158 | 83.9
PRJGD9FK | Aleddra Inc. | Aleddra | LLT-4-T5-3500-30K | Linear Replacement Lamp | Four-Foot | Replacement Lamps (plug and play) (UL Type A) | Standard | TRUE | 3346 | 128.49 | 26.04 | 10.7 | 0.964 | 3117 | 82.7 | 5 | 50000 | 42809 | Dimmable | Continuous Above 10 | No |  | 4.1 | 3200 | 114 | 28 | 20 | 0.9 | 3000 | 82
P3312GJ4 | Aleddra Inc. | Aleddra | LLT-4-T5-3500-50K | Linear Replacement Lamp | Four-Foot | Replacement Lamps (plug and play) (UL Type A) | Standard | FALSE | [9 empty] | 42809 | Dimmable | Continuous Above 10 | No |  | 4.1 | 3500 | 125 | 28 | 20 | 0.9 | 5000 | 82
P95AZR4T | Aleddra Inc. | Aleddra | LLT-4-T5-3500-40K | Linear Replacement Lamp | Four-Foot | Replacement Lamps (plug and play) (UL Type A) | Standard | FALSE | [9 empty] | 42809 | Dimmable | Continuous Above 10 | No |  | 4.1 | 3500 | 125 | 28 | 20 | 0.9 | 4000 | 82
PKQQ8XGR | Aleddra Inc. | Aleddra | LLT-4-T5-3500-35K | Linear Replacement Lamp | Four-Foot | Replacement Lamps (plug and play) (UL Type A) | Standard | FALSE | [9 empty] | 42809 | Dimmable | Continuous Above 10 | No |  | 4.1 | 3200 | 114 | 28 | 20 | 0.9 | 3500 | 82
PBN7JAAG | InLine Electrical Resources | IER | IER-T812-22WC01(3000K) | Linear Replacement Lamp | Four-Foot | Internal Driver Lamp-Style Retrofit Kits (UL Type B) | Standard | TRUE | 2792 | 129.2 | 21.61 | 14.3 | 0.9122 | 2889 | 81.7 | 5 | 50000 | 42809 | Not Dimmable | Not Dimmable | No |  | 4.1 | 2795 | 130.55 | 21.41 | 14.3 | 0.9122 | 3000 | 81.7
PMR3314K | InLine Electrical Resources | IER | IER-T812-18WC02(3000K) | Linear Replacement Lamp | Four-Foot | Internal Driver Lamp-Style Retrofit Kits (UL Type B) | Standard | TRUE | 2243 | 123.51 | 18.16 | 18.66 | 0.9046 | 2937 | 82.6 | 5 | 50000 | 42809 | Not Dimmable | Not Dimmable | No |  | 4.1 | 2178 | 124.6 | 17.48 | 18.66 | 0.9046 | 3000 | 82.6
P2GASDQE | InLine Electrical Resources | IER | IER-T812-18WC02(5000K) | Linear Replacement Lamp | Four-Foot | Internal Driver Lamp-Style Retrofit Kits (UL Type B) | Standard | FALSE | [9 empty] | 42809 | Not Dimmable | Not Dimmable | No |  | 4.1 | 2243 | 129.28 | 17.35 | 17.98 | 0.9035 | 5000 | 83.3
PQC1HK8P | InLine Electrical Resources | IER | IER-T812-22WC01(5000K) | Linear Replacement Lamp | Four-Foot | Internal Driver Lamp-Style Retrofit Kits (UL Type B) | Standard | FALSE | [9 empty] | 42809 | Not Dimmable | Not Dimmable | No |  | 4.1 | 2872 | 133.15 | 21.57 | 13.95 | 0.9093 | 5000 | 83.2
PMQR4KQH | InLine Electrical Resources | IER | IER-T812-18WC01(5000K) | Linear Replacement Lamp | Four-Foot | Internal Driver Lamp-Style Retrofit Kits (UL Type B) | Standard | FALSE | [9 empty] | 42809 | Not Dimmable | Not Dimmable | No |  | 4.1 | 2287 | 132.35 | 17.28 | 18.23 | 0.9037 | 5000 | 83.1
P7DDDQA3 | InLine Electrical Resources | IER | IER-T812-18WC02(4000K) | Linear Replacement Lamp | Four-Foot | Internal Driver Lamp-Style Retrofit Kits (UL Type B) | Standard | FALSE | [9 empty] | 42809 | Not Dimmable | Not Dimmable | No |  | 4.1 | 2178 | 124.6 | 17.48 | 18.66 | 0.9046 | 4000 | 82.6
PBJPQPRF | InLine Electrical Resources | IER | IER-T812-18WC01(4000K) | Linear Replacement Lamp | Four-Foot | Internal Driver Lamp-Style Retrofit Kits (UL Type B) | Standard | FALSE | [9 empty] | 42809 | Not Dimmable | Not Dimmable | No |  | 4.1 | 2197 | 127.29 | 17.26 | 18.66 | 0.9104 | 4000 | 82.5
PD6P8KDW | InLine Electrical Resources | IER | IER-T812-22WC01(4000K) | Linear Replacement Lamp | Four-Foot | Internal Driver Lamp-Style Retrofit Kits (UL Type B) | Standard | FALSE | [9 empty] | 42809 | Not Dimmable | Not Dimmable | No |  | 4.1 | 2795 | 130.55 | 21.41 | 14.3 | 0.9122 | 4000 | 81.7
PPQZY7UB | InLine Electrical Resources | IER | IER-T812-18WC01(3000K) | Linear Replacement Lamp | Four-Foot | Internal Driver Lamp-Style Retrofit Kits (UL Type B) | Standard | FALSE | [9 empty] | 42809 | Not Dimmable | Not Dimmable | No |  | 4.1 | 2197 | 127.29 | 17.26 | 18.74 | 0.9104 | 3000 | 82.5
P4J3HTKH | Xiamen Bymea Lighting Co. Ltd | BYMEA | T08G61-40H | Linear Replacement Lamp | Four-Foot | Internal Driver Lamp-Style Retrofit Kits (UL Type B) | Standard | TRUE | 2134 | 140.97 | 15.14 | 21.07 | 0.957 | 4021 | 82.5 | 5 | 50000 | 42809 | Not Dimmable | Not Dimmable | No |  | 4.1 | 2100 | 140 | 15 | 21.07 | 0.96 | 4000 | 82.5
P9ZTDN18 | Xiamen Bymea Lighting Co. Ltd |  | T08G61-50H | Linear Replacement Lamp | Four-Foot | Internal Driver Lamp-Style Retrofit Kits (UL Type B) | Standard | FALSE | [9 empty] | 42809 | Not Dimmable | Not Dimmable | No |  | 4.1 | 2100 | 140 | 15 | 21.21 | 0.95 | 5000 | 83.3
PFJF1UYY | Xiamen Bymea Lighting Co. Ltd |  | T08G61-45H | Linear Replacement Lamp | Four-Foot | Internal Driver Lamp-Style Retrofit Kits (UL Type B) | Standard | FALSE | [9 empty] | 42809 | Not Dimmable | Not Dimmable | No |  | 4.1 | 2100 | 140 | 15 | 21.07 | 0.96 | 4500 | 82.5
PGKGTA4J | Xiamen Bymea Lighting Co. Ltd | BYMEA | T08G71-40H | Linear Replacement Lamp | Four-Foot | Internal Driver Lamp-Style Retrofit Kits (UL Type B) | Standard | TRUE | 1845 | 146.68 | 12.58 | 19.38 | 0.9407 | 4026 | 82.7 | 5 | 50000 | 42809 | Not Dimmable | Not Dimmable | No |  | 4.1 | 1800 | 150 | 12 | 19.38 | 0.94 | 4000 | 82.7
PGHU92UU | Xiamen Bymea Lighting Co. Ltd |  | T08G71-50H | Linear Replacement Lamp | Four-Foot | Internal Driver Lamp-Style Retrofit Kits (UL Type B) | Standard | FALSE | [9 empty] | 42809 | Not Dimmable | Not Dimmable | No |  | 4.1 | 1800 | 150 | 12 | 19.71 | 0.93 | 5000 | 83.2
P5BPTXHV | Xiamen Bymea Lighting Co. Ltd |  | T08G71-45H | Linear Replacement Lamp | Four-Foot | Internal Driver Lamp-Style Retrofit Kits (UL Type B) | Standard | FALSE | [9 empty] | 42809 | Not Dimmable | Not Dimmable | No |  | 4.1 | 1800 | 150 | 12 | 19.38 | 0.94 | 4500 | 82.7
P6NFJKU6 | SHENZHEN YOUXINGUANG TECHNOLOGY CO.LTD. | YXG | U608-4F18W45MM | Linear Replacement Lamp | Four-Foot | Dual Mode Internal Driver (UL Type A and Type B) | Standard | FALSE | [9 empty] | 42808 |  |  | No | Updated on 3/14/2017 | 4.1 | 2561 | 139.03 | 18.42 | 20.48 | 0.9045 | 4500 | 81.8
P3151GUP | SHENZHEN YOUXINGUANG TECHNOLOGY CO.LTD. | YXG | U608-4F18W35MM | Linear Replacement Lamp | Four-Foot | Dual Mode Internal Driver (UL Type A and Type B) | Standard | FALSE | [9 empty] | 42808 |  |  | No | Updated on 3/14/2017 | 4.1 | 2522 | 136.92 | 18.42 | 20.48 | 0.9045 | 3500 | 81.8
PSG3C6RV | USHIO America Inc. | USHIO | 25.5W LED T5 3500K 46 | Linear Replacement Lamp | Four-Foot | Replacement Lamps (plug and play) (UL Type A) | Standard | TRUE | 3391 | 116.6 | 29.08 | 16.34 | 0.9667 | 3511 | 82.5 | 5 | 50000 | 42808 | Not Dimmable | Not Dimmable | No |  | 4.1 | 3135 | 110 | 28.5 | 16.34 | 0.97 | 3500 | 83
PKKTBSMS | USHIO America Inc. | USHIO | 25.5W LED T5 5000K 46 | Linear Replacement Lamp | Four-Foot | Replacement Lamps (plug and play) (UL Type A) | Standard | FALSE | [9 empty] | 42808 | Not Dimmable | Not Dimmable | No |  | 4.1 | 3277.5 | 115 | 28.5 | 16.34 | 0.97 | 5000 | 83
PXSCXTW9 | USHIO America Inc. | USHIO | 25.5W LED T5 4000K 46 | Linear Replacement Lamp | Four-Foot | Replacement Lamps (plug and play) (UL Type A) | Standard | FALSE | [9 empty] | 42808 | Not Dimmable | Not Dimmable | No |  | 4.1 | 3192 | 112 | 28.5 | 16.34 | 0.97 | 4000 | 83
PVRJPT4F | P.Q.L. Inc. | Superior Life | 91288 | Linear Replacement Lamp | Four-Foot | Replacement Lamps (plug and play) (UL Type A) | Standard | TRUE | 1955 | 119 | 16.43 | 12.41 | 0.9634 | 3056 | 81.3 | 5 | 50000 | 42808 | Not Dimmable | Not Dimmable | No |  | 4.1 | 1800 | 110 | 16 | 12.41 | 0.97 | 3000 | 83
PVWJ8K9H | P.Q.L. Inc. | Superior Life | 91291 | Linear Replacement Lamp | Four-Foot | Replacement Lamps (plug and play) (UL Type A) | Standard | FALSE | [9 empty] | 42808 | Not Dimmable | Not Dimmable | No |  | 4.1 | 2000 | 115 | 16 | 12.41 | 0.97 | 5000 | 83
PJYK78RB | P.Q.L. Inc. | Superior Life | 91290 | Linear Replacement Lamp | Four-Foot | Replacement Lamps (plug and play) (UL Type A) | Standard | FALSE | [9 empty] | 42808 | Not Dimmable | Not Dimmable | No |  | 4.1 | 1900 | 112 | 16 | 12.41 | 0.97 | 4000 | 83
P29M3QZN | P.Q.L. Inc. | Superior Life | 91289 | Linear Replacement Lamp | Four-Foot | Replacement Lamps (plug and play) (UL Type A) | Standard | FALSE | [9 empty] | 42808 | Not Dimmable | Not Dimmable | No |  | 4.1 | 1800 | 110 | 16 | 12.41 | 0.97 | 3500 | 83
PPXX14HQ | P.Q.L. Inc. | Superior Life | 91317 | Linear Replacement Lamp | Four-Foot | Replacement Lamps (plug and play) (UL Type A) | Standard | TRUE | 3391 | 116.6 | 29.08 | 16.34 | 0.9667 | 3511 | 82.5 | 5 | 50000 | 42808 | Not Dimmable | Not Dimmable | No |  | 4.1 | 3135 | 110 | 28.5 | 16.34 | 0.97 | 3500 | 83
PKUADMEX | P.Q.L. Inc. | Superior Life | 91319 | Linear Replacement Lamp | Four-Foot | Replacement Lamps (plug and play) (UL Type A) | Standard | FALSE | [9 empty] | 42808 | Not Dimmable | Not Dimmable | No |  | 4.1 | 3277.5 | 115 | 28.5 | 16.34 | 0.97 | 5000 | 83
P5XBQMGY | P.Q.L. Inc. | Superior Life | 91318 | Linear Replacement Lamp | Four-Foot | Replacement Lamps (plug and play) (UL Type A) | Standard | FALSE | [9 empty] | 42808 | Not Dimmable | Not Dimmable | No |  | 4.1 | 3192 | 112 | 28.5 | 16.34 | 0.97 | 4000 | 83
PPHBZVYP | ABOVE ALL LIGHTING INC. | ABOVE ALL | T815D30EX3G-FW12 | Linear Replacement Lamp | Four-Foot | 3-lamp External Driver Lamp-Style Retrofit Kits (UL Type C) | Standard | TRUE | 1640.458 | 119.019 | 13.9 | 12.5 | 0.922 | 2880 | 82.7 | 5 | 50000 | 42808 | Dimmable | Continuous Below 10 | No |  | 4 | 1640.4 | 118 | 13.9 | 12.5 | 0.92 | 2880 | 82.7
PX6112BT | ABOVE ALL LIGHTING INC. | ABOVE ALL | T818D30EX3G-FW12 | Linear Replacement Lamp | Four-Foot | 3-lamp External Driver Lamp-Style Retrofit Kits (UL Type C) | Standard | TRUE | 2296.164 | 128.277 | 17.9 | 12.6 | 0.916 | 2885 | 82.8 | 5 | 50000 | 42808 | Dimmable | Continuous Below 10 | No |  | 4 | 2296.1 | 128.2 | 17.9 | 12.6 | 0.92 | 2885 | 82.8
PQ2VQ8TE | ABOVE ALL LIGHTING INC. | ABOVE ALL | T815D30EX4G-FW12 | Linear Replacement Lamp | Four-Foot | 4-lamp External Driver Lamp-Style Retrofit Kits (UL Type C) | Standard | TRUE | 1701.884 | 120.701 | 14.1 | 12.2 | 0.914 | 2886 | 82.9 | 5 | 50000 | 42808 | Dimmable | Continuous Below 10 | No |  | 4 | 1701.8 | 120.7 | 14.1 | 12.2 | 0.91 | 2886 | 82.9
PBMU29AA | ABOVE ALL LIGHTING INC. | ABOVE ALL | T815D50EX3G-FW12 | Linear Replacement Lamp | Four-Foot | 3-lamp External Driver Lamp-Style Retrofit Kits (UL Type C) | Standard | FALSE | [9 empty] | 42808 | Dimmable | Continuous Below 10 | No |  | 4 | 1728 | 124.3 | 13.9 | 13.1 | 0.92 | 4869 | 83.7
PZM412GM | ABOVE ALL LIGHTING INC. | ABOVE ALL | T815D50EX4G-FW12 | Linear Replacement Lamp | Four-Foot | 4-lamp External Driver Lamp-Style Retrofit Kits (UL Type C) | Standard | FALSE | [9 empty] | 42808 | Dimmable | Continuous Below 10 | No |  | 4 | 1817.7 | 128.9 | 14.1 | 13 | 0.92 | 4868 | 83.5
P6SBMTJG | ABOVE ALL LIGHTING INC. | ABOVE ALL | T818D50EX3G-FW12 | Linear Replacement Lamp | Four-Foot | 3-lamp External Driver Lamp-Style Retrofit Kits (UL Type C) | Standard | FALSE | [9 empty] | 42808 | Dimmable | Continuous Below 10 | No |  | 4 | 2419.7 | 135.1 | 17.9 | 13.7 | 0.92 | 4854 | 83.3
P12TWXHE | ABOVE ALL LIGHTING INC. | ABOVE ALL | T815D40EX4G-FW12 | Linear Replacement Lamp | Four-Foot | 4-lamp External Driver Lamp-Style Retrofit Kits (UL Type C) | Standard | FALSE | [9 empty] | 42808 | Dimmable | Continuous Below 10 | No |  | 4 | 1701.8 | 120.7 | 14.1 | 12.2 | 0.91 | 4000 | 82.9
P596P227 | ABOVE ALL LIGHTING INC. | ABOVE ALL | T818D40EX3G-FW12 | Linear Replacement Lamp | Four-Foot | 3-lamp External Driver Lamp-Style Retrofit Kits (UL Type C) | Standard | FALSE | [9 empty] | 42808 | Dimmable | Continuous Below 10 | No |  | 4 | 2296.1 | 128.2 | 17.9 | 12.6 | 0.92 | 4000 | 82.8
PY5J3FWU | ABOVE ALL LIGHTING INC. | ABOVE ALL | T815D40EX3G-FW12 | Linear Replacement Lamp | Four-Foot | 3-lamp External Driver Lamp-Style Retrofit Kits (UL Type C) | Standard | FALSE | [9 empty] | 42808 | Dimmable | Continuous Below 10 | No |  | 4 | 1640.4 | 118 | 13.9 | 12.5 | 0.92 | 4000 | 82.7
PKQACJJ7 | ABOVE ALL LIGHTING INC. | ABOVE ALL | T815D35EX4G-FW12 | Linear Replacement Lamp | Four-Foot | 4-lamp External Driver Lamp-Style Retrofit Kits (UL Type C) | Standard | FALSE | [9 empty] | 42808 | Dimmable | Continuous Below 10 | No |  | 4 | 1701.8 | 120.7 | 14.1 | 12.2 | 0.91 | 3500 | 82.9
PMHZNVKB | ABOVE ALL LIGHTING INC. | ABOVE ALL | T818D35EX3G-FW12 | Linear Replacement Lamp | Four-Foot | 3-lamp External Driver Lamp-Style Retrofit Kits (UL Type C) | Standard | FALSE | [9 empty] | 42808 | Dimmable | Continuous Below 10 | No |  | 4 | 2296.1 | 128.2 | 17.9 | 12.6 | 0.92 | 3500 | 82.8
P8Z4CNA8 | ABOVE ALL LIGHTING INC. | ABOVE ALL | T815D35EX3G-FW12 | Linear Replacement Lamp | Four-Foot | 3-lamp External Driver Lamp-Style Retrofit Kits (UL Type C) | Standard | FALSE | [9 empty] | 42808 | Dimmable | Continuous Below 10 | No |  | 4 | 1640.4 | 118 | 13.9 | 12.5 | 0.92 | 3500 | 82.7
PEA3NKMV | SMART ENERGY SOLUTIONS | SMART LED | SES-T8F1222T(3000K) | Linear Replacement Lamp | Four-Foot | Internal Driver Lamp-Style Retrofit Kits (UL Type B) | Standard | TRUE | 3038 | 132.03 | 23.01 | 17.2 | 0.951 | 3024 | 82 | 5 | 50000 | 42807 | Not Dimmable | Not Dimmable | No |  | 4.1 | 2860 | 130 | 22 | 15 | 0.9 | 3000 | 80
PZ59GB9B | SMART ENERGY SOLUTIONS | SMART LED | SES-T8F1222T(5000K) | Linear Replacement Lamp | Four-Foot | Internal Driver Lamp-Style Retrofit Kits (UL Type B) | Standard | FALSE | [9 empty] | 42807 | Not Dimmable | Not Dimmable | No |  | 4.1 | 2860 | 130 | 22 | 15 | 0.9 | 5000 | 80
PB3MCZXP | SMART ENERGY SOLUTIONS | SMART LED | SES-T8F1222T(4000K) | Linear Replacement Lamp | Four-Foot | Internal Driver Lamp-Style Retrofit Kits (UL Type B) | Standard | FALSE | [9 empty] | 42807 | Not Dimmable | Not Dimmable | No |  | 4.1 | 2860 | 130 | 22 | 15 | 0.9 | 4000 | 80
PG3UH18F | TorchStar Corp | TORCHSTAR | BWT8-18WDM-30CL | Linear Replacement Lamp | Four-Foot | Dual Mode Internal Driver (UL Type A and Type B) | Standard | TRUE | 2281.822 | 129.649 | 17.6 | 17.2 | 0.926 | 3073 | 83.2 | 5 | 50000 | 42807 | Not Dimmable | Not Dimmable | No |  | 4.1 | 2281.8 | 129.6 | 17.6 | 17.2 | 0.93 | 3073 | 83.2
PPV7DNVF | TorchStar Corp | TORCHSTAR | BWT8-18WDM-30FL | Linear Replacement Lamp | Four-Foot | Dual Mode Internal Driver (UL Type A and Type B) | Standard | TRUE | 2210.158 | 125.577 | 17.6 | 17.1 | 0.926 | 3018 | 83.9 | 5 | 50000 | 42807 | Not Dimmable | Not Dimmable | No |  | 4.1 | 2210.1 | 125.5 | 17.6 | 17.1 | 0.93 | 3018 | 83.9
PE734XDJ | TorchStar Corp | TORCHSTAR | BWT8-18WDM-50FL | Linear Replacement Lamp | Four-Foot | Dual Mode Internal Driver (UL Type A and Type B) | Standard | FALSE | [9 empty] | 42807 | Not Dimmable | Not Dimmable | No |  | 4.1 | 2266.3 | 128 | 17.7 | 18.8 | 0.94 | 5128 | 87.1
PG158JZE | TorchStar Corp | TORCHSTAR | BWT8-18WDM-50CL | Linear Replacement Lamp | Four-Foot | Dual Mode Internal Driver (UL Type A and Type B) | Standard | FALSE | [9 empty] | 42807 | Not Dimmable | Not Dimmable | No |  | 4.1 | 2339.7 | 132.1 | 17.7 | 18.1 | 0.93 | 5076 | 84.9
PH1BVW89 | TorchStar Corp | TORCHSTAR | BWT8-18WDM-40FL | Linear Replacement Lamp | Four-Foot | Dual Mode Internal Driver (UL Type A and Type B) | Standard | FALSE | [9 empty] | 42807 | Not Dimmable | Not Dimmable | No |  | 4.1 | 2210.1 | 125.5 | 17.6 | 17.1 | 0.93 | 4000 | 83.9
PNFAT563 | TorchStar Corp | TORCHSTAR | BWT8-18WDM-40CL | Linear Replacement Lamp | Four-Foot | Dual Mode Internal Driver (UL Type A and Type B) | Standard | FALSE | [9 empty] | 42807 | Not Dimmable | Not Dimmable | No |  | 4.1 | 2281.8 | 129.6 | 17.6 | 17.2 | 0.93 | 4000 | 83.2
PUBB1CG7 | Atlantic Energy | AELED | AELED4FT8CBG25457 (3000K) | Linear Replacement Lamp | Four-Foot | Dual Mode Internal Driver (UL Type A and Type B) | Standard | TRUE | 2148.343 | 118.693 | 18.1 | 17.5 | 0.919 | 3007 | 84.4 | 5 | 50000 | 42807 | Not Dimmable | Not Dimmable | No |  | 4.1 | 2148.3 | 118.6 | 18.1 | 17.5 | 0.92 | 3007 | 84.4
PMXSBD2N | Atlantic Energy | AELED | AELED4FT8CBG25457 (5000K) | Linear Replacement Lamp | Four-Foot | Dual Mode Internal Driver (UL Type A and Type B) | Standard | FALSE | [9 empty] | 42807 | Not Dimmable | Not Dimmable | No |  | 4.1 | 2216 | 122.4 | 18.1 | 18.8 | 0.93 | 5154 | 88.1
PF86PQDU | Atlantic Energy | AELED | AELED4FT8CBG25457 (4000K) | Linear Replacement Lamp | Four-Foot | Dual Mode Internal Driver (UL Type A and Type B) | Standard | FALSE | [9 empty] | 42807 | Not Dimmable | Not Dimmable | No |  | 4.1 | 2148.3 | 118.6 | 18.1 | 17.5 | 0.92 | 3007 | 84.4
PW4CCFPQ | Led Depot | Led Depot | LD-T8-4FT-18W (3000k) | Linear Replacement Lamp | Four-Foot | Internal Driver Lamp-Style Retrofit Kits (UL Type B) | Standard | TRUE | 2459.645 | 138.963 | 17.7 | 17.7 | 0.903 | 2892 | 82.6 | 5 | 50000 | 42804 |  |  | No |  | 4.1 | 2459.6 | 138.9 | 17.7 | 17.7 | 0.9 | 2892 | 82.6
PZXAT811 | Led Depot | Led Depot | LD-T8-4FT-18W (5000k) | Linear Replacement Lamp | Four-Foot | Internal Driver Lamp-Style Retrofit Kits (UL Type B) | Standard | FALSE | [9 empty] | 42804 |  |  | No |  | 4.1 | 2605.6 | 148 | 17.6 | 18.6 | 0.91 | 4753 | 83.6
PG18FNSR | Led Depot | Led Depot | LD-T8-4FT-18W (4500k) | Linear Replacement Lamp | Four-Foot | Internal Driver Lamp-Style Retrofit Kits (UL Type B) | Standard | FALSE | [9 empty] | 42804 |  |  | No |  | 4.1 | 2459.6 | 138.9 | 17.7 | 17.7 | 0.9 | 4500 | 82.6
PA5UGV1V | Led Depot | Led Depot | LD-T8-4FT-18W (4000k) | Linear Replacement Lamp | Four-Foot | Internal Driver Lamp-Style Retrofit Kits (UL Type B) | Standard | FALSE | [9 empty] | 42804 |  |  | No |  | 4.1 | 2459.6 | 138.9 | 17.7 | 17.7 | 0.9 | 4000 | 82.6
PZM42PF4 | Led Depot | Led Depot | LD-T8-4FT-18W (3500k) | Linear Replacement Lamp | Four-Foot | Internal Driver Lamp-Style Retrofit Kits (UL Type B) | Standard | FALSE | [9 empty] | 42804 |  |  | No |  | 4.1 | 2459.6 | 138.9 | 17.7 | 17.7 | 0.9 | 3500 | 82.6
PCJAPK3K | Xiamen Bymea Lighting Co. Ltd | BYMEA | T08J01-40H0 | Linear Replacement Lamp | Four-Foot | Replacement Lamps (plug and play) (UL Type A) | Standard | TRUE | 2324 | 116.73 | 19.91 | 11.29 | 0.9769 | 4082 | 82.8 | 5 | 50000 | 42804 | Not Dimmable | Not Dimmable | No |  | 4.1 | 2100 | 116 | 18 | 11.29 | 0.98 | 4000 | 82.8
P327WJWR | Xiamen Bymea Lighting Co. Ltd | BYMEA | T08J01-50H0 | Linear Replacement Lamp | Four-Foot | Replacement Lamps (plug and play) (UL Type A) | Standard | FALSE | [9 empty] | 42804 | Not Dimmable | Not Dimmable | No |  | 4.1 | 2200 | 122 | 18 | 11.48 | 0.97 | 5000 | 82.7
P5AEJ49Q | Xiamen Bymea Lighting Co. Ltd | BYMEA | T08J01-45H0 | Linear Replacement Lamp | Four-Foot | Replacement Lamps (plug and play) (UL Type A) | Standard | FALSE | [9 empty] | 42804 | Not Dimmable | Not Dimmable | No |  | 4.1 | 2100 | 116 | 18 | 11.29 | 0.98 | 4500 | 82.8
PHK4XAZ2 | Keystone Technologies | Keystone | KT-LED25.5T5HO-48GC-835-S | Linear Replacement Lamp | Four-Foot | Replacement Lamps (plug and play) (UL Type A) | Standard | TRUE | 3391 | 116.6 | 29.08 | 16.34 | 0.9667 | 3511 | 82.5 | 5 | 50000 | 42804 | Not Dimmable | Not Dimmable | No |  | 4.1 | 3135 | 110 | 28.5 | 16.34 | 0.97 | 3500 | 83
PAWY6D29 | Keystone Technologies | Keystone | KT-LED25.5T5HO-48GC-850-S | Linear Replacement Lamp | Four-Foot | Replacement Lamps (plug and play) (UL Type A) | Standard | FALSE | [9 empty] | 42804 | Not Dimmable | Not Dimmable | No |  | 4.1 | 3277.5 | 115 | 28.5 | 16.34 | 0.97 | 5000 | 83
P79B34XC | Keystone Technologies | Keystone | KT-LED25.5T5HO-48GC-840-S | Linear Replacement Lamp | Four-Foot | Replacement Lamps (plug and play) (UL Type A) | Standard | FALSE | [9 empty] | 42804 | Not Dimmable | Not Dimmable | No |  | 4.1 | 3192 | 112 | 28.5 | 16.34 | 0.97 | 4000 | 83
PKWWG9SU | Espen Technology Inc | Espen | L48T5HO/835/24G-EB-AC | Linear Replacement Lamp | Four-Foot | Replacement Lamps (plug and play) (UL Type A) | Standard | TRUE | 3391 | 116.6 | 29.08 | 16.34 | 0.9667 | 3511 | 82.5 | 5 | 50000 | 42804 | Not Dimmable | Not Dimmable | No |  | 4.1 | 3135 | 110 | 28.5 | 16.34 | 0.97 | 3500 | 83
PVNT1MZT | Espen Technology Inc | Espen | L48T5HO/850/24G-EB-AC | Linear Replacement Lamp | Four-Foot | Replacement Lamps (plug and play) (UL Type A) | Standard | FALSE | [9 empty] | 42804 | Not Dimmable | Not Dimmable | No |  | 4.1 | 3277.5 | 115 | 28.5 | 16.34 | 0.97 | 5000 | 83
PDG2SG2M | Espen Technology Inc | Espen | L48T5HO/845/24G-EB-AC | Linear Replacement Lamp | Four-Foot | Replacement Lamps (plug and play) (UL Type A) | Standard | FALSE | [9 empty] | 42804 | Not Dimmable | Not Dimmable | No |  | 4.1 | 3192 | 112 | 28.5 | 16.34 | 0.97 | 4500 | 83
PM177T23 | Espen Technology Inc | Espen | L48T5HO/840/24G-EB-AC | Linear Replacement Lamp | Four-Foot | Replacement Lamps (plug and play) (UL Type A) | Standard | FALSE | [9 empty] | 42804 | Not Dimmable | Not Dimmable | No |  | 4.1 | 3192 | 112 | 28.5 | 16.34 | 0.97 | 4000 | 83
PR34UAGX | Philips Lighting North America Corporation | Philips | 9290011585C (ICN-4P16-TLED-N 4L) | Linear Replacement Lamp | Four-Foot | 4-lamp External Driver Lamp-Style Retrofit Kits (UL Type C) | Standard | TRUE | 2108.04 | 123.44 | 17.08 | 4.3 | 0.9836 | 2935 | 81.7 | 5 | 50000 | 42803 | Dimmable | Continuous Below 10 | No |  | 4.1 | 2000 | 117.6 | 17 | 5 | 0.98 | 3000 | 82
PTN2W1MM | Philips Lighting North America Corporation | Philips | 9290011585C (ICN-2P16-TLED-N 2L) | Linear Replacement Lamp | Four-Foot | 2-lamp External Driver Lamp-Style Retrofit Kits (UL Type C) | Standard | TRUE | 2258.68 | 127.71 | 17.69 | 5.9 | 0.9807 | 2932 | 81.6 | 5 | 50000 | 42803 | Dimmable | Continuous Below 10 | No |  | 4.1 | 2286 | 127 | 18 | 6 | 0.98 | 3000 | 82
PXYSCPC6 | Philips Lighting North America Corporation | Philips | 9290011585C (ICN-4P16-TLED-N 3L) | Linear Replacement Lamp | Four-Foot | 3-lamp External Driver Lamp-Style Retrofit Kits (UL Type C) | Standard | TRUE | 2337.17 | 119.14 | 19.62 | 4 | 0.9799 | 2941 | 81.6 | 5 | 50000 | 42803 | Dimmable | Continuous Below 10 | No |  | 4.1 | 2400 | 120 | 20 | 4 | 0.97 | 3000 | 82
P9PUYD8Y | Philips Lighting North America Corporation | Philips | 9290011585C (ICN-3P16-TLED-N 2L) | Linear Replacement Lamp | Four-Foot | 2-lamp External Driver Lamp-Style Retrofit Kits (UL Type C) | Standard | TRUE | 2877.49 | 113.08 | 25.45 | 5 | 0.9767 | 2955 | 81.3 | 5 | 50000 | 42803 | Dimmable | Continuous Below 10 | No |  | 4.1 | 2850 | 114 | 25 | 5 | 0.97 | 3000 | 82
PJGWRYSS | Philips Lighting North America Corporation | Philips | 9290011585C (ICN-3P16-TLED-N 3L) | Linear Replacement Lamp | Four-Foot | 3-lamp External Driver Lamp-Style Retrofit Kits (UL Type C) | Standard | TRUE | 2107.86 | 124.9 | 16.88 | 4.9 | 0.9762 | 2933 | 83.4 | 5 | 50000 | 42803 | Dimmable | Continuous Below 10 | No |  | 4.1 | 2125 | 125 | 17 | 5 | 0.97 | 3000 | 82
PTFM7122 | Philips Lighting North America Corporation | Philips | 9290011588C (ICN-2P16-TLED-N 2L) | Linear Replacement Lamp | Four-Foot | 2-lamp External Driver Lamp-Style Retrofit Kits (UL Type C) | Standard | FALSE | [9 empty] | 42803 | Dimmable | Continuous Below 10 | No |  | 4.1 | 2394 | 133 | 18 | 6 | 0.98 | 5000 | 82
P45G7TGM | Philips Lighting North America Corporation | Philips | 9290011588C (ICN-3P16-TLED-N 2L) | Linear Replacement Lamp | Four-Foot | 2-lamp External Driver Lamp-Style Retrofit Kits (UL Type C) | Standard | FALSE | [9 empty] | 42803 | Dimmable | Continuous Below 10 | No |  | 4.1 | 3050 | 122 | 25 | 5 | 0.97 | 5000 | 82
PTRDT16F | Philips Lighting North America Corporation | Philips | 9290011588C (ICN-3P16-TLED-N 3L) | Linear Replacement Lamp | Four-Foot | 3-lamp External Driver Lamp-Style Retrofit Kits (UL Type C) | Standard | FALSE | [9 empty] | 42803 | Dimmable | Continuous Below 10 | No |  | 4.1 | 2346 | 138 | 17 | 5 | 0.97 | 5000 | 82
PB3R9MDZ | Philips Lighting North America Corporation | Philips | 9290011588C (ICN-4P16-TLED-N 4L) | Linear Replacement Lamp | Four-Foot | 4-lamp External Driver Lamp-Style Retrofit Kits (UL Type C) | Standard | FALSE | [9 empty] | 42803 | Dimmable | Continuous Below 10 | No |  | 4.1 | 2100 | 123.5 | 17 | 5 | 0.98 | 5000 | 82
PKQKR8QP | Philips Lighting North America Corporation | Philips | 9290011588C (ICN-4P16-TLED-N 3L) | Linear Replacement Lamp | Four-Foot | 3-lamp External Driver Lamp-Style Retrofit Kits (UL Type C) | Standard | FALSE | [9 empty] | 42803 | Dimmable | Continuous Below 10 | No |  | 4.1 | 2680 | 134 | 20 | 4 | 0.97 | 5000 | 82
PH16GXVZ | Philips Lighting North America Corporation | Philips | 9290011587C (ICN-2P16-TLED-N 2L) | Linear Replacement Lamp | Four-Foot | 2-lamp External Driver Lamp-Style Retrofit Kits (UL Type C) | Standard | FALSE | [9 empty] | 42803 | Dimmable | Continuous Below 10 | No |  | 4.1 | 2358 | 131 | 18 | 6 | 0.98 | 4000 | 82
P175MQYT | Philips Lighting North America Corporation | Philips | 9290011587C (ICN-3P16-TLED-N 2L) | Linear Replacement Lamp | Four-Foot | 2-lamp External Driver Lamp-Style Retrofit Kits (UL Type C) | Standard | FALSE | [9 empty] | 42803 | Dimmable | Continuous Below 10 | No |  | 4.1 | 2950 | 118 | 25 | 5 | 0.97 | 4000 | 82
PEMAWWRV | Philips Lighting North America Corporation | Philips | 9290011587C (ICN-3P16-TLED-N 3L) | Linear Replacement Lamp | Four-Foot | 3-lamp External Driver Lamp-Style Retrofit Kits (UL Type C) | Standard | FALSE | [9 empty] | 42803 | Dimmable | Continuous Below 10 | No |  | 4.1 | 2261 | 133 | 17 | 5 | 0.97 | 4000 | 82
PT3EY6VQ | Philips Lighting North America Corporation | Philips | 9290011587C (ICN-4P16-TLED-N 4L) | Linear Replacement Lamp | Four-Foot | 4-lamp External Driver Lamp-Style Retrofit Kits (UL Type C) | Standard | FALSE | [9 empty] | 42803 | Dimmable | Continuous Below 10 | No |  | 4.1 | 2100 | 123.5 | 17 | 5 | 0.98 | 4000 | 82
PU8V3PVT | Philips Lighting North America Corporation | Philips | 9290011587C (ICN-4P16-TLED-N 3L) | Linear Replacement Lamp | Four-Foot | 3-lamp External Driver Lamp-Style Retrofit Kits (UL Type C) | Standard | FALSE | [9 empty] | 42803 | Dimmable | Continuous Below 10 | No |  | 4.1 | 2560 | 128 | 20 | 4 | 0.97 | 4000 | 82
PXXMETVB | Philips Lighting North America Corporation | Philips | 9290011586C (ICN-2P16-TLED-N 2L) | Linear Replacement Lamp | Four-Foot | 2-lamp External Driver Lamp-Style Retrofit Kits (UL Type C) | Standard | FALSE | [9 empty] | 42803 | Dimmable | Continuous Below 10 | No |  | 4.1 | 2322 | 129 | 18 | 6 | 0.98 | 3500 | 82
PW4J239B | Philips Lighting North America Corporation | Philips | 9290011586C (ICN-3P16-TLED-N 2L) | Linear Replacement Lamp | Four-Foot | 2-lamp External Driver Lamp-Style Retrofit Kits (UL Type C) | Standard | FALSE | [9 empty] | 42803 | Dimmable | Continuous Below 10 | No |  | 4.1 | 2900 | 116 | 25 | 5 | 0.97 | 3500 | 82
PYYERGB8 | Philips Lighting North America Corporation | Philips | 9290011586C (ICN-3P16-TLED-N 3L) | Linear Replacement Lamp | Four-Foot | 3-lamp External Driver Lamp-Style Retrofit Kits (UL Type C) | Standard | FALSE | [9 empty] | 42803 | Dimmable | Continuous Below 10 | No |  | 4.1 | 2193 | 129 | 17 | 5 | 0.97 | 3500 | 82
PMJMMF55 | Philips Lighting North America Corporation | Philips | 9290011586C (ICN-4P16-TLED-N 4L) | Linear Replacement Lamp | Four-Foot | 4-lamp External Driver Lamp-Style Retrofit Kits (UL Type C) | Standard | FALSE | [9 empty] | 42803 | Dimmable | Continuous Below 10 | No |  | 4.1 | 2000 | 117.6 | 17 | 5 | 0.98 | 3500 | 82
PRCH4UF1 | Philips Lighting North America Corporation | Philips | 9290011586C (ICN-4P16-TLED-N 3L) | Linear Replacement Lamp | Four-Foot | 3-lamp External Driver Lamp-Style Retrofit Kits (UL Type C) | Standard | FALSE | [9 empty] | 42803 | Dimmable | Continuous Below 10 | No |  | 4.1 | 2480 | 124 | 20 | 4 | 0.97 | 3500 | 82
PVSCNNGF | Dot Lighting (Canada) Inc | QPLUS | DTA05A32-T8-18W-830-T | Linear Replacement Lamp | Four-Foot | Replacement Lamps (plug and play) (UL Type A) | Standard | TRUE | 2155 | 112.36 | 19.18 | 13.35 | 0.9306 | 3068 | 82.3 | 5 | 50000 | 42803 | Not Dimmable | Not Dimmable | No |  | 4.1 | 2155 | 112.36 | 19.18 | 13.35 | 0.9306 | 3000 | 82.3
PBXEBVJ7 | Dot Lighting (Canada) Inc | QPLUS | DTA05A32-T8-18W-850-T | Linear Replacement Lamp | Four-Foot | Replacement Lamps (plug and play) (UL Type A) | Standard | FALSE | [9 empty] | 42803 | Not Dimmable | Not Dimmable | No |  | 4.1 | 2252 | 116.45 | 19.34 | 13.77 | 0.9348 | 5000 | 84.4
PWQRKHFW | Dot Lighting (Canada) Inc | QPLUS | DTA05A32-T8-18W-840-T | Linear Replacement Lamp | Four-Foot | Replacement Lamps (plug and play) (UL Type A) | Standard | FALSE | [9 empty] | 42803 | Not Dimmable | Not Dimmable | No |  | 4.1 | 2204 | 114.41 | 19.26 | 13.35 | 0.9306 | 4000 | 82.3
PV8VBP23 | TOPAZ LIGHTING CORP | Topaz | L4T8D/830/15/F-88 | Linear Replacement Lamp | Four-Foot | Dual Mode Internal Driver (UL Type A and Type B) | Standard | TRUE | 2157.532 | 111.213 | 19.4 | 13.5 | 0.924 | 3022 | 83 | 5 | 50000 | 42802 |  |  | No |  | 4 | 2157.53 | 111.21 | 19.4 | 13.5 | 0.99 | 3000 | 83
PTG7A9YQ | TOPAZ LIGHTING CORP | Topaz | L4T8D/850/15/F-88 | Linear Replacement Lamp | Four-Foot | Dual Mode Internal Driver (UL Type A and Type B) | Standard | FALSE | [9 empty] | 42802 |  |  | No |  | 4 | 2197.19 | 113.26 | 19.4 | 13.7 | 0.99 | 5000 | 81.3
PN9BAWTV | TOPAZ LIGHTING CORP | Topaz | L4T8D/840/15/F-88 | Linear Replacement Lamp | Four-Foot | Dual Mode Internal Driver (UL Type A and Type B) | Standard | FALSE | [9 empty] | 42802 |  |  | No |  | 4 | 2157.53 | 111.21 | 19.4 | 13.5 | 0.99 | 4000 | 83
PAUEHAX7 | TOPAZ LIGHTING CORP | Topaz | L4T8D/835/15/F-88 | Linear Replacement Lamp | Four-Foot | Dual Mode Internal Driver (UL Type A and Type B) | Standard | FALSE | [9 empty] | 42802 |  |  | No |  | 4 | 2157.53 | 111.21 | 19.4 | 13.5 | 0.99 | 3500 | 83
PQQUV15B | Green Creative LTD | GREEN CREATIVE | 14.5T8/4F/830/BYP/R | Linear Replacement Lamp | Four-Foot | Internal Driver Lamp-Style Retrofit Kits (UL Type B) | Standard | TRUE | 1934 | 134.59 | 14.37 | 17.21 | 0.9142 | 3088 | 83.4 | 5 | 50000 | 42801 |  |  | No |  | 4.1 | 1934 | 134.59 | 14.37 | 17.21 | 0.91 | 3000 | 83.4
P7RB6R8Z | Green Creative LTD | GREEN CREATIVE | 17.5T8/4F/830/BYP/R | Linear Replacement Lamp | Four-Foot | Internal Driver Lamp-Style Retrofit Kits (UL Type B) | Standard | TRUE | 2274 | 131.8 | 17.25 | 15.79 | 0.9112 | 3085 | 83.1 | 5 | 50000 | 42801 |  |  | No |  | 4.1 | 2274 | 131.83 | 17.25 | 15.79 | 0.91 | 3000 | 83.1
PH3WWYPE | Green Creative LTD | GREEN CREATIVE | 17.5T8/4F/850/BYP/R | Linear Replacement Lamp | Four-Foot | Internal Driver Lamp-Style Retrofit Kits (UL Type B) | Standard | FALSE | [9 empty] | 42801 |  |  | No |  | 4.1 | 2409 | 140.14 | 17.19 | 15.87 | 0.91 | 5000 | 83.4
PJ52QJZH | Green Creative LTD | GREEN CREATIVE | 14.5T8/4F/850/BYP/R | Linear Replacement Lamp | Four-Foot | Internal Driver Lamp-Style Retrofit Kits (UL Type B) | Standard | FALSE | [9 empty] | 42801 |  |  | No |  | 4.1 | 1989 | 139.29 | 14.28 | 17.18 | 0.91 | 5000 | 83.3
P482AJJA | Green Creative LTD | GREEN CREATIVE | 14.5T8/4F/840/BYP/R | Linear Replacement Lamp | Four-Foot | Internal Driver Lamp-Style Retrofit Kits (UL Type B) | Standard | FALSE | [9 empty] | 42801 |  |  | No |  | 4.1 | 1934 | 134.59 | 14.37 | 17.21 | 0.91 | 4000 | 83.4
PXDT62N3 | Green Creative LTD | GREEN CREATIVE | 17.5T8/4F/840/BYP/R | Linear Replacement Lamp | Four-Foot | Internal Driver Lamp-Style Retrofit Kits (UL Type B) | Standard | FALSE | [9 empty] | 42801 |  |  | No |  | 4.1 | 2274 | 131.83 | 17.25 | 15.79 | 0.91 | 4000 | 83.1
PJHCH8EQ | Green Creative LTD | GREEN CREATIVE | 14.5T8/4F/835/BYP/R | Linear Replacement Lamp | Four-Foot | Internal Driver Lamp-Style Retrofit Kits (UL Type B) | Standard | FALSE | [9 empty] | 42801 |  |  | No |  | 4.1 | 1934 | 134.59 | 14.37 | 17.21 | 0.91 | 3500 | 83.4
PBS1ARCK | Green Creative LTD | GREEN CREATIVE | 17.5T8/4F/835/BYP/R | Linear Replacement Lamp | Four-Foot | Internal Driver Lamp-Style Retrofit Kits (UL Type B) | Standard | FALSE | [9 empty] | 42801 |  |  | No |  | 4.1 | 2274 | 131.83 | 17.25 | 15.79 | 0.91 | 3500 | 83.1
PEJEKBRE | PORTOR INDUSTRY INC | PORTOR INDUSTRY INC | PT-T84FP18W(3000K) | Linear Replacement Lamp | Four-Foot | Internal Driver Lamp-Style Retrofit Kits (UL Type B) | Standard | TRUE | 2151 | 119.24 | 18.04 | 16.06 | 0.9017 | 3074 | 82.1 | 5 | 50000 | 42801 |  |  | No |  | 4.1 | 2151 | 119.24 | 18.04 | 16.06 | 0.9017 | 3000 | 82.1
P7YWT7XU | PORTOR INDUSTRY INC | PORTOR INDUSTRY INC | PT-T84FP15W(3000K) | Linear Replacement Lamp | Four-Foot | Internal Driver Lamp-Style Retrofit Kits (UL Type B) | Standard | TRUE | 2033 | 133.82 | 14.76 | 12.79 | 0.901 | 2970 | 81.9 | 5 | 50000 | 42801 |  |  | No |  | 4.1 | 2004 | 135.74 | 14.76 | 12.79 | 0.901 | 3000 | 81.9
PHHE9VHN | PORTOR INDUSTRY INC | PORTOR INDUSTRY INC | PT-T84FP15W(5000K) | Linear Replacement Lamp | Four-Foot | Internal Driver Lamp-Style Retrofit Kits (UL Type B) | Standard | FALSE | [9 empty] | 42801 |  |  | No |  | 4.1 | 2120 | 142.95 | 14.83 | 12.61 | 0.9007 | 5000 | 83.9
PN4C52MG | PORTOR INDUSTRY INC | PORTOR INDUSTRY INC | PT-T84FP18W(5000K) | Linear Replacement Lamp | Four-Foot | Internal Driver Lamp-Style Retrofit Kits (UL Type B) | Standard | FALSE | [9 empty] | 42801 |  |  | No |  | 4.1 | 2220 | 122.11 | 18.18 | 16.29 | 0.9011 | 5000 | 83.6
PZYPDPTG | PORTOR INDUSTRY INC | PORTOR INDUSTRY INC | PT-T84FP18W(4500K) | Linear Replacement Lamp | Four-Foot | Internal Driver Lamp-Style Retrofit Kits (UL Type B) | Standard | FALSE | [9 empty] | 42801 |  |  | No |  | 4.1 | 2203 | 121.63 | 18.11 | 16.06 | 0.9017 | 4500 | 82.1
PJ87D3HB | PORTOR INDUSTRY INC | PORTOR INDUSTRY INC | PT-T84FP15W(4500K) | Linear Replacement Lamp | Four-Foot | Internal Driver Lamp-Style Retrofit Kits (UL Type B) | Standard | FALSE | [9 empty] | 42801 |  |  | No |  | 4.1 | 2091 | 141.32 | 14.8 | 12.79 | 0.901 | 4500 | 81.9
PZSY48RY | PORTOR INDUSTRY INC | PORTOR INDUSTRY INC | PT-T84FP18W(4000K) | Linear Replacement Lamp | Four-Foot | Internal Driver Lamp-Style Retrofit Kits (UL Type B) | Standard | FALSE | [9 empty] | 42801 |  |  | No |  | 4.1 | 2186 | 120.68 | 18.11 | 16.06 | 0.9017 | 4000 | 82.1
PNB3H3GH | PORTOR INDUSTRY INC | PORTOR INDUSTRY INC | PT-T84FP15W(4000K) | Linear Replacement Lamp | Four-Foot | Internal Driver Lamp-Style Retrofit Kits (UL Type B) | Standard | FALSE | [9 empty] | 42801 |  |  | No |  | 4.1 | 2062 | 139.35 | 14.8 | 12.79 | 0.901 | 4000 | 81.9
P6Q8FNXQ | PORTOR INDUSTRY INC | PORTOR INDUSTRY INC | PT-T84FP18W(3500K) | Linear Replacement Lamp | Four-Foot | Internal Driver Lamp-Style Retrofit Kits (UL Type B) | Standard | FALSE | [9 empty] | 42801 |  |  | No |  | 4.1 | 2168 | 119.73 | 18.11 | 16.06 | 0.9017 | 3500 | 82.1
PRW8CQAY | PORTOR INDUSTRY INC | PORTOR INDUSTRY INC | PT-T84FP15W(3500K) | Linear Replacement Lamp | Four-Foot | Internal Driver Lamp-Style Retrofit Kits (UL Type B) | Standard | FALSE | [9 empty] | 42801 |  |  | No |  | 4.1 | 2033 | 137.39 | 14.8 | 12.79 | 0.901 | 3500 | 81.9
P1HKBN4Q | ELB Electronics Inc. | ELB | LED T8-48-830-[FR]HF | Linear Replacement Lamp | Four-Foot | Replacement Lamps (plug and play) (UL Type A) | Standard | TRUE | 1691 | 126.14 | 13.41 | 10.23 | 0.9617 | 3050 | 83.8 | 5 | 50000 | 42801 |  |  | No |  | 4.1 | 1650 | 122.2 | 13.5 | 20 | 0.9 | 3000 | 80
PZ6D67JN | ELB Electronics Inc. | ELB | LED T8-48-850-[FR]HF | Linear Replacement Lamp | Four-Foot | Replacement Lamps (plug and play) (UL Type A) | Standard | FALSE | [9 empty] | 42801 |  |  | No |  | 4.1 | 1650 | 122.2 | 13.5 | 20 | 0.9 | 5000 | 80
PC5QTMFN | ELB Electronics Inc. | ELB | LED T8-48-840-[FR]HF | Linear Replacement Lamp | Four-Foot | Replacement Lamps (plug and play) (UL Type A) | Standard | FALSE | [9 empty] | 42801 |  |  | No |  | 4.1 | 1650 | 122.2 | 13.5 | 20 | 0.9 | 4000 | 80
P4JUC7SV | ELB Electronics Inc. | ELB | LED T8-48-835-[FR]HF | Linear Replacement Lamp | Four-Foot | Replacement Lamps (plug and play) (UL Type A) | Standard | FALSE | [9 empty] | 42801 |  |  | No |  | 4.1 | 1650 | 122.2 | 13.5 | 20 | 0.9 | 3500 | 80
P9XQUZ7T | SmartRay Inc. | SmartRay | SR4MT818W(3000K) | Linear Replacement Lamp | Four-Foot | Dual Mode Internal Driver (UL Type A and Type B) | Standard | TRUE | 2281.822 | 129.649 | 17.6 | 17.2 | 0.926 | 3073 | 83.2 | 5 | 50000 | 42801 |  |  | No |  | 4.1 | 2281.8 | 129.6 | 17.6 | 17.2 | 0.93 | 3073 | 83.2
PVNYTVGS | SmartRay Inc. | SmartRay | SR3MT818W(3000K) | Linear Replacement Lamp | Four-Foot | Internal Driver Lamp-Style Retrofit Kits (UL Type B) | Standard | TRUE | 2216.718 | 120.343 | 18.42 | 17.3 | 0.909 | 3046 | 82.9 | 5 | 50000 | 42801 |  |  | NotYetVerified | Updated on 1/19/2017 | 4.1 | 2216.7 | 120.3 | 18.4 | 17.3 | 0.91 | 3046 | 82.9
PR3XE3EQ | SmartRay Inc. | SmartRay | SR4MT818W(5000K) | Linear Replacement Lamp | Four-Foot | Dual Mode Internal Driver (UL Type A and Type B) | Standard | FALSE | [9 empty] | 42801 |  |  | No |  | 4.1 | 2339.7 | 132.1 | 17.7 | 18.1 | 0.93 | 5076 | 84.9
PRVDZ9YQ | SmartRay Inc. | SmartRay | SR3MT818W(5000K) | Linear Replacement Lamp | Four-Foot | Internal Driver Lamp-Style Retrofit Kits (UL Type B) | Standard | FALSE | [9 empty] | 42801 |  |  | NotYetVerified | Updated on 1/19/2017 | 4.1 | 2382.1 | 128.2 | 18.5 | 18.5 | 0.92 | 4858 | 83.1
P4AT49HC | SmartRay Inc. | SmartRay | SR3MT818W(4000K) | Linear Replacement Lamp | Four-Foot | Internal Driver Lamp-Style Retrofit Kits (UL Type B) | Standard | FALSE | [9 empty] | 42801 |  |  | NotYetVerified | Updated on 1/19/2017 | 4.1 | 2216.7 | 120.3 | 18.4 | 17.3 | 0.91 | 4000 | 82.9
PPR3F87G | SmartRay Inc. | SmartRay | SR4MT818W(4000K) | Linear Replacement Lamp | Four-Foot | Dual Mode Internal Driver (UL Type A and Type B) | Standard | FALSE | [9 empty] | 42801 |  |  | No |  | 4.1 | 2281.8 | 129.6 | 17.6 | 17.2 | 0.93 | 4000 | 83.2
PAZEX2S5 | HTM Lighting | HTM | HTM-GLT8AB-18W 3000K | Linear Replacement Lamp | Four-Foot | Dual Mode Internal Driver (UL Type A and Type B) | Standard | TRUE | 2447.478 | 112.787 | 21.7 | 13.6 | 0.925 | 3011 | 83 | 5 | 50000 | 42800 | Dimmable | Continuous (Can dim down to ? 10% (W)) | No |  | 3.1 | 2447.48 | 112.79 | 21.7 | 13.6 | 0.99 | 3000 | 83
P7X5H3SY | HTM Lighting | HTM | HTM-LEDT8AB-18W-T 3000K | Linear Replacement Lamp | Four-Foot | Dual Mode Internal Driver (UL Type A and Type B) | Standard | TRUE | 2668.221 | 120.734 | 22.1 | 13.7 | 0.903 | 2969 | 82.1 | 5 | 50000 | 42800 | Dimmable | Continuous (Can dim down to ? 10% (W)) | No |  | 4 | 2668.22 | 120.73 | 22.1 | 13.7 | 0.95 | 3000 | 82.1
P4XR51UU | HTM Lighting | HTM | HTM-LEDT8AB-18W-T 5000K | Linear Replacement Lamp | Four-Foot | Dual Mode Internal Driver (UL Type A and Type B) | Standard | FALSE | [9 empty] | 42800 | Dimmable | Continuous (Can dim down to ? 10% (W)) | No |  | 4.1 | 2716.6 | 122.92 | 22.1 | 13.8 | 0.94 | 5000 | 82.9
PFCE7EF4 | HTM Lighting | HTM | HTM-GLT8AB-18W 5000K | Linear Replacement Lamp | Four-Foot | Dual Mode Internal Driver (UL Type A and Type B) | Standard | FALSE | [9 empty] | 42800 | Dimmable | Continuous (Can dim down to ? 10% (W)) | No |  | 4.1 | 2521.3 | 115.66 | 21.8 | 13.8 | 1 | 5000 | 81.4
PR8SV9K5 | HTM Lighting | HTM | HTM-GLT8AB-18W 4000K | Linear Replacement Lamp | Four-Foot | Dual Mode Internal Driver (UL Type A and Type B) | Standard | FALSE | [9 empty] | 42800 | Dimmable | Continuous (Can dim down to ? 10% (W)) | No |  | 4.1 | 2447.48 | 112.79 | 21.7 | 13.6 | 0.99 | 4000 | 83
P2U967SQ | HTM Lighting | HTM | HTM-LEDT8AB-18W-T 4000K | Linear Replacement Lamp | Four-Foot | Dual Mode Internal Driver (UL Type A and Type B) | Standard | FALSE | [9 empty] | 42800 | Dimmable | Continuous (Can dim down to ? 10% (W)) | No |  | 4.1 | 2668.22 | 120.73 | 22.1 | 13.7 | 0.95 | 4000 | 82.1
P6GPEEZE | Keystone Technologies | Keystone | KT-LED11.5T8-48GC-830-D | Linear Replacement Lamp | Four-Foot | Internal Driver Lamp-Style Retrofit Kits (UL Type B) | Standard | TRUE | 1657.28 | 136.22 | 12.166 | 16.32 | 0.9084 | 3020 | 82.79 | 5 | 50000 | 42800 | Not Dimmable | Not Dimmable | No |  | 4.1 | 1650 | 130 | 11.5 | 16.32 | 0.9 | 3000 | 83
PBC9X3K4 | Keystone Technologies | Keystone | KT-LED11.5T8-48GC-850-D | Linear Replacement Lamp | Four-Foot | Internal Driver Lamp-Style Retrofit Kits (UL Type B) | Standard | FALSE | [9 empty] | 42800 | Not Dimmable | Not Dimmable | No |  | 4.1 | 1800 | 140 | 11.5 | 16.32 | 0.9 | 5000 | 83
P235MZF4 | Keystone Technologies | Keystone | KT-LED11.5T8-48GC-840-D | Linear Replacement Lamp | Four-Foot | Internal Driver Lamp-Style Retrofit Kits (UL Type B) | Standard | FALSE | [9 empty] | 42800 | Not Dimmable | Not Dimmable | No |  | 4.1 | 1750 | 135 | 11.5 | 16.32 | 0.9 | 4000 | 83
PJ3NXGHZ | Keystone Technologies | Keystone | KT-LED11.5T8-48GC-835-D | Linear Replacement Lamp | Four-Foot | Internal Driver Lamp-Style Retrofit Kits (UL Type B) | Standard | FALSE | [9 empty] | 42800 | Not Dimmable | Not Dimmable | No |  | 4.1 | 1650 | 130 | 11.5 | 16.32 | 0.9 | 3500 | 83
PJF15423 | LEDVANCE LLC (formerly OSRAM SYLVANIA INC) | SYLVANIA | LED15T8/L48/FP/830/SUB/G6 | Linear Replacement Lamp | Four-Foot | Replacement Lamps (plug and play) (UL Type A) | Standard | TRUE | 2109.98 | 118.6 | 17.79 | 15.57 | 0.961 | 3091 | 83.6 | 5 | 50000 | 42797 |  |  | No |  | 4.1 | 2109.98 | 118.6 | 17.79 | 15.57 | 0.96 | 3000 | 83.6
PQ9QTBFX | LEDVANCE LLC (formerly OSRAM SYLVANIA INC) | SYLVANIA | LED15T8/L48/FP/850/SUB/G6 | Linear Replacement Lamp | Four-Foot | Replacement Lamps (plug and play) (UL Type A) | Standard | FALSE | [9 empty] | 42797 |  |  | No |  | 4.1 | 2286.8 | 127.52 | 17.93 | 15.39 | 0.96 | 5000 | 83.3
PK9FKTHP | LEDVANCE LLC (formerly OSRAM SYLVANIA INC) | SYLVANIA | LED15T8/L48/FP/841/SUB/G6 | Linear Replacement Lamp | Four-Foot | Replacement Lamps (plug and play) (UL Type A) | Standard | FALSE | [9 empty] | 42797 |  |  | No |  | 4.1 | 2268.1 | 127.37 | 17.81 | 15.57 | 0.96 | 4100 | 83.2
PYVRMVYR | LEDVANCE LLC (formerly OSRAM SYLVANIA INC) | SYLVANIA | LED15T8/L48/FP/835/SUB/G6 | Linear Replacement Lamp | Four-Foot | Replacement Lamps (plug and play) (UL Type A) | Standard | FALSE | [9 empty] | 42797 |  |  | No |  | 4.1 | 2196.6 | 121.77 | 18.04 | 15.34 | 0.96 | 3500 | 84.5
PCJGUNSU | MEBULBS.COM | LED Xtreme Duty | L17T8W/XB30/2200LM/DIRECT INST | Linear Replacement Lamp | Four-Foot | Replacement Lamps (plug and play) (UL Type A) | Standard | TRUE | 2323 | 120.2 | 19.32 | 7.59 | 0.9751 | 3073 | 82.7 | 5 | 50000 | 42797 |  |  | No |  | 4.1 | 2200 | 110 | 20 | 7.59 | 0.98 | 3000 | 83
PX75BTB1 | MEBULBS.COM | LED Xtreme Duty | L17T8W/XB50/2400LM/DIRECT INST | Linear Replacement Lamp | Four-Foot | Replacement Lamps (plug and play) (UL Type A) | Standard | FALSE | [9 empty] | 42797 |  |  | No |  | 4.1 | 2400 | 120 | 20 | 7.64 | 0.98 | 5000 | 83
P8FC1EUH | MEBULBS.COM | LED Xtreme Duty | L17T8W/XB35/2200LM/DIRECT INST | Linear Replacement Lamp | Four-Foot | Replacement Lamps (plug and play) (UL Type A) | Standard | FALSE | [9 empty] | 42797 |  |  | No |  | 4.1 | 2200 | 110 | 20 | 7.59 | 0.98 | 3500 | 83
P5C6ZURZ | James Trading Company Limited | JAMES | ZY-T8P-12W1200-2 BONX (FROST 3000K) | Linear Replacement Lamp | Four-Foot | 2-lamp External Driver Lamp-Style Retrofit Kits (UL Type C) | Standard | TRUE | 1711 | 140.48 | 12.2 | 16.14 | 0.8988 | 2994 | 81.9 | 5 | 50000 | 42797 |  |  | NotYetVerified |  | 4.1 | 1711 | 140.5 | 12.2 | 20 | 0.9 | 3000 | 82
PYW3SQ76 | James Trading Company Limited | JAMES | ZY-T8P-12W1200-3 BONX (FROST 5000K) | Linear Replacement Lamp | Four-Foot | 3-lamp External Driver Lamp-Style Retrofit Kits (UL Type C) | Standard | FALSE | [9 empty] | 42797 |  |  | NotYetVerified |  | 4.1 | 1719 | 140 | 12.3 | 20 | 0.9 | 5000 | 82
PRDZB6TK | James Trading Company Limited | JAMES | ZY-T8P-12W1200-4 BONX (FROST 5000K) | Linear Replacement Lamp | Four-Foot | 4-lamp External Driver Lamp-Style Retrofit Kits (UL Type C) | Standard | FALSE | [9 empty] | 42797 |  |  | NotYetVerified |  | 4.1 | 1717 | 141 | 12.15 | 20 | 0.9 | 5000 | 82
PYMRWTFW | James Trading Company Limited | JAMES | ZY-T8P-12W1200-2 BONX (FROST 5000K) | Linear Replacement Lamp | Four-Foot | 2-lamp External Driver Lamp-Style Retrofit Kits (UL Type C) | Standard | FALSE | [9 empty] | 42797 |  |  | NotYetVerified |  | 4.1 | 1711 | 140.5 | 12.2 | 20 | 0.9 | 5000 | 82
PPK27SQ8 | James Trading Company Limited | JAMES | ZY-T8P-12W1200-3 BONX (FROST 4500K) | Linear Replacement Lamp | Four-Foot | 3-lamp External Driver Lamp-Style Retrofit Kits (UL Type C) | Standard | FALSE | [9 empty] | 42797 |  |  | NotYetVerified |  | 4.1 | 1719 | 140 | 12.3 | 20 | 0.9 | 4500 | 82
P4CERKSG | James Trading Company Limited | JAMES | ZY-T8P-12W1200-4 BONX (FROST 4500K) | Linear Replacement Lamp | Four-Foot | 4-lamp External Driver Lamp-Style Retrofit Kits (UL Type C) | Standard | FALSE | [9 empty] | 42797 |  |  | NotYetVerified |  | 4.1 | 1717 | 141 | 12.15 | 20 | 0.9 | 4500 | 82
PEVCDU6H | James Trading Company Limited | JAMES | ZY-T8P-12W1200-2 BONX (FROST 4500K) | Linear Replacement Lamp | Four-Foot | 2-lamp External Driver Lamp-Style Retrofit Kits (UL Type C) | Standard | FALSE | [9 empty] | 42797 |  |  | NotYetVerified |  | 4.1 | 1711 | 140.5 | 12.2 | 20 | 0.9 | 4500 | 82
PFD2QCVU | James Trading Company Limited | JAMES | ZY-T8P-12W1200-3 BONX (FROST 4000K) | Linear Replacement Lamp | Four-Foot | 3-lamp External Driver Lamp-Style Retrofit Kits (UL Type C) | Standard | FALSE | [9 empty] | 42797 |  |  | NotYetVerified |  | 4.1 | 1719 | 140 | 12.3 | 20 | 0.9 | 4000 | 82
PR9UN2SQ | James Trading Company Limited | JAMES | ZY-T8P-12W1200-4 BONX (FROST 4000K) | Linear Replacement Lamp | Four-Foot | 4-lamp External Driver Lamp-Style Retrofit Kits (UL Type C) | Standard | FALSE | [9 empty] | 42797 |  |  | NotYetVerified |  | 4.1 | 1717 | 141 | 12.15 | 20 | 0.9 | 4000 | 82
PXJEYQRB | James Trading Company Limited | JAMES | ZY-T8P-12W1200-2 BONX (FROST 4000K) | Linear Replacement Lamp | Four-Foot | 2-lamp External Driver Lamp-Style Retrofit Kits (UL Type C) | Standard | FALSE | [9 empty] | 42797 |  |  | NotYetVerified |  | 4.1 | 1711 | 140.5 | 12.2 | 20 | 0.9 | 4000 | 82
P6B7FS3P | James Trading Company Limited | JAMES | ZY-T8P-12W1200-3 BONX (FROST 3500K) | Linear Replacement Lamp | Four-Foot | 3-lamp External Driver Lamp-Style Retrofit Kits (UL Type C) | Standard | FALSE | [9 empty] | 42797 |  |  | NotYetVerified |  | 4.1 | 1719 | 140 | 12.3 | 20 | 0.9 | 3500 | 82
PZ3ATSAR | James Trading Company Limited | JAMES | ZY-T8P-12W1200-4 BONX (FROST 3500K) | Linear Replacement Lamp | Four-Foot | 4-lamp External Driver Lamp-Style Retrofit Kits (UL Type C) | Standard | FALSE | [9 empty] | 42797 |  |  | NotYetVerified |  | 4.1 | 1717 | 141 | 12.15 | 20 | 0.9 | 3500 | 82
PT1P9QSH | James Trading Company Limited | JAMES | ZY-T8P-12W1200-2 BONX (FROST 3500K) | Linear Replacement Lamp | Four-Foot | 2-lamp External Driver Lamp-Style Retrofit Kits (UL Type C) | Standard | FALSE | [9 empty] | 42797 |  |  | NotYetVerified |  | 4.1 | 1711 | 140.5 | 12.2 | 20 | 0.9 | 3500 | 82
P3D5B8ZQ | James Trading Company Limited | JAMES | ZY-T8P-12W1200-3 BONX (FROST 3000K) | Linear Replacement Lamp | Four-Foot | 3-lamp External Driver Lamp-Style Retrofit Kits (UL Type C) | Standard | FALSE | [9 empty] | 42797 |  |  | NotYetVerified |  | 4.1 | 1719 | 140 | 12.3 | 20 | 0.9 | 3000 | 82
P6HZTPBD | James Trading Company Limited | JAMES | ZY-T8P-12W1200-4 BONX (FROST 3000K) | Linear Replacement Lamp | Four-Foot | 4-lamp External Driver Lamp-Style Retrofit Kits (UL Type C) | Standard | FALSE | [9 empty] | 42797 |  |  | NotYetVerified |  | 4.1 | 1717 | 141 | 12.15 | 20 | 0.9 | 3000 | 82
PT1MABSD | NEWTRONICS DEVELOPMENTS LIMITED | Newtronics Developments | ND-T84FT22W30K | Linear Replacement Lamp | Four-Foot | Internal Driver Lamp-Style Retrofit Kits (UL Type B) | Standard | TRUE | 2648 | 122.37 | 21.64 | 15.72 | 0.9504 | 2937 | 82 | 5 | 50000 | 42797 |  |  | No |  | 4 | 2640 | 120 | 22 | 15.72 | 0.95 | 3000 | 82
PZKZ65PN | NEWTRONICS DEVELOPMENTS LIMITED | Newtronics Developments | ND-T84FT18W30K | Linear Replacement Lamp | Four-Foot | Internal Driver Lamp-Style Retrofit Kits (UL Type B) | Standard | TRUE | 2144 | 120.31 | 17.82 | 17.57 | 0.9504 | 2929 | 82.5 | 5 | 50000 | 42797 |  |  | No |  | 4 | 2160 | 120 | 18 | 17.57 | 0.95 | 3000 | 82.5
P1A6TMX8 | NEWTRONICS DEVELOPMENTS LIMITED | Newtronics Developments | ND-T84FT22W50K | Linear Replacement Lamp | Four-Foot | Internal Driver Lamp-Style Retrofit Kits (UL Type B) | Standard | FALSE | [9 empty] | 42797 |  |  | No |  | 4 | 2750 | 125 | 22 | 15.68 | 0.95 | 5000 | 84.2
PABMZWB3 | NEWTRONICS DEVELOPMENTS LIMITED | Newtronics Developments | ND-T84FT22W40K | Linear Replacement Lamp | Four-Foot | Internal Driver Lamp-Style Retrofit Kits (UL Type B) | Standard | FALSE | [9 empty] | 42797 |  |  | No |  | 4 | 2750 | 125 | 22 | 15.72 | 0.95 | 4000 | 82
P65F4SN8 | NEWTRONICS DEVELOPMENTS LIMITED | Newtronics Developments | ND-T84FT18W50K | Linear Replacement Lamp | Four-Foot | Internal Driver Lamp-Style Retrofit Kits (UL Type B) | Standard | FALSE | [9 empty] | 42797 |  |  | No |  | 4 | 2250 | 125 | 18 | 17.56 | 0.95 | 5000 | 84.4
PFMF6D62 | NEWTRONICS DEVELOPMENTS LIMITED | Newtronics Developments | ND-T84FT18W40K | Linear Replacement Lamp | Four-Foot | Internal Driver Lamp-Style Retrofit Kits (UL Type B) | Standard | FALSE | [9 empty] | 42797 |  |  | No |  | 4 | 2250 | 125 | 18 | 17.57 | 0.95 | 4000 | 82.5
PECCRATS | Fujian Scoton Electronic Technology Co. Ltd | Scoton | SCT-015-301G1-AB-XXX | Linear Replacement Lamp | Four-Foot | Dual Mode Internal Driver (UL Type A and Type B) | Standard | TRUE | 2096 | 127.03 | 16.5 | 10.63 | 0.9627 | 2878 | 81.7 | 5 | 50000 | 42797 |  |  | No |  | 4.1 | 1905 | 127 | 15 | 10.63 | 0.96 | 3000 | 81.7
PKJQREYQ | Fujian Scoton Electronic Technology Co. Ltd | Scoton | SCT-015-501G1-AB-XXX | Linear Replacement Lamp | Four-Foot | Dual Mode Internal Driver (UL Type A and Type B) | Standard | FALSE | [9 empty] | 42797 |  |  | No |  | 4.1 | 1950 | 130 | 15 | 10.47 | 0.96 | 5000 | 83.1
P1ZB4VNE | Fujian Scoton Electronic Technology Co. Ltd | Scoton | SCT-015-451G1-AB-XXX | Linear Replacement Lamp | Four-Foot | Dual Mode Internal Driver (UL Type A and Type B) | Standard | FALSE | [9 empty] | 42797 |  |  | No |  | 4.1 | 1935 | 129 | 15 | 10.63 | 0.96 | 4500 | 81.7
PA47U467 | Fujian Scoton Electronic Technology Co. Ltd | Scoton | SCT-015-401G1-AB-XXX | Linear Replacement Lamp | Four-Foot | Dual Mode Internal Driver (UL Type A and Type B) | Standard | FALSE | [9 empty] | 42797 |  |  | No |  | 4.1 | 1920 | 128 | 15 | 10.63 | 0.96 | 4000 | 81.7
PFC9TKKR | Fujian Scoton Electronic Technology Co. Ltd | Scoton | SCT-015-351G1-AB-XXX | Linear Replacement Lamp | Four-Foot | Dual Mode Internal Driver (UL Type A and Type B) | Standard | FALSE | [9 empty] | 42797 |  |  | No |  | 4.1 | 1905 | 127 | 15 | 10.63 | 0.96 | 3500 | 81.7
PYWWZTT2 | Keystone Technologies LLC | Keystone | KT-LED15T8-48G-830-S | Linear Replacement Lamp | Four-Foot | Replacement Lamps (plug and play) (UL Type A) | Standard | TRUE | 2177 | 128.9 | 16.9 | 9.83 | 0.9684 | 3061 | 82.9 | 5 | 50000 | 42796 |  |  | No |  | 4.1 | 2100 | 117 | 18 | 9.83 | 0.97 | 3000 | 82
PQ4VBQMM | Keystone Technologies LLC | Keystone | KT-LED11.5T8-48G-830-S | Linear Replacement Lamp | Four-Foot | Replacement Lamps (plug and play) (UL Type A) | Standard | TRUE | 1729 | 128.6 | 13.44 | 13.61 | 0.9545 | 3051 | 83.1 | 5 | 50000 | 42796 |  |  | No |  | 4.1 | 1700 | 117 | 14.5 | 13.61 | 0.95 | 3000 | 82
P3HC7X1P | Keystone Technologies LLC | Keystone | KT-LED11.5T8-48G-850-S | Linear Replacement Lamp | Four-Foot | Replacement Lamps (plug and play) (UL Type A) | Standard | FALSE | [9 empty] | 42796 |  |  | No |  | 4.1 | 1800 | 124 | 14.5 | 14.44 | 0.96 | 5000 | 82
PDXDM1HW | Keystone Technologies LLC | Keystone | KT-LED15T8-48G-850-S | Linear Replacement Lamp | Four-Foot | Replacement Lamps (plug and play) (UL Type A) | Standard | FALSE | [9 empty] | 42796 |  |  | No |  | 4.1 | 2200 | 124 | 18 | 10.2 | 0.97 | 5000 | 82
P8ZCCCRC | Keystone Technologies LLC | Keystone | KT-LED11.5T8-48G-840-S | Linear Replacement Lamp | Four-Foot | Replacement Lamps (plug and play) (UL Type A) | Standard | FALSE | [9 empty] | 42796 |  |  | No |  | 4.1 | 1800 | 124 | 14.5 | 13.61 | 0.95 | 4000 | 82
PVWVR46E | Keystone Technologies LLC | Keystone | KT-LED15T8-48G-840-S | Linear Replacement Lamp | Four-Foot | Replacement Lamps (plug and play) (UL Type A) | Standard | FALSE | [9 empty] | 42796 |  |  | No |  | 4.1 | 2200 | 124 | 18 | 9.83 | 0.97 | 4000 | 82
PWKAC6UR | Keystone Technologies LLC | Keystone | KT-LED11.5T8-48G-835-S | Linear Replacement Lamp | Four-Foot | Replacement Lamps (plug and play) (UL Type A) | Standard | FALSE | [9 empty] | 42796 |  |  | No |  | 4.1 | 1700 | 117 | 14.5 | 13.61 | 0.95 | 3500 | 82
P6V1WGQQ | Keystone Technologies LLC | Keystone | KT-LED15T8-48G-835-S | Linear Replacement Lamp | Four-Foot | Replacement Lamps (plug and play) (UL Type A) | Standard | FALSE | [9 empty] | 42796 |  |  | No |  | 4.1 | 2100 | 117 | 18 | 9.83 | 0.97 | 3500 | 82
PVUZA5J4 | P.Q.L. Inc. | Superior Life | 91300 | Linear Replacement Lamp | Four-Foot | Internal Driver Lamp-Style Retrofit Kits (UL Type B) | Standard | TRUE | 1864.36 | 127.15 | 14.663 | 15.52 | 0.9086 | 3069 | 82.61 | 5 | 50000 | 42796 |  |  | No |  | 4.1 | 1900 | 125 | 14.5 | 15.52 | 0.91 | 3000 | 83
P3G6YRCV | P.Q.L. Inc. | Superior Life | 91301 | Linear Replacement Lamp | Four-Foot | Internal Driver Lamp-Style Retrofit Kits (UL Type B) | Standard | FALSE | [9 empty] | 42796 |  |  | No |  | 4.1 | 2100 | 132 | 14.5 | 15.52 | 0.91 | 5000 | 83
PZPM7369 | P.Q.L. Inc. | Superior Life | 91303 | Linear Replacement Lamp | Four-Foot | Internal Driver Lamp-Style Retrofit Kits (UL Type B) | Standard | FALSE | [9 empty] | 42796 |  |  | No |  | 4.1 | 2000 | 130 | 14.5 | 15.52 | 0.91 | 4000 | 83
P5KFHW5G | P.Q.L. Inc. | Superior Life | 91302 | Linear Replacement Lamp | Four-Foot | Internal Driver Lamp-Style Retrofit Kits (UL Type B) | Standard | FALSE | [9 empty] | 42796 |  |  | No |  | 4.1 | 1900 | 125 | 14.5 | 15.52 | 0.91 | 3500 | 83
P25MFWMJ | P.Q.L. Inc. | Superior Life | 90443 | Linear Replacement Lamp | Four-Foot | Replacement Lamps (plug and play) (UL Type A) | Standard | TRUE | 3346 | 128.49 | 26.04 | 10.7 | 0.964 | 3117 | 82.7 | 5 | 50000 | 42796 |  |  | No |  | 4.1 | 3200 | 114 | 28 | 20 | 0.9 | 3000 | 82
PTVFHJ46 | P.Q.L. Inc. | Superior Life | 90446 | Linear Replacement Lamp | Four-Foot | Replacement Lamps (plug and play) (UL Type A) | Standard | FALSE | [9 empty] | 42796 |  |  | No |  | 4.1 | 3500 | 125 | 28 | 20 | 0.9 | 5000 | 82
PCR8AF1N | P.Q.L. Inc. | Superior Life | 90445 | Linear Replacement Lamp | Four-Foot | Replacement Lamps (plug and play) (UL Type A) | Standard | FALSE | [9 empty] | 42796 |  |  | No |  | 4.1 | 3500 | 125 | 28 | 20 | 0.9 | 4000 | 82
P64VTM45 | P.Q.L. Inc. | Superior Life | 90444 | Linear Replacement Lamp | Four-Foot | Replacement Lamps (plug and play) (UL Type A) | Standard | FALSE | [9 empty] | 42796 |  |  | No |  | 4.1 | 3200 | 114 | 28 | 20 | 0.9 | 3500 | 82
PUNAB62E | C&C lighting inc. | CCR | CCR-T08J01-40H2 | Linear Replacement Lamp | Four-Foot | Replacement Lamps (plug and play) (UL Type A) | Standard | TRUE | 2449.3 | 140.93 | 17.38 | 7.21 | 0.9772 | 3889 | 84.2 | 5 | 50000 | 42796 |  |  | No |  | 4.1 | 2200 | 147 | 15 | 7 | 1 | 4000 | 80
PKTYFGM7 | C&C lighting inc. | CCR | CCR-T08J01-50H2 | Linear Replacement Lamp | Four-Foot | Replacement Lamps (plug and play) (UL Type A) | Standard | FALSE | [9 empty] | 42796 |  |  | No |  | 4.1 | 2200 | 147 | 15 | 7 | 1 | 5000 | 80
PKXHX4FB | Zhejiang Starco Lighting Co.Ltd. | Starco Lighting | SLT828P450 | Linear Replacement Lamp | Four-Foot | Internal Driver Lamp-Style Retrofit Kits (UL Type B) | Standard | FALSE | [9 empty] | 42795 |  |  | No | Product updated 3/1/17 | 4.1 | 3650 | 130 | 28 | 8 | 0.9 | 5000 | 82
PD384GQ3 | Zhejiang Starco Lighting Co.Ltd. | Starco Lighting | SLT828P440 | Linear Replacement Lamp | Four-Foot | Internal Driver Lamp-Style Retrofit Kits (UL Type B) | Standard | TRUE | 3792.7 | 136.64 | 27.7569 | 7.66 | 0.9944 | 3945 | 82.6 | 5 | 50000 | 42795 |  |  | No | Product updated 3/1/17 | 4.1 | 3650 | 130 | 28 | 8 | 0.9 | 4000 | 82
PQRQESZZ | James Trading Company Limited | JAMES | ZY-T8-12W1200 BIXX BALLAST COMPATIBLE LED TUBE (3000K Clear) | Linear Replacement Lamp | Four-Foot | Dual Mode Internal Driver (UL Type A and Type B) | Standard | TRUE | 1764 | 138.41 | 12.69 | 9.87 | 0.9029 | 2973 | 81.7 | 5 | 50000 | 42795 | Not Dimmable | Not Dimmable | No |  | 4.1 | 1764 | 138.41 | 12.69 | 20 | 0.9 | 3000 | 82
PHMQVPEJ | James Trading Company Limited | JAMES | ZY-T8-12W1200 BIXX BALLAST COMPATIBLE LED TUBE (5000K Clear) | Linear Replacement Lamp | Four-Foot | Dual Mode Internal Driver (UL Type A and Type B) | Standard | FALSE | [9 empty] | 42795 | Not Dimmable | Not Dimmable | No |  | 4.1 | 1764 | 138.41 | 12.69 | 20 | 0.9 | 5000 | 82
PDV72UJ7 | James Trading Company Limited | JAMES | ZY-T8-12W1200 BIXX BALLAST COMPATIBLE LED TUBE (4500K Clear) | Linear Replacement Lamp | Four-Foot | Dual Mode Internal Driver (UL Type A and Type B) | Standard | FALSE | [9 empty] | 42795 | Not Dimmable | Not Dimmable | No |  | 4.1 | 1764 | 138.41 | 12.69 | 20 | 0.9 | 4500 | 82
PDZD41ZW | James Trading Company Limited | JAMES | ZY-T8-12W1200 BIXX BALLAST COMPATIBLE LED TUBE (4000K Clear) | Linear Replacement Lamp | Four-Foot | Dual Mode Internal Driver (UL Type A and Type B) | Standard | FALSE | [9 empty] | 42795 | Not Dimmable | Not Dimmable | No |  | 4.1 | 1764 | 138.41 | 12.69 | 20 | 0.9 | 4000 | 82
PWQGPVGZ | James Trading Company Limited | JAMES | ZY-T8-12W1200 BIXX BALLAST COMPATIBLE LED TUBE (3500K Clear) | Linear Replacement Lamp | Four-Foot | Dual Mode Internal Driver (UL Type A and Type B) | Standard | FALSE | [9 empty] | 42795 | Not Dimmable | Not Dimmable | No |  | 4.1 | 1764 | 138.41 | 12.69 | 20 | 0.9 | 3500 | 82
PQRUQG9N | LEDone Distribution Inc. | LEDone | LED-GT84F15W-AC30KF | Linear Replacement Lamp | Four-Foot | Internal Driver Lamp-Style Retrofit Kits (UL Type B) | Standard | TRUE | 1782.3 | 122.92 | 14.5 | 18.7 | 0.9 | 2967 | 80.8 | 5 | 50000 | 42795 | Not Dimmable | Not Dimmable | No |  | 3 | 1750 | 116.67 | 15 | 15 | 0.9 | 3000 | 81
PAUHCKPD | LEDone Distribution Inc. | LEDone | LED-GT84F15W-AC50KF | Linear Replacement Lamp | Four-Foot | Internal Driver Lamp-Style Retrofit Kits (UL Type B) | Standard | FALSE | [9 empty] | 42795 | Not Dimmable | Not Dimmable | No |  | 3 | 1900 | 116.67 | 15 | 15 | 0.9 | 5000 | 81
PSQT2EJB | LEDone Distribution Inc. | LEDone | LED-GT84F15W-AC40KF | Linear Replacement Lamp | Four-Foot | Internal Driver Lamp-Style Retrofit Kits (UL Type B) | Standard | FALSE | [9 empty] | 42795 | Not Dimmable | Not Dimmable | No |  | 3 | 1900 | 126.67 | 15 | 15 | 0.9 | 4000 | 81
PVSHJRNC | Universal Lighting Technologies |  | T8LACD4F14/830 | Linear Replacement Lamp | Four-Foot | Internal Driver Lamp-Style Retrofit Kits (UL Type B) | Standard | TRUE | 1834 | 128.7 | 14.25 | 21.445 | 0.9088 | 3100 | 82.9 | 5 | 50000 | 42795 | Not Dimmable | Not Dimmable | No |  | 4.1 | 1700 | 120 | 14 | 20 | 0.9 | 3000 | 82
PBW44WG1 | Universal Lighting Technologies |  | T8LACD4F17/830 | Linear Replacement Lamp | Four-Foot | Internal Driver Lamp-Style Retrofit Kits (UL Type B) | Standard | TRUE | 2315 | 134.5 | 17.21 | 22.36 | 0.9065 | 3105 | 82.7 | 5 | 50000 | 42795 | Not Dimmable | Not Dimmable | No |  | 4.1 | 2100 | 120 | 17 | 20 | 0.9 | 3000 | 82
P2KPGPAA | Universal Lighting Technologies |  | T8LACD4F17/850 | Linear Replacement Lamp | Four-Foot | Internal Driver Lamp-Style Retrofit Kits (UL Type B) | Standard | FALSE | [9 empty] | 42795 | Not Dimmable | Not Dimmable | No |  | 4.1 | 2200 | 130 | 17 | 20 | 0.9 | 5000 | 82
P3CD23R5 | Universal Lighting Technologies |  | T8LACD4F14/850 | Linear Replacement Lamp | Four-Foot | Internal Driver Lamp-Style Retrofit Kits (UL Type B) | Standard | FALSE | [9 empty] | 42795 | Not Dimmable | Not Dimmable | No |  | 4.1 | 1800 | 130 | 14 | 20 | 0.9 | 5000 | 82
PPJJUTYU | Universal Lighting Technologies |  | T8LACD4F17/840 | Linear Replacement Lamp | Four-Foot | Internal Driver Lamp-Style Retrofit Kits (UL Type B) | Standard | FALSE | [9 empty] | 42795 | Not Dimmable | Not Dimmable | No |  | 4.1 | 2200 | 130 | 17 | 20 | 0.9 | 4000 | 82
PB6GY11T | Universal Lighting Technologies |  | T8LACD4F14/840 | Linear Replacement Lamp | Four-Foot | Internal Driver Lamp-Style Retrofit Kits (UL Type B) | Standard | FALSE | [9 empty] | 42795 | Not Dimmable | Not Dimmable | No |  | 4.1 | 1800 | 130 | 14 | 20 | 0.9 | 4000 | 82
PZRU9K9Y | Universal Lighting Technologies |  | T8LACD4F17/835 | Linear Replacement Lamp | Four-Foot | Internal Driver Lamp-Style Retrofit Kits (UL Type B) | Standard | FALSE | [9 empty] | 42795 | Not Dimmable | Not Dimmable | No |  | 4.1 | 2100 | 120 | 17 | 20 | 0.9 | 3500 | 82
PKP5UC8G | Universal Lighting Technologies |  | T8LACD4F14/835 | Linear Replacement Lamp | Four-Foot | Internal Driver Lamp-Style Retrofit Kits (UL Type B) | Standard | FALSE | [9 empty] | 42795 | Not Dimmable | Not Dimmable | No |  | 4.1 | 1700 | 120 | 14 | 20 | 0.9 | 3500 | 82
P8KWJY1H | TAI MING GREEN POWER Co. Ltd. | TAI MING GREEN POWER CO. LTD. | TMG-T8GF-4F240-30KD YM [120V Only] | Linear Replacement Lamp | Four-Foot | Dual Mode Internal Driver (UL Type A and Type B) | Standard | TRUE | 3239 | 134.3 | 24.11 | 5.81 | 0.996 | 3085 | 83 | 5 | 50000 | 42795 | Not Dimmable | Not Dimmable | No |  | 4.1 | 2990 | 125 | 24 | 10 | 0.9 | 3000 | 80
PC3JEC51 | TAI MING GREEN POWER Co. Ltd. | TAI MING GREEN POWER CO. LTD. | TMG-T8GF-4F240-50KD YM [120V Only] | Linear Replacement Lamp | Four-Foot | Dual Mode Internal Driver (UL Type A and Type B) | Standard | FALSE | [9 empty] | 42795 | Not Dimmable | Not Dimmable | No |  | 4.1 | 3200 | 134 | 24 | 10 | 0.9 | 5000 | 80
P2WX144D | TAI MING GREEN POWER Co. Ltd. | TAI MING GREEN POWER CO. LTD. | TMG-T8GF-4F240-45KD YM [120V Only] | Linear Replacement Lamp | Four-Foot | Dual Mode Internal Driver (UL Type A and Type B) | Standard | FALSE | [9 empty] | 42795 | Not Dimmable | Not Dimmable | No |  | 4.1 | 3200 | 134 | 24 | 10 | 0.9 | 4500 | 80
P7D8NJY9 | TAI MING GREEN POWER Co. Ltd. | TAI MING GREEN POWER CO. LTD. | TMG-T8GF-4F240-40KD YM [120V Only] | Linear Replacement Lamp | Four-Foot | Dual Mode Internal Driver (UL Type A and Type B) | Standard | FALSE | [9 empty] | 42795 | Not Dimmable | Not Dimmable | No |  | 4.1 | 3200 | 134 | 24 | 10 | 0.9 | 4000 | 80
P7ARJ7X6 | TAI MING GREEN POWER Co. Ltd. | TAI MING GREEN POWER CO. LTD. | TMG-T8GF-4F240-35KD YM [120V Only] | Linear Replacement Lamp | Four-Foot | Dual Mode Internal Driver (UL Type A and Type B) | Standard | FALSE | [9 empty] | 42795 | Not Dimmable | Not Dimmable | No |  | 4.1 | 2990 | 125 | 24 | 10 | 0.9 | 3500 | 80
PC7MNU98 | Topaz Lighting Corp. | Topaz | L4T8B/830/18C/SE-75 | Linear Replacement Lamp | Four-Foot | Internal Driver Lamp-Style Retrofit Kits (UL Type B) | Standard | TRUE | 2216.718 | 120.343 | 18.42 | 17.3 | 0.909 | 3046 | 82.9 | 5 | 50000 | 42794 |  |  | NotYetVerified |  | 4.1 | 2216.7 | 120.3 | 18.4 | 17.3 | 0.91 | 3046 | 82.9
PRCGV62N | Topaz Lighting Corp. | Topaz | L4T8B/850/18C/SE-75 | Linear Replacement Lamp | Four-Foot | Internal Driver Lamp-Style Retrofit Kits (UL Type B) | Standard | FALSE | [9 empty] | 42794 |  |  | NotYetVerified |  | 4.1 | 2382.1 | 128.2 | 18.5 | 18.5 | 0.92 | 4858 | 83.1
PUQHGF5M | Topaz Lighting Corp. | Topaz | L4T8B/840/18C/SE-75 | Linear Replacement Lamp | Four-Foot | Internal Driver Lamp-Style Retrofit Kits (UL Type B) | Standard | FALSE | [9 empty] | 42794 |  |  | NotYetVerified |  | 4.1 | 2216.7 | 120.3 | 18.4 | 17.3 | 0.91 | 4000 | 82.9
PW6KSJ39 | Topaz Lighting Corp. | Topaz | L4T8B/835/18C/SE-75 | Linear Replacement Lamp | Four-Foot | Internal Driver Lamp-Style Retrofit Kits (UL Type B) | Standard | FALSE | [9 empty] | 42794 |  |  | NotYetVerified |  | 4.1 | 2216.7 | 120.3 | 18.4 | 17.3 | 0.91 | 3500 | 82.9
PXHU2J3D | ZHEJIANG HONGYAO LIGHTING ELECTRICAL CO.LTD | HONGYAO | HY-T8-N120-15W-A+B5000K | Linear Replacement Lamp | Four-Foot | Dual Mode Internal Driver (UL Type A and Type B) | Standard | TRUE | 2184.2 | 126.04 | 17.33 | 13.93 | 0.956 | 4986 | 80.2 | 5 | 0:00 | 42794 | Not Dimmable | Not Dimmable | No |  | 4.1 | 2184.2 | 126.04 | 17.33 | 13.93 | 0.96 | 5000 | 80
PMDDWQMC | ZHEJIANG HONGYAO LIGHTING ELECTRICAL CO.LTD | HONGYAO | HY-T8-N120-15W-A+B4000K | Linear Replacement Lamp | Four-Foot | Dual Mode Internal Driver (UL Type A and Type B) | Standard | TRUE | 2127.7 | 120.75 | 17.62 | 11.8 | 0.967 | 4089 | 81.7 | 5 | 0:00 | 42794 | Not Dimmable | Not Dimmable | No |  | 4.1 | 2127.7 | 120.75 | 17.62 | 11.8 | 0.97 | 4000 | 80
PV9KFD5N | Elec-Tech International Co. Ltd | ETI | 542221XX(XX=31-50) | Linear Replacement Lamp | Four-Foot | Internal Driver Lamp-Style Retrofit Kits (UL Type B) | Standard | TRUE | 1825 | 140.93 | 12.95 | 18.77 | 0.935 | 3453 | 83.9 | 5 | 50000 | 42794 | Not Dimmable | Not Dimmable | No |  | 4.1 | 1800 | 138.46 | 13 | 13.46 | 0.99 | 3500 | 80
PT4YEXSQ | P.Q.L. Inc. | Superior Life | 91292 | Linear Replacement Lamp | Four-Foot | Replacement Lamps (plug and play) (UL Type A) | Standard | TRUE | 2323 | 120.2 | 19.32 | 7.59 | 0.9751 | 3073 | 82.7 | 5 | 50000 | 42793 |  |  | No |  | 4.1 | 2200 | 110 | 20 | 7.59 | 0.98 | 3000 | 83
PQ6NMBPJ | P.Q.L. Inc. | Superior Life | 91294 | Linear Replacement Lamp | Four-Foot | Replacement Lamps (plug and play) (UL Type A) | Standard | FALSE | [9 empty] | 42793 |  |  | No |  | 4.1 | 2400 | 120 | 20 | 7.64 | 0.98 | 5000 | 83
P8RPE5QX | P.Q.L. Inc. | Superior Life | 91295 | Linear Replacement Lamp | Four-Foot | Replacement Lamps (plug and play) (UL Type A) | Standard | FALSE | [9 empty] | 42793 |  |  | No |  | 4.1 | 2300 | 115 | 20 | 7.59 | 0.98 | 4000 | 83
PY75K2MQ | P.Q.L. Inc. | Superior Life | 91293 | Linear Replacement Lamp | Four-Foot | Replacement Lamps (plug and play) (UL Type A) | Standard | FALSE | [9 empty] | 42793 |  |  | No |  | 4.1 | 2200 | 110 | 20 | 7.59 | 0.98 | 3500 | 83
P2R6NWYB | Lunera Lighting Inc | Lunera | HN-T8-D-48-15W-830-G2 | Linear Replacement Lamp | Four-Foot | Replacement Lamps (plug and play) (UL Type A) | Standard | TRUE | 2177 | 128.9 | 16.9 | 9.83 | 0.9684 | 3061 | 82.9 | 5 | 50000 | 42793 | Not Dimmable | Not Dimmable | No |  | 4.1 | 2100 | 117 | 18 | 9.83 | 0.97 | 3000 | 82
PEWTG7RM | Lunera Lighting Inc | Lunera | HN-T5-D-48-25W-830-G2 | Linear Replacement Lamp | Four-Foot | Replacement Lamps (plug and play) (UL Type A) | Standard | TRUE | 3346 | 128.49 | 26.04 | 10.7 | 0.964 | 3117 | 82.7 | 5 | 50000 | 42793 | Dimmable | Continuous Above 10 | No |  | 4.1 | 3200 | 114 | 28 | 20 | 0.9 | 3000 | 82
PU6S5XR8 | Lunera Lighting Inc | Lunera | HN-T8-D-48-11W-830-G2 | Linear Replacement Lamp | Four-Foot | Replacement Lamps (plug and play) (UL Type A) | Standard | TRUE | 1729 | 128.6 | 13.44 | 13.61 | 0.9545 | 3051 | 83.1 | 5 | 50000 | 42793 | Not Dimmable | Not Dimmable | No |  | 4.1 | 1700 | 117 | 14.5 | 13.61 | 0.95 | 3000 | 82
PKFZWHDC | Magenta Incorporated | Magenta | MAG-18-3500-48-C | Linear Replacement Lamp | Four-Foot | Internal Driver Lamp-Style Retrofit Kits (UL Type B) | Standard | TRUE | 2729 | 154.3 | 17.7 | 6.3 | 0.929 | 3622 | 84 | 5 | 50000 | 42793 | Not Dimmable | Not Dimmable | No |  | 4.1 | 2880 | 160 | 18 | 6.3 | 0.9 | 3500 | 80
P1MG6UFM | Magenta Incorporated | Magenta | MAG-20-3500-48-C | Linear Replacement Lamp | Four-Foot | Internal Driver Lamp-Style Retrofit Kits (UL Type B) | Standard | TRUE | 3025 | 152.6 | 19.8 | 5 | 0.912 | 3653 | 84 | 5 | 50000 | 42793 | Not Dimmable | Not Dimmable | No |  | 4.1 | 3200 | 160 | 20 | 5 | 0.9 | 3500 | 80
PH87YCEH | Magenta Incorporated | Magenta | MAG-15-3500-48-C | Linear Replacement Lamp | Four-Foot | Internal Driver Lamp-Style Retrofit Kits (UL Type B) | Standard | TRUE | 2208 | 156.7 | 14.1 | 11.6 | 0.9 | 3646 | 84 | 5 | 50000 | 42793 | Not Dimmable | Not Dimmable | No |  | 4.1 | 2250 | 160 | 15 | 11.6 | 0.9 | 3500 | 80
PNKCXUNJ | Lunera Lighting Inc | Lunera | HN-T8-D-48-11W-850-G2 | Linear Replacement Lamp | Four-Foot | Replacement Lamps (plug and play) (UL Type A) | Standard | FALSE | [9 empty] | 42793 | Not Dimmable | Not Dimmable | No |  | 4.1 | 1800 | 124 | 14.5 | 14.44 | 0.96 | 5000 | 82
PEH9AK46 | Lunera Lighting Inc | Lunera | HN-T8-D-48-15W-850-G2 | Linear Replacement Lamp | Four-Foot | Replacement Lamps (plug and play) (UL Type A) | Standard | FALSE | [9 empty] | 42793 | Not Dimmable | Not Dimmable | No |  | 4.1 | 2200 | 124 | 18 | 10.2 | 0.97 | 5000 | 82
PWM3Y7M9 | Magenta Incorporated | Magenta | MAG-15-5000-48-C | Linear Replacement Lamp | Four-Foot | Internal Driver Lamp-Style Retrofit Kits (UL Type B) | Standard | FALSE | [9 empty] | 42793 | Not Dimmable | Not Dimmable | No |  | 4.1 | 2250 | 160 | 15 | 11.6 | 0.9 | 5000 | 80
PJX3DPRW | Magenta Incorporated | Magenta | MAG-18-5000-48-C | Linear Replacement Lamp | Four-Foot | Internal Driver Lamp-Style Retrofit Kits (UL Type B) | Standard | FALSE | [9 empty] | 42793 | Not Dimmable | Not Dimmable | No |  | 4.1 | 2880 | 160 | 18 | 6.3 | 0.9 | 5000 | 80
P1ABG87H | Magenta Incorporated | Magenta | MAG-20-5000-48-C | Linear Replacement Lamp | Four-Foot | Internal Driver Lamp-Style Retrofit Kits (UL Type B) | Standard | FALSE | [9 empty] | 42793 | Not Dimmable | Not Dimmable | No |  | 4.1 | 3200 | 160 | 20 | 5 | 0.9 | 5000 | 80
PNVHKU4S | Lunera Lighting Inc | Lunera | HN-T5-D-48-25W-850-G2 | Linear Replacement Lamp | Four-Foot | Replacement Lamps (plug and play) (UL Type A) | Standard | FALSE | [9 empty] | 42793 | Dimmable | Continuous Above 10 | No |  | 4.1 | 3500 | 125 | 28 | 20 | 0.9 | 5000 | 82
PC2PQ5U3 | Magenta Incorporated | Magenta | MAG-15-4500-48-C | Linear Replacement Lamp | Four-Foot | Internal Driver Lamp-Style Retrofit Kits (UL Type B) | Standard | FALSE | [9 empty] | 42793 | Not Dimmable | Not Dimmable | No |  | 4.1 | 2250 | 160 | 15 | 11.6 | 0.9 | 4500 | 80
PYHA8U8Y | Magenta Incorporated | Magenta | MAG-18-4500-48-C | Linear Replacement Lamp | Four-Foot | Internal Driver Lamp-Style Retrofit Kits (UL Type B) | Standard | FALSE | [9 empty] | 42793 | Not Dimmable | Not Dimmable | No |  | 4.1 | 2880 | 160 | 18 | 6.3 | 0.9 | 4500 | 80
PE9TEEA8 | Magenta Incorporated | Magenta | MAG-20-4500-48-C | Linear Replacement Lamp | Four-Foot | Internal Driver Lamp-Style Retrofit Kits (UL Type B) | Standard | FALSE | [9 empty] | 42793 | Not Dimmable | Not Dimmable | No |  | 4.1 | 3200 | 160 | 20 | 5 | 0.9 | 4500 | 80
PAFBEPC7 | Lunera Lighting Inc | Lunera | HN-T8-D-48-11W-840-G2 | Linear Replacement Lamp | Four-Foot | Replacement Lamps (plug and play) (UL Type A) | Standard | FALSE | [9 empty] | 42793 | Not Dimmable | Not Dimmable | No |  | 4.1 | 1800 | 124 | 14.5 | 13.61 | 0.95 | 4000 | 82
PBZJ2CMY | Lunera Lighting Inc | Lunera | HN-T8-D-48-15W-840-G2 | Linear Replacement Lamp | Four-Foot | Replacement Lamps (plug and play) (UL Type A) | Standard | FALSE | [9 empty] | 42793 | Not Dimmable | Not Dimmable | No |  | 4.1 | 2200 | 124 | 18 | 9.83 | 0.97 | 4000 | 82
PZKJEFR9 | Magenta Incorporated | Magenta | MAG-15-4000-48-C | Linear Replacement Lamp | Four-Foot | Internal Driver Lamp-Style Retrofit Kits (UL Type B) | Standard | FALSE | [9 empty] | 42793 | Not Dimmable | Not Dimmable | No |  | 4.1 | 2250 | 160 | 15 | 11.6 | 0.9 | 4000 | 80
PV65TCRQ | Magenta Incorporated | Magenta | MAG-18-4000-48-C | Linear Replacement Lamp | Four-Foot | Internal Driver Lamp-Style Retrofit Kits (UL Type B) | Standard | FALSE | [9 empty] | 42793 | Not Dimmable | Not Dimmable | No |  | 4.1 | 2880 | 160 | 18 | 6.3 | 0.9 | 4000 | 80
PKU3UWHY | Magenta Incorporated | Magenta | MAG-20-4000-48-C | Linear Replacement Lamp | Four-Foot | Internal Driver Lamp-Style Retrofit Kits (UL Type B) | Standard | FALSE | [9 empty] | 42793 | Not Dimmable | Not Dimmable | No |  | 4.1 | 3200 | 160 | 20 | 5 | 0.9 | 4000 | 80
P9DPYT6A | Lunera Lighting Inc | Lunera | HN-T5-D-48-25W-840-G2 | Linear Replacement Lamp | Four-Foot | Replacement Lamps (plug and play) (UL Type A) | Standard | FALSE | [9 empty] | 42793 | Dimmable | Continuous Above 10 | No |  | 4.1 | 3500 | 125 | 28 | 20 | 0.9 | 4000 | 82
PNJGATYS | Lunera Lighting Inc | Lunera | HN-T8-D-48-11W-835-G2 | Linear Replacement Lamp | Four-Foot | Replacement Lamps (plug and play) (UL Type A) | Standard | FALSE | [9 empty] | 42793 | Not Dimmable | Not Dimmable | No |  | 4.1 | 1700 | 117 | 14.5 | 13.61 | 0.95 | 3500 | 82
PC1RUEZT | Lunera Lighting Inc | Lunera | HN-T8-D-48-15W-835-G2 | Linear Replacement Lamp | Four-Foot | Replacement Lamps (plug and play) (UL Type A) | Standard | FALSE | [9 empty] | 42793 | Not Dimmable | Not Dimmable | No |  | 4.1 | 2100 | 117 | 18 | 9.83 | 0.97 | 3500 | 82
PXCTX6KW | Lunera Lighting Inc | Lunera | HN-T5-D-48-25W-835-G2 | Linear Replacement Lamp | Four-Foot | Replacement Lamps (plug and play) (UL Type A) | Standard | FALSE | [9 empty] | 42793 | Dimmable | Continuous Above 10 | No |  | 4.1 | 3200 | 114 | 28 | 20 | 0.9 | 3500 | 82
PPGUCKF3 | Symban Lighting Corp. | 0 | LED25.5T5/835/IF/46 | Linear Replacement Lamp | Four-Foot | Replacement Lamps (plug and play) (UL Type A) | Standard | TRUE | 3391 | 116.6 | 29.08 | 16.34 | 0.9667 | 3511 | 82.5 | 5 | 50000 | 42793 | Not Dimmable | Not Dimmable | No | 0 | 4.1 | 3135 | 110 | 28.5 | 16.34 | 0.97 | 3500 | 83
PD73BV4M | Symban Lighting Corp. | 0 | LED25.5T5/850/IF/46 | Linear Replacement Lamp | Four-Foot | Replacement Lamps (plug and play) (UL Type A) | Standard | FALSE | [9 empty] | 42793 | Not Dimmable | Not Dimmable | No | 0 | 4.1 | 3277.5 | 115 | 28.5 | 16.34 | 0.97 | 5000 | 83
PNRH3KTQ | Symban Lighting Corp. | 0 | LED25.5T5/841/IF/46 | Linear Replacement Lamp | Four-Foot | Replacement Lamps (plug and play) (UL Type A) | Standard | FALSE | [9 empty] | 42793 | Not Dimmable | Not Dimmable | No | 0 | 4.1 | 3192 | 112 | 28.5 | 16.34 | 0.97 | 4000 | 83
PFQX1GJU | Reno LED Lighting Inc. | RENO | WLL-LEDT8BP14.5/830/G2 | Linear Replacement Lamp | Four-Foot | Internal Driver Lamp-Style Retrofit Kits (UL Type B) | Standard | TRUE | 1888 | 126 | 14.99 | 21.32 | 0.9613 | 3122 | 82.2 | 5 | 50000 | 42793 | Not Dimmable | Not Dimmable | No |  | 4.1 | 1900 | 125 | 15 | 21.32 | 0.974 | 3000 | 83
P63664WX | Reno LED Lighting Inc. | RENO | WLL-LEDT8BP18.5/830/G2 | Linear Replacement Lamp | Four-Foot | Internal Driver Lamp-Style Retrofit Kits (UL Type B) | Standard | TRUE | 2508 | 132 | 19 | 8.04 | 0.9239 | 3055 | 82.7 | 5 | 50000 | 42793 | Not Dimmable | Not Dimmable | No |  | 4.1 | 2312.5 | 125 | 18.5 | 7.81 | 0.92 | 3000 | 83
P3UQ3PQX | Reno LED Lighting Inc. | RENO | WLL-LEDT8BP14.5/850/G2 | Linear Replacement Lamp | Four-Foot | Internal Driver Lamp-Style Retrofit Kits (UL Type B) | Standard | FALSE | [9 empty] | 42793 | Not Dimmable | Not Dimmable | No |  | 4.1 | 2100 | 132 | 15 | 21.32 | 0.974 | 5000 | 83
PQV6E883 | Reno LED Lighting Inc. | RENO | WLL-LEDT8BP18.5/850/G2 | Linear Replacement Lamp | Four-Foot | Internal Driver Lamp-Style Retrofit Kits (UL Type B) | Standard | FALSE | [9 empty] | 42793 | Not Dimmable | Not Dimmable | No |  | 4.1 | 2442 | 132 | 18.5 | 8.05 | 0.92 | 5000 | 83
P44P2KJV | Reno LED Lighting Inc. | RENO | WLL-LEDT8BP14.5/845/G2 | Linear Replacement Lamp | Four-Foot | Internal Driver Lamp-Style Retrofit Kits (UL Type B) | Standard | FALSE | [9 empty] | 42793 | Not Dimmable | Not Dimmable | No |  | 4.1 | 2000 | 130 | 15 | 21.32 | 0.974 | 4500 | 83
PWJ86A9H | Reno LED Lighting Inc. | RENO | WLL-LEDT8BP18.5/845/G2 | Linear Replacement Lamp | Four-Foot | Internal Driver Lamp-Style Retrofit Kits (UL Type B) | Standard | FALSE | [9 empty] | 42793 | Not Dimmable | Not Dimmable | No |  | 4.1 | 2405 | 130 | 18.5 | 7.81 | 0.92 | 4500 | 83
PZC8D2QN | Reno LED Lighting Inc. | RENO | WLL-LEDT8BP14.5/840/G2 | Linear Replacement Lamp | Four-Foot | Internal Driver Lamp-Style Retrofit Kits (UL Type B) | Standard | FALSE | [9 empty] | 42793 | Not Dimmable | Not Dimmable | No |  | 4.1 | 2000 | 130 | 15 | 21.32 | 0.974 | 4000 | 83
P6XJGSEM | Reno LED Lighting Inc. | RENO | WLL-LEDT8BP18.5/840/G2 | Linear Replacement Lamp | Four-Foot | Internal Driver Lamp-Style Retrofit Kits (UL Type B) | Standard | FALSE | [9 empty] | 42793 | Not Dimmable | Not Dimmable | No |  | 4.1 | 2405 | 130 | 18.5 | 7.81 | 0.92 | 4000 | 83
PB8AYTPV | Reno LED Lighting Inc. | RENO | WLL-LEDT8BP14.5/835/G2 | Linear Replacement Lamp | Four-Foot | Internal Driver Lamp-Style Retrofit Kits (UL Type B) | Standard | FALSE | [9 empty] | 42793 | Not Dimmable | Not Dimmable | No |  | 4.1 | 1900 | 125 | 15 | 21.32 | 0.974 | 3500 | 83
PMZSB63X | Reno LED Lighting Inc. | RENO | WLL-LEDT8BP18.5/835/G2 | Linear Replacement Lamp | Four-Foot | Internal Driver Lamp-Style Retrofit Kits (UL Type B) | Standard | FALSE | [9 empty] | 42793 | Not Dimmable | Not Dimmable | No |  | 4.1 | 2312.5 | 125 | 18.5 | 7.81 | 0.92 | 3500 | 83
PFRYZP16 | TorchStar Corp | TORCHSTAR | DB4PT8-18WPC40BC | Linear Replacement Lamp | Four-Foot | Replacement Lamps (plug and play) (UL Type A) | Standard | TRUE | 2344.3 | 125.03 | 18.75 | 7 | 0.983 | 4107 | 84.9 | 5 | 50000 | 42793 | Not Dimmable | Not Dimmable | No |  | 4 | 2200 | 122.22 | 18 | 7 | 0.98 | 4000 | 80
PCWB64C7 | TorchStar Corp | TORCHSTAR | DB4PT8-18WPC40BP | Linear Replacement Lamp | Four-Foot | Internal Driver Lamp-Style Retrofit Kits (UL Type B) | Standard | TRUE | 2252.8 | 118.82 | 18.96 | 13.2 | 0.875 | 4166 | 84.6 | 5 | 50000 | 42793 | Not Dimmable | Not Dimmable | No |  | 4 | 2200 | 122.22 | 18 | 13 | 0.87 | 4000 | 80
PWDDPWES | TorchStar Corp | TORCHSTAR | DB4PT8-18WPC50BP | Linear Replacement Lamp | Four-Foot | Internal Driver Lamp-Style Retrofit Kits (UL Type B) | Standard | FALSE | [9 empty] | 42793 | Not Dimmable | Not Dimmable | No |  | 4 | 2200 | 122.22 | 18 | 13 | 0.87 | 5000 | 80
P8BW61CD | TorchStar Corp | TORCHSTAR | DB4PT8-18WPC50BC | Linear Replacement Lamp | Four-Foot | Replacement Lamps (plug and play) (UL Type A) | Standard | FALSE | [9 empty] | 42793 | Not Dimmable | Not Dimmable | No |  | 4 | 2200 | 122.22 | 18 | 7 | 0.98 | 5000 | 80
P3MCSNK1 | CH Lighting Co.Ltd. | CH | CH1172-48-14.5W 830-1 [120 V ONLY] | Linear Replacement Lamp | Four-Foot | Internal Driver Lamp-Style Retrofit Kits (UL Type B) | Standard | TRUE | 1998 | 135.2 | 14.78 | 14.95 | 0.9841 | 3044 | 83.5 | 5 | 50000 | 42789 | Dimmable | Continuous Below 10 | No |  | 4.1 | 1800 | 124 | 14.5 | 14.95 | 0.98 | 3000 | 83
PMTPDBAB | CH Lighting Co.Ltd. | CH | CH1172-48-14.5W 850-1 [120 V ONLY] | Linear Replacement Lamp | Four-Foot | Internal Driver Lamp-Style Retrofit Kits (UL Type B) | Standard | FALSE | [9 empty] | 42789 | Dimmable | Continuous Below 10 | No |  | 4.1 | 1900 | 130 | 14.5 | 14.95 | 0.98 | 5000 | 83
PC4TQYJS | CH Lighting Co.Ltd. | CH | CH1172-48-14.5W 840-1 [120 V ONLY] | Linear Replacement Lamp | Four-Foot | Internal Driver Lamp-Style Retrofit Kits (UL Type B) | Standard | FALSE | [9 empty] | 42789 | Dimmable | Continuous Below 10 | No |  | 4.1 | 1825 | 126 | 14.5 | 14.95 | 0.98 | 4000 | 83
PGXXXQ68 | CH Lighting Co.Ltd. | CH | CH1172-48-14.5W 835-1 [120 V ONLY] | Linear Replacement Lamp | Four-Foot | Internal Driver Lamp-Style Retrofit Kits (UL Type B) | Standard | FALSE | [9 empty] | 42789 | Dimmable | Continuous Below 10 | No |  | 4.1 | 1800 | 124 | 14.5 | 14.95 | 0.98 | 3500 | 83
PX927ARP | ZHEJIANG HONGYAO LIGHTING ELECTRICAL CO.LTD | HONGYAO | HY-T8-F120-35 | Linear Replacement Lamp | Four-Foot | Internal Driver Lamp-Style Retrofit Kits (UL Type B) | Standard | FALSE | [9 empty] | 42789 | Not Dimmable | Not Dimmable | No |  | 4.1 | 2137.4 | 140.6 | 15.2 | 17.3 | 0.91 | 3500 | 81.7
PYNV36QM | ZHEJIANG HONGYAO LIGHTING ELECTRICAL CO.LTD | HONGYAO | HY-T8-F120-27 | Linear Replacement Lamp | Four-Foot | Internal Driver Lamp-Style Retrofit Kits (UL Type B) | Standard | TRUE | 2137.439 | 140.621 | 15.2 | 17.3 | 0.914 | 2703 | 81.7 | 5 | 50000 | 42789 | Not Dimmable | Not Dimmable | No |  | 4.1 | 2137.4 | 140.6 | 15.2 | 17.3 | 0.91 | 2703 | 81.7
PFD7ZB4J | ZHEJIANG HONGYAO LIGHTING ELECTRICAL CO.LTD | HONGYAO | HY-T8-F120-50 | Linear Replacement Lamp | Four-Foot | Internal Driver Lamp-Style Retrofit Kits (UL Type B) | Standard | FALSE | [9 empty] | 42789 | Not Dimmable | Not Dimmable | No |  | 4.1 | 2306.9 | 154.8 | 14.9 | 18.1 | 0.92 | 4835 | 79.5
PTMG18H1 | ZHEJIANG HONGYAO LIGHTING ELECTRICAL CO.LTD | HONGYAO | HY-T8-F120-45 | Linear Replacement Lamp | Four-Foot | Internal Driver Lamp-Style Retrofit Kits (UL Type B) | Standard | FALSE | [9 empty] | 42789 | Not Dimmable | Not Dimmable | No |  | 4.1 | 2137.4 | 140.6 | 15.2 | 17.3 | 0.91 | 4500 | 81.7
PCB7DJQF | ZHEJIANG HONGYAO LIGHTING ELECTRICAL CO.LTD | HONGYAO | HY-T8-F120-40 | Linear Replacement Lamp | Four-Foot | Internal Driver Lamp-Style Retrofit Kits (UL Type B) | Standard | FALSE | [9 empty] | 42789 | Not Dimmable | Not Dimmable | No |  | 4.1 | 2137.4 | 140.6 | 15.2 | 17.3 | 0.91 | 4000 | 81.7
PEJ8UQNS | ZHEJIANG HONGYAO LIGHTING ELECTRICAL CO.LTD | HONGYAO | HY-T8-F120-30 | Linear Replacement Lamp | Four-Foot | Internal Driver Lamp-Style Retrofit Kits (UL Type B) | Standard | FALSE | [9 empty] | 42789 | Not Dimmable | Not Dimmable | No |  | 4.1 | 2137.4 | 140.6 | 15.2 | 17.3 | 0.91 | 3000 | 81.7
PP2PW1B5 | ZHEJIANG HONGYAO LIGHTING ELECTRICAL CO.LTD | HONGYAO | HY-T8-N120-27 | Linear Replacement Lamp | Four-Foot | Internal Driver Lamp-Style Retrofit Kits (UL Type B) | Standard | TRUE | 2080.614 | 137.789 | 15.1 | 16.6 | 0.921 | 2685 | 82.5 | 5 | 50000 | 42789 | Not Dimmable | Not Dimmable | No |  | 4.1 | 2080.6 | 137.7 | 15.1 | 16.6 | 0.92 | 2685 | 82.5
PUGKWCN9 | ZHEJIANG HONGYAO LIGHTING ELECTRICAL CO.LTD | HONGYAO | HY-T8-N120-50 | Linear Replacement Lamp | Four-Foot | Internal Driver Lamp-Style Retrofit Kits (UL Type B) | Standard | FALSE | [9 empty] | 42789 | Not Dimmable | Not Dimmable | No |  | 4.1 | 2244.5 | 151.6 | 14.8 | 17.4 | 0.93 | 4862 | 79.7
PQX2D2JJ | ZHEJIANG HONGYAO LIGHTING ELECTRICAL CO.LTD | HONGYAO | HY-T8-N120-45 | Linear Replacement Lamp | Four-Foot | Internal Driver Lamp-Style Retrofit Kits (UL Type B) | Standard | FALSE | [9 empty] | 42789 | Not Dimmable | Not Dimmable | No |  | 4.1 | 2080.6 | 137.7 | 15.1 | 16.6 | 0.92 | 4500 | 82.5
PZZNZYFE | ZHEJIANG HONGYAO LIGHTING ELECTRICAL CO.LTD | HONGYAO | HY-T8-N120-40 | Linear Replacement Lamp | Four-Foot | Internal Driver Lamp-Style Retrofit Kits (UL Type B) | Standard | FALSE | [9 empty] | 42789 | Not Dimmable | Not Dimmable | No |  | 4.1 | 2080.6 | 137.7 | 15.1 | 16.6 | 0.92 | 4000 | 82.5
PB4CJK71 | ZHEJIANG HONGYAO LIGHTING ELECTRICAL CO.LTD | HONGYAO | HY-T8-N120-35 | Linear Replacement Lamp | Four-Foot | Internal Driver Lamp-Style Retrofit Kits (UL Type B) | Standard | FALSE | [9 empty] | 42789 | Not Dimmable | Not Dimmable | No |  | 4.1 | 2080.6 | 137.7 | 15.1 | 16.6 | 0.92 | 3500 | 82.5
P2CYJR22 | ZHEJIANG HONGYAO LIGHTING ELECTRICAL CO.LTD | HONGYAO | HY-T8-N120-30 | Linear Replacement Lamp | Four-Foot | Internal Driver Lamp-Style Retrofit Kits (UL Type B) | Standard | FALSE | [9 empty] | 42789 | Not Dimmable | Not Dimmable | No |  | 4.1 | 2080.6 | 137.7 | 15.1 | 16.6 | 0.92 | 3000 | 82.5
P9GS48HA | TAI MING GREEN POWER Co. Ltd. | TAI MING GREEN POWER CO. LTD. | TMG-T8GF-4F120-30KD YM [120V Only] | Linear Replacement Lamp | Four-Foot | Dual Mode Internal Driver (UL Type A and Type B) | Standard | TRUE | 1823 | 150.8 | 12.09 | 8.49 | 0.991 | 3056 | 83.2 | 5 | 50000 | 42788 |  |  | No |  | 4.1 | 1680 | 140 | 12 | 10 | 0.9 | 3000 | 80
P1PCRGBA | TAI MING GREEN POWER Co. Ltd. | TAI MING GREEN POWER CO. LTD. | TMG-T8GF-4F120-50KD YM [120V Only] | Linear Replacement Lamp | Four-Foot | Dual Mode Internal Driver (UL Type A and Type B) | Standard | FALSE | [9 empty] | 42788 |  |  | No |  | 4.1 | 1800 | 150 | 12 | 10 | 0.9 | 5000 | 80
PMETBKSC | TAI MING GREEN POWER Co. Ltd. | TAI MING GREEN POWER CO. LTD. | TMG-T8GF-4F120-45KD YM [120V Only] | Linear Replacement Lamp | Four-Foot | Dual Mode Internal Driver (UL Type A and Type B) | Standard | FALSE | [9 empty] | 42788 |  |  | No |  | 4.1 | 1800 | 150 | 12 | 10 | 0.9 | 4500 | 80
PQZVA6KF | TAI MING GREEN POWER Co. Ltd. | TAI MING GREEN POWER CO. LTD. | TMG-T8GF-4F120-40KD YM [120V Only] | Linear Replacement Lamp | Four-Foot | Dual Mode Internal Driver (UL Type A and Type B) | Standard | FALSE | [9 empty] | 42788 |  |  | No |  | 4.1 | 1800 | 150 | 12 | 10 | 0.9 | 4000 | 80
P3NQAE4J | TAI MING GREEN POWER Co. Ltd. | TAI MING GREEN POWER CO. LTD. | TMG-T8GF-4F120-35KD YM [120V Only] | Linear Replacement Lamp | Four-Foot | Dual Mode Internal Driver (UL Type A and Type B) | Standard | FALSE | [9 empty] | 42788 |  |  | No |  | 4.1 | 1680 | 140 | 12 | 10 | 0.9 | 3500 | 80
PBXCE3S6 | TAI MING GREEN POWER Co. Ltd. | TAI MING GREEN POWER CO. LTD. | TMG-T8GF-4F170-30KD YM [120V Only] | Linear Replacement Lamp | Four-Foot | Dual Mode Internal Driver (UL Type A and Type B) | Standard | TRUE | 2289 | 132.8 | 17.23 | 9.55 | 0.987 | 3066 | 82.8 | 5 | 50000 | 42788 |  |  | No |  | 4.1 | 2150 | 127 | 17 | 10 | 0.9 | 3000 | 80
PT437H46 | TAI MING GREEN POWER Co. Ltd. | TAI MING GREEN POWER CO. LTD. | TMG-T8GF-4F170-50KD YM [120V Only] | Linear Replacement Lamp | Four-Foot | Dual Mode Internal Driver (UL Type A and Type B) | Standard | FALSE | [9 empty] | 42788 |  |  | No |  | 4.1 | 2300 | 136 | 17 | 10 | 0.9 | 5000 | 80
PX863WE1 | TAI MING GREEN POWER Co. Ltd. | TAI MING GREEN POWER CO. LTD. | TMG-T8GF-4F170-45KD YM [120V Only] | Linear Replacement Lamp | Four-Foot | Dual Mode Internal Driver (UL Type A and Type B) | Standard | FALSE | [9 empty] | 42788 |  |  | No |  | 4.1 | 2300 | 136 | 17 | 10 | 0.9 | 4500 | 80
PVGH3P57 | TAI MING GREEN POWER Co. Ltd. | TAI MING GREEN POWER CO. LTD. | TMG-T8GF-4F170-40KD YM [120V Only] | Linear Replacement Lamp | Four-Foot | Dual Mode Internal Driver (UL Type A and Type B) | Standard | FALSE | [9 empty] | 42788 |  |  | No |  | 4.1 | 2300 | 136 | 17 | 10 | 0.9 | 4000 | 80
P58UJJAN | TAI MING GREEN POWER Co. Ltd. | TAI MING GREEN POWER CO. LTD. | TMG-T8GF-4F170-35KD YM [120V Only] | Linear Replacement Lamp | Four-Foot | Dual Mode Internal Driver (UL Type A and Type B) | Standard | FALSE | [9 empty] | 42788 |  |  | No |  | 4.1 | 2150 | 127 | 17 | 10 | 0.9 | 3500 | 80
PT4MUT85 | Sevlights | Sevlights | SEV6918W3K | Linear Replacement Lamp | Four-Foot | Internal Driver Lamp-Style Retrofit Kits (UL Type B) | Standard | TRUE | 2115.6 | 122.64 | 17.25 | 20.5 | 0.938 | 3030 | 81.8 | 5 | 50000 | 42788 | Not Dimmable | Not Dimmable | No | 0 | 4 | 2340 | 130 | 18 | 16 | 0.97 | 3000 | 80
PACFM5WP | Sevlights | Sevlights | SEV6918W5K | Linear Replacement Lamp | Four-Foot | Internal Driver Lamp-Style Retrofit Kits (UL Type B) | Standard | FALSE | [9 empty] | 42788 | Not Dimmable | Not Dimmable | No | 0 | 4 | 2700 | 150 | 18 | 16 | 0.97 | 5000 | 80
P3XU7YRT | Sevlights | Sevlights | SEV6918W4K | Linear Replacement Lamp | Four-Foot | Internal Driver Lamp-Style Retrofit Kits (UL Type B) | Standard | FALSE | [9 empty] | 42788 | Not Dimmable | Not Dimmable | No | 0 | 4 | 2700 | 150 | 18 | 16 | 0.97 | 4000 | 80
PMFPZ15J | JIAXING SUPER LIGHTING ELECTRIC APPLIANCE CO.LTD | SUPER | T8L-IDDM13-2600-4ft-ABA-91 | Linear Replacement Lamp | Four-Foot | Replacement Lamps (plug and play) (UL Type A) | Standard | TRUE | 2555 | 123.7 | 20.65 | 7.48 | 0.9861 | 3092 | 84.6 | 5 | 50000 | 42788 | Not Dimmable | Not Dimmable | No |  | 4.1 | 2450 | 120 | 21 | 20 | 0.9 | 3000 | 82
PWSUWDWN | JIAXING SUPER LIGHTING ELECTRIC APPLIANCE CO.LTD | SUPER | T8L-IDDM13-2600-4ft-EBA-91 | Linear Replacement Lamp | Four-Foot | Replacement Lamps (plug and play) (UL Type A) | Standard | FALSE | [9 empty] | 42788 | Not Dimmable | Not Dimmable | No |  | 4.1 | 2600 | 125 | 21 | 20 | 0.9 | 5000 | 82
PZPYEVVY | JIAXING SUPER LIGHTING ELECTRIC APPLIANCE CO.LTD | SUPER | T8L-IDDM13-2600-4ft-DBA-91 | Linear Replacement Lamp | Four-Foot | Replacement Lamps (plug and play) (UL Type A) | Standard | FALSE | [9 empty] | 42788 | Not Dimmable | Not Dimmable | No |  | 4.1 | 2600 | 125 | 21 | 20 | 0.9 | 4500 | 82
PGVKP5VQ | JIAXING SUPER LIGHTING ELECTRIC APPLIANCE CO.LTD | SUPER | T8L-IDDM13-2600-4ft-CBA-91 | Linear Replacement Lamp | Four-Foot | Replacement Lamps (plug and play) (UL Type A) | Standard | FALSE | [9 empty] | 42788 | Not Dimmable | Not Dimmable | No |  | 4.1 | 2600 | 125 | 21 | 20 | 0.9 | 4000 | 82
PFPZ45VZ | JIAXING SUPER LIGHTING ELECTRIC APPLIANCE CO.LTD | SUPER | T8L-IDDM13-2600-4ft-BBA-91 | Linear Replacement Lamp | Four-Foot | Replacement Lamps (plug and play) (UL Type A) | Standard | FALSE | [9 empty] | 42788 | Not Dimmable | Not Dimmable | No |  | 4.1 | 2450 | 120 | 21 | 20 | 0.9 | 3500 | 82
PB2SNVGK | JIAXING SUPER LIGHTING ELECTRIC APPLIANCE CO.LTD | SUPER | T8L-IDDM13-2200-4ft-ACA-91 | Linear Replacement Lamp | Four-Foot | Replacement Lamps (plug and play) (UL Type A) | Standard | TRUE | 2167 | 125.4 | 17.28 | 10.15 | 0.9699 | 3079 | 85.1 | 5 | 50000 | 42788 | Not Dimmable | Not Dimmable | No |  | 4.1 | 2100 | 120 | 18 | 20 | 0.9 | 3000 | 82
PWQJ9UPM | JIAXING SUPER LIGHTING ELECTRIC APPLIANCE CO.LTD | SUPER | T8L-IDDM13-2200-4ft-ECA-91 | Linear Replacement Lamp | Four-Foot | Replacement Lamps (plug and play) (UL Type A) | Standard | FALSE | [9 empty] | 42788 | Not Dimmable | Not Dimmable | No |  | 4.1 | 2200 | 125 | 18 | 20 | 0.9 | 5000 | 82
PBHNHBA6 | JIAXING SUPER LIGHTING ELECTRIC APPLIANCE CO.LTD | SUPER | T8L-IDDM13-2200-4ft-DCA-91 | Linear Replacement Lamp | Four-Foot | Replacement Lamps (plug and play) (UL Type A) | Standard | FALSE | [9 empty] | 42788 | Not Dimmable | Not Dimmable | No |  | 4.1 | 2200 | 125 | 18 | 20 | 0.9 | 4500 | 82
PXRBH2N7 | JIAXING SUPER LIGHTING ELECTRIC APPLIANCE CO.LTD | SUPER | T8L-IDDM13-2200-4ft-CCA-91 | Linear Replacement Lamp | Four-Foot | Replacement Lamps (plug and play) (UL Type A) | Standard | FALSE | [9 empty] | 42788 | Not Dimmable | Not Dimmable | No |  | 4.1 | 2200 | 125 | 18 | 20 | 0.9 | 4000 | 82
PM2ZB97A | JIAXING SUPER LIGHTING ELECTRIC APPLIANCE CO.LTD | SUPER | T8L-IDDM13-2200-4ft-BCA-91 | Linear Replacement Lamp | Four-Foot | Replacement Lamps (plug and play) (UL Type A) | Standard | FALSE | [9 empty] | 42788 | Not Dimmable | Not Dimmable | No |  | 4.1 | 2100 | 120 | 18 | 20 | 0.9 | 3500 | 82
PADRUKTM | JIAXING SUPER LIGHTING ELECTRIC APPLIANCE CO.LTD | SUPER | T8L-IDDM13-1800-4ft-ACA-91 | Linear Replacement Lamp | Four-Foot | Replacement Lamps (plug and play) (UL Type A) | Standard | TRUE | 1747 | 125.1 | 13.97 | 14.09 | 0.9564 | 3076 | 85.2 | 5 | 50000 | 42786 |  |  | No |  | 4.1 | 1700 | 120 | 14.5 | 20 | 0.9 | 3000 | 82
PB4UNWNP | JIAXING SUPER LIGHTING ELECTRIC APPLIANCE CO.LTD | SUPER | T8L-IDDM13-1800-4ft-ECA-91 | Linear Replacement Lamp | Four-Foot | Replacement Lamps (plug and play) (UL Type A) | Standard | FALSE | [9 empty] | 42786 |  |  | No |  | 4.1 | 1800 | 125 | 14.5 | 20 | 0.9 | 5000 | 82
PQZA7UHY | JIAXING SUPER LIGHTING ELECTRIC APPLIANCE CO.LTD | SUPER | T8L-IDDM13-1800-4ft-DCA-91 | Linear Replacement Lamp | Four-Foot | Replacement Lamps (plug and play) (UL Type A) | Standard | FALSE | [9 empty] | 42786 |  |  | No |  | 4.1 | 1800 | 125 | 14.5 | 20 | 0.9 | 4500 | 82
PZWW1S5M | JIAXING SUPER LIGHTING ELECTRIC APPLIANCE CO.LTD | SUPER | T8L-IDDM13-1800-4ft-CCA-91 | Linear Replacement Lamp | Four-Foot | Replacement Lamps (plug and play) (UL Type A) | Standard | FALSE | [9 empty] | 42786 |  |  | No |  | 4.1 | 1800 | 125 | 14.5 | 20 | 0.9 | 4000 | 82
P9GSXH52 | JIAXING SUPER LIGHTING ELECTRIC APPLIANCE CO.LTD | SUPER | T8L-IDDM13-1800-4ft-BCA-91 | Linear Replacement Lamp | Four-Foot | Replacement Lamps (plug and play) (UL Type A) | Standard | FALSE | [9 empty] | 42786 |  |  | No |  | 4.1 | 1700 | 120 | 14.5 | 20 | 0.9 | 3500 | 82
P2W8327G | Elec-Tech International Co. Ltd | ETI | 54140241X | Linear Replacement Lamp | Four-Foot | Replacement Lamps (plug and play) (UL Type A) | Standard | TRUE | 2248 | 120.9 | 18.59 | 6.57 | 0.9845 | 4018 | 84.7 | 5 | 50000 | 42783 | Not Dimmable | Not Dimmable | No |  | 4.1 | 2160 | 108 | 20 | 9.17 | 0.9 | 4000 | 80
PXFMF5FR | Elec-Tech International Co. Ltd | ETI | 54140261X | Linear Replacement Lamp | Four-Foot | Replacement Lamps (plug and play) (UL Type A) | Standard | FALSE | [9 empty] | 42783 | Not Dimmable | Not Dimmable | No |  | 4.1 | 2160 | 108 | 20 | 9.21 | 0.9 | 5000 | 80
PB96UJZ2 | ELB Electronics Inc. | ELB | LEDT8-48-830-H-[F R]HF | Linear Replacement Lamp | Four-Foot | Replacement Lamps (plug and play) (UL Type A) | Standard | TRUE | 1883 | 119.44 | 15.77 | 9.05 | 0.9694 | 3019 | 82.7 | 5 | 50000 | 42782 |  |  | No |  | 4.1 | 1880 | 117.5 | 16 | 20 | 0.9 | 3000 | 80
PUYF3U6E | ELB Electronics Inc. | ELB | LEDT8-48-850-H-[F R]HF | Linear Replacement Lamp | Four-Foot | Replacement Lamps (plug and play) (UL Type A) | Standard | FALSE | [9 empty] | 42782 |  |  | No |  | 4.1 | 1880 | 117.5 | 16 | 20 | 0.9 | 5000 | 80
PFKZ84CM | ELB Electronics Inc. | ELB | LEDT8-48-840-H-[F R]HF | Linear Replacement Lamp | Four-Foot | Replacement Lamps (plug and play) (UL Type A) | Standard | FALSE | [9 empty] | 42782 |  |  | No |  | 4.1 | 1880 | 117.5 | 16 | 20 | 0.9 | 4000 | 80
P4HF8K51 | ELB Electronics Inc. | ELB | LEDT8-48-835-H-[F R]HF | Linear Replacement Lamp | Four-Foot | Replacement Lamps (plug and play) (UL Type A) | Standard | FALSE | [9 empty] | 42782 |  |  | No |  | 4.1 | 1880 | 117.5 | 16 | 20 | 0.9 | 3500 | 80
P353TZ9E | Teslights LLC | Teslights | T84S10M190C50S | Linear Replacement Lamp | Four-Foot | Internal Driver Lamp-Style Retrofit Kits (UL Type B) | Standard | TRUE | 1970.9 | 172.95 | 11.4 | 22.14 | 0.8904 | 4956 | 81.4 | 5 | 50000 | 42782 |  |  | No |  | 4.1 | 1900 | 190 | 10 | 15 | 0.95 | 5000 | 80
P3ZBH5QV | Online Stores LLC. | LUMEGEN | LG-4T8-20WU-SM30K | Linear Replacement Lamp | Four-Foot | Dual Mode Internal Driver (UL Type A and Type B) | Standard | TRUE | 2395 | 114.8 | 20.86 | 5.79 | 0.9799 | 2887 | 81.9 | 5 | 50000 | 42781 |  |  | NotYetVerified | Product updated 9/21/2016 | 4 | 2600 | 130 | 20 | 5.79 | 0.9 | 3000 | 80
PK5WD2GX | Online Stores LLC. | LUMEGEN | LG-4T8-20WU-SC30K | Linear Replacement Lamp | Four-Foot | Dual Mode Internal Driver (UL Type A and Type B) | Standard | TRUE | 2589.3 | 124.41 | 20.81 | 5.83 | 0.9791 | 2898 | 81.8 | 5 | 50000 | 42781 |  |  | NotYetVerified | Product updated 9/21/2016 | 4 | 2600 | 130 | 20 | 20 | 0.9 | 3000 | 80
PRQ83C2N | Online Stores LLC. | LUMEGEN | LG-4T8-12WU-SM30K | Linear Replacement Lamp | Four-Foot | Dual Mode Internal Driver (UL Type A and Type B) | Standard | TRUE | 1572.9 | 112.36 | 14 | 14.16 | 0.9756 | 2900 | 83.8 | 5 | 50000 | 42781 |  |  | NotYetVerified | 0 | 4 | 1620 | 135 | 12 | 14.16 | 0.9 | 3000 | 80
PFT1CFWN | Online Stores LLC. | LUMEGEN | LG-4T8-16WBC-SM30K | Linear Replacement Lamp | Four-Foot | Replacement Lamps (plug and play) (UL Type A) | Standard | TRUE | 2209 | 114.69 | 19.26 | 10.58 | 0.9751 | 2897 | 82.7 | 5 | 50000 | 42781 |  |  | No | 0 | 3 | 2209 | 114.69 | 19.26 | 10.58 | 0.9751 | 3000 | 82.7
PAGTMN4Q | Online Stores LLC. | LUMEGEN | LG-4T8-16WBC-SC30K | Linear Replacement Lamp | Four-Foot | Replacement Lamps (plug and play) (UL Type A) | Standard | TRUE | 2368 | 127.24 | 18.61 | 10.69 | 0.9739 | 2886 | 82.6 | 5 | 50000 | 42781 |  |  | No | 0 | 3 | 2368 | 127.24 | 18.61 | 10.69 | 0.9739 | 3000 | 82.6
PHN3RTHH | Online Stores LLC. | LUMEGEN | LG-4T8-16WU-SC30K | Linear Replacement Lamp | Four-Foot | Dual Mode Internal Driver (UL Type A and Type B) | Standard | TRUE | 2195.5 | 123.34 | 17.8 | 7.7 | 0.9727 | 2896 | 81.9 | 5 | 50000 | 42781 |  |  | NotYetVerified | 0 | 4 | 2250 | 125 | 18 | 7.7 | 0.9 | 3000 | 80
P9RY5TQZ | Online Stores LLC. | LUMEGEN | LG-4T8-16WU-SM30K | Linear Replacement Lamp | Four-Foot | Dual Mode Internal Driver (UL Type A and Type B) | Standard | TRUE | 2034.7 | 114.76 | 17.73 | 7.63 | 0.9727 | 2884 | 81.9 | 5 | 50000 | 42781 |  |  | NotYetVerified | 0 | 4 | 2160 | 120 | 18 | 7.63 | 0.9 | 3000 | 80
PGBF3TYE | Online Stores LLC. | LUMEGEN | LG-4T8-12WU-SC30K | Linear Replacement Lamp | Four-Foot | Dual Mode Internal Driver (UL Type A and Type B) | Standard | TRUE | 1700.7 | 123.07 | 13.82 | 11.66 | 0.9585 | 2877 | 82 | 5 | 50000 | 42781 |  |  | NotYetVerified | 0 | 4 | 1680 | 140 | 12 | 11.66 | 0.9 | 3000 | 80
PMHEUJ69 | Online Stores LLC. | LUMEGEN | LG-4T8-22WBB-SC30K | Linear Replacement Lamp | Four-Foot | Internal Driver Lamp-Style Retrofit Kits (UL Type B) | Standard | TRUE | 2736 | 126.37 | 21.65 | 15.68 | 0.9508 | 2984 | 83.2 | 5 | 50000 | 42781 |  |  | No | 0 | 4 | 2750 | 125 | 22 | 15.68 | 0.95 | 3000 | 83.2
PAFGMBKG | Online Stores LLC. | LUMEGEN | LG-4T8-22WBB-SM30K | Linear Replacement Lamp | Four-Foot | Internal Driver Lamp-Style Retrofit Kits (UL Type B) | Standard | TRUE | 2648 | 122.37 | 21.64 | 15.72 | 0.9504 | 2937 | 82 | 5 | 50000 | 42781 |  |  | No | 0 | 4 | 2640 | 120 | 22 | 15.72 | 0.95 | 3000 | 82
PATMSQ39 | Online Stores LLC. | LUMEGEN | LG-4T8-18WBB-SM30K | Linear Replacement Lamp | Four-Foot | Internal Driver Lamp-Style Retrofit Kits (UL Type B) | Standard | TRUE | 2144 | 120.31 | 17.82 | 17.57 | 0.9504 | 2929 | 82.5 | 5 | 50000 | 42781 |  |  | No | 0 | 4 | 2160 | 120 | 18 | 17.57 | 0.95 | 3000 | 82.5
P9TDC1YR | Online Stores LLC. | LUMEGEN | LG-4T8-18WBB-SC30K | Linear Replacement Lamp | Four-Foot | Internal Driver Lamp-Style Retrofit Kits (UL Type B) | Standard | TRUE | 2236 | 125.41 | 17.83 | 17.56 | 0.9297 | 2925 | 82 | 5 | 50000 | 42781 |  |  | No | 0 | 4 | 2250 | 125 | 18 | 17.56 | 0.93 | 3000 | 82
PDKXRX35 | Online Stores LLC. | LUMEGEN | LG-4T8-20WBC-SM30K | Linear Replacement Lamp | Four-Foot | Replacement Lamps (plug and play) (UL Type A) | Standard | TRUE | 2511 | 115.93 | 21.66 | 6.15 | 0.9149 | 2908 | 82.3 | 5 | 50000 | 42781 |  |  | No | 0 | 3 | 2511 | 115.93 | 21.66 | 6.15 | 0.9149 | 3000 | 82.3
PFHYB477 | Online Stores LLC. | LUMEGEN | LG-4T8-20WBC-SC30K | Linear Replacement Lamp | Four-Foot | Replacement Lamps (plug and play) (UL Type A) | Standard | TRUE | 2834 | 131.33 | 21.58 | 6.08 | 0.9126 | 2893 | 82.4 | 5 | 50000 | 42781 |  |  | No | 0 | 3 | 2834 | 131.33 | 21.58 | 6.08 | 0.9126 | 3000 | 82.4
PFZER4FW | Online Stores LLC. | LUMEGEN | LG-4T8-12WBC-SC30K | Linear Replacement Lamp | Four-Foot | Replacement Lamps (plug and play) (UL Type A) | Standard | TRUE | 1968 | 132.53 | 14.82 | 9.11 | 0.9072 | 2871 | 82.6 | 5 |  | 42781 |  |  | No | 0 | 3 | 1972 | 133.06 | 14.82 | 9.11 | 0.9072 | 3000 | 82.6
PRD93GV5 | Online Stores LLC. | LUMEGEN | LG-4T8-12WBC-SM30K | Linear Replacement Lamp | Four-Foot | Replacement Lamps (plug and play) (UL Type A) | Standard | TRUE | 1771 | 119.74 | 14.76 | 9.08 | 0.9047 | 2885 | 82.6 | 5 |  | 42781 |  |  | No | 0 | 3 | 1778 | 120.46 | 14.76 | 9.08 | 0.9047 | 3000 | 82.6
P13S92HR | Online Stores LLC. | LUMEGEN | LG-4T8-22WBB-SC50K | Linear Replacement Lamp | Four-Foot | Internal Driver Lamp-Style Retrofit Kits (UL Type B) | Standard | FALSE | [9 empty] | 42781 |  |  | No | 0 | 4 | 2860 | 130 | 22 | 15.64 | 0.95 | 5000 | 84.5
PYYMB5RT | Online Stores LLC. | LUMEGEN | LG-4T8-22WBB-SM50K | Linear Replacement Lamp | Four-Foot | Internal Driver Lamp-Style Retrofit Kits (UL Type B) | Standard | FALSE | [9 empty] | 42781 |  |  | No | 0 | 4 | 2750 | 125 | 22 | 15.68 | 0.95 | 5000 | 84.2
PD7G6KNF | Online Stores LLC. | LUMEGEN | LG-4T8-22WBB-SC45K | Linear Replacement Lamp | Four-Foot | Internal Driver Lamp-Style Retrofit Kits (UL Type B) | Standard | FALSE | [9 empty] | 42781 |  |  | No | 0 | 4 | 2860 | 130 | 22 | 15.68 | 0.95 | 4500 | 83.2
PK8Y9U3N | Online Stores LLC. | LUMEGEN | LG-4T8-22WBB-SM45K | Linear Replacement Lamp | Four-Foot | Internal Driver Lamp-Style Retrofit Kits (UL Type B) | Standard | FALSE | [9 empty] | 42781 |  |  | No | 0 | 4 | 2750 | 125 | 22 | 15.72 | 0.95 | 4500 | 82
PTE1QDA5 | Online Stores LLC. | LUMEGEN | LG-4T8-22WBB-SC40K | Linear Replacement Lamp | Four-Foot | Internal Driver Lamp-Style Retrofit Kits (UL Type B) | Standard | FALSE | [9 empty] | 42781 |  |  | No | 0 | 4 | 2860 | 130 | 22 | 15.68 | 0.95 | 4000 | 83.2
PAUXPHCH | Online Stores LLC. | LUMEGEN | LG-4T8-22WBB-SM40K | Linear Replacement Lamp | Four-Foot | Internal Driver Lamp-Style Retrofit Kits (UL Type B) | Standard | FALSE | [9 empty] | 42781 |  |  | No | 0 | 4 | 2750 | 125 | 22 | 15.72 | 0.95 | 4000 | 82
PCREM4C7 | Online Stores LLC. | LUMEGEN | LG-4T8-22WBB-SC35K | Linear Replacement Lamp | Four-Foot | Internal Driver Lamp-Style Retrofit Kits (UL Type B) | Standard | FALSE | [9 empty] | 42781 |  |  | No | 0 | 4 | 2750 | 125 | 22 | 15.68 | 0.95 | 3500 | 83.2
PYWTEUXF | Online Stores LLC. | LUMEGEN | LG-4T8-22WBB-SM35K | Linear Replacement Lamp | Four-Foot | Internal Driver Lamp-Style Retrofit Kits (UL Type B) | Standard | FALSE | [9 empty] | 42781 |  |  | No | 0 | 4 | 2640 | 120 | 22 | 15.72 | 0.95 | 3500 | 82
PUXBUMXH | Online Stores LLC. | LUMEGEN | LG-4T8-18WBB-SM50K | Linear Replacement Lamp | Four-Foot | Internal Driver Lamp-Style Retrofit Kits (UL Type B) | Standard | FALSE | [9 empty] | 42781 |  |  | No | 0 | 4 | 2250 | 125 | 18 | 17.56 | 0.95 | 5000 | 84.4
P8UQA5AA | Online Stores LLC. | LUMEGEN | LG-4T8-16WBC-SM50K | Linear Replacement Lamp | Four-Foot | Replacement Lamps (plug and play) (UL Type A) | Standard | FALSE | [9 empty] | 42781 |  |  | No | 0 | 3 | 2268 | 118.87 | 19.08 | 10.95 | 0.9744 | 5000 | 84.2
PJMESE32 | Online Stores LLC. | LUMEGEN | LG-4T8-16WBC-SC50K | Linear Replacement Lamp | Four-Foot | Replacement Lamps (plug and play) (UL Type A) | Standard | FALSE | [9 empty] | 42781 |  |  | No | 0 | 3 | 2481 | 133.89 | 18.53 | 10.89 | 0.9729 | 5000 | 84
PZ2RSBBK | Online Stores LLC. | LUMEGEN | LG-4T8-20WBC-SM50K | Linear Replacement Lamp | Four-Foot | Replacement Lamps (plug and play) (UL Type A) | Standard | FALSE | [9 empty] | 42781 |  |  | No | 0 | 3 | 2631 | 120.63 | 21.81 | 6.39 | 0.9093 | 5000 | 84
PZFJCSJ8 | Online Stores LLC. | LUMEGEN | LG-4T8-20WBC-SC50K | Linear Replacement Lamp | Four-Foot | Replacement Lamps (plug and play) (UL Type A) | Standard | FALSE | [9 empty] | 42781 |  |  | No | 0 | 3 | 2937 | 135.85 | 21.62 | 6.12 | 0.9117 | 5000 | 84
P8FDZFYB | Online Stores LLC. | LUMEGEN | LG-4T8-18WBB-SC50K | Linear Replacement Lamp | Four-Foot | Internal Driver Lamp-Style Retrofit Kits (UL Type B) | Standard | FALSE | [9 empty] | 42781 |  |  | No | 0 | 4 | 2340 | 130 | 18 | 17.42 | 0.93 | 5000 | 83.8
P9KHQR3Y | Online Stores LLC. | LUMEGEN | LG-4T8-12WBC-SM50K | Linear Replacement Lamp | Four-Foot | Replacement Lamps (plug and play) (UL Type A) | Standard | FALSE | [9 empty] | 42781 |  |  | No | 0 | 3 | 1987 | 133.62 | 14.87 | 9.31 | 0.9055 | 5000 | 83.8
PVZJ47E5 | Online Stores LLC. | LUMEGEN | LG-4T8-12WBC-SC50K | Linear Replacement Lamp | Four-Foot | Replacement Lamps (plug and play) (UL Type A) | Standard | FALSE | [9 empty] | 42781 |  |  | No | 0 | 3 | 2077 | 138.74 | 14.97 | 9.48 | 0.9051 | 5000 | 83.6
PNURDDHF | Online Stores LLC. | LUMEGEN | LG-4T8-20WU-SC50K | Linear Replacement Lamp | Four-Foot | Dual Mode Internal Driver (UL Type A and Type B) | Standard | FALSE | [9 empty] | 42781 |  |  | NotYetVerified | Product updated 9/21/2016 | 4 | 2600 | 130 | 20 | 20 | 0.9 | 5000 | 80
P7PFERYA | Online Stores LLC. | LUMEGEN | LG-4T8-12WU-SM50K | Linear Replacement Lamp | Four-Foot | Dual Mode Internal Driver (UL Type A and Type B) | Standard | FALSE | [9 empty] | 42781 |  |  | NotYetVerified | 0 | 4 | 1680 | 140 | 12 | 14.16 | 0.9 | 5000 | 80
PTRSPVC4 | Online Stores LLC. | LUMEGEN | LG-4T8-12WU-SC50K | Linear Replacement Lamp | Four-Foot | Dual Mode Internal Driver (UL Type A and Type B) | Standard | FALSE | [9 empty] | 42781 |  |  | NotYetVerified | 0 | 4 | 1800 | 150 | 12 | 11.66 | 0.9 | 5000 | 80
P1Q9EYVR | Online Stores LLC. | LUMEGEN | LG-4T8-16WU-SC50K | Linear Replacement Lamp | Four-Foot | Dual Mode Internal Driver (UL Type A and Type B) | Standard | FALSE | [9 empty] | 42781 |  |  | NotYetVerified | 0 | 4 | 2340 | 130 | 18 | 7.7 | 0.9 | 5000 | 80
PDRE2UQF | Online Stores LLC. | LUMEGEN | LG-4T8-16WU-SM50K | Linear Replacement Lamp | Four-Foot | Dual Mode Internal Driver (UL Type A and Type B) | Standard | FALSE | [9 empty] | 42781 |  |  | NotYetVerified | 0 | 4 | 2160 | 120 | 18 | 7.63 | 0.9 | 5000 | 80
PZHYJPNU | Online Stores LLC. | LUMEGEN | LG-4T8-20WU-SM50K | Linear Replacement Lamp | Four-Foot | Dual Mode Internal Driver (UL Type A and Type B) | Standard | FALSE | [9 empty] | 42781 |  |  | NotYetVerified | Product updated 9/21/2016 | 4 | 2600 | 130 | 20 | 5.79 | 0.9 | 5000 | 80
PNMPUP8M | Online Stores LLC. | LUMEGEN | LG-4T8-16WBC-SM45K | Linear Replacement Lamp | Four-Foot | Replacement Lamps (plug and play) (UL Type A) | Standard | FALSE | [9 empty] | 42781 |  |  | No | 0 | 3 | 2251 | 117.73 | 19.12 | 10.62 | 0.9745 | 4500 | 85.2
PJFX9DMB | Online Stores LLC. | LUMEGEN | LG-4T8-12WBC-SM45K | Linear Replacement Lamp | Four-Foot | Replacement Lamps (plug and play) (UL Type A) | Standard | FALSE | [9 empty] | 42781 |  |  | No | 0 | 3 | 1912 | 123.66 | 14.86 | 9.35 | 0.9073 | 4500 | 85.2
PGNT3YAV | Online Stores LLC. | LUMEGEN | LG-4T8-16WBC-SC45K | Linear Replacement Lamp | Four-Foot | Replacement Lamps (plug and play) (UL Type A) | Standard | FALSE | [9 empty] | 42781 |  |  | No | 0 | 3 | 2451 | 132.13 | 18.55 | 11.06 | 0.9715 | 4500 | 85.1
P8M3CJ3Y | Online Stores LLC. | LUMEGEN | LG-4T8-12WBC-SC45K | Linear Replacement Lamp | Four-Foot | Replacement Lamps (plug and play) (UL Type A) | Standard | FALSE | [9 empty] | 42781 |  |  | No | 0 | 3 | 2053 | 137.42 | 14.94 | 9.08 | 0.9068 | 4500 | 85.1
PKD248XU | Online Stores LLC. | LUMEGEN | LG-4T8-20WBC-SC45K | Linear Replacement Lamp | Four-Foot | Replacement Lamps (plug and play) (UL Type A) | Standard | FALSE | [9 empty] | 42781 |  |  | No | 0 | 3 | 2911 | 134.96 | 21.57 | 5.97 | 0.9133 | 4500 | 84.5
P59TZ35H | Online Stores LLC. | LUMEGEN | LG-4T8-20WBC-SM45K | Linear Replacement Lamp | Four-Foot | Replacement Lamps (plug and play) (UL Type A) | Standard | FALSE | [9 empty] | 42781 |  |  | No | 0 | 3 | 2605 | 119.66 | 21.77 | 5.87 | 0.911 | 4500 | 84.4
P92VJ4QP | Online Stores LLC. | LUMEGEN | LG-4T8-18WBB-SM45K | Linear Replacement Lamp | Four-Foot | Internal Driver Lamp-Style Retrofit Kits (UL Type B) | Standard | FALSE | [9 empty] | 42781 |  |  | No | 0 | 4 | 2250 | 125 | 18 | 17.57 | 0.95 | 4500 | 82.5
PHUNSS4A | Online Stores LLC. | LUMEGEN | LG-4T8-18WBB-SC45K | Linear Replacement Lamp | Four-Foot | Internal Driver Lamp-Style Retrofit Kits (UL Type B) | Standard | FALSE | [9 empty] | 42781 |  |  | No | 0 | 4 | 2340 | 130 | 18 | 17.56 | 0.93 | 4500 | 82
P2SYAMYX | Online Stores LLC. | LUMEGEN | LG-4T8-20WU-SC45K | Linear Replacement Lamp | Four-Foot | Dual Mode Internal Driver (UL Type A and Type B) | Standard | FALSE | [9 empty] | 42781 |  |  | NotYetVerified | Product updated 9/21/2016 | 4 | 2600 | 130 | 20 | 20 | 0.9 | 4500 | 80
PT5EDDKM | Online Stores LLC. | LUMEGEN | LG-4T8-12WU-SM45K | Linear Replacement Lamp | Four-Foot | Dual Mode Internal Driver (UL Type A and Type B) | Standard | FALSE | [9 empty] | 42781 |  |  | NotYetVerified | 0 | 4 | 1680 | 140 | 12 | 14.16 | 0.9 | 4500 | 80
PU4Z8SAZ | Online Stores LLC. | LUMEGEN | LG-4T8-12WU-SC45K | Linear Replacement Lamp | Four-Foot | Dual Mode Internal Driver (UL Type A and Type B) | Standard | FALSE | [9 empty] | 42781 |  |  | NotYetVerified | 0 | 4 | 1800 | 150 | 12 | 11.66 | 0.9 | 4500 | 80
P95468PF | Online Stores LLC. | LUMEGEN | LG-4T8-16WU-SC45K | Linear Replacement Lamp | Four-Foot | Dual Mode Internal Driver (UL Type A and Type B) | Standard | FALSE | [9 empty] | 42781 |  |  | NotYetVerified | 0 | 4 | 2340 | 130 | 18 | 7.7 | 0.9 | 4500 | 80
PGR4AXRK | Online Stores LLC. | LUMEGEN | LG-4T8-16WU-SM45K | Linear Replacement Lamp | Four-Foot | Dual Mode Internal Driver (UL Type A and Type B) | Standard | FALSE | [9 empty] | 42781 |  |  | NotYetVerified | 0 | 4 | 2160 | 120 | 18 | 7.63 | 0.9 | 4500 | 80
PS8UU5C7 | Online Stores LLC. | LUMEGEN | LG-4T8-20WU-SM45K | Linear Replacement Lamp | Four-Foot | Dual Mode Internal Driver (UL Type A and Type B) | Standard | FALSE | [9 empty] | 42781 |  |  | NotYetVerified | Product updated 9/21/2016 | 4 | 2600 | 130 | 20 | 5.79 | 0.9 | 4500 | 80
P2K383SH | Online Stores LLC. | LUMEGEN | LG-4T8-16WBC-SM40K | Linear Replacement Lamp | Four-Foot | Replacement Lamps (plug and play) (UL Type A) | Standard | FALSE | [9 empty] | 42781 |  |  | No | 0 | 3 | 2234 | 116.66 | 19.15 | 10.62 | 0.9745 | 4000 | 85.2
PB5XG7NH | Online Stores LLC. | LUMEGEN | LG-4T8-12WBC-SM40K | Linear Replacement Lamp | Four-Foot | Replacement Lamps (plug and play) (UL Type A) | Standard | FALSE | [9 empty] | 42781 |  |  | No | 0 | 3 | 1836 | 123.64 | 14.85 | 9.35 | 0.9073 | 4000 | 85.2
PPR5DYX3 | Online Stores LLC. | LUMEGEN | LG-4T8-16WBC-SC40K | Linear Replacement Lamp | Four-Foot | Replacement Lamps (plug and play) (UL Type A) | Standard | FALSE | [9 empty] | 42781 |  |  | No | 0 | 3 | 2421 | 130.37 | 18.57 | 11.06 | 0.9715 | 4000 | 85.1
PFT7WT9G | Online Stores LLC. | LUMEGEN | LG-4T8-12WBC-SC40K | Linear Replacement Lamp | Four-Foot | Replacement Lamps (plug and play) (UL Type A) | Standard | FALSE | [9 empty] | 42781 |  |  | No | 0 | 3 | 2028 | 136.02 | 14.91 | 9.08 | 0.9068 | 4000 | 85.1
P3HK2W8J | Online Stores LLC. | LUMEGEN | LG-4T8-20WBC-SC40K | Linear Replacement Lamp | Four-Foot | Replacement Lamps (plug and play) (UL Type A) | Standard | FALSE | [9 empty] | 42781 |  |  | No | 0 | 3 | 2885 | 134.12 | 21.51 | 5.97 | 0.9133 | 4000 | 84.5
PDU6FPG4 | Online Stores LLC. | LUMEGEN | LG-4T8-20WBC-SM40K | Linear Replacement Lamp | Four-Foot | Replacement Lamps (plug and play) (UL Type A) | Standard | FALSE | [9 empty] | 42781 |  |  | No | 0 | 3 | 2579 | 118.74 | 21.72 | 5.87 | 0.911 | 4000 | 84.4
P31SZH32 | Online Stores LLC. | LUMEGEN | LG-4T8-18WBB-SM40K | Linear Replacement Lamp | Four-Foot | Internal Driver Lamp-Style Retrofit Kits (UL Type B) | Standard | FALSE | [9 empty] | 42781 |  |  | No | 0 | 4 | 2250 | 125 | 18 | 17.57 | 0.95 | 4000 | 82.5
PJ5WUEHZ | Online Stores LLC. | LUMEGEN | LG-4T8-18WBB-SC40K | Linear Replacement Lamp | Four-Foot | Internal Driver Lamp-Style Retrofit Kits (UL Type B) | Standard | FALSE | [9 empty] | 42781 |  |  | No | 0 | 4 | 2340 | 130 | 18 | 17.56 | 0.93 | 4000 | 82
PEBWQEGK | Online Stores LLC. | LUMEGEN | LG-4T8-20WU-SC40K | Linear Replacement Lamp | Four-Foot | Dual Mode Internal Driver (UL Type A and Type B) | Standard | FALSE | [9 empty] | 42781 |  |  | NotYetVerified | Product updated 9/21/2016 | 4 | 2600 | 130 | 20 | 20 | 0.9 | 4000 | 80
PBAWRNGU | Online Stores LLC. | LUMEGEN | LG-4T8-12WU-SM40K | Linear Replacement Lamp | Four-Foot | Dual Mode Internal Driver (UL Type A and Type B) | Standard | FALSE | [9 empty] | 42781 |  |  | NotYetVerified | 0 | 4 | 1680 | 140 | 12 | 14.16 | 0.9 | 4000 | 80
PFYAX877 | Online Stores LLC. | LUMEGEN | LG-4T8-12WU-SC40K | Linear Replacement Lamp | Four-Foot | Dual Mode Internal Driver (UL Type A and Type B) | Standard | FALSE | [9 empty] | 42781 |  |  | NotYetVerified | 0 | 4 | 1800 | 150 | 12 | 11.66 | 0.9 | 4000 | 80
PM9659F2 | Online Stores LLC. | LUMEGEN | LG-4T8-16WU-SC40K | Linear Replacement Lamp | Four-Foot | Dual Mode Internal Driver (UL Type A and Type B) | Standard | FALSE | [9 empty] | 42781 |  |  | NotYetVerified | 0 | 4 | 2340 | 130 | 18 | 7.7 | 0.9 | 4000 | 80
PZESS1CY | Online Stores LLC. | LUMEGEN | LG-4T8-16WU-SM40K | Linear Replacement Lamp | Four-Foot | Dual Mode Internal Driver (UL Type A and Type B) | Standard | FALSE | [9 empty] | 42781 |  |  | NotYetVerified | 0 | 4 | 2160 | 120 | 18 | 7.63 | 0.9 | 4000 | 80
PRJ7UJQJ | Online Stores LLC. | LUMEGEN | LG-4T8-20WU-SM40K | Linear Replacement Lamp | Four-Foot | Dual Mode Internal Driver (UL Type A and Type B) | Standard | FALSE | [9 empty] | 42781 |  |  | NotYetVerified | Product updated 9/21/2016 | 4 | 2600 | 130 | 20 | 5.79 | 0.9 | 4000 | 80
PT42FMF3 | Online Stores LLC. | LUMEGEN | LG-4T8-16WBC-SM35K | Linear Replacement Lamp | Four-Foot | Replacement Lamps (plug and play) (UL Type A) | Standard | FALSE | [9 empty] | 42781 |  |  | No | 0 | 3 | 2221 | 115.62 | 19.21 | 10.58 | 0.9751 | 3500 | 82.7
PTB77X53 | Online Stores LLC. | LUMEGEN | LG-4T8-16WBC-SC35K | Linear Replacement Lamp | Four-Foot | Replacement Lamps (plug and play) (UL Type A) | Standard | FALSE | [9 empty] | 42781 |  |  | No | 0 | 3 | 2395 | 128.83 | 18.59 | 10.69 | 0.9739 | 3500 | 82.6
P6X4H896 | Online Stores LLC. | LUMEGEN | LG-4T8-12WBC-SC35K | Linear Replacement Lamp | Four-Foot | Replacement Lamps (plug and play) (UL Type A) | Standard | FALSE | [9 empty] | 42781 |  |  | No | 0 | 3 | 2000 | 134.59 | 14.86 | 9.11 | 0.9072 | 3500 | 82.6
PX57YJ14 | Online Stores LLC. | LUMEGEN | LG-4T8-12WBC-SM35K | Linear Replacement Lamp | Four-Foot | Replacement Lamps (plug and play) (UL Type A) | Standard | FALSE | [9 empty] | 42781 |  |  | No | 0 | 3 | 1807 | 122.01 | 14.81 | 9.08 | 0.9047 | 3500 | 82.6
PH7H44YP | Online Stores LLC. | LUMEGEN | LG-4T8-18WBB-SM35K | Linear Replacement Lamp | Four-Foot | Internal Driver Lamp-Style Retrofit Kits (UL Type B) | Standard | FALSE | [9 empty] | 42781 |  |  | No | 0 | 4 | 2160 | 120 | 18 | 17.57 | 0.95 | 3500 | 82.5
P56BUSBF | Online Stores LLC. | LUMEGEN | LG-4T8-20WBC-SC35K | Linear Replacement Lamp | Four-Foot | Replacement Lamps (plug and play) (UL Type A) | Standard | FALSE | [9 empty] | 42781 |  |  | No | 0 | 3 | 2860 | 132.71 | 21.55 | 6.08 | 0.9126 | 3500 | 82.4
PJSW1DUU | Online Stores LLC. | LUMEGEN | LG-4T8-20WBC-SM35K | Linear Replacement Lamp | Four-Foot | Replacement Lamps (plug and play) (UL Type A) | Standard | FALSE | [9 empty] | 42781 |  |  | No | 0 | 3 | 2545 | 117.34 | 21.69 | 6.15 | 0.9149 | 3500 | 82.3
PMZ11Z9Z | Online Stores LLC. | LUMEGEN | LG-4T8-18WBB-SC35K | Linear Replacement Lamp | Four-Foot | Internal Driver Lamp-Style Retrofit Kits (UL Type B) | Standard | FALSE | [9 empty] | 42781 |  |  | No | 0 | 4 | 2250 | 125 | 18 | 17.56 | 0.93 | 3500 | 82
PJWFS6PJ | Online Stores LLC. | LUMEGEN | LG-4T8-20WU-SC35K | Linear Replacement Lamp | Four-Foot | Dual Mode Internal Driver (UL Type A and Type B) | Standard | FALSE | [9 empty] | 42781 |  |  | NotYetVerified | Product updated 9/21/2016 | 4 | 2600 | 130 | 20 | 20 | 0.9 | 3500 | 80
PX7WX4HC | Online Stores LLC. | LUMEGEN | LG-4T8-12WU-SM35K | Linear Replacement Lamp | Four-Foot | Dual Mode Internal Driver (UL Type A and Type B) | Standard | FALSE | [9 empty] | 42781 |  |  | NotYetVerified | 0 | 4 | 1620 | 135 | 12 | 14.16 | 0.9 | 3500 | 80
P4V8TNWH | Online Stores LLC. | LUMEGEN | LG-4T8-12WU-SC35K | Linear Replacement Lamp | Four-Foot | Dual Mode Internal Driver (UL Type A and Type B) | Standard | FALSE | [9 empty] | 42781 |  |  | NotYetVerified | 0 | 4 | 1680 | 140 | 12 | 11.66 | 0.9 | 3500 | 80
PXDG3884 | Online Stores LLC. | LUMEGEN | LG-4T8-16WU-SC35K | Linear Replacement Lamp | Four-Foot | Dual Mode Internal Driver (UL Type A and Type B) | Standard | FALSE | [9 empty] | 42781 |  |  | NotYetVerified | 0 | 4 | 2250 | 125 | 18 | 7.7 | 0.9 | 3500 | 80
PKGV1YC2 | Online Stores LLC. | LUMEGEN | LG-4T8-16WU-SM35K | Linear Replacement Lamp | Four-Foot | Dual Mode Internal Driver (UL Type A and Type B) | Standard | FALSE | [9 empty] | 42781 |  |  | NotYetVerified | 0 | 4 | 2160 | 120 | 18 | 7.63 | 0.9 | 3500 | 80
PMWHZSS3 | Online Stores LLC. | LUMEGEN | LG-4T8-20WU-SM35K | Linear Replacement Lamp | Four-Foot | Dual Mode Internal Driver (UL Type A and Type B) | Standard | FALSE | [9 empty] | 42781 |  |  | NotYetVerified | Product updated 9/21/2016 | 4 | 2600 | 130 | 20 | 5.79 | 0.9 | 3500 | 80
PKNB9XT6 | ELB Electronics Inc. | ELB | LED T8/12-48-830-H-[FR]HF | Linear Replacement Lamp | Four-Foot | Replacement Lamps (plug and play) (UL Type A) | Standard | TRUE | 1676.4 | 118.58 | 14.14 | 16.76 | 0.9441 | 3046 | 82.8 | 5 | 50000 | 42781 |  |  | No |  | 4.1 | 1650 | 117 | 14 | 20 | 0.9 | 3000 | 80
P71WMY1W | ELB Electronics Inc. | ELB | LED T8/12-48-850-H-[FR]HF | Linear Replacement Lamp | Four-Foot | Replacement Lamps (plug and play) (UL Type A) | Standard | FALSE | [9 empty] | 42781 |  |  | No |  | 4.1 | 1650 | 117 | 14 | 20 | 0.9 | 5000 | 80
PTU9CE76 | ELB Electronics Inc. | ELB | LED T8/12-48-840-H-[FR]HF | Linear Replacement Lamp | Four-Foot | Replacement Lamps (plug and play) (UL Type A) | Standard | FALSE | [9 empty] | 42781 |  |  | No |  | 4.1 | 1650 | 117 | 14 | 20 | 0.9 | 4000 | 80
PTWGX9UQ | ELB Electronics Inc. | ELB | LED T8/12-48-835-H-[FR]HF | Linear Replacement Lamp | Four-Foot | Replacement Lamps (plug and play) (UL Type A) | Standard | FALSE | [9 empty] | 42781 |  |  | No |  | 4.1 | 1650 | 117 | 14 | 20 | 0.9 | 3500 | 80
PUW9EKCV | James Trading Company Limited | JAMES | ZY-T8-15W1200 BIXX PLUG AND PLAY TUBE (FROSTED LENS)(3000K) | Linear Replacement Lamp | Four-Foot | Replacement Lamps (plug and play) (UL Type A) | Standard | TRUE | 1985 | 118.9 | 16.69 | 7.1 | 0.9654 | 2992 | 81.7 | 5 | 50000 | 42781 |  |  | NotYetVerified |  | 4.1 | 1985 | 118.9 | 16.69 | 20 | 0.9 | 3000 | 82
P2AJR3KN | James Trading Company Limited | JAMES | ZY-T8-18W1200 BIXX PLUG AND PLAY TUBE (FROSTED LENS)(3000K) | Linear Replacement Lamp | Four-Foot | Replacement Lamps (plug and play) (UL Type A) | Standard | TRUE | 2187 | 118.34 | 18.48 | 19.58 | 0.9011 | 3035 | 82.2 | 5 | 50000 | 42781 |  |  | NotYetVerified |  | 4.1 | 2187 | 118.34 | 18.48 | 20 | 0.9 | 3000 | 82
PS4HKH3J | James Trading Company Limited | JAMES | ZY-T8-18W1200 BIXX PLUG AND PLAY TUBE (FROSTED LENS)(3500K) | Linear Replacement Lamp | Four-Foot | Replacement Lamps (plug and play) (UL Type A) | Standard | FALSE | [9 empty] | 42781 |  |  | NotYetVerified |  | 3 | 2187 | 118.34 | 18.48 | 20 | 0.9 | 3500 | 82
PFFTCXDA | James Trading Company Limited | JAMES | ZY-T8-15W1200 BIXX PLUG AND PLAY TUBE (FROSTED LENS)(3500K) | Linear Replacement Lamp | Four-Foot | Replacement Lamps (plug and play) (UL Type A) | Standard | FALSE | [9 empty] | 42781 |  |  | NotYetVerified |  | 3 | 1985 | 118.9 | 16.69 | 20 | 0.9 | 3500 | 82
PHXTEY5V | Archipelago Lighting Inc. | LIFEBULB | LBT8F2130C | Linear Replacement Lamp | Four-Foot | Replacement Lamps (plug and play) (UL Type A) | Standard | TRUE | 2058 | 117.4 | 17.54 | 11.26 | 0.9669 | 3052 | 81.2 | 5 | 50000 | 42780 |  |  | No |  | 4 | 2000 | 110 | 18 | 11.26 | 0.99 | 3000 | 83
P3GY1SF2 | Archipelago Lighting Inc. | LIFEBULB | LBT5F3335B | Linear Replacement Lamp | Four-Foot | Replacement Lamps (plug and play) (UL Type A) | Standard | TRUE | 3391 | 116.6 | 29.08 | 16.34 | 0.9667 | 3511 | 82.5 | 5 | 50000 | 42780 |  |  | No |  | 3.1 | 3135 | 110 | 28.5 | 16.34 | 0.97 | 3500 | 83
PZCMWSNM | Archipelago Lighting Inc. | LIFEBULB | LBT8F1930C | Linear Replacement Lamp | Four-Foot | Replacement Lamps (plug and play) (UL Type A) | Standard | TRUE | 1955 | 119 | 16.43 | 12.41 | 0.9634 | 3056 | 81.3 | 5 | 50000 | 42780 |  |  | No |  | 4 | 1800 | 110 | 16 | 12.41 | 0.97 | 3000 | 83
PZKVQ38Q | Archipelago Lighting Inc. | LIFEBULB | LBT5F3035B | Linear Replacement Lamp | Four-Foot | Replacement Lamps (plug and play) (UL Type A) | Standard | TRUE | 2924 | 118.5 | 24.68 | 17.29 | 0.96 | 3507 | 82.5 | 5 | 50000 | 42780 |  |  | No |  | 3.1 | 2805 | 110 | 25.5 | 17.29 | 0.96 | 3500 | 83
P3W9R8A1 | Archipelago Lighting Inc. | LIFEBULB | LBT5F3050B | Linear Replacement Lamp | Four-Foot | Replacement Lamps (plug and play) (UL Type A) | Standard | FALSE | [9 empty] | 42780 |  |  | No |  | 3.1 | 2932.5 | 115 | 25.5 | 17.29 | 0.96 | 5000 | 83
PBHK8USG | Archipelago Lighting Inc. | LIFEBULB | LBT5F3350B | Linear Replacement Lamp | Four-Foot | Replacement Lamps (plug and play) (UL Type A) | Standard | FALSE | [9 empty] | 42780 |  |  | No |  | 3.1 | 3277.5 | 115 | 28.5 | 16.34 | 0.97 | 5000 | 83
P5WJQBN9 | Archipelago Lighting Inc. | LIFEBULB | LBT8F1950C | Linear Replacement Lamp | Four-Foot | Replacement Lamps (plug and play) (UL Type A) | Standard | FALSE | [9 empty] | 42780 |  |  | No |  | 4 | 2000 | 115 | 16 | 12.41 | 0.97 | 5000 | 83
PPDMJ7VG | Archipelago Lighting Inc. | LIFEBULB | LBT8F2150C | Linear Replacement Lamp | Four-Foot | Replacement Lamps (plug and play) (UL Type A) | Standard | FALSE | [9 empty] | 42780 |  |  | No |  | 4 | 2200 | 115 | 18 | 11.26 | 0.99 | 5000 | 83
PS3UTSQB | Archipelago Lighting Inc. | LIFEBULB | LBT5F3045B | Linear Replacement Lamp | Four-Foot | Replacement Lamps (plug and play) (UL Type A) | Standard | FALSE | [9 empty] | 42780 |  |  | No |  | 3.1 | 2856 | 112 | 25.5 | 17.29 | 0.96 | 4500 | 83
PMK1JSXF | Archipelago Lighting Inc. | LIFEBULB | LBT5F3345B | Linear Replacement Lamp | Four-Foot | Replacement Lamps (plug and play) (UL Type A) | Standard | FALSE | [9 empty] | 42780 |  |  | No |  | 3.1 | 3192 | 112 | 28.5 | 16.34 | 0.97 | 4500 | 83
PNA1MXWA | Archipelago Lighting Inc. | LIFEBULB | LBT8F1945C | Linear Replacement Lamp | Four-Foot | Replacement Lamps (plug and play) (UL Type A) | Standard | FALSE | [9 empty] | 42780 |  |  | No |  | 4 | 1900 | 112 | 16 | 12.41 | 0.97 | 4500 | 83
PCWJ51MC | Archipelago Lighting Inc. | LIFEBULB | LBT8F2145C | Linear Replacement Lamp | Four-Foot | Replacement Lamps (plug and play) (UL Type A) | Standard | FALSE | [9 empty] | 42780 |  |  | No |  | 4 | 2100 | 112 | 18 | 11.26 | 0.99 | 4500 | 83
PCM9KYV6 | Archipelago Lighting Inc. | LIFEBULB | LBT5F3041B | Linear Replacement Lamp | Four-Foot | Replacement Lamps (plug and play) (UL Type A) | Standard | FALSE | [9 empty] | 42780 |  |  | No |  | 3.1 | 2856 | 112 | 25.5 | 17.29 | 0.96 | 4000 | 83
PFDSKG5Y | Archipelago Lighting Inc. | LIFEBULB | LBT5F3341B | Linear Replacement Lamp | Four-Foot | Replacement Lamps (plug and play) (UL Type A) | Standard | FALSE | [9 empty] | 42780 |  |  | No |  | 3.1 | 3192 | 112 | 28.5 | 16.34 | 0.97 | 4000 | 83
PRQ14QN2 | Archipelago Lighting Inc. | LIFEBULB | LBT8F1941C | Linear Replacement Lamp | Four-Foot | Replacement Lamps (plug and play) (UL Type A) | Standard | FALSE | [9 empty] | 42780 |  |  | No |  | 4 | 1900 | 112 | 16 | 12.41 | 0.97 | 4000 | 83
PGJ9Z35N | Archipelago Lighting Inc. | LIFEBULB | LBT8F2141C | Linear Replacement Lamp | Four-Foot | Replacement Lamps (plug and play) (UL Type A) | Standard | FALSE | [9 empty] | 42780 |  |  | No |  | 4 | 2100 | 112 | 18 | 11.26 | 0.99 | 4000 | 83
P8AN2MJV | Archipelago Lighting Inc. | LIFEBULB | LBT8F1935C | Linear Replacement Lamp | Four-Foot | Replacement Lamps (plug and play) (UL Type A) | Standard | FALSE | [9 empty] | 42780 |  |  | No |  | 4 | 1800 | 110 | 16 | 12.41 | 0.97 | 3500 | 83
PW4X5NPE | Archipelago Lighting Inc. | LIFEBULB | LBT8F2135C | Linear Replacement Lamp | Four-Foot | Replacement Lamps (plug and play) (UL Type A) | Standard | FALSE | [9 empty] | 42780 |  |  | No |  | 4 | 2000 | 110 | 18 | 11.26 | 0.99 | 3500 | 83
PEZ25H2U | Emium Lighting LLC | Emium Lighting | EL-ZY-20W1200 BIXX BALLAST COMPATIBLE LED TUBE(3000K CLEAR) | Linear Replacement Lamp | Four-Foot | Dual Mode Internal Driver (UL Type A and Type B) | Standard | TRUE | 2807 | 140.6 | 19.97 | 6.92 | 0.9734 | 3079 | 83.5 | 5 | 50000 | 42780 | Not Dimmable | Not Dimmable | NotYetVerified |  | 3 | 2807 | 140.6 | 19.97 | 20 | 0.9 | 3000 | 83
P3YK23CQ | Emium Lighting LLC | Emium Lighting | EL-ZY-20W1200 BIXX BALLAST COMPATIBLE LED TUBE(3000K FROSTED) | Linear Replacement Lamp | Four-Foot | Dual Mode Internal Driver (UL Type A and Type B) | Standard | TRUE | 2697 | 134.35 | 20.08 | 6.38 | 0.9693 | 3017 | 82.2 | 5 | 50000 | 42780 | Not Dimmable | Not Dimmable | NotYetVerified |  | 3 | 2697 | 134.35 | 20.08 | 20 | 0.9 | 3000 | 83
PMKHU2C8 | Emium Lighting LLC | Emium Lighting | EL-ZY-15W1200 BIXX BALLAST COMPATIBLE LED TUBE(3000K FROSTED) | Linear Replacement Lamp | Four-Foot | Dual Mode Internal Driver (UL Type A and Type B) | Standard | TRUE | 2172 | 133.25 | 16.3 | 6.91 | 0.9572 | 3012 | 81.8 | 5 | 50000 | 42780 | Not Yet Verified | Not Yet Verified | NotYetVerified |  | 4 | 2172 | 133 | 16.3 | 20 | 0.9 | 3000 | 83
P8GW49XS | Emium Lighting LLC | Emium Lighting | EL-ZY-18W1200 BIXX BALLAST COMPATIBLE LED TUBE(3000K FROSTED) | Linear Replacement Lamp | Four-Foot | Dual Mode Internal Driver (UL Type A and Type B) | Standard | TRUE | 2399 | 130.56 | 18.1 | 6.74 | 0.9426 | 3001 | 82.2 | 5 | 50000 | 42780 | Not Yet Verified | Not Yet Verified | NotYetVerified |  | 4 | 2400 | 130 | 18 | 20 | 0.9 | 3000 | 83
PBDT7E1W | Emium Lighting LLC | Emium Lighting | EL-ZY-18W1200 BIXX BALLAST COMPATIBLE LED TUBE(5000K CLEAR) | Linear Replacement Lamp | Four-Foot | Dual Mode Internal Driver (UL Type A and Type B) | Standard | FALSE | [9 empty] | 42780 | Not Yet Verified | Not Yet Verified | NotYetVerified |  | 4 | 2580 | 140 | 18 | 20 | 0.9 | 5000 | 83
PMQ7UG4P | Emium Lighting LLC | Emium Lighting | EL-ZY-18W1200 BIXX BALLAST COMPATIBLE LED TUBE(5000K FROSTED) | Linear Replacement Lamp | Four-Foot | Dual Mode Internal Driver (UL Type A and Type B) | Standard | FALSE | [9 empty] | 42780 | Not Yet Verified | Not Yet Verified | NotYetVerified |  | 4 | 2400 | 130 | 18 | 20 | 0.9 | 5000 | 83
PDYJ8T5R | Emium Lighting LLC | Emium Lighting | EL-ZY-15W1200 BIXX BALLAST COMPATIBLE LED TUBE(5000K CLEAR) | Linear Replacement Lamp | Four-Foot | Dual Mode Internal Driver (UL Type A and Type B) | Standard | FALSE | [9 empty] | 42780 | Not Yet Verified | Not Yet Verified | NotYetVerified |  | 4 | 2172 | 133 | 16.3 | 20 | 0.9 | 5000 | 83
P5NA87DM | Emium Lighting LLC | Emium Lighting | EL-ZY-15W1200 BIXX BALLAST COMPATIBLE LED TUBE(5000K FROSTED) | Linear Replacement Lamp | Four-Foot | Dual Mode Internal Driver (UL Type A and Type B) | Standard | FALSE | [9 empty] | 42780 | Not Yet Verified | Not Yet Verified | NotYetVerified |  | 4 | 2172 | 133 | 16.3 | 20 | 0.9 | 5000 | 83
PS1SHQTE | Emium Lighting LLC | Emium Lighting | EL-ZY-20W1200 BIXX BALLAST COMPATIBLE LED TUBE(5000K CLEAR) | Linear Replacement Lamp | Four-Foot | Dual Mode Internal Driver (UL Type A and Type B) | Standard | FALSE | [9 empty] | 42780 | Not Dimmable | Not Dimmable | NotYetVerified |  | 3 | 2807 | 140.6 | 19.97 | 20 | 0.9 | 5000 | 83
PX2MUWHK | Emium Lighting LLC | Emium Lighting | EL-ZY-20W1200 BIXX BALLAST COMPATIBLE LED TUBE(5000K FROSTED) | Linear Replacement Lamp | Four-Foot | Dual Mode Internal Driver (UL Type A and Type B) | Standard | FALSE | [9 empty] | 42780 | Not Dimmable | Not Dimmable | NotYetVerified |  | 3 | 2697 | 134.35 | 20.08 | 20 | 0.9 | 5000 | 83
PH2EGXGF | Emium Lighting LLC | Emium Lighting | EL-ZY-18W1200 BIXX BALLAST COMPATIBLE LED TUBE(4000K CLEAR) | Linear Replacement Lamp | Four-Foot | Dual Mode Internal Driver (UL Type A and Type B) | Standard | FALSE | [9 empty] | 42780 | Not Yet Verified | Not Yet Verified | NotYetVerified |  | 4 | 2580 | 140 | 18 | 20 | 0.9 | 4000 | 83
P8XEQWZ1 | Emium Lighting LLC | Emium Lighting | EL-ZY-18W1200 BIXX BALLAST COMPATIBLE LED TUBE(4000K FROSTED) | Linear Replacement Lamp | Four-Foot | Dual Mode Internal Driver (UL Type A and Type B) | Standard | FALSE | [9 empty] | 42780 | Not Yet Verified | Not Yet Verified | NotYetVerified |  | 4 | 2400 | 130 | 18 | 20 | 0.9 | 4000 | 83
PXSBRAP8 | Emium Lighting LLC | Emium Lighting | EL-ZY-15W1200 BIXX BALLAST COMPATIBLE LED TUBE(4000K FROSTED) | Linear Replacement Lamp | Four-Foot | Dual Mode Internal Driver (UL Type A and Type B) | Standard | FALSE | [9 empty] | 42780 | Not Yet Verified | Not Yet Verified | NotYetVerified |  | 4 | 2172 | 133 | 16.3 | 20 | 0.9 | 4000 | 83
PEAWBN6T | Emium Lighting LLC | Emium Lighting | EL-ZY-15W1200 BIXX BALLAST COMPATIBLE LED TUBE(4000K CLEAR) | Linear Replacement Lamp | Four-Foot | Dual Mode Internal Driver (UL Type A and Type B) | Standard | FALSE | [9 empty] | 42780 | Not Yet Verified | Not Yet Verified | NotYetVerified |  | 4 | 2172 | 133 | 16.3 | 20 | 0.9 | 4000 | 83
PF7BPMUH | Emium Lighting LLC | Emium Lighting | EL-ZY-20W1200 BIXX BALLAST COMPATIBLE LED TUBE(4000K CLEAR) | Linear Replacement Lamp | Four-Foot | Dual Mode Internal Driver (UL Type A and Type B) | Standard | FALSE | [9 empty] | 42780 | Not Dimmable | Not Dimmable | NotYetVerified |  | 3 | 2807 | 140.6 | 19.97 | 20 | 0.9 | 4000 | 83
P3X3Q7MD | Emium Lighting LLC | Emium Lighting | EL-ZY-20W1200 BIXX BALLAST COMPATIBLE LED TUBE(4000K FROSTED) | Linear Replacement Lamp | Four-Foot | Dual Mode Internal Driver (UL Type A and Type B) | Standard | FALSE | [9 empty] | 42780 | Not Dimmable | Not Dimmable | NotYetVerified |  | 3 | 2697 | 134.35 | 20.08 | 20 | 0.9 | 4000 | 83
PM4SXF2P | Emium Lighting LLC | Emium Lighting | EL-ZY-18W1200 BIXX BALLAST COMPATIBLE LED TUBE(3500K CLEAR) | Linear Replacement Lamp | Four-Foot | Dual Mode Internal Driver (UL Type A and Type B) | Standard | FALSE | [9 empty] | 42780 | Not Yet Verified | Not Yet Verified | NotYetVerified |  | 4 | 2580 | 140 | 18 | 20 | 0.9 | 3500 | 83
P2346FHK | Emium Lighting LLC | Emium Lighting | EL-ZY-18W1200 BIXX BALLAST COMPATIBLE LED TUBE(3500K FROSTED) | Linear Replacement Lamp | Four-Foot | Dual Mode Internal Driver (UL Type A and Type B) | Standard | FALSE | [9 empty] | 42780 | Not Yet Verified | Not Yet Verified | NotYetVerified |  | 4 | 2400 | 130 | 18 | 20 | 0.9 | 3500 | 83
PNUQMW3H | Emium Lighting LLC | Emium Lighting | EL-ZY-15W1200 BIXX BALLAST COMPATIBLE LED TUBE(3500K CLEAR) | Linear Replacement Lamp | Four-Foot | Dual Mode Internal Driver (UL Type A and Type B) | Standard | FALSE | [9 empty] | 42780 | Not Yet Verified | Not Yet Verified | NotYetVerified |  | 4 | 2172 | 133 | 16.3 | 20 | 0.9 | 3500 | 83
PA2K9DAZ | Emium Lighting LLC | Emium Lighting | EL-ZY-15W1200 BIXX BALLAST COMPATIBLE LED TUBE(3500K FROSTED) | Linear Replacement Lamp | Four-Foot | Dual Mode Internal Driver (UL Type A and Type B) | Standard | FALSE | [9 empty] | 42780 | Not Yet Verified | Not Yet Verified | NotYetVerified |  | 4 | 2172 | 133 | 16.3 | 20 | 0.9 | 3500 | 83
PEG5NZ9Y | Emium Lighting LLC | Emium Lighting | EL-ZY-20W1200 BIXX BALLAST COMPATIBLE LED TUBE(3500K CLEAR) | Linear Replacement Lamp | Four-Foot | Dual Mode Internal Driver (UL Type A and Type B) | Standard | FALSE | [9 empty] | 42780 | Not Dimmable | Not Dimmable | NotYetVerified |  | 3 | 2807 | 140.6 | 19.97 | 20 | 0.9 | 3500 | 83
PUWGEJ6W | Emium Lighting LLC | Emium Lighting | EL-ZY-20W1200 BIXX BALLAST COMPATIBLE LED TUBE(3500K FROSTED) | Linear Replacement Lamp | Four-Foot | Dual Mode Internal Driver (UL Type A and Type B) | Standard | FALSE | [9 empty] | 42780 | Not Dimmable | Not Dimmable | NotYetVerified |  | 3 | 2697 | 134.35 | 20.08 | 20 | 0.9 | 3500 | 83
PMJHYA9P | Emium Lighting LLC | Emium Lighting | EL-ZY-18W1200 BIXX BALLAST COMPATIBLE LED TUBE(3000K CLEAR) | Linear Replacement Lamp | Four-Foot | Dual Mode Internal Driver (UL Type A and Type B) | Standard | FALSE | [9 empty] | 42780 | Not Yet Verified | Not Yet Verified | NotYetVerified |  | 4 | 2580 | 140 | 18 | 20 | 0.9 | 3000 | 83
PTATFG5R | Emium Lighting LLC | Emium Lighting | EL-ZY-15W1200 BIXX BALLAST COMPATIBLE LED TUBE(3000K CLEAR) | Linear Replacement Lamp | Four-Foot | Dual Mode Internal Driver (UL Type A and Type B) | Standard | FALSE | [9 empty] | 42780 | Not Yet Verified | Not Yet Verified | NotYetVerified |  | 4 | 2172 | 133 | 16.3 | 20 | 0.9 | 3000 | 83
PY2CWAEV | Bravoled Lighting Manufacturing Co. Ltd. | Bravoled | BL-T8-18W1200-BQET+30C | Linear Replacement Lamp | Four-Foot | Dual Mode Internal Driver (UL Type A and Type B) | Standard | TRUE | 2281.822 | 129.649 | 17.6 | 17.2 | 0.926 | 3073 | 83.2 | 5 | 50000 | 42779 |  |  | No |  | 4.1 | 2281.8 | 129.6 | 17.6 | 17.2 | 0.93 | 3073 | 83.2
PMDXD89B | Bravoled Lighting Manufacturing Co. Ltd. | Bravoled | BL-T8-18W1200-BQET+50C | Linear Replacement Lamp | Four-Foot | Dual Mode Internal Driver (UL Type A and Type B) | Standard | FALSE | [9 empty] | 42779 |  |  | No |  | 4.1 | 2339.7 | 132.1 | 17.7 | 18.1 | 0.93 | 5076 | 84.9
PNCX7QKV | Bravoled Lighting Manufacturing Co. Ltd. | Bravoled | BL-T8-18W1200-BQET+40C | Linear Replacement Lamp | Four-Foot | Dual Mode Internal Driver (UL Type A and Type B) | Standard | FALSE | [9 empty] | 42779 |  |  | No |  | 4.1 | 2281.8 | 129.6 | 17.6 | 17.2 | 0.93 | 4000 | 83.2
P5J2XM9W | Bravoled Lighting Manufacturing Co. Ltd. | Bravoled | BL-T8-18W1200-BQET+30F | Linear Replacement Lamp | Four-Foot | Dual Mode Internal Driver (UL Type A and Type B) | Standard | TRUE | 2210.158 | 125.577 | 17.6 | 17.1 | 0.926 | 3018 | 83.9 | 5 | 50000 | 42779 | Not Dimmable | Not Dimmable | No |  | 4.1 | 2210.1 | 125.5 | 17.6 | 17.1 | 0.93 | 3018 | 83.9
P926GRQM | Bravoled Lighting Manufacturing Co. Ltd. | Bravoled | BL-T8-18W1200-BQET+50F | Linear Replacement Lamp | Four-Foot | Dual Mode Internal Driver (UL Type A and Type B) | Standard | FALSE | [9 empty] | 42779 | Not Dimmable | Not Dimmable | No |  | 4.1 | 2266.3 | 128 | 17.7 | 18.8 | 0.94 | 5128 | 87.1
P8FS4EJB | Bravoled Lighting Manufacturing Co. Ltd. | Bravoled | BL-T8-18W1200-BQET+40F | Linear Replacement Lamp | Four-Foot | Dual Mode Internal Driver (UL Type A and Type B) | Standard | FALSE | [9 empty] | 42779 | Not Dimmable | Not Dimmable | No |  | 4.1 | 2210.1 | 125.5 | 17.6 | 17.1 | 0.93 | 4000 | 83.9
PH1YJNJX | Jarvis Lighting | Jarvis Lighting | T8LED-12W-30K | Linear Replacement Lamp | Four-Foot | Dual Mode Internal Driver (UL Type A and Type B) | Standard | TRUE | 1700.7 | 123.07 | 13.82 | 11.66 | 0.9585 | 2877 | 82 | 5 | 50000 | 42779 | Not Dimmable | Not Dimmable | NotYetVerified |  | 4 | 1680 | 140 | 12 | 11.66 | 0.9 | 3000 | 80
P5VQ4TJ8 | Jarvis Lighting | Jarvis Lighting | T8LED-12W-50K | Linear Replacement Lamp | Four-Foot | Dual Mode Internal Driver (UL Type A and Type B) | Standard | FALSE | [9 empty] | 42779 | Not Dimmable | Not Dimmable | NotYetVerified |  | 4 | 1800 | 150 | 12 | 11.66 | 0.9 | 5000 | 80
PH7MEXU8 | Jarvis Lighting | Jarvis Lighting | T8LED-12W-45K | Linear Replacement Lamp | Four-Foot | Dual Mode Internal Driver (UL Type A and Type B) | Standard | FALSE | [9 empty] | 42779 | Not Dimmable | Not Dimmable | NotYetVerified |  | 4 | 1800 | 150 | 12 | 11.66 | 0.9 | 4500 | 80
PQNTP8PR | Jarvis Lighting | Jarvis Lighting | T8LED-12W-40K | Linear Replacement Lamp | Four-Foot | Dual Mode Internal Driver (UL Type A and Type B) | Standard | FALSE | [9 empty] | 42779 | Not Dimmable | Not Dimmable | NotYetVerified |  | 4 | 1800 | 150 | 12 | 11.66 | 0.9 | 4000 | 80
P469MM6P | Jarvis Lighting | Jarvis Lighting | T8LED-12W-35K | Linear Replacement Lamp | Four-Foot | Dual Mode Internal Driver (UL Type A and Type B) | Standard | FALSE | [9 empty] | 42779 | Not Dimmable | Not Dimmable | NotYetVerified |  | 4 | 1680 | 140 | 12 | 11.66 | 0.9 | 3500 | 80
P29YS5KT | ECO LED BRIGHT INC | ECO | T5ND-25.5W-35K-124 | Linear Replacement Lamp | Four-Foot | Replacement Lamps (plug and play) (UL Type A) | Standard | TRUE | 3391 | 116.6 | 29.08 | 16.34 | 0.9667 | 3511 | 82.5 | 5 | 50000 | 42776 |  |  | No |  | 4 | 3135 | 110 | 28.5 | 16.34 | 0.97 | 3500 | 83
PYEZTGX6 | ECO LED BRIGHT INC | ECO | T5ND-25.5W-5K-123 | Linear Replacement Lamp | Four-Foot | Replacement Lamps (plug and play) (UL Type A) | Standard | FALSE | [9 empty] | 42776 |  |  | No |  | 4 | 3277.5 | 115 | 28.5 | 16.34 | 0.97 | 5000 | 83
PZPV2CM9 | ECO LED BRIGHT INC | ECO | T5ND-25.5W-4K-122 | Linear Replacement Lamp | Four-Foot | Replacement Lamps (plug and play) (UL Type A) | Standard | FALSE | [9 empty] | 42776 |  |  | No |  | 4 | 3192 | 112 | 28.5 | 16.34 | 0.97 | 4000 | 83
PBQ46UX9 | Gielight Co. Ltd | Gielight | GL-UL-g12N(4000K) | Linear Replacement Lamp | Four-Foot | Replacement Lamps (plug and play) (UL Type A) | Standard | TRUE | 1943 | 125.27 | 15.5 | 11.81 | 0.9041 | 3933 | 80.9 | 5 | 50000 | 42775 | Not Dimmable | Not Dimmable | No |  | 4.1 | 1800 | 150 | 12 | 11.81 | 0.9 | 4000 | 80.9
PBR6R2FN | Gielight Co. Ltd | Gielight | GL-UL-g12P(5000K) | Linear Replacement Lamp | Four-Foot | Replacement Lamps (plug and play) (UL Type A) | Standard | FALSE | [9 empty] | 42775 | Not Dimmable | Not Dimmable | No |  | 4.1 | 1800 | 150 | 12 | 11.88 | 0.9 | 5000 | 80.3
P93BGBCA | Gielight Co. Ltd | Gielight | GL-UL-g12N(4500K) | Linear Replacement Lamp | Four-Foot | Replacement Lamps (plug and play) (UL Type A) | Standard | FALSE | [9 empty] | 42775 | Not Dimmable | Not Dimmable | No |  | 4.1 | 1800 | 150 | 12 | 11.81 | 0.9 | 4500 | 80.9
PU1H7KMR | Espen Technology | Espen | L48T8/835/12G-EB XT4C | Linear Replacement Lamp | Four-Foot | 4-lamp External Driver Lamp-Style Retrofit Kits (UL Type C) | Standard | TRUE | 1674.08 | 111.78 | 14.95 | 8.5 | 0.982 | 3489 | 85.3 | 5 | 50000 | 42775 | Not Dimmable | Not Dimmable | No |  | 3.1 | 1671.08 | 111.78 | 14.95 | 5.1 | 1 | 3489 | 85.3
PHH8EJR5 | Espen Technology | Espen | L48T8/835/15G-EB-AC XT2C | Linear Replacement Lamp | Four-Foot | 2-lamp External Driver Lamp-Style Retrofit Kits (UL Type C) | Standard | TRUE | 1925.05 | 102.02 | 18.87 | 12.6 | 0.971 | 3503 | 83.4 | 5 | 50000 | 42775 | Not Dimmable | Not Dimmable | No |  | 3.1 | 1925.05 | 102.02 | 18.87 | 6.1 | 1 | 3503 | 83.4
PCD9164Y | Espen Technology | Espen | L48T8/835/12G-EB XT2C | Linear Replacement Lamp | Four-Foot | 2-lamp External Driver Lamp-Style Retrofit Kits (UL Type C) | Standard | TRUE | 1712.35 | 110.3 | 15.53 | 13.6 | 0.962 | 3235 | 84.7 | 5 | 50000 | 42775 | Not Dimmable | Not Dimmable | No |  | 3.1 | 1712.35 | 110.3 | 15.53 | 7.1 | 1 | 3235 | 84.7
PDXY1ZX1 | Espen Technology | Espen | L48T8/850/12G-EB XT2C | Linear Replacement Lamp | Four-Foot | 2-lamp External Driver Lamp-Style Retrofit Kits (UL Type C) | Standard | TRUE | 1806.6 | 115.66 | 15.62 | 13.5 | 0.962 | 4962 | 83 | 5 | 50000 | 42775 | Not Dimmable | Not Dimmable | No |  | 3.1 | 1806.6 | 115.66 | 15.62 | 7 | 1 | 4962 | 83
P416GNYZ | Espen Technology | Espen | L48T8/850/15G-EB-AC XT4C | Linear Replacement Lamp | Four-Foot | 4-lamp External Driver Lamp-Style Retrofit Kits (UL Type C) | Standard | FALSE | [9 empty] | 42775 | Not Dimmable | Not Dimmable | No |  | 3.1 | 1878.13 | 107.4 | 17.49 | 4.9 | 1 | 5035 | 83.5
P426SD25 | Espen Technology | Espen | L48T8/850/15G-EB-AC XT2C | Linear Replacement Lamp | Four-Foot | 2-lamp External Driver Lamp-Style Retrofit Kits (UL Type C) | Standard | FALSE | [9 empty] | 42775 | Not Dimmable | Not Dimmable | No |  | 3.1 | 2031.9 | 107.79 | 18.85 | 6.1 | 1 | 5030 | 83.4
PKZHS6UY | Espen Technology | Espen | L48T8/850/15G-EB XT4C | Linear Replacement Lamp | Four-Foot | 4-lamp External Driver Lamp-Style Retrofit Kits (UL Type C) | Standard | FALSE | [9 empty] | 42775 | Not Dimmable | Not Dimmable | No |  | 3.1 | 2218.6 | 124.9 | 17.76 | 5.44 | 0.99 | 5016 | 82.4
PECY7X8G | Espen Technology | Espen | L48T8/850/15G-EB XT2C | Linear Replacement Lamp | Four-Foot | 2-lamp External Driver Lamp-Style Retrofit Kits (UL Type C) | Standard | FALSE | [9 empty] | 42775 | Not Dimmable | Not Dimmable | No |  | 3.1 | 2172 | 119.9 | 18.12 | 6.99 | 0.99 | 5005 | 82.4
PTUHDFKF | Espen Technology | Espen | L48T8/850/12G-EB XT4C | Linear Replacement Lamp | Four-Foot | 4-lamp External Driver Lamp-Style Retrofit Kits (UL Type C) | Standard | FALSE | [9 empty] | 42775 | Not Dimmable | Not Dimmable | No |  | 3.1 | 1778.35 | 120.81 | 14.72 | 5.3 | 1 | 4929 | 82.9
PGZK2D8E | Espen Technology | Espen | L48T8/840/12G-EB XT2C | Linear Replacement Lamp | Four-Foot | 2-lamp External Driver Lamp-Style Retrofit Kits (UL Type C) | Standard | FALSE | [9 empty] | 42775 | Not Dimmable | Not Dimmable | No |  | 3.1 | 1787.15 | 114.16 | 15.66 | 7.1 | 1 | 3973 | 84
PWV6M52K | Espen Technology | Espen | L48T8/840/15G-EB-AC XT2C | Linear Replacement Lamp | Four-Foot | 2-lamp External Driver Lamp-Style Retrofit Kits (UL Type C) | Standard | FALSE | [9 empty] | 42775 | Not Dimmable | Not Dimmable | No |  | 3.1 | 2104.05 | 115.16 | 18.27 | 6.4 | 1 | 3970 | 84.2
PCVFWZ1Z | Espen Technology | Espen | L48T8/840/15G-EB XT4C | Linear Replacement Lamp | Four-Foot | 4-lamp External Driver Lamp-Style Retrofit Kits (UL Type C) | Standard | FALSE | [9 empty] | 42775 | Not Dimmable | Not Dimmable | No |  | 3.1 | 2152.2 | 121 | 17.78 | 5.57 | 0.99 | 3962 | 84
PM256QCN | Espen Technology | Espen | L48T8/840/15G-EB-AC XT4C | Linear Replacement Lamp | Four-Foot | 4-lamp External Driver Lamp-Style Retrofit Kits (UL Type C) | Standard | FALSE | [9 empty] | 42775 | Not Dimmable | Not Dimmable | No |  | 3.1 | 1911.6 | 111.01 | 17.22 | 4.6 | 1 | 3961 | 84.1
PXT9PNXQ | Espen Technology | Espen | L48T8/840/15G-EB XT2C | Linear Replacement Lamp | Four-Foot | 2-lamp External Driver Lamp-Style Retrofit Kits (UL Type C) | Standard | FALSE | [9 empty] | 42775 | Not Dimmable | Not Dimmable | No |  | 3.1 | 2117 | 116.3 | 18.2 | 7.02 | 0.99 | 3957 | 84
P3RR1TSA | Espen Technology | Espen | L48T8/840/12G-EB XT4C | Linear Replacement Lamp | Four-Foot | 4-lamp External Driver Lamp-Style Retrofit Kits (UL Type C) | Standard | FALSE | [9 empty] | 42775 | Not Dimmable | Not Dimmable | No |  | 3.1 | 1757.95 | 118.94 | 14.78 | 5.1 | 1 | 3956 | 84
PRPR3UNJ | Espen Technology | Espen | L48T8/835/15G-EB XT4C | Linear Replacement Lamp | Four-Foot | 4-lamp External Driver Lamp-Style Retrofit Kits (UL Type C) | Standard | FALSE | [9 empty] | 42775 | Not Dimmable | Not Dimmable | No |  | 3.1 | 2097 | 119.1 | 17.61 | 5.61 | 0.99 | 3528 | 85.4
PVF2TAVS | Espen Technology | Espen | L48T8/835/15G-EB XT2C | Linear Replacement Lamp | Four-Foot | 2-lamp External Driver Lamp-Style Retrofit Kits (UL Type C) | Standard | FALSE | [9 empty] | 42775 | Not Dimmable | Not Dimmable | No |  | 3.1 | 2063.3 | 113.6 | 18.16 | 7.07 | 0.99 | 3520 | 84.7
PBH14X1S | Espen Technology | Espen | L48T8/835/15G-EB-AC XT4C | Linear Replacement Lamp | Four-Foot | 4-lamp External Driver Lamp-Style Retrofit Kits (UL Type C) | Standard | FALSE | [9 empty] | 42775 | Not Dimmable | Not Dimmable | No |  | 3.1 | 1802.6 | 102.77 | 17.54 | 4.7 | 1 | 3497 | 83.4
PAT3KYPA | AVIS CO. LTD. | AVIS Co. Ltd | T8CH-12-20H | Linear Replacement Lamp | Four-Foot | Replacement Lamps (plug and play) (UL Type A) | Standard | TRUE | 2676.56 | 128.43 | 20.84 | 8.04 | 0.927 | 5022 | 82.6 | 5 | 50000 | 42774 | Not Dimmable | Not Dimmable | No |  | 4.1 | 2200 | 110 | 20 | 6.4 | 1 | 5000 | 80
PK1DS9NM | James Trading Company Limited | JAMES | ZY-T8P-15W1200 BONX (3000K) Frosted Lens AC100-277V | Linear Replacement Lamp | Four-Foot | 2-lamp External Driver Lamp-Style Retrofit Kits (UL Type C) | Standard | TRUE | 1914 | 130.29 | 14.69 | 9.49 | 0.9701 | 2946 | 81.6 | 5 | 50000 | 42772 |  |  | No |  | 4.1 | 1914 | 130.29 | 14.69 | 20 | 0.9 | 3000 | 82
PHGHJ3JT | James Trading Company Limited | JAMES | ZY-T8P-18W1200 BONX (3000K) Frosted Lens AC100-277V | Linear Replacement Lamp | Four-Foot | 2-lamp External Driver Lamp-Style Retrofit Kits (UL Type C) | Standard | TRUE | 2343 | 131.48 | 17.82 | 9.19 | 0.9008 | 2942 | 81.7 | 5 | 50000 | 42772 |  |  | No |  | 4.1 | 2343 | 130 | 18 | 20 | 0.9 | 3000 | 82
PFU9NH33 | James Trading Company Limited | JAMES | ZY-T8P-18W1200 BONX (5000K) Frosted Lens AC100-277V | Linear Replacement Lamp | Four-Foot | 2-lamp External Driver Lamp-Style Retrofit Kits (UL Type C) | Standard | FALSE | [9 empty] | 42772 |  |  | No |  | 4.1 | 2343 | 130 | 18 | 20 | 0.9 | 5000 | 82
PHDD9N3R | James Trading Company Limited | JAMES | ZY-T8P-15W1200 BONX (5000K) Frosted Lens AC100-277V | Linear Replacement Lamp | Four-Foot | 2-lamp External Driver Lamp-Style Retrofit Kits (UL Type C) | Standard | FALSE | [9 empty] | 42772 |  |  | No |  | 4.1 | 1914 | 130.29 | 14.69 | 20 | 0.9 | 5000 | 82
PD4BAK1P | James Trading Company Limited | JAMES | ZY-T8P-18W1200 BODX (5000K) Frosted Lens AC100-277V | Linear Replacement Lamp | Four-Foot | 2-lamp External Driver Lamp-Style Retrofit Kits (UL Type C) | Standard | FALSE | [9 empty] | 42772 |  |  | No |  | 4.1 | 2343 | 130 | 18 | 20 | 0.9 | 5000 | 82
PCJJYZ8J | James Trading Company Limited | JAMES | ZY-T8P-15W1200 BODX (5000K) Frosted Lens AC100-277V | Linear Replacement Lamp | Four-Foot | 2-lamp External Driver Lamp-Style Retrofit Kits (UL Type C) | Standard | FALSE | [9 empty] | 42772 |  |  | No |  | 4.1 | 1914 | 130.29 | 14.69 | 20 | 0.9 | 5000 | 82
PRJNTSEY | James Trading Company Limited | JAMES | ZY-T8P-18W1200 BONX (4500K) Frosted Lens AC100-277V | Linear Replacement Lamp | Four-Foot | 2-lamp External Driver Lamp-Style Retrofit Kits (UL Type C) | Standard | FALSE | [9 empty] | 42772 |  |  | No |  | 4.1 | 2343 | 130 | 18 | 20 | 0.9 | 4500 | 82
P135BNWA | James Trading Company Limited | JAMES | ZY-T8P-15W1200 BONX (4500K) Frosted Lens AC100-277V | Linear Replacement Lamp | Four-Foot | 2-lamp External Driver Lamp-Style Retrofit Kits (UL Type C) | Standard | FALSE | [9 empty] | 42772 |  |  | No |  | 4.1 | 1914 | 130.29 | 14.69 | 20 | 0.9 | 4500 | 82
P762KE4E | James Trading Company Limited | JAMES | ZY-T8P-18W1200 BODX (4500K) Frosted Lens AC100-277V | Linear Replacement Lamp | Four-Foot | 2-lamp External Driver Lamp-Style Retrofit Kits (UL Type C) | Standard | FALSE | [9 empty] | 42772 |  |  | No |  | 4.1 | 2343 | 130 | 18 | 20 | 0.9 | 4500 | 82
P7JRX1M8 | James Trading Company Limited | JAMES | ZY-T8P-15W1200 BODX (4500K) Frosted Lens AC100-277V | Linear Replacement Lamp | Four-Foot | 2-lamp External Driver Lamp-Style Retrofit Kits (UL Type C) | Standard | FALSE | [9 empty] | 42772 |  |  | No |  | 4.1 | 1914 | 130.29 | 14.69 | 20 | 0.9 | 4500 | 82
P38JKYFD | James Trading Company Limited | JAMES | ZY-T8P-18W1200 BONX (4000K) Frosted Lens AC100-277V | Linear Replacement Lamp | Four-Foot | 2-lamp External Driver Lamp-Style Retrofit Kits (UL Type C) | Standard | FALSE | [9 empty] | 42772 |  |  | No |  | 4.1 | 2343 | 130 | 18 | 20 | 0.9 | 4000 | 82
PBK57JAS | James Trading Company Limited | JAMES | ZY-T8P-15W1200 BONX (4000K) Frosted Lens AC100-277V | Linear Replacement Lamp | Four-Foot | 2-lamp External Driver Lamp-Style Retrofit Kits (UL Type C) | Standard | FALSE | [9 empty] | 42772 |  |  | No |  | 4.1 | 1914 | 130.29 | 14.69 | 20 | 0.9 | 4000 | 82
P2SZTKT3 | James Trading Company Limited | JAMES | ZY-T8P-18W1200 BODX (4000K) Frosted Lens AC100-277V | Linear Replacement Lamp | Four-Foot | 2-lamp External Driver Lamp-Style Retrofit Kits (UL Type C) | Standard | FALSE | [9 empty] | 42772 |  |  | No |  | 4.1 | 2343 | 130 | 18 | 20 | 0.9 | 4000 | 82
PUGCA17U | James Trading Company Limited | JAMES | ZY-T8P-15W1200 BODX (4000K) Frosted Lens AC100-277V | Linear Replacement Lamp | Four-Foot | 2-lamp External Driver Lamp-Style Retrofit Kits (UL Type C) | Standard | FALSE | [9 empty] | 42772 |  |  | No |  | 4.1 | 1914 | 130.29 | 14.69 | 20 | 0.9 | 4000 | 82
PKX4QJCU | James Trading Company Limited | JAMES | ZY-T8P-18W1200 BONX (3500K) Frosted Lens AC100-277V | Linear Replacement Lamp | Four-Foot | 2-lamp External Driver Lamp-Style Retrofit Kits (UL Type C) | Standard | FALSE | [9 empty] | 42772 |  |  | No |  | 4.1 | 2343 | 130 | 18 | 20 | 0.9 | 3500 | 82
PGGPHATQ | James Trading Company Limited | JAMES | ZY-T8P-15W1200 BONX (3500K) Frosted Lens AC100-277V | Linear Replacement Lamp | Four-Foot | 2-lamp External Driver Lamp-Style Retrofit Kits (UL Type C) | Standard | FALSE | [9 empty] | 42772 |  |  | No |  | 4.1 | 1914 | 130.29 | 14.69 | 20 | 0.9 | 3500 | 82
PDCEEJDF | James Trading Company Limited | JAMES | ZY-T8P-18W1200 BODX (3500K) Frosted Lens AC100-277V | Linear Replacement Lamp | Four-Foot | 2-lamp External Driver Lamp-Style Retrofit Kits (UL Type C) | Standard | FALSE | [9 empty] | 42772 |  |  | No |  | 4.1 | 2343 | 130 | 18 | 20 | 0.9 | 3500 | 82
PZNCDM1C | James Trading Company Limited | JAMES | ZY-T8P-15W1200 BODX (3500K) Frosted Lens AC100-277V | Linear Replacement Lamp | Four-Foot | 2-lamp External Driver Lamp-Style Retrofit Kits (UL Type C) | Standard | FALSE | [9 empty] | 42772 |  |  | No |  | 4.1 | 1914 | 130.29 | 14.69 | 20 | 0.9 | 3500 | 82
PQXUFFF1 | James Trading Company Limited | JAMES | ZY-T8P-18W1200 BODX (3000K) Frosted Lens AC100-277V | Linear Replacement Lamp | Four-Foot | 2-lamp External Driver Lamp-Style Retrofit Kits (UL Type C) | Standard | FALSE | [9 empty] | 42772 |  |  | No |  | 4.1 | 2343 | 130 | 18 | 20 | 0.9 | 3000 | 82
P2WAKFR1 | James Trading Company Limited | JAMES | ZY-T8P-15W1200 BODX (3000K) Frosted Lens AC100-277V | Linear Replacement Lamp | Four-Foot | 2-lamp External Driver Lamp-Style Retrofit Kits (UL Type C) | Standard | FALSE | [9 empty] | 42772 |  |  | No |  | 4.1 | 1914 | 130.29 | 14.69 | 20 | 0.9 | 3000 | 82
PP1WAX1J | Archipelago Lighting Inc. | ARCHIPELAGO | LT8F210030K4 | Linear Replacement Lamp | Four-Foot | Replacement Lamps (plug and play) (UL Type A) | Standard | TRUE | 2058 | 117.4 | 17.54 | 11.26 | 0.9669 | 3052 | 81.2 | 5 | 50000 | 42769 | Not Dimmable | Not Dimmable | No |  | 4 | 2000 | 110 | 18 | 11.26 | 0.99 | 3000 | 83
PWP61SSP | Archipelago Lighting Inc. | ARCHIPELAGO | LT5F330035K2 | Linear Replacement Lamp | Four-Foot | Replacement Lamps (plug and play) (UL Type A) | Standard | TRUE | 3391 | 116.6 | 29.08 | 16.34 | 0.9667 | 3511 | 82.5 | 5 | 50000 | 42769 | Not Dimmable | Not Dimmable | No |  | 3.1 | 3135 | 110 | 28.5 | 16.34 | 0.97 | 3500 | 83
PTTN3WGS | Archipelago Lighting Inc. | ARCHIPELAGO | LT8F190030K4 | Linear Replacement Lamp | Four-Foot | Replacement Lamps (plug and play) (UL Type A) | Standard | TRUE | 1955 | 119 | 16.43 | 12.41 | 0.9634 | 3056 | 81.3 | 5 | 50000 | 42769 | Not Dimmable | Not Dimmable | No |  | 4 | 1800 | 110 | 16 | 12.41 | 0.97 | 3000 | 83
PQ5FYA51 | Archipelago Lighting Inc. | ARCHIPELAGO | LT5F300035K2 | Linear Replacement Lamp | Four-Foot | Replacement Lamps (plug and play) (UL Type A) | Standard | TRUE | 2924 | 118.5 | 24.68 | 17.29 | 0.96 | 3507 | 82.5 | 5 | 50000 | 42769 | Not Dimmable | Not Dimmable | No |  | 3.1 | 2805 | 110 | 25.5 | 17.29 | 0.96 | 3500 | 83
PTBKBNKW | Archipelago Lighting Inc. | ARCHIPELAGO | LT5F300050K2 | Linear Replacement Lamp | Four-Foot | Replacement Lamps (plug and play) (UL Type A) | Standard | FALSE | [9 empty] | 42769 | Not Dimmable | Not Dimmable | No |  | 3.1 | 2932.5 | 115 | 25.5 | 17.29 | 0.96 | 5000 | 83
PAJMK9GA | Archipelago Lighting Inc. | ARCHIPELAGO | LT5F330050K2 | Linear Replacement Lamp | Four-Foot | Replacement Lamps (plug and play) (UL Type A) | Standard | FALSE | [9 empty] | 42769 | Not Dimmable | Not Dimmable | No |  | 3.1 | 3277.5 | 115 | 28.5 | 16.34 | 0.97 | 5000 | 83
P68KFD8G | Archipelago Lighting Inc. | ARCHIPELAGO | LT8F190050K4 | Linear Replacement Lamp | Four-Foot | Replacement Lamps (plug and play) (UL Type A) | Standard | FALSE | [9 empty] | 42769 | Not Dimmable | Not Dimmable | No |  | 4 | 2000 | 115 | 16 | 12.41 | 0.97 | 5000 | 83
PUS8QTAQ | Archipelago Lighting Inc. | ARCHIPELAGO | LT8F210050K4 | Linear Replacement Lamp | Four-Foot | Replacement Lamps (plug and play) (UL Type A) | Standard | FALSE | [9 empty] | 42769 | Not Dimmable | Not Dimmable | No |  | 4 | 2200 | 115 | 18 | 11.26 | 0.99 | 5000 | 83
P6Q8SKU9 | Archipelago Lighting Inc. | ARCHIPELAGO | LT5F300045K2 | Linear Replacement Lamp | Four-Foot | Replacement Lamps (plug and play) (UL Type A) | Standard | FALSE | [9 empty] | 42769 | Not Dimmable | Not Dimmable | No |  | 3.1 | 2856 | 112 | 25.5 | 17.29 | 0.96 | 4500 | 83
PU87DRXE | Archipelago Lighting Inc. | ARCHIPELAGO | LT5F330045K2 | Linear Replacement Lamp | Four-Foot | Replacement Lamps (plug and play) (UL Type A) | Standard | FALSE | [9 empty] | 42769 | Not Dimmable | Not Dimmable | No |  | 3.1 | 3192 | 112 | 28.5 | 16.34 | 0.97 | 4500 | 83
P8HXR751 | Archipelago Lighting Inc. | ARCHIPELAGO | LT8F190045K4 | Linear Replacement Lamp | Four-Foot | Replacement Lamps (plug and play) (UL Type A) | Standard | FALSE | [9 empty] | 42769 | Not Dimmable | Not Dimmable | No |  | 4 | 1900 | 112 | 16 | 12.41 | 0.97 | 4500 | 83
PJ1MYM2B | Archipelago Lighting Inc. | ARCHIPELAGO | LT8F210045K4 | Linear Replacement Lamp | Four-Foot | Replacement Lamps (plug and play) (UL Type A) | Standard | FALSE | [9 empty] | 42769 | Not Dimmable | Not Dimmable | No |  | 4 | 2100 | 112 | 18 | 11.26 | 0.99 | 4500 | 83
PARTTAE6 | Archipelago Lighting Inc. | ARCHIPELAGO | LT5F300041K2 | Linear Replacement Lamp | Four-Foot | Replacement Lamps (plug and play) (UL Type A) | Standard | FALSE | [9 empty] | 42769 | Not Dimmable | Not Dimmable | No |  | 3.1 | 2856 | 112 | 25.5 | 17.29 | 0.96 | 4000 | 83
PN4615RT | Archipelago Lighting Inc. | ARCHIPELAGO | LT5F330041K2 | Linear Replacement Lamp | Four-Foot | Replacement Lamps (plug and play) (UL Type A) | Standard | FALSE | [9 empty] | 42769 | Not Dimmable | Not Dimmable | No |  | 3.1 | 3192 | 112 | 28.5 | 16.34 | 0.97 | 4000 | 83
P3N96PH2 | Archipelago Lighting Inc. | ARCHIPELAGO | LT8F190041K4 | Linear Replacement Lamp | Four-Foot | Replacement Lamps (plug and play) (UL Type A) | Standard | FALSE | [9 empty] | 42769 | Not Dimmable | Not Dimmable | No |  | 4 | 1900 | 112 | 16 | 12.41 | 0.97 | 4000 | 83
PNQMJASU | Archipelago Lighting Inc. | ARCHIPELAGO | LT8F210041K4 | Linear Replacement Lamp | Four-Foot | Replacement Lamps (plug and play) (UL Type A) | Standard | FALSE | [9 empty] | 42769 | Not Dimmable | Not Dimmable | No |  | 4 | 2100 | 112 | 18 | 11.26 | 0.99 | 4000 | 83
P8T2DTSG | Archipelago Lighting Inc. | ARCHIPELAGO | LT8F190035K4 | Linear Replacement Lamp | Four-Foot | Replacement Lamps (plug and play) (UL Type A) | Standard | FALSE | [9 empty] | 42769 | Not Dimmable | Not Dimmable | No |  | 4 | 1800 | 110 | 16 | 12.41 | 0.97 | 3500 | 83
PU63VGAJ | Archipelago Lighting Inc. | ARCHIPELAGO | LT8F210035K4 | Linear Replacement Lamp | Four-Foot | Replacement Lamps (plug and play) (UL Type A) | Standard | FALSE | [9 empty] | 42769 | Not Dimmable | Not Dimmable | No |  | 4 | 2000 | 110 | 18 | 11.26 | 0.99 | 3500 | 83
PAVWD5QU | Universal Lighting Technologies | Everline | T8LACD4F12/830B | Linear Replacement Lamp | Four-Foot | Internal Driver Lamp-Style Retrofit Kits (UL Type B) | Standard | TRUE | 1821 | 145.8 | 12.49 | 19.75 | 0.9256 | 3125 | 82.1 | 5 | 50000 | 42769 | Not Dimmable | Not Dimmable | No |  | 4 | 1700 | 140 | 12 | 20 | 0.9 | 3000 | 82
PTX8YVCZ | Universal Lighting Technologies | Everline | T8LACD4F15/830B | Linear Replacement Lamp | Four-Foot | Internal Driver Lamp-Style Retrofit Kits (UL Type B) | Standard | TRUE | 2218 | 146.4 | 15.15 | 20.93 | 0.9158 | 3149 | 81.9 | 5 | 50000 | 42769 | Not Dimmable | Not Dimmable | No |  | 4 | 2100 | 140 | 15 | 20 | 0.9 | 3000 | 82
PD5Z8CM5 | Universal Lighting Technologies | Everline | T8LACD4F15/850B | Linear Replacement Lamp | Four-Foot | Internal Driver Lamp-Style Retrofit Kits (UL Type B) | Standard | FALSE | [9 empty] | 42769 | Not Dimmable | Not Dimmable | No |  | 4 | 2200 | 150 | 15 | 20 | 0.9 | 5000 | 82
PFCN8AAD | Universal Lighting Technologies | Everline | T8LACD4F12/850B | Linear Replacement Lamp | Four-Foot | Internal Driver Lamp-Style Retrofit Kits (UL Type B) | Standard | FALSE | [9 empty] | 42769 | Not Dimmable | Not Dimmable | No |  | 4 | 1800 | 150 | 12 | 20 | 0.9 | 5000 | 82
P2JYQAY5 | Universal Lighting Technologies | Everline | T8LACD4F15/840B | Linear Replacement Lamp | Four-Foot | Internal Driver Lamp-Style Retrofit Kits (UL Type B) | Standard | FALSE | [9 empty] | 42769 | Not Dimmable | Not Dimmable | No |  | 4 | 2200 | 150 | 15 | 20 | 0.9 | 4000 | 82
PKAXSFJ3 | Universal Lighting Technologies | Everline | T8LACD4F12/840B | Linear Replacement Lamp | Four-Foot | Internal Driver Lamp-Style Retrofit Kits (UL Type B) | Standard | FALSE | [9 empty] | 42769 | Not Dimmable | Not Dimmable | No |  | 4 | 1800 | 150 | 12 | 20 | 0.9 | 4000 | 82
P45PHFJT | Universal Lighting Technologies | Everline | T8LACD4F15/835B | Linear Replacement Lamp | Four-Foot | Internal Driver Lamp-Style Retrofit Kits (UL Type B) | Standard | FALSE | [9 empty] | 42769 | Not Dimmable | Not Dimmable | No |  | 4 | 2100 | 140 | 15 | 20 | 0.9 | 3500 | 82
PVT87JY1 | Universal Lighting Technologies | Everline | T8LACD4F12/835B | Linear Replacement Lamp | Four-Foot | Internal Driver Lamp-Style Retrofit Kits (UL Type B) | Standard | FALSE | [9 empty] | 42769 | Not Dimmable | Not Dimmable | No |  | 4 | 1700 | 140 | 12 | 20 | 0.9 | 3500 | 82
P4XEUNP3 | ELB Electronics Inc. | ELB | LED T8E-48-830-GH-[FR]HF | Linear Replacement Lamp | Four-Foot | Replacement Lamps (plug and play) (UL Type A) | Standard | TRUE | 1910.7 | 120.1 | 15.91 | 7.62 | 0.9605 | 3056 | 82.7 | 5 | 50000 | 42768 | Not Dimmable | Not Dimmable | No | Rotatable end caps lamp is qualified pointing straight down only | 4.1 | 1900 | 120 | 16 | 20 | 0.9 | 3000 | 80
PNRG6B8A | ELB Electronics Inc. | ELB | LED T8E-48-850-GH-[FR]HF | Linear Replacement Lamp | Four-Foot | Replacement Lamps (plug and play) (UL Type A) | Standard | FALSE | [9 empty] | 42768 | Not Dimmable | Not Dimmable | No | Rotatable end caps lamp is qualified pointing straight down only | 4.1 | 1900 | 120 | 16 | 20 | 0.9 | 5000 | 80
PXQ541P6 | ELB Electronics Inc. | ELB | LED T8E-48-840-GH-[FR]HF | Linear Replacement Lamp | Four-Foot | Replacement Lamps (plug and play) (UL Type A) | Standard | FALSE | [9 empty] | 42768 | Not Dimmable | Not Dimmable | No | Rotatable end caps lamp is qualified pointing straight down only | 4.1 | 1900 | 120 | 16 | 20 | 0.9 | 4000 | 80
P7CVBTBU | ELB Electronics Inc. | ELB | LED T8E-48-835-GH-[FR]HF | Linear Replacement Lamp | Four-Foot | Replacement Lamps (plug and play) (UL Type A) | Standard | FALSE | [9 empty] | 42768 | Not Dimmable | Not Dimmable | No | Rotatable end caps lamp is qualified pointing straight down only | 4.1 | 1900 | 120 | 16 | 20 | 0.9 | 3500 | 80
PJKYZR1S | Lighting Science Group Corp. | LSPro | LSPro T8 A 12 3000K 48 MVOLT SB20 yyyy | Linear Replacement Lamp | Four-Foot | Replacement Lamps (plug and play) (UL Type A) | Standard | TRUE | 1729 | 128.6 | 13.44 | 13.61 | 0.9545 | 3051 | 83.1 | 5 | 50000 | 42767 |  |  | No |  | 4 | 1700 | 117 | 14.5 | 13.61 | 0.95 | 3000 | 82
P9V2497D | Lighting Science Group Corp. | LSPro | LSPro T8 A 12 5000K 48 MVOLT SB20 yyyy | Linear Replacement Lamp | Four-Foot | Replacement Lamps (plug and play) (UL Type A) | Standard | FALSE | [9 empty] | 42767 |  |  | No |  | 4 | 1800 | 124 | 14.5 | 14.44 | 0.96 | 5000 | 82
PAB245NP | Lighting Science Group Corp. | LSPro | LSPro T8 A 12 4000K 48 MVOLT SB20 yyyy | Linear Replacement Lamp | Four-Foot | Replacement Lamps (plug and play) (UL Type A) | Standard | FALSE | [9 empty] | 42767 |  |  | No |  | 4 | 1800 | 124 | 14.5 | 13.61 | 0.95 | 4000 | 82
PN997N9S | Lighting Science Group Corp. | LSPro | LSPro T8 A 12 3500K 48 MVOLT SB20 yyyy | Linear Replacement Lamp | Four-Foot | Replacement Lamps (plug and play) (UL Type A) | Standard | FALSE | [9 empty] | 42767 |  |  | No |  | 4 | 1700 | 117 | 14.5 | 13.61 | 0.95 | 3500 | 82
PW74JY2WG | Signcomplex Limited | Signcomplex Limited | ST8-018-AW-WW-01F | Linear Replacement Lamp | Four-Foot | Internal Driver Lamp-Style Retrofit Kits (UL Type B) | Standard | TRUE | 2003 | 111.71 | 17.93 | 9.63 | 0.9542 | 2913 | 83.5 | 5 | 50000 | 42767 |  |  | No | Updated on 2/1/17 | 4.1 | 2000 | 111 | 18 | 15 | 0.9 | 3000 | 80
PZVBPBJBQ | Signcomplex Limited | Signcomplex Limited | ST8-018-AW-WW-01C | Linear Replacement Lamp | Four-Foot | Internal Driver Lamp-Style Retrofit Kits (UL Type B) | Standard | TRUE | 2134.4 | 120.45 | 17.72 | 9.34 | 0.953 | 2919 | 83.1 | 5 | 50000 | 42767 |  |  | No | Updated on 2/1/17 | 4.1 | 2160 | 120 | 18 | 15 | 0.9 | 3000 | 80
PZ6QSAUE | Signcomplex Limited | Signcomplex Limited | MT8-018-AW-WW-02C | Linear Replacement Lamp | Four-Foot | Internal Driver Lamp-Style Retrofit Kits (UL Type B) | Standard | TRUE | 2075.9 | 132.56 | 15.66 | 24.37 | 0.897 | 3128 | 82.6 | 5 | 50000 | 42767 |  |  | No | Updated on 2/1/17 | 4.1 | 2300 | 128 | 18 | 25 | 0.9 | 3000 | 80
PNZPU3QG | Signcomplex Limited | Signcomplex Limited | MT8-018-AW-WW-05F | Linear Replacement Lamp | Four-Foot | Internal Driver Lamp-Style Retrofit Kits (UL Type B) | Standard | TRUE | 1885.3 | 120.09 | 15.7 | 24.06 | 0.899 | 3140 | 83.5 | 5 | 50000 | 42767 |  |  | No | Updated on 2/1/17 | 4.1 | 1980 | 110 | 18 | 25 | 0.9 | 3000 | 80
PYF48V23 | Signcomplex Limited | Signcomplex Limited | MT8-018-AW-WW-04F | Linear Replacement Lamp | Four-Foot | Internal Driver Lamp-Style Retrofit Kits (UL Type B) | Standard | TRUE | 1978.7 | 120.21 | 16.46 | 24.39 | 0.904 | 2984 | 83.6 | 5 | 50000 | 42767 |  |  | No | Updated on 2/1/17 | 4.1 | 1980 | 110 | 18 | 25 | 0.9 | 3000 | 80
PSFZKFPM | Signcomplex Limited | Signcomplex Limited | ST8-018-AW-W-01C | Linear Replacement Lamp | Four-Foot | Internal Driver Lamp-Style Retrofit Kits (UL Type B) | Standard | FALSE | [9 empty] | 42767 |  |  | No | Updated on 2/1/17 | 4.1 | 2400 | 133 | 18 | 15 | 0.9 | 5000 | 80
PFM3HWRF | Signcomplex Limited | Signcomplex Limited | ST8-018-AW-W-01F | Linear Replacement Lamp | Four-Foot | Internal Driver Lamp-Style Retrofit Kits (UL Type B) | Standard | FALSE | [9 empty] | 42767 |  |  | No | Updated on 2/1/17 | 4.1 | 2300 | 128 | 18 | 15 | 0.9 | 5000 | 80
P2ASX1ZK | Signcomplex Limited | Signcomplex Limited | MT8-018-AW-W-04F | Linear Replacement Lamp | Four-Foot | Internal Driver Lamp-Style Retrofit Kits (UL Type B) | Standard | FALSE | [9 empty] | 42767 |  |  | No | Updated on 2/1/17 | 4.1 | 2200 | 122 | 18 | 25 | 0.9 | 5000 | 80
P937HYM3 | Signcomplex Limited | Signcomplex Limited | MT8-018-AW-W-02C | Linear Replacement Lamp | Four-Foot | Internal Driver Lamp-Style Retrofit Kits (UL Type B) | Standard | FALSE | [9 empty] | 42767 |  |  | No | Updated on 2/1/17 | 4.1 | 2500 | 139 | 18 | 25 | 0.9 | 5000 | 80
PSZAV9TH | Signcomplex Limited | Signcomplex Limited | MT8-018-AW-W-05F | Linear Replacement Lamp | Four-Foot | Internal Driver Lamp-Style Retrofit Kits (UL Type B) | Standard | FALSE | [9 empty] | 42767 |  |  | No | Updated on 2/1/17 | 4.1 | 2200 | 122 | 18 | 25 | 0.9 | 5000 | 80
PGR9P3874 | Signcomplex Limited | Signcomplex Limited | ST8-018-AW-NW-01F | Linear Replacement Lamp | Four-Foot | Internal Driver Lamp-Style Retrofit Kits (UL Type B) | Standard | FALSE | [9 empty] | 42767 |  |  | No | Updated on 2/1/17 | 4.1 | 2230 | 124 | 18 | 15 | 0.9 | 4000 | 80
PUVCAZWC7 | Signcomplex Limited | Signcomplex Limited | ST8-018-AW-NW-01C | Linear Replacement Lamp | Four-Foot | Internal Driver Lamp-Style Retrofit Kits (UL Type B) | Standard | FALSE | [9 empty] | 42767 |  |  | No | Updated on 2/1/17 | 4.1 | 2340 | 130 | 18 | 15 | 0.9 | 4000 | 80
PK493EWP | Signcomplex Limited | Signcomplex Limited | MT8-018-AW-NW-04F | Linear Replacement Lamp | Four-Foot | Internal Driver Lamp-Style Retrofit Kits (UL Type B) | Standard | FALSE | [9 empty] | 42767 |  |  | No | Updated on 2/1/17 | 4.1 | 2160 | 120 | 18 | 25 | 0.9 | 4000 | 80
PJ3XACM8 | Signcomplex Limited | Signcomplex Limited | MT8-018-AW-NW-02C | Linear Replacement Lamp | Four-Foot | Internal Driver Lamp-Style Retrofit Kits (UL Type B) | Standard | FALSE | [9 empty] | 42767 |  |  | No | Updated on 2/1/17 | 4.1 | 2400 | 133 | 18 | 25 | 0.9 | 4000 | 80
P9A4GA4W | Signcomplex Limited | Signcomplex Limited | MT8-018-AW-NW-05F | Linear Replacement Lamp | Four-Foot | Internal Driver Lamp-Style Retrofit Kits (UL Type B) | Standard | FALSE | [9 empty] | 42767 |  |  | No | Updated on 2/1/17 | 4.1 | 2160 | 120 | 18 | 25 | 0.9 | 4000 | 80
PTDYWXGZ | Halco Lighting Technologies | ProLED | T8FR15/830/DIR/LED | Linear Replacement Lamp | Four-Foot | Replacement Lamps (plug and play) (UL Type A) | Standard | TRUE | 2177 | 128.9 | 16.9 | 9.83 | 0.9684 | 3061 | 82.9 | 5 | 50000 | 42766 |  |  | No |  | 4 | 2100 | 117 | 18 | 9.83 | 0.97 | 3000 | 82
PUT3C7Z9 | Halco Lighting Technologies | ProLED | T5FR25/830/DIR2/HO/LED | Linear Replacement Lamp | Four-Foot | Replacement Lamps (plug and play) (UL Type A) | Standard | TRUE | 3346 | 128.49 | 26.04 | 10.7 | 0.964 | 3117 | 82.7 | 5 | 50000 | 42766 |  |  | No |  | 4.1 | 3200 | 114 | 28 | 20 | 0.9 | 3000 | 82
PZHQ7UUX | Halco Lighting Technologies | ProLED | T8FR11/830/DIR2/LED | Linear Replacement Lamp | Four-Foot | Replacement Lamps (plug and play) (UL Type A) | Standard | TRUE | 1729 | 128.6 | 13.44 | 13.61 | 0.9545 | 3051 | 83.1 | 5 | 50000 | 42766 |  |  | No |  | 4 | 1700 | 117 | 14.5 | 13.61 | 0.95 | 3000 | 82
P97ZBA1C | Halco Lighting Technologies | ProLED | T8FR15/830/BYP2/LED | Linear Replacement Lamp | Four-Foot | Internal Driver Lamp-Style Retrofit Kits (UL Type B) | Standard | TRUE | 1934 | 128.1 | 15.1 | 16.58 | 0.906 | 3065 | 84.6 | 5 | 50000 | 42766 |  |  | No |  | 3 | 1800 | 120 | 15 | 20 | 0.9 | 3000 | 83
P749YE7H | Halco Lighting Technologies | ProLED | T8FR15/850/BYP2/LED | Linear Replacement Lamp | Four-Foot | Internal Driver Lamp-Style Retrofit Kits (UL Type B) | Standard | FALSE | [9 empty] | 42766 |  |  | No |  | 3 | 1800 | 120 | 15 | 20 | 0.9 | 5000 | 83
PZS1CTY3 | Halco Lighting Technologies | ProLED | T8FR11/850/DIR2/LED | Linear Replacement Lamp | Four-Foot | Replacement Lamps (plug and play) (UL Type A) | Standard | FALSE | [9 empty] | 42766 |  |  | No |  | 4 | 1800 | 124 | 14.5 | 14.44 | 0.96 | 5000 | 82
P1UE3UJA | Halco Lighting Technologies | ProLED | T8FR15/850/DIR/LED | Linear Replacement Lamp | Four-Foot | Replacement Lamps (plug and play) (UL Type A) | Standard | FALSE | [9 empty] | 42766 |  |  | No |  | 4 | 2200 | 124 | 18 | 10.2 | 0.97 | 5000 | 82
PKPTEB17 | Halco Lighting Technologies | ProLED | T5FR25/850/DIR2/HO/LED | Linear Replacement Lamp | Four-Foot | Replacement Lamps (plug and play) (UL Type A) | Standard | FALSE | [9 empty] | 42766 |  |  | No |  | 4.1 | 3500 | 125 | 28 | 20 | 0.9 | 5000 | 82
PHZH22QC | Halco Lighting Technologies | ProLED | T8FR15/840/BYP2/LED | Linear Replacement Lamp | Four-Foot | Internal Driver Lamp-Style Retrofit Kits (UL Type B) | Standard | FALSE | [9 empty] | 42766 |  |  | No |  | 3 | 1800 | 120 | 15 | 20 | 0.9 | 4000 | 83
P8RD5F6G | Halco Lighting Technologies | ProLED | T8FR11/840/DIR2/LED | Linear Replacement Lamp | Four-Foot | Replacement Lamps (plug and play) (UL Type A) | Standard | FALSE | [9 empty] | 42766 |  |  | No |  | 4 | 1800 | 124 | 14.5 | 13.61 | 0.95 | 4000 | 82
PRYAEG58 | Halco Lighting Technologies | ProLED | T8FR15/840/DIR/LED | Linear Replacement Lamp | Four-Foot | Replacement Lamps (plug and play) (UL Type A) | Standard | FALSE | [9 empty] | 42766 |  |  | No |  | 4 | 2200 | 124 | 18 | 9.83 | 0.97 | 4000 | 82
P12DMEZ5 | Halco Lighting Technologies | ProLED | T5FR25/840/DIR2/HO/LED | Linear Replacement Lamp | Four-Foot | Replacement Lamps (plug and play) (UL Type A) | Standard | FALSE | [9 empty] | 42766 |  |  | No |  | 4.1 | 3500 | 125 | 28 | 20 | 0.9 | 4000 | 82
PPR889J8 | Halco Lighting Technologies | ProLED | T8FR15/835/BYP2/LED | Linear Replacement Lamp | Four-Foot | Internal Driver Lamp-Style Retrofit Kits (UL Type B) | Standard | FALSE | [9 empty] | 42766 |  |  | No |  | 3 | 1800 | 120 | 15 | 20 | 0.9 | 3500 | 83
PB1W5YCQ | Halco Lighting Technologies | ProLED | T8FR11/835/DIR2/LED | Linear Replacement Lamp | Four-Foot | Replacement Lamps (plug and play) (UL Type A) | Standard | FALSE | [9 empty] | 42766 |  |  | No |  | 4 | 1700 | 117 | 14.5 | 13.61 | 0.95 | 3500 | 82
P1W5C7S8 | Halco Lighting Technologies | ProLED | T8FR15/835/DIR/LED | Linear Replacement Lamp | Four-Foot | Replacement Lamps (plug and play) (UL Type A) | Standard | FALSE | [9 empty] | 42766 |  |  | No |  | 4 | 2100 | 117 | 18 | 9.83 | 0.97 | 3500 | 82
P7ABBXR4 | Halco Lighting Technologies | ProLED | T5FR25/835/DIR2/HO/LED | Linear Replacement Lamp | Four-Foot | Replacement Lamps (plug and play) (UL Type A) | Standard | FALSE | [9 empty] | 42766 |  |  | No |  | 4.1 | 3200 | 114 | 28 | 20 | 0.9 | 3500 | 82
PC5X13J7 | Westinghouse Lighting | WESTINGHOUSE | LED15T8/48/30 Direct Install | Linear Replacement Lamp | Four-Foot | Replacement Lamps (plug and play) (UL Type A) | Standard | TRUE | 2177 | 128.9 | 16.9 | 9.83 | 0.9684 | 3061 | 82.9 | 5 | 50000 | 42766 |  |  | No |  | 4 | 2100 | 117 | 18 | 9.83 | 0.97 | 3000 | 82
P7NG3V2V | Westinghouse Lighting | WESTINGHOUSE | LED11.5T8/48'/30 Direct Install | Linear Replacement Lamp | Four-Foot | Replacement Lamps (plug and play) (UL Type A) | Standard | TRUE | 1729 | 128.6 | 13.44 | 13.61 | 0.9545 | 3051 | 83.1 | 5 | 50000 | 42766 |  |  | No |  | 4 | 1700 | 117 | 14.5 | 13.61 | 0.95 | 3000 | 82
PV699YH4 | Westinghouse Lighting | WESTINGHOUSE | 33852 | Linear Replacement Lamp | Four-Foot | Replacement Lamps (plug and play) (UL Type A) | Standard | FALSE | [9 empty] | 42766 |  |  | No |  | 4 | 1800 | 124 | 14.5 | 14.44 | 0.96 | 5000 | 82
PJUTTYKC | Westinghouse Lighting | WESTINGHOUSE | 43655 | Linear Replacement Lamp | Four-Foot | Replacement Lamps (plug and play) (UL Type A) | Standard | FALSE | [9 empty] | 42766 |  |  | No |  | 4 | 2200 | 124 | 18 | 10.2 | 0.97 | 5000 | 82
PQZBC1GU | Westinghouse Lighting | WESTINGHOUSE | 33739 | Linear Replacement Lamp | Four-Foot | Replacement Lamps (plug and play) (UL Type A) | Standard | FALSE | [9 empty] | 42766 |  |  | No |  | 4 | 1800 | 124 | 14.5 | 13.61 | 0.95 | 4000 | 82
P2UZQVXW | Westinghouse Lighting | WESTINGHOUSE | 43653 | Linear Replacement Lamp | Four-Foot | Replacement Lamps (plug and play) (UL Type A) | Standard | FALSE | [9 empty] | 42766 |  |  | No |  | 4 | 2200 | 124 | 18 | 9.83 | 0.97 | 4000 | 82
PXJWC88Z | Westinghouse Lighting | WESTINGHOUSE | 33851 | Linear Replacement Lamp | Four-Foot | Replacement Lamps (plug and play) (UL Type A) | Standard | FALSE | [9 empty] | 42766 |  |  | No |  | 4 | 1700 | 117 | 14.5 | 13.61 | 0.95 | 3500 | 82
PHCYRGSX | Westinghouse Lighting | WESTINGHOUSE | 43652 | Linear Replacement Lamp | Four-Foot | Replacement Lamps (plug and play) (UL Type A) | Standard | FALSE | [9 empty] | 42766 |  |  | No |  | 4 | 2100 | 117 | 18 | 9.83 | 0.97 | 3500 | 82
P2H5ZUU6 | Luxul Technology Inc. | Luxul | Cello T8 4ft DIM 3000K | Linear Replacement Lamp | Four-Foot | Replacement Lamps (plug and play) (UL Type A) | Standard | TRUE | 2286.67 | 116.67 | 19.6 | 11.09 | 0.968 | 3071 | 83.7 | 5 | 50000 | 42766 |  |  | No |  | 4.1 | 2286.67 | 116.67 | 19.6 | 11.09 | 0.97 | 3071 | 83.7
PAUJT5TX | Luxul Technology Inc. | Luxul | Cello T8 4ft DIM 5000K | Linear Replacement Lamp | Four-Foot | Replacement Lamps (plug and play) (UL Type A) | Standard | FALSE | [9 empty] | 42766 |  |  | No |  | 4.1 | 2477 | 126.43 | 19.59 | 11.05 | 0.97 | 4974 | 82.8
PGGVXMPJ | Luxul Technology Inc. | Luxul | Cello T8 4ft 5000K | Linear Replacement Lamp | Four-Foot | Replacement Lamps (plug and play) (UL Type A) | Standard | FALSE | [9 empty] | 42766 |  |  | No |  | 4.1 | 2477 | 126.43 | 19.59 | 11.05 | 0.97 | 4974 | 82.8
P11NVMFE | Luxul Technology Inc. | Luxul | Cello T8 4ft DIM 4000K | Linear Replacement Lamp | Four-Foot | Replacement Lamps (plug and play) (UL Type A) | Standard | FALSE | [9 empty] | 42766 |  |  | No |  | 4.1 | 2430.4 | 124.15 | 19.58 | 10.98 | 0.97 | 4044 | 83.7
PM7VXJ12 | Luxul Technology Inc. | Luxul | Cello T8 4ft 4000K | Linear Replacement Lamp | Four-Foot | Replacement Lamps (plug and play) (UL Type A) | Standard | FALSE | [9 empty] | 42766 |  |  | No |  | 4.1 | 2430.4 | 124.15 | 19.58 | 10.98 | 0.97 | 4044 | 83.7
PC5T864R | Luxul Technology Inc. | Luxul | Cello T8 4ft 3000K | Linear Replacement Lamp | Four-Foot | Replacement Lamps (plug and play) (UL Type A) | Standard | FALSE | [9 empty] | 42766 |  |  | No |  | 4.1 | 2286.67 | 116.67 | 19.6 | 11.09 | 0.97 | 3071 | 83.7
PY1NRMKA | LEDone Distribution Inc. | LED One | LOD-GDMT84F-12W30KF | Linear Replacement Lamp | Four-Foot | Dual Mode Internal Driver (UL Type A and Type B) | Standard | TRUE | 1758 | 123 | 14.29 | 5.91 | 0.99 | 3011 | 80.8 | 5 | 50000 | 42766 |  |  | No |  | 4.1 | 1680 | 140 | 12 | 10 | 0.9 | 3000 | 80
PRYW4TJR | LEDone Distribution Inc. | LED One | LOD-GDMT84F-17W30KF | Linear Replacement Lamp | Four-Foot | Dual Mode Internal Driver (UL Type A and Type B) | Standard | TRUE | 2411 | 129.6 | 18.61 | 5.81 | 0.99 | 3008 | 80.8 | 5 | 50000 | 42766 |  |  | No |  | 4.1 | 2150 | 127 | 17 | 10 | 0.9 | 3000 | 80
P8XEV6CZ | LEDone Distribution Inc. | LED One | LOD-GDMT84F-24W30KF | Linear Replacement Lamp | Four-Foot | Dual Mode Internal Driver (UL Type A and Type B) | Standard | TRUE | 3112 | 120.7 | 25.79 | 5.71 | 0.99 | 3018 | 80.3 | 5 | 50000 | 42766 |  |  | No |  | 4.1 | 2990 | 125 | 24 | 10 | 0.9 | 3000 | 80
PCT6R98V | LEDone Distribution Inc. | LED One | LOD-GDMT84F-15W30KF | Linear Replacement Lamp | Four-Foot | Dual Mode Internal Driver (UL Type A and Type B) | Standard | TRUE | 1986 | 127.7 | 15.55 | 5.45 | 0.99 | 3006 | 80.8 | 5 | 50000 | 42766 |  |  | No |  | 4.1 | 1780 | 119 | 15 | 10 | 0.9 | 3000 | 80
PAZ936D6 | LEDone Distribution Inc. | LED One | LOD-GDMT84F-24W50KF | Linear Replacement Lamp | Four-Foot | Dual Mode Internal Driver (UL Type A and Type B) | Standard | FALSE | [9 empty] | 42766 |  |  | No |  | 4.1 | 3200 | 134 | 24 | 10 | 0.9 | 5000 | 80
PS9HSB9V | LEDone Distribution Inc. | LED One | LOD-GDMT84F-17W50KF | Linear Replacement Lamp | Four-Foot | Dual Mode Internal Driver (UL Type A and Type B) | Standard | FALSE | [9 empty] | 42766 |  |  | No |  | 4.1 | 2300 | 136 | 17 | 10 | 0.9 | 5000 | 80
PMR21BG8 | LEDone Distribution Inc. | LED One | LOD-GDMT84F-15W50KF | Linear Replacement Lamp | Four-Foot | Dual Mode Internal Driver (UL Type A and Type B) | Standard | FALSE | [9 empty] | 42766 |  |  | No |  | 4.1 | 1900 | 127 | 15 | 10 | 0.9 | 5000 | 80
P9UPB1AK | LEDone Distribution Inc. | LED One | LOD-GDMT84F-12W50KF | Linear Replacement Lamp | Four-Foot | Dual Mode Internal Driver (UL Type A and Type B) | Standard | FALSE | [9 empty] | 42766 |  |  | No |  | 4.1 | 1800 | 150 | 12 | 10 | 0.9 | 5000 | 80
PND3GZV9 | LEDone Distribution Inc. | LED One | LOD-GDMT84F-24W45KF | Linear Replacement Lamp | Four-Foot | Dual Mode Internal Driver (UL Type A and Type B) | Standard | FALSE | [9 empty] | 42766 |  |  | No |  | 4.1 | 3200 | 134 | 24 | 10 | 0.9 | 4500 | 80
P41D18HP | LEDone Distribution Inc. | LED One | LOD-GDMT84F-17W45KF | Linear Replacement Lamp | Four-Foot | Dual Mode Internal Driver (UL Type A and Type B) | Standard | FALSE | [9 empty] | 42766 |  |  | No |  | 4.1 | 2300 | 136 | 17 | 10 | 0.9 | 4500 | 80
PBFX3QK6 | LEDone Distribution Inc. | LED One | LOD-GDMT84F-15W45KF | Linear Replacement Lamp | Four-Foot | Dual Mode Internal Driver (UL Type A and Type B) | Standard | FALSE | [9 empty] | 42766 |  |  | No |  | 4.1 | 1900 | 127 | 15 | 10 | 0.9 | 4500 | 80
PWW12KTE | LEDone Distribution Inc. | LED One | LOD-GDMT84F-12W45KF | Linear Replacement Lamp | Four-Foot | Dual Mode Internal Driver (UL Type A and Type B) | Standard | FALSE | [9 empty] | 42766 |  |  | No |  | 4.1 | 1800 | 150 | 12 | 10 | 0.9 | 4500 | 80
PRF9BPF5 | LEDone Distribution Inc. | LED One | LOD-GDMT84F-24W40KF | Linear Replacement Lamp | Four-Foot | Dual Mode Internal Driver (UL Type A and Type B) | Standard | FALSE | [9 empty] | 42766 |  |  | No |  | 4.1 | 3200 | 134 | 24 | 10 | 0.9 | 4000 | 80
PCKZJ2A3 | LEDone Distribution Inc. | LED One | LOD-GDMT84F-17W40KF | Linear Replacement Lamp | Four-Foot | Dual Mode Internal Driver (UL Type A and Type B) | Standard | FALSE | [9 empty] | 42766 |  |  | No |  | 4.1 | 2300 | 136 | 17 | 10 | 0.9 | 4000 | 80
PMRMDC79 | LEDone Distribution Inc. | LED One | LOD-GDMT84F-15W40KF | Linear Replacement Lamp | Four-Foot | Dual Mode Internal Driver (UL Type A and Type B) | Standard | FALSE | [9 empty] | 42766 |  |  | No |  | 4.1 | 1900 | 127 | 15 | 10 | 0.9 | 4000 | 80
PHJZQNRV | LEDone Distribution Inc. | LED One | LOD-GDMT84F-12W40KF | Linear Replacement Lamp | Four-Foot | Dual Mode Internal Driver (UL Type A and Type B) | Standard | FALSE | [9 empty] | 42766 |  |  | No |  | 4.1 | 1800 | 150 | 12 | 10 | 0.9 | 4000 | 80
PQ3KP2YY | LEDone Distribution Inc. | LED One | LOD-GDMT84F-24W35KF | Linear Replacement Lamp | Four-Foot | Dual Mode Internal Driver (UL Type A and Type B) | Standard | FALSE | [9 empty] | 42766 |  |  | No |  | 4.1 | 2990 | 125 | 24 | 10 | 0.9 | 3500 | 80
PA3JUFVP | LEDone Distribution Inc. | LED One | LOD-GDMT84F-17W35KF | Linear Replacement Lamp | Four-Foot | Dual Mode Internal Driver (UL Type A and Type B) | Standard | FALSE | [9 empty] | 42766 |  |  | No |  | 4.1 | 2150 | 127 | 17 | 10 | 0.9 | 3500 | 80
P6ZH1USN | LEDone Distribution Inc. | LED One | LOD-GDMT84F-15W35KF | Linear Replacement Lamp | Four-Foot | Dual Mode Internal Driver (UL Type A and Type B) | Standard | FALSE | [9 empty] | 42766 |  |  | No |  | 4.1 | 1780 | 119 | 15 | 10 | 0.9 | 3500 | 80
PJ92TSH9 | LEDone Distribution Inc. | LED One | LOD-GDMT84F-12W35KF | Linear Replacement Lamp | Four-Foot | Dual Mode Internal Driver (UL Type A and Type B) | Standard | FALSE | [9 empty] | 42766 |  |  | No |  | 4.1 | 1680 | 140 | 12 | 10 | 0.9 | 3500 | 80
PSAJQ93W | Shenzhen North Pole Technology Co. LTD | NPL | T8-F12B-18W-40P2E34 | Linear Replacement Lamp | Four-Foot | Internal Driver Lamp-Style Retrofit Kits (UL Type B) | Standard | TRUE | 2191.31 | 123.25 | 17.78 | 11.51 | 0.9364 | 4035 | 82.8 | 5 | 50000 | 42766 |  |  | No |  | 4.1 | 2200 | 122.2 | 18 | 20 | 0.9 | 4000 | 80
PTKXBAAD | Shenzhen North Pole Technology Co. LTD | NPL | T8-F12B-18W-50P2E34 | Linear Replacement Lamp | Four-Foot | Internal Driver Lamp-Style Retrofit Kits (UL Type B) | Standard | FALSE | [9 empty] | 42766 |  |  | No |  | 4.1 | 2200 | 122.2 | 18 | 20 | 0.9 | 5000 | 80
PM44K9TU | Shenzhen North Pole Technology Co. LTD | NPL | T8-F12B-18W-40P1E34 | Linear Replacement Lamp | Four-Foot | Internal Driver Lamp-Style Retrofit Kits (UL Type B) | Standard | TRUE | 2366.8 | 132.3 | 17.89 | 11.87 | 0.9373 | 4033 | 82.5 | 5 | 50000 | 42766 |  |  | No |  | 4.1 | 2200 | 122.2 | 18 | 20 | 0.9 | 4000 | 80
PFS2BMHD | Shenzhen North Pole Technology Co. LTD | NPL | T8-F12B-18W-50P1E34 | Linear Replacement Lamp | Four-Foot | Internal Driver Lamp-Style Retrofit Kits (UL Type B) | Standard | FALSE | [9 empty] | 42766 |  |  | No |  | 4.1 | 2200 | 122.2 | 18 | 20 | 0.9 | 5000 | 80
PRAGU898 | Shenzhen North Pole Technology Co. LTD | NPL | T8-F12B-15W-40P2E34 | Linear Replacement Lamp | Four-Foot | Internal Driver Lamp-Style Retrofit Kits (UL Type B) | Standard | TRUE | 1926.27 | 130.95 | 14.71 | 9.74 | 0.9132 | 4031 | 82.8 | 5 | 50000 | 42766 |  |  | No |  | 4.1 | 1800 | 120 | 15 | 20 | 0.9 | 4000 | 80
P6PM9HDJ | Shenzhen North Pole Technology Co. LTD | NPL | T8-F12B-15W-50P2E34 | Linear Replacement Lamp | Four-Foot | Internal Driver Lamp-Style Retrofit Kits (UL Type B) | Standard | FALSE | [9 empty] | 42766 |  |  | No |  | 4.1 | 1800 | 120 | 15 | 20 | 0.9 | 5000 | 80
PDS8H8H5 | Shenzhen North Pole Technology Co. LTD | NPL | T8-F12B-15W-40P1E34 | Linear Replacement Lamp | Four-Foot | Internal Driver Lamp-Style Retrofit Kits (UL Type B) | Standard | TRUE | 2061.43 | 137.52 | 14.99 | 9.76 | 0.9169 | 4028 | 82.6 | 5 | 50000 | 42766 |  |  | No |  | 4.1 | 1800 | 120 | 15 | 20 | 0.9 | 4000 | 80
PHGAWT9B | Shenzhen North Pole Technology Co. LTD | NPL | T8-F12B-15W-50P1E34 | Linear Replacement Lamp | Four-Foot | Internal Driver Lamp-Style Retrofit Kits (UL Type B) | Standard | FALSE | [9 empty] | 42766 |  |  | No |  | 4.1 | 1800 | 120 | 15 | 20 | 0.9 | 5000 | 80
PMJMK23F | Eiko Global LLC | EIKO | LED14WT8/48/830-DBL-G7D | Linear Replacement Lamp | Four-Foot | Internal Driver Lamp-Style Retrofit Kits (UL Type B) | Standard | TRUE | 1834 | 128.7 | 14.25 | 21.445 | 0.9088 | 3100 | 82.9 | 5 | 50000 | 42766 |  |  | No |  | 4 | 1700 | 120 | 14 | 20 | 0.9 | 3000 | 82
P8GWFMSG | Eiko Global LLC | EIKO | LED17WT8/48/830-DBL-G7D | Linear Replacement Lamp | Four-Foot | Internal Driver Lamp-Style Retrofit Kits (UL Type B) | Standard | TRUE | 2315 | 134.5 | 17.21 | 22.36 | 0.9065 | 3105 | 82.7 | 5 | 50000 | 42766 |  |  | No |  | 4 | 2100 | 120 | 17 | 20 | 0.9 | 3000 | 82
PXEYZMWQ | Eiko Global LLC | EIKO | LED17WT8/48/850-DBL-G7D | Linear Replacement Lamp | Four-Foot | Internal Driver Lamp-Style Retrofit Kits (UL Type B) | Standard | FALSE | [9 empty] | 42766 |  |  | No |  | 4 | 2200 | 130 | 17 | 20 | 0.9 | 5000 | 82
P7S1X1WV | Eiko Global LLC | EIKO | LED14WT8/48/850-DBL-G7D | Linear Replacement Lamp | Four-Foot | Internal Driver Lamp-Style Retrofit Kits (UL Type B) | Standard | FALSE | [9 empty] | 42766 |  |  | No |  | 4 | 1800 | 130 | 14 | 20 | 0.9 | 5000 | 82
PJ3YFXFM | Eiko Global LLC | EIKO | LED17WT8/48/840-DBL-G7D | Linear Replacement Lamp | Four-Foot | Internal Driver Lamp-Style Retrofit Kits (UL Type B) | Standard | FALSE | [9 empty] | 42766 |  |  | No |  | 4 | 2200 | 130 | 17 | 20 | 0.9 | 4000 | 82
P2ZH7YK9 | Eiko Global LLC | EIKO | LED14WT8/48/840-DBL-G7D | Linear Replacement Lamp | Four-Foot | Internal Driver Lamp-Style Retrofit Kits (UL Type B) | Standard | FALSE | [9 empty] | 42766 |  |  | No |  | 4 | 1800 | 130 | 14 | 20 | 0.9 | 4000 | 82
PBF2H7BX | Eiko Global LLC | EIKO | LED17WT8/48/835-DBL-G7D | Linear Replacement Lamp | Four-Foot | Internal Driver Lamp-Style Retrofit Kits (UL Type B) | Standard | FALSE | [9 empty] | 42766 |  |  | No |  | 4 | 2100 | 120 | 17 | 20 | 0.9 | 3500 | 82
PMP66TZH | Eiko Global LLC | EIKO | LED14WT8/48/835-DBL-G7D | Linear Replacement Lamp | Four-Foot | Internal Driver Lamp-Style Retrofit Kits (UL Type B) | Standard | FALSE | [9 empty] | 42766 |  |  | No |  | 4 | 1700 | 120 | 14 | 20 | 0.9 | 3500 | 82
PBK2HRFC | Sunpark | SUNPARK | T8-48DE-12W-1800LM-830 | Linear Replacement Lamp | Four-Foot | Internal Driver Lamp-Style Retrofit Kits (UL Type B) | Standard | TRUE | 1821 | 145.8 | 12.49 | 19.75 | 0.9256 | 3125 | 82.1 | 5 | 50000 | 42766 | Not Dimmable | Not Dimmable | No |  | 4 | 1700 | 140 | 12 | 20 | 0.9 | 3000 | 82
PT5GKV8H | Lunera Lighting | Lunera | HN-T8-L-48-12W-830-G1-UT | Linear Replacement Lamp | Four-Foot | Internal Driver Lamp-Style Retrofit Kits (UL Type B) | Standard | TRUE | 1821 | 145.8 | 12.49 | 19.75 | 0.9256 | 3125 | 82.1 | 5 | 50000 | 42766 | Not Dimmable | Not Dimmable | No |  | 4 | 1700 | 140 | 12 | 20 | 0.9 | 3000 | 82
P3UBACW6 | Sunpark | SUNPARK | T8-48DE-15W-2200LM-830 | Linear Replacement Lamp | Four-Foot | Internal Driver Lamp-Style Retrofit Kits (UL Type B) | Standard | TRUE | 2218 | 146.4 | 15.15 | 20.93 | 0.9158 | 3149 | 81.9 | 5 | 50000 | 42766 | Not Dimmable | Not Dimmable | No |  | 4 | 2100 | 140 | 15 | 20 | 0.9 | 3000 | 82
PGFER9H7 | Lunera Lighting | Lunera | HN-T8-L-48-15W-830-G1-UT | Linear Replacement Lamp | Four-Foot | Internal Driver Lamp-Style Retrofit Kits (UL Type B) | Standard | TRUE | 2218 | 146.4 | 15.15 | 20.93 | 0.9158 | 3149 | 81.9 | 5 | 50000 | 42766 | Not Dimmable | Not Dimmable | No |  | 4 | 2100 | 140 | 15 | 20 | 0.9 | 3000 | 82
PZGB1N4Z | Sunpark | SUNPARK | T8-48DE-14W-1800LM-830 | Linear Replacement Lamp | Four-Foot | Internal Driver Lamp-Style Retrofit Kits (UL Type B) | Standard | TRUE | 1834 | 128.7 | 14.25 | 21.445 | 0.9088 | 3100 | 82.9 | 5 | 50000 | 42766 | Not Dimmable | Not Dimmable | No |  | 4 | 1700 | 120 | 14 | 20 | 0.9 | 3000 | 82
PS6N5T84 | Lunera Lighting | Lunera | HN-T8-L-48-14W-830-G1-UT | Linear Replacement Lamp | Four-Foot | Internal Driver Lamp-Style Retrofit Kits (UL Type B) | Standard | TRUE | 1834 | 128.7 | 14.25 | 21.445 | 0.9088 | 3100 | 82.9 | 5 | 50000 | 42766 | Not Dimmable | Not Dimmable | No |  | 4 | 1700 | 120 | 14 | 20 | 0.9 | 3000 | 82
PK6V28EJ | Sunpark | SUNPARK | T8-48DE-17W-2200LM-830 | Linear Replacement Lamp | Four-Foot | Internal Driver Lamp-Style Retrofit Kits (UL Type B) | Standard | TRUE | 2315 | 134.5 | 17.21 | 22.36 | 0.9065 | 3105 | 82.7 | 5 | 50000 | 42766 | Not Dimmable | Not Dimmable | No |  | 4 | 2100 | 120 | 17 | 20 | 0.9 | 3000 | 82
P4JGQES2 | Lunera Lighting | Lunera | HN-T8-L-48-17W-830-G1-UT | Linear Replacement Lamp | Four-Foot | Internal Driver Lamp-Style Retrofit Kits (UL Type B) | Standard | TRUE | 2315 | 134.5 | 17.21 | 22.36 | 0.9065 | 3105 | 82.7 | 5 | 50000 | 42766 | Not Dimmable | Not Dimmable | No |  | 4 | 2100 | 120 | 17 | 20 | 0.9 | 3000 | 82
PGJEQKY2 | Sunpark | SUNPARK | T8-48DE-15W-2200LM-850 | Linear Replacement Lamp | Four-Foot | Internal Driver Lamp-Style Retrofit Kits (UL Type B) | Standard | FALSE | [9 empty] | 42766 | Not Dimmable | Not Dimmable | No |  | 4 | 2200 | 150 | 15 | 20 | 0.9 | 5000 | 82
P3417U3E | Sunpark | SUNPARK | T8-48DE-17W-2200LM-850 | Linear Replacement Lamp | Four-Foot | Internal Driver Lamp-Style Retrofit Kits (UL Type B) | Standard | FALSE | [9 empty] | 42766 | Not Dimmable | Not Dimmable | No |  | 4 | 2200 | 130 | 17 | 20 | 0.9 | 5000 | 82
PVS2Z5GW | Sunpark | SUNPARK | T8-48DE-14W-1800LM-850 | Linear Replacement Lamp | Four-Foot | Internal Driver Lamp-Style Retrofit Kits (UL Type B) | Standard | FALSE | [9 empty] | 42766 | Not Dimmable | Not Dimmable | No |  | 4 | 1800 | 130 | 14 | 20 | 0.9 | 5000 | 82
PKVUGZ4H | Sunpark | SUNPARK | T8-48DE-12W-1800LM-850 | Linear Replacement Lamp | Four-Foot | Internal Driver Lamp-Style Retrofit Kits (UL Type B) | Standard | FALSE | [9 empty] | 42766 | Not Dimmable | Not Dimmable | No |  | 4 | 1800 | 150 | 12 | 20 | 0.9 | 5000 | 82
PMACRA9B | Sunpark | SUNPARK | T8-48DE-15W-2200LM-840 | Linear Replacement Lamp | Four-Foot | Internal Driver Lamp-Style Retrofit Kits (UL Type B) | Standard | FALSE | [9 empty] | 42766 | Not Dimmable | Not Dimmable | No |  | 4 | 2200 | 150 | 15 | 20 | 0.9 | 4000 | 82
PK2Z1U6K | Sunpark | SUNPARK | T8-48DE-17W-2200LM-840 | Linear Replacement Lamp | Four-Foot | Internal Driver Lamp-Style Retrofit Kits (UL Type B) | Standard | FALSE | [9 empty] | 42766 | Not Dimmable | Not Dimmable | No |  | 4 | 2200 | 130 | 17 | 20 | 0.9 | 4000 | 82
PERGWFUH | Sunpark | SUNPARK | T8-48DE-12W-1800LM-840 | Linear Replacement Lamp | Four-Foot | Internal Driver Lamp-Style Retrofit Kits (UL Type B) | Standard | FALSE | [9 empty] | 42766 | Not Dimmable | Not Dimmable | No |  | 4 | 1800 | 150 | 12 | 20 | 0.9 | 4000 | 82
P7SMYPE8 | Sunpark | SUNPARK | T8-48DE-14W-1800LM-840 | Linear Replacement Lamp | Four-Foot | Internal Driver Lamp-Style Retrofit Kits (UL Type B) | Standard | FALSE | [9 empty] | 42766 | Not Dimmable | Not Dimmable | No |  | 4 | 1800 | 130 | 14 | 20 | 0.9 | 4000 | 82
PMYUEMPE | Sunpark | SUNPARK | T8-48DE-17W-2200LM-835 | Linear Replacement Lamp | Four-Foot | Internal Driver Lamp-Style Retrofit Kits (UL Type B) | Standard | FALSE | [9 empty] | 42766 | Not Dimmable | Not Dimmable | No |  | 4 | 2100 | 120 | 17 | 20 | 0.9 | 3500 | 82
P9UZKSFD | Sunpark | SUNPARK | T8-48DE-15W-2200LM-835 | Linear Replacement Lamp | Four-Foot | Internal Driver Lamp-Style Retrofit Kits (UL Type B) | Standard | FALSE | [9 empty] | 42766 | Not Dimmable | Not Dimmable | No |  | 4 | 2100 | 140 | 15 | 20 | 0.9 | 3500 | 82
PT22K46K | Sunpark | SUNPARK | T8-48DE-12W-1800LM-835 | Linear Replacement Lamp | Four-Foot | Internal Driver Lamp-Style Retrofit Kits (UL Type B) | Standard | FALSE | [9 empty] | 42766 | Not Dimmable | Not Dimmable | No |  | 4 | 1700 | 140 | 12 | 20 | 0.9 | 3500 | 82
PGZK2JQF | Sunpark | SUNPARK | T8-48DE-14W-1800LM-835 | Linear Replacement Lamp | Four-Foot | Internal Driver Lamp-Style Retrofit Kits (UL Type B) | Standard | FALSE | [9 empty] | 42766 | Not Dimmable | Not Dimmable | No |  | 4 | 1700 | 120 | 14 | 20 | 0.9 | 3500 | 82
PZBBKYSU | Lunera Lighting | Lunera | HN-T8-L-48-17W-850-G1-UT | Linear Replacement Lamp | Four-Foot | Internal Driver Lamp-Style Retrofit Kits (UL Type B) | Standard | FALSE | [9 empty] | 42766 | Not Dimmable | Not Dimmable | No |  | 4 | 2200 | 130 | 17 | 20 | 0.9 | 5000 | 82
PWVZZXZU | Lunera Lighting | Lunera | HN-T8-L-48-15W-850-G1-UT | Linear Replacement Lamp | Four-Foot | Internal Driver Lamp-Style Retrofit Kits (UL Type B) | Standard | FALSE | [9 empty] | 42766 | Not Dimmable | Not Dimmable | No |  | 4 | 2200 | 150 | 15 | 20 | 0.9 | 5000 | 82
P8PTYHP5 | Lunera Lighting | Lunera | HN-T8-L-48-14W-850-G1-UT | Linear Replacement Lamp | Four-Foot | Internal Driver Lamp-Style Retrofit Kits (UL Type B) | Standard | FALSE | [9 empty] | 42766 | Not Dimmable | Not Dimmable | No |  | 4 | 1800 | 130 | 14 | 20 | 0.9 | 5000 | 82
P8JNHX9E | Lunera Lighting | Lunera | HN-T8-L-48-12W-850-G1-UT | Linear Replacement Lamp | Four-Foot | Internal Driver Lamp-Style Retrofit Kits (UL Type B) | Standard | FALSE | [9 empty] | 42766 | Not Dimmable | Not Dimmable | No |  | 4 | 1800 | 150 | 12 | 20 | 0.9 | 5000 | 82
PNTQTMY7 | Lunera Lighting | Lunera | HN-T8-L-48-15W-840-G1-UT | Linear Replacement Lamp | Four-Foot | Internal Driver Lamp-Style Retrofit Kits (UL Type B) | Standard | FALSE | [9 empty] | 42766 | Not Dimmable | Not Dimmable | No |  | 4 | 2200 | 150 | 15 | 20 | 0.9 | 4000 | 82
PDRHKA16 | Lunera Lighting | Lunera | HN-T8-L-48-17W-840-G1-UT | Linear Replacement Lamp | Four-Foot | Internal Driver Lamp-Style Retrofit Kits (UL Type B) | Standard | FALSE | [9 empty] | 42766 | Not Dimmable | Not Dimmable | No |  | 4 | 2200 | 130 | 17 | 20 | 0.9 | 4000 | 82
PXZX9UR7 | Lunera Lighting | Lunera | HN-T8-L-48-14W-840-G1-UT | Linear Replacement Lamp | Four-Foot | Internal Driver Lamp-Style Retrofit Kits (UL Type B) | Standard | FALSE | [9 empty] | 42766 | Not Dimmable | Not Dimmable | No |  | 4 | 1800 | 130 | 14 | 20 | 0.9 | 4000 | 82
P3RSV854 | Lunera Lighting | Lunera | HN-T8-L-48-12W-840-G1-UT | Linear Replacement Lamp | Four-Foot | Internal Driver Lamp-Style Retrofit Kits (UL Type B) | Standard | FALSE | [9 empty] | 42766 | Not Dimmable | Not Dimmable | No |  | 4 | 1800 | 150 | 12 | 20 | 0.9 | 4000 | 82
PR7GT9TC | Lunera Lighting | Lunera | HN-T8-L-48-17W-835-G1-UT | Linear Replacement Lamp | Four-Foot | Internal Driver Lamp-Style Retrofit Kits (UL Type B) | Standard | FALSE | [9 empty] | 42766 | Not Dimmable | Not Dimmable | No |  | 4 | 2100 | 120 | 17 | 20 | 0.9 | 3500 | 82
PB9GQU52 | Lunera Lighting | Lunera | HN-T8-L-48-15W-835-G1-UT | Linear Replacement Lamp | Four-Foot | Internal Driver Lamp-Style Retrofit Kits (UL Type B) | Standard | FALSE | [9 empty] | 42766 | Not Dimmable | Not Dimmable | No |  | 4 | 2100 | 140 | 15 | 20 | 0.9 | 3500 | 82
PNCZ6SQG | Lunera Lighting | Lunera | HN-T8-L-48-12W-835-G1-UT | Linear Replacement Lamp | Four-Foot | Internal Driver Lamp-Style Retrofit Kits (UL Type B) | Standard | FALSE | [9 empty] | 42766 | Not Dimmable | Not Dimmable | No |  | 4 | 1700 | 140 | 12 | 20 | 0.9 | 3500 | 82
PCWJEA8F | Lunera Lighting | Lunera | HN-T8-L-48-14W-835-G1-UT | Linear Replacement Lamp | Four-Foot | Internal Driver Lamp-Style Retrofit Kits (UL Type B) | Standard | FALSE | [9 empty] | 42766 | Not Dimmable | Not Dimmable | No |  | 4 | 1700 | 120 | 14 | 20 | 0.9 | 3500 | 82
PF9FYKMS | Ascent Battery SupplyLLC | WERKER | LED12487 | Linear Replacement Lamp | Four-Foot | Replacement Lamps (plug and play) (UL Type A) | Standard | TRUE | 1729 | 128.6 | 13.44 | 13.61 | 0.9545 | 3051 | 83.1 | 5 | 50000 | 42765 | Not Dimmable | Not Dimmable | No |  | 4 | 1700 | 117 | 14.5 | 13.61 | 0.95 | 3000 | 82
PWWB9E8E | Ascent Battery SupplyLLC | WERKER | LED11663A | Linear Replacement Lamp | Four-Foot | Replacement Lamps (plug and play) (UL Type A) | Standard | FALSE | [9 empty] | 42765 | Not Dimmable | Not Dimmable | No |  | 4 | 1800 | 124 | 14.5 | 14.44 | 0.96 | 5000 | 82
P3RX5VSP | Ascent Battery SupplyLLC | WERKER | LED11662A | Linear Replacement Lamp | Four-Foot | Replacement Lamps (plug and play) (UL Type A) | Standard | FALSE | [9 empty] | 42765 | Not Dimmable | Not Dimmable | No |  | 4 | 1800 | 124 | 14.5 | 13.61 | 0.95 | 4000 | 82
P7JADB29 | Ascent Battery SupplyLLC | WERKER | LED12478 | Linear Replacement Lamp | Four-Foot | Replacement Lamps (plug and play) (UL Type A) | Standard | FALSE | [9 empty] | 42765 | Not Dimmable | Not Dimmable | No |  | 4 | 1700 | 117 | 14.5 | 13.61 | 0.95 | 3500 | 82
PZKN4QEU | Ascent Battery SupplyLLC | WERKER | LED12480 | Linear Replacement Lamp | Four-Foot | Internal Driver Lamp-Style Retrofit Kits (UL Type B) | Standard | TRUE | 1934 | 128.1 | 15.1 | 16.58 | 0.906 | 3065 | 84.6 | 5 | 50000 | 42765 | Not Dimmable | Not Dimmable | No |  | 3 | 1800 | 120 | 15 | 20 | 0.9 | 3000 | 83
PVNH9SN3 | Ascent Battery SupplyLLC | WERKER | LED11665A | Linear Replacement Lamp | Four-Foot | Internal Driver Lamp-Style Retrofit Kits (UL Type B) | Standard | FALSE | [9 empty] | 42765 | Not Dimmable | Not Dimmable | No |  | 3 | 1800 | 120 | 15 | 20 | 0.9 | 5000 | 83
PXJNKSCJ | Ascent Battery SupplyLLC | WERKER | LED11664A | Linear Replacement Lamp | Four-Foot | Internal Driver Lamp-Style Retrofit Kits (UL Type B) | Standard | FALSE | [9 empty] | 42765 | Not Dimmable | Not Dimmable | No |  | 3 | 1800 | 120 | 15 | 20 | 0.9 | 4000 | 83
P94M8E12 | Ascent Battery SupplyLLC | WERKER | LED12479 | Linear Replacement Lamp | Four-Foot | Internal Driver Lamp-Style Retrofit Kits (UL Type B) | Standard | FALSE | [9 empty] | 42765 | Not Dimmable | Not Dimmable | No |  | 3 | 1800 | 120 | 15 | 20 | 0.9 | 3500 | 83
PB66EMWZ | Eiko Global LLC | EIKO | LED15WT8/48/830-G7DR | Linear Replacement Lamp | Four-Foot | Replacement Lamps (plug and play) (UL Type A) | Standard | TRUE | 2177 | 128.9 | 16.9 | 9.83 | 0.9684 | 3061 | 82.9 | 5 | 50000 | 42765 | Not Dimmable | Not Dimmable | No |  | 4 | 2100 | 117 | 18 | 9.83 | 0.97 | 3000 | 82
P59RFETQ | Eiko Global LLC | EIKO | LED11.5WT8/48/830-G7DR | Linear Replacement Lamp | Four-Foot | Replacement Lamps (plug and play) (UL Type A) | Standard | TRUE | 1729 | 128.6 | 13.44 | 13.61 | 0.9545 | 3051 | 83.1 | 5 | 50000 | 42765 | Not Dimmable | Not Dimmable | No |  | 4 | 1700 | 117 | 14.5 | 13.61 | 0.95 | 3000 | 82
PYJKDCFC | Eiko Global LLC | EIKO | LED11.5WT8/48/850-G7DR | Linear Replacement Lamp | Four-Foot | Replacement Lamps (plug and play) (UL Type A) | Standard | FALSE | [9 empty] | 42765 | Not Dimmable | Not Dimmable | No |  | 4 | 1800 | 124 | 14.5 | 14.44 | 0.96 | 5000 | 82
PGWZA9EF | Eiko Global LLC | EIKO | LED15WT8/48/850-G7DR | Linear Replacement Lamp | Four-Foot | Replacement Lamps (plug and play) (UL Type A) | Standard | FALSE | [9 empty] | 42765 | Not Dimmable | Not Dimmable | No |  | 4 | 2200 | 124 | 18 | 10.2 | 0.97 | 5000 | 82
P1QBTQBS | Eiko Global LLC | EIKO | LED11.5WT8/48/840-G7DR | Linear Replacement Lamp | Four-Foot | Replacement Lamps (plug and play) (UL Type A) | Standard | FALSE | [9 empty] | 42765 | Not Dimmable | Not Dimmable | No |  | 4 | 1800 | 124 | 14.5 | 13.61 | 0.95 | 4000 | 82
P56EU9QH | Eiko Global LLC | EIKO | LED15WT8/48/840-G7DR | Linear Replacement Lamp | Four-Foot | Replacement Lamps (plug and play) (UL Type A) | Standard | FALSE | [9 empty] | 42765 | Not Dimmable | Not Dimmable | No |  | 4 | 2200 | 124 | 18 | 9.83 | 0.97 | 4000 | 82
PWVDHQ6T | Eiko Global LLC | EIKO | LED11.5WT8/48/835-G7DR | Linear Replacement Lamp | Four-Foot | Replacement Lamps (plug and play) (UL Type A) | Standard | FALSE | [9 empty] | 42765 | Not Dimmable | Not Dimmable | No |  | 4 | 1700 | 117 | 14.5 | 13.61 | 0.95 | 3500 | 82
PCHEDBSU | Eiko Global LLC | EIKO | LED15WT8/48/835-G7DR | Linear Replacement Lamp | Four-Foot | Replacement Lamps (plug and play) (UL Type A) | Standard | FALSE | [9 empty] | 42765 | Not Dimmable | Not Dimmable | No |  | 4 | 2100 | 117 | 18 | 9.83 | 0.97 | 3500 | 82
PSSNED6N | Energy Focus Inc. | Energy Focus | LEDFLT8-835-415-[5005B2]C | Linear Replacement Lamp | Four-Foot | Internal Driver Lamp-Style Retrofit Kits (UL Type B) | Standard | TRUE | 2087 | 147.32 | 14.17 | 9.96 | 0.952 | 3513 | 84.8 | 5 | 60000 | 42765 | Not Dimmable | Not Dimmable | No |  | 4.1 | 2087 | 147.32 | 14.17 | 4.88 | 0.95 | 3513 | 84.8
PKY9DAW2 | Energy Focus Inc. | Energy Focus | LEDFLT8-850-415-[5005B2]C | Linear Replacement Lamp | Four-Foot | Internal Driver Lamp-Style Retrofit Kits (UL Type B) | Standard | FALSE | [9 empty] | 42765 | Not Dimmable | Not Dimmable | No |  | 4.1 | 2168.2 | 149.18 | 14.53 | 4.83 | 0.95 | 5236 | 84.5
PT16FMSE | Energy Focus Inc. | Energy Focus | LEDFLT8-840-415-[5005B2]C | Linear Replacement Lamp | Four-Foot | Internal Driver Lamp-Style Retrofit Kits (UL Type B) | Standard | FALSE | [9 empty] | 42765 | Not Dimmable | Not Dimmable | No |  | 4.1 | 2220 | 148 | 15 | 4.88 | 0.95 | 4000 | 84
PWT2N99T | Energy Focus Inc. | Energy Focus | LEDFLT8-835-415-[5005B2]F | Linear Replacement Lamp | Four-Foot | Internal Driver Lamp-Style Retrofit Kits (UL Type B) | Standard | TRUE | 1987 | 140.2 | 14.17 | 9.98 | 0.952 | 3478 | 84.9 | 5 | 60000 | 42765 | Not Dimmable | Not Dimmable | No |  | 4.1 | 1987 | 140.2 | 14.17 | 4.89 | 0.95 | 3478 | 84.9
PXR8BUCZ | Energy Focus Inc. | Energy Focus | LEDFLT8-850-415-[5005B2]F | Linear Replacement Lamp | Four-Foot | Internal Driver Lamp-Style Retrofit Kits (UL Type B) | Standard | FALSE | [9 empty] | 42765 | Not Dimmable | Not Dimmable | No |  | 4.1 | 2051.3 | 141.07 | 14.54 | 4.82 | 0.95 | 5171 | 84.6
PR34S7AM | Energy Focus Inc. | Energy Focus | LEDFLT8-840-415-[5005B2]F | Linear Replacement Lamp | Four-Foot | Internal Driver Lamp-Style Retrofit Kits (UL Type B) | Standard | FALSE | [9 empty] | 42765 | Not Dimmable | Not Dimmable | No |  | 4.1 | 2030 | 140 | 14.5 | 4.89 | 0.95 | 4000 | 84
PD3K7CJM | Axlen Inc. | Axlen Lighting | AXEZ-T8E-4F16W30K-F | Linear Replacement Lamp | Four-Foot | 2-lamp External Driver Lamp-Style Retrofit Kits (UL Type C) | Standard | TRUE | 2062 | 128.39 | 16.06 | 19.51 | 0.9091 | 3100 | 85.3 | 5 | 50000 | 42765 | Dimmable | Continuous Above 10 | Yes |  | 4.1 | 2062 | 132.52 | 15.56 | 19.51 | 0.91 | 3000 | 85.3
PZ7EYXXA | Axlen Inc. | Axlen Lighting | AXEZ-T8E-4F23W30K-F | Linear Replacement Lamp | Four-Foot | 2-lamp External Driver Lamp-Style Retrofit Kits (UL Type C) | Standard | TRUE | 2646 | 122.39 | 21.62 | 18.79 | 0.8905 | 3100 | 85.1 | 5 | 50000 | 42765 | Dimmable | Continuous Above 10 | Yes |  | 4.1 | 2661 | 127.75 | 20.83 | 18.79 | 0.89 | 3000 | 85.1
P7JBUSUD | Axlen Inc. | Axlen Lighting | AXEZ-T8E-4F23W50K-F | Linear Replacement Lamp | Four-Foot | 2-lamp External Driver Lamp-Style Retrofit Kits (UL Type C) | Standard | FALSE | [9 empty] | 42765 | Dimmable | Continuous Above 10 | Yes |  | 4.1 | 3015 | 142.69 | 21.13 | 18.71 | 0.89 | 5000 | 82.8
PF6N8FC5 | Axlen Inc. | Axlen Lighting | AXEZ-T8E-4F16W50K-F | Linear Replacement Lamp | Four-Foot | 2-lamp External Driver Lamp-Style Retrofit Kits (UL Type C) | Standard | FALSE | [9 empty] | 42765 | Dimmable | Continuous Above 10 | Yes |  | 4.1 | 2258 | 143.55 | 15.73 | 19.32 | 0.91 | 5000 | 82.7
PMJKTCKJ | Axlen Inc. | Axlen Lighting | AXEZ-T8E-4F23W40K-F | Linear Replacement Lamp | Four-Foot | 2-lamp External Driver Lamp-Style Retrofit Kits (UL Type C) | Standard | FALSE | [9 empty] | 42765 | Dimmable | Continuous Above 10 | Yes |  | 4.1 | 2898 | 139.26 | 20.81 | 18.71 | 0.89 | 4000 | 85.3
PF9NAA7S | Axlen Inc. | Axlen Lighting | AXEZ-T8E-4F16W40K-F | Linear Replacement Lamp | Four-Foot | 2-lamp External Driver Lamp-Style Retrofit Kits (UL Type C) | Standard | FALSE | [9 empty] | 42765 | Dimmable | Continuous Above 10 | Yes |  | 4.1 | 2213 | 141.86 | 15.6 | 19.42 | 0.91 | 4000 | 85.2
PXSJXGHH | V-TAC USA CORP. | V-TAC | VT-T8BC15/830/4 | Linear Replacement Lamp | Four-Foot | Replacement Lamps (plug and play) (UL Type A) | Standard | TRUE | 2058 | 117.4 | 17.54 | 11.26 | 0.9669 | 3052 | 81.2 | 5 | 50000 | 42765 | Not Dimmable | Not Dimmable | No |  | 4 | 2000 | 110 | 18 | 11.26 | 0.99 | 3000 | 83
P9MJ9M9A | V-TAC USA CORP. | V-TAC | VT-T5BC25.5/835/4 | Linear Replacement Lamp | Four-Foot | Replacement Lamps (plug and play) (UL Type A) | Standard | TRUE | 3391 | 116.6 | 29.08 | 16.34 | 0.9667 | 3511 | 82.5 | 5 | 50000 | 42765 | Not Dimmable | Not Dimmable | No |  | 3.1 | 3135 | 110 | 28.5 | 16.34 | 0.97 | 3500 | 83
PSZP7632 | V-TAC USA CORP. | V-TAC | VT-T8BC13/830/4 | Linear Replacement Lamp | Four-Foot | Replacement Lamps (plug and play) (UL Type A) | Standard | TRUE | 1955 | 119 | 16.43 | 12.41 | 0.9634 | 3056 | 81.3 | 5 | 50000 | 42765 | Not Dimmable | Not Dimmable | No |  | 4 | 1800 | 110 | 16 | 12.41 | 0.97 | 3000 | 83
PPNUG9XV | V-TAC USA CORP. | V-TAC | VT-T8DW 14.5/830/4 | Linear Replacement Lamp | Four-Foot | Internal Driver Lamp-Style Retrofit Kits (UL Type B) | Standard | TRUE | 1888 | 126 | 14.99 | 21.32 | 0.9613 | 3122 | 82.2 | 5 | 50000 | 42765 | Not Dimmable | Not Dimmable | No | Updated 12/7/2016 | 4 | 1900 | 125 | 15 | 21.32 | 0.974 | 3000 | 83
P6FPGV1X | V-TAC USA CORP. | V-TAC | VT-T8DW 11.5/830/4 | Linear Replacement Lamp | Four-Foot | Internal Driver Lamp-Style Retrofit Kits (UL Type B) | Standard | TRUE | 1657.28 | 136.22 | 12.166 | 16.32 | 0.9084 | 3020 | 82.79 | 5 | 50000 | 42765 | Not Dimmable | Not Dimmable | No |  | 4.1 | 1650 | 130 | 11.5 | 16.32 | 0.9 | 3000 | 83
P1EQH514 | V-TAC USA CORP. | V-TAC | VT-T8DW 14.5/850/4 | Linear Replacement Lamp | Four-Foot | Internal Driver Lamp-Style Retrofit Kits (UL Type B) | Standard | FALSE | [9 empty] | 42765 | Not Dimmable | Not Dimmable | No | Updated 12/7/2016 | 4 | 2100 | 132 | 15 | 21.32 | 0.974 | 5000 | 83
PWNJS542 | V-TAC USA CORP. | V-TAC | VT-T5BC25.5/850/4 | Linear Replacement Lamp | Four-Foot | Replacement Lamps (plug and play) (UL Type A) | Standard | FALSE | [9 empty] | 42765 | Not Dimmable | Not Dimmable | No |  | 3.1 | 3277.5 | 115 | 28.5 | 16.34 | 0.97 | 5000 | 83
PZCV6WTJ | V-TAC USA CORP. | V-TAC | VT-T8DW 11.5/850/4 | Linear Replacement Lamp | Four-Foot | Internal Driver Lamp-Style Retrofit Kits (UL Type B) | Standard | FALSE | [9 empty] | 42765 | Not Dimmable | Not Dimmable | No |  | 4.1 | 1800 | 140 | 11.5 | 16.32 | 0.9 | 5000 | 83
PN1CX7R2 | V-TAC USA CORP. | V-TAC | VT-T8BC13/850/4 | Linear Replacement Lamp | Four-Foot | Replacement Lamps (plug and play) (UL Type A) | Standard | FALSE | [9 empty] | 42765 | Not Dimmable | Not Dimmable | No |  | 4 | 2000 | 115 | 16 | 12.41 | 0.97 | 5000 | 83
PBXGEKWE | V-TAC USA CORP. | V-TAC | VT-T8BC15/850/4 | Linear Replacement Lamp | Four-Foot | Replacement Lamps (plug and play) (UL Type A) | Standard | FALSE | [9 empty] | 42765 | Not Dimmable | Not Dimmable | No |  | 4 | 2200 | 115 | 18 | 11.26 | 0.99 | 5000 | 83
PBNV9SH7 | V-TAC USA CORP. | V-TAC | VT-T8DW 14.5/840/4 | Linear Replacement Lamp | Four-Foot | Internal Driver Lamp-Style Retrofit Kits (UL Type B) | Standard | FALSE | [9 empty] | 42765 | Not Dimmable | Not Dimmable | No | Updated 12/7/2016 | 4 | 2000 | 130 | 15 | 21.32 | 0.974 | 4000 | 83
PRUFWS91 | V-TAC USA CORP. | V-TAC | VT-T5BC25.5/840/4 | Linear Replacement Lamp | Four-Foot | Replacement Lamps (plug and play) (UL Type A) | Standard | FALSE | [9 empty] | 42765 | Not Dimmable | Not Dimmable | No |  | 3.1 | 3192 | 112 | 28.5 | 16.34 | 0.97 | 4000 | 83
P8TSRA6C | V-TAC USA CORP. | V-TAC | VT-T8DW 11.5/840/4 | Linear Replacement Lamp | Four-Foot | Internal Driver Lamp-Style Retrofit Kits (UL Type B) | Standard | FALSE | [9 empty] | 42765 | Not Dimmable | Not Dimmable | No |  | 4.1 | 1750 | 135 | 11.5 | 16.32 | 0.9 | 4000 | 83
PC4M9GNG | V-TAC USA CORP. | V-TAC | VT-T8BC13/840/4 | Linear Replacement Lamp | Four-Foot | Replacement Lamps (plug and play) (UL Type A) | Standard | FALSE | [9 empty] | 42765 | Not Dimmable | Not Dimmable | No |  | 4 | 1900 | 112 | 16 | 12.41 | 0.97 | 4000 | 83
PVMZDZRD | V-TAC USA CORP. | V-TAC | VT-T8BC15/840/4 | Linear Replacement Lamp | Four-Foot | Replacement Lamps (plug and play) (UL Type A) | Standard | FALSE | [9 empty] | 42765 | Not Dimmable | Not Dimmable | No |  | 4 | 2100 | 112 | 18 | 11.26 | 0.99 | 4000 | 83
P5CT7XCP | V-TAC USA CORP. | V-TAC | VT-T8DW 14.5/835/4 | Linear Replacement Lamp | Four-Foot | Internal Driver Lamp-Style Retrofit Kits (UL Type B) | Standard | FALSE | [9 empty] | 42765 | Not Dimmable | Not Dimmable | No | Updated 12/7/2016 | 4 | 1900 | 125 | 15 | 21.32 | 0.974 | 3500 | 83
PH65WVND | V-TAC USA CORP. | V-TAC | VT-T8DW 11.5/835/4 | Linear Replacement Lamp | Four-Foot | Internal Driver Lamp-Style Retrofit Kits (UL Type B) | Standard | FALSE | [9 empty] | 42765 | Not Dimmable | Not Dimmable | No |  | 4.1 | 1650 | 130 | 11.5 | 16.32 | 0.9 | 3500 | 83
PX83441G | V-TAC USA CORP. | V-TAC | VT-T8BC13/835/4 | Linear Replacement Lamp | Four-Foot | Replacement Lamps (plug and play) (UL Type A) | Standard | FALSE | [9 empty] | 42765 | Not Dimmable | Not Dimmable | No |  | 4 | 1800 | 110 | 16 | 12.41 | 0.97 | 3500 | 83
PNG811TP | V-TAC USA CORP. | V-TAC | VT-T8BC15/835/4 | Linear Replacement Lamp | Four-Foot | Replacement Lamps (plug and play) (UL Type A) | Standard | FALSE | [9 empty] | 42765 | Not Dimmable | Not Dimmable | No |  | 4 | 2000 | 110 | 18 | 11.26 | 0.99 | 3500 | 83
PAA6QFJR | Truly Green Solutions | Truly Green Solutions | 834115-30-L-F-X-D | Linear Replacement Lamp | Four-Foot | 2-lamp External Driver Lamp-Style Retrofit Kits (UL Type C) | Standard | TRUE | 1976 | 131.03 | 15.08 | 5.47 | 0.885 | 3008 | 82.2 | 5 | 50000 | 42762 |  |  | NotYetVerified | Lastx represents either s for single-end power input or T for double-end inputs updated on 11/30/2016 | 3 | 2107 | 140 | 15 | 20 | 0.9 | 3000 | 83
P3YUN8S4 | Truly Green Solutions | Truly Green Solutions | 834115-50-L-F-X-D | Linear Replacement Lamp | Four-Foot | 2-lamp External Driver Lamp-Style Retrofit Kits (UL Type C) | Standard | FALSE | [9 empty] | 42762 |  |  | NotYetVerified | Lastx represents either s for single-end power input or T for double-end inputs updated on 11/30/2016 | 3 | 2107 | 140 | 15 | 20 | 0.9 | 5000 | 83
P33NZMF6 | Truly Green Solutions | Truly Green Solutions | 834015-50-L-C-X-D | Linear Replacement Lamp | Four-Foot | 2-lamp External Driver Lamp-Style Retrofit Kits (UL Type C) | Standard | FALSE | [9 empty] | 42762 |  |  | NotYetVerified | Lastx represents either s for single-end power input or T for double-end inputs updated on 11/30/2016 | 3 | 1976 | 131.03 | 15.08 | 20 | 0.9 | 5000 | 83
PW3M7RAQ | Truly Green Solutions | Truly Green Solutions | 834115-50-L-F-X-D-D | Linear Replacement Lamp | Four-Foot | 2-lamp External Driver Lamp-Style Retrofit Kits (UL Type C) | Standard | FALSE | [9 empty] | 42762 |  |  | NotYetVerified | Lastx represents either s for single-end power input or T for double-end inputs updated on 11/30/2016 | 3 | 2107 | 140 | 15 | 20 | 0.9 | 5000 | 83
P21BCXD8 | Truly Green Solutions | Truly Green Solutions | 834015-50-L-C-X-D-D | Linear Replacement Lamp | Four-Foot | 2-lamp External Driver Lamp-Style Retrofit Kits (UL Type C) | Standard | FALSE | [9 empty] | 42762 |  |  | NotYetVerified | Lastx represents either s for single-end power input or T for double-end inputs updated on 11/30/2016 | 3 | 1976 | 131.03 | 15.08 | 20 | 0.9 | 5000 | 83
PJTRAAGA | Truly Green Solutions | Truly Green Solutions | 834115-45-L-F-X-D | Linear Replacement Lamp | Four-Foot | 2-lamp External Driver Lamp-Style Retrofit Kits (UL Type C) | Standard | FALSE | [9 empty] | 42762 |  |  | NotYetVerified | Lastx represents either s for single-end power input or T for double-end inputs updated on 11/30/2016 | 3 | 2107 | 140 | 15 | 20 | 0.9 | 4500 | 83
PWTGME3E | Truly Green Solutions | Truly Green Solutions | 834015-45-L-C-X-D | Linear Replacement Lamp | Four-Foot | 2-lamp External Driver Lamp-Style Retrofit Kits (UL Type C) | Standard | FALSE | [9 empty] | 42762 |  |  | NotYetVerified | Lastx represents either s for single-end power input or T for double-end inputs updated on 11/30/2016 | 3 | 1976 | 131.03 | 15.08 | 20 | 0.9 | 4500 | 83
PUCE7ASJ | Truly Green Solutions | Truly Green Solutions | 834115-45-L-F-X-D-D | Linear Replacement Lamp | Four-Foot | 2-lamp External Driver Lamp-Style Retrofit Kits (UL Type C) | Standard | FALSE | [9 empty] | 42762 |  |  | NotYetVerified | Lastx represents either s for single-end power input or T for double-end inputs updated on 11/30/2016 | 3 | 2107 | 140 | 15 | 20 | 0.9 | 4500 | 83
P1P2WW8X | Truly Green Solutions | Truly Green Solutions | 834015-45-L-C-X-D-D | Linear Replacement Lamp | Four-Foot | 2-lamp External Driver Lamp-Style Retrofit Kits (UL Type C) | Standard | FALSE | [9 empty] | 42762 |  |  | NotYetVerified | Lastx represents either s for single-end power input or T for double-end inputs updated on 11/30/2016 | 3 | 1976 | 131.03 | 15.08 | 20 | 0.9 | 4500 | 83
PXFW8172 | Truly Green Solutions | Truly Green Solutions | 834115-40-L-F-X-D | Linear Replacement Lamp | Four-Foot | 2-lamp External Driver Lamp-Style Retrofit Kits (UL Type C) | Standard | FALSE | [9 empty] | 42762 |  |  | NotYetVerified | Lastx represents either s for single-end power input or T for double-end inputs updated on 11/30/2016 | 3 | 2107 | 140 | 15 | 20 | 0.9 | 4000 | 83
PTG45P5N | Truly Green Solutions | Truly Green Solutions | 834015-40-L-C-X-D | Linear Replacement Lamp | Four-Foot | 2-lamp External Driver Lamp-Style Retrofit Kits (UL Type C) | Standard | FALSE | [9 empty] | 42762 |  |  | NotYetVerified | Lastx represents either s for single-end power input or T for double-end inputs updated on 11/30/2016 | 3 | 1976 | 131.03 | 15.08 | 20 | 0.9 | 4000 | 83
P4AF379T | Truly Green Solutions | Truly Green Solutions | 834115-40-L-F-X-D-D | Linear Replacement Lamp | Four-Foot | 2-lamp External Driver Lamp-Style Retrofit Kits (UL Type C) | Standard | FALSE | [9 empty] | 42762 |  |  | NotYetVerified | Lastx represents either s for single-end power input or T for double-end inputs updated on 11/30/2016 | 3 | 2107 | 140 | 15 | 20 | 0.9 | 4000 | 83
PFDTQXHB | Truly Green Solutions | Truly Green Solutions | 834115-35-L-F-X-D | Linear Replacement Lamp | Four-Foot | 2-lamp External Driver Lamp-Style Retrofit Kits (UL Type C) | Standard | FALSE | [9 empty] | 42762 |  |  | NotYetVerified | Lastx represents either s for single-end power input or T for double-end inputs updated on 11/30/2016 | 3 | 2107 | 140 | 15 | 20 | 0.9 | 3500 | 83
PQ7U36EV | Truly Green Solutions | Truly Green Solutions | 834015-35-L-C-X-D | Linear Replacement Lamp | Four-Foot | 2-lamp External Driver Lamp-Style Retrofit Kits (UL Type C) | Standard | FALSE | [9 empty] | 42762 |  |  | NotYetVerified | Lastx represents either s for single-end power input or T for double-end inputs updated on 11/30/2016 | 3 | 1976 | 131.03 | 15.08 | 20 | 0.9 | 3500 | 83
PXQFKB65 | Truly Green Solutions | Truly Green Solutions | 834115-35-L-F-X-D-D | Linear Replacement Lamp | Four-Foot | 2-lamp External Driver Lamp-Style Retrofit Kits (UL Type C) | Standard | FALSE | [9 empty] | 42762 |  |  | NotYetVerified | Lastx represents either s for single-end power input or T for double-end inputs updated on 11/30/2016 | 3 | 2107 | 140 | 15 | 20 | 0.9 | 3500 | 83
P6KNVKED | Truly Green Solutions | Truly Green Solutions | 834015-35-L-C-X-D-D | Linear Replacement Lamp | Four-Foot | 2-lamp External Driver Lamp-Style Retrofit Kits (UL Type C) | Standard | FALSE | [9 empty] | 42762 |  |  | NotYetVerified | Lastx represents either s for single-end power input or T for double-end inputs updated on 11/30/2016 | 3 | 1976 | 131.03 | 15.08 | 20 | 0.9 | 3500 | 83
PGFY5A5Y | Truly Green Solutions | Truly Green Solutions | 834015-30-L-C-X-D | Linear Replacement Lamp | Four-Foot | 2-lamp External Driver Lamp-Style Retrofit Kits (UL Type C) | Standard | FALSE | [9 empty] | 42762 |  |  | NotYetVerified | Lastx represents either s for single-end power input or T for double-end inputs updated on 11/30/2016 | 3 | 1976 | 131.03 | 15.08 | 20 | 0.9 | 3000 | 83
P7YVJPYC | Truly Green Solutions | Truly Green Solutions | 834115-30-L-F-X-D-D | Linear Replacement Lamp | Four-Foot | 2-lamp External Driver Lamp-Style Retrofit Kits (UL Type C) | Standard | FALSE | [9 empty] | 42762 |  |  | NotYetVerified | Lastx represents either s for single-end power input or T for double-end inputs updated on 11/30/2016 | 3 | 2107 | 140 | 15 | 20 | 0.9 | 3000 | 83
P4P66YKY | Truly Green Solutions | Truly Green Solutions | 834015-30-L-C-X-D-D | Linear Replacement Lamp | Four-Foot | 2-lamp External Driver Lamp-Style Retrofit Kits (UL Type C) | Standard | FALSE | [9 empty] | 42762 |  |  | NotYetVerified | Lastx represents either s for single-end power input or T for double-end inputs updated on 11/30/2016 | 3 | 1976 | 131.03 | 15.08 | 20 | 0.9 | 3000 | 83
PDRK3MFB | LEDVANCE LLC (formerly OSRAM SYLVANIA INC) | SYLVANIA | LED25T5HOL48FG830SUBG6 | Linear Replacement Lamp | Four-Foot | Replacement Lamps (plug and play) (UL Type A) | Standard | TRUE | 3476.3 | 128.79 | 26.99 | 10.7 | 0.965 | 3113 | 82.6 | 5 | 50000 | 42762 | Dimmable | Continuous Above 10 | No |  | 4.1 | 3200 | 115 | 28 | 20 | 0.9 | 3000 | 82
PZ7GCRKG | CH Lighting Co.Ltd. | CH | CH1157SD-48-15W 830-2 | Linear Replacement Lamp | Four-Foot | Dual Mode Internal Driver (UL Type A and Type B) | Standard | TRUE | 1971 | 125.1 | 15.76 | 10.82 | 0.9646 | 2949 | 82.3 | 5 | 50000 | 42761 |  |  | No |  | 3 | 2000 | 112 | 18 | 10.82 | 0.96 | 3000 | 83
P7HDDHVN | CH Lighting Co.Ltd. | CH | CH1157SD-48-15W 850-2 | Linear Replacement Lamp | Four-Foot | Dual Mode Internal Driver (UL Type A and Type B) | Standard | FALSE | [9 empty] | 42761 |  |  | No |  | 3 | 2200 | 122 | 18 | 7.39 | 0.98 | 5000 | 83
PKT45TQB | CH Lighting Co.Ltd. | CH | CH1157SD-48-15W 845-2 | Linear Replacement Lamp | Four-Foot | Dual Mode Internal Driver (UL Type A and Type B) | Standard | FALSE | [9 empty] | 42761 |  |  | No |  | 3 | 2100 | 118 | 18 | 10.82 | 0.96 | 4500 | 83
PW636B2A | CH Lighting Co.Ltd. | CH | CH1157SD-48-15W 840-2 | Linear Replacement Lamp | Four-Foot | Dual Mode Internal Driver (UL Type A and Type B) | Standard | FALSE | [9 empty] | 42761 |  |  | No |  | 3 | 2100 | 118 | 18 | 10.82 | 0.96 | 4000 | 83
PPHY1WQH | CH Lighting Co.Ltd. | CH | CH1157SD-48-15W 835-2 | Linear Replacement Lamp | Four-Foot | Dual Mode Internal Driver (UL Type A and Type B) | Standard | FALSE | [9 empty] | 42761 |  |  | No |  | 3 | 2000 | 112 | 18 | 10.82 | 0.96 | 3500 | 83
P79CFA5U | Lextar Electronics Corp. | Lextar | 97.AE8O4.421D100 | Linear Replacement Lamp | Four-Foot | Replacement Lamps (plug and play) (UL Type A) | Standard | TRUE | 2109.98 | 118.6 | 17.79 | 15.57 | 0.961 | 3091 | 83.6 | 5 | 50000 | 42761 |  |  | No |  | 3 | 2109.98 | 118.6 | 17.79 | 15.57 | 0.96 | 3000 | 83.6
P6B5C7W8 | Lextar Electronics Corp. | Lextar | 97.AE8O4.422D500 | Linear Replacement Lamp | Four-Foot | Replacement Lamps (plug and play) (UL Type A) | Standard | FALSE | [9 empty] | 42761 |  |  | No |  | 3 | 2286.8 | 127.52 | 17.93 | 15.39 | 0.96 | 5000 | 83.3
PJP49HTW | Lextar Electronics Corp. | Lextar | 97.AE8O4.422D300 | Linear Replacement Lamp | Four-Foot | Replacement Lamps (plug and play) (UL Type A) | Standard | FALSE | [9 empty] | 42761 |  |  | No |  | 3 | 2268.1 | 127.37 | 17.81 | 15.57 | 0.96 | 4100 | 83.2
PCYWKDD4 | Lextar Electronics Corp. | Lextar | 97.AE8O4.421D200 | Linear Replacement Lamp | Four-Foot | Replacement Lamps (plug and play) (UL Type A) | Standard | FALSE | [9 empty] | 42761 |  |  | No |  | 3 | 2196.6 | 121.77 | 18.04 | 15.34 | 0.96 | 3500 | 84.5
P3CH65B2 | Verlite Company Ltd. | Verlite | VL-T84FT-3014CS | Linear Replacement Lamp | Four-Foot | Internal Driver Lamp-Style Retrofit Kits (UL Type B) | Standard | TRUE | 1902 | 126.29 | 15.06 | 8.11 | 0.9109 | 2926 | 83.1 | 5 | 50000 | 42761 |  |  | No |  | 3 | 1907 | 127.47 | 14.96 | 8.11 | 0.91 | 3000 | 83.1
PDHNTA4W | Verlite Company Ltd. | Verlite | VL-T84FT-3014FS | Linear Replacement Lamp | Four-Foot | Internal Driver Lamp-Style Retrofit Kits (UL Type B) | Standard | TRUE | 1791 | 118.69 | 15.09 | 9.67 | 0.9065 | 2930 | 83.3 | 5 | 50000 | 42761 |  |  | No |  | 3 | 1808 | 120.29 | 15.03 | 9.67 | 0.91 | 3000 | 83.3
PTUJDN9M | Verlite Company Ltd. | Verlite | VL-T84FT-3018FS | Linear Replacement Lamp | Four-Foot | Internal Driver Lamp-Style Retrofit Kits (UL Type B) | Standard | TRUE | 2173 | 123.61 | 17.58 | 13.55 | 0.9035 | 2925 | 82.8 | 5 | 50000 | 42761 |  |  | No |  | 3 | 1978 | 111.06 | 17.81 | 13.37 | 0.9 | 3000 | 82.7
PHTQ4CKT | Verlite Company Ltd. | Verlite | VL-T84FT-3018CS | Linear Replacement Lamp | Four-Foot | Internal Driver Lamp-Style Retrofit Kits (UL Type B) | Standard | TRUE | 1978 | 111.06 | 17.81 | 13.37 | 0.9027 | 2920 | 82.7 | 5 | 50000 | 42761 |  |  | No |  | 3 | 2173 | 123.61 | 17.58 | 13.55 | 0.9 | 3000 | 82.8
PX2ZDBE2 | Verlite Company Ltd. | Verlite | VL-T84FT-3012FC | Linear Replacement Lamp | Four-Foot | Dual Mode Internal Driver (UL Type A and Type B) | Standard | TRUE | 1586 | 120.06 | 13.21 | 13.14 | 0.9006 | 2918 | 83.6 | 5 | 50000 | 42761 |  |  | No |  | 3 | 1579 | 123.05 | 12.81 | 10.76 | 0.9 | 3000 | 83.6
PRHA8KWF | Verlite Company Ltd. | Verlite | VL-T84FT-5018FC | Linear Replacement Lamp | Four-Foot | Dual Mode Internal Driver (UL Type A and Type B) | Standard | FALSE | [9 empty] | 42761 |  |  | No |  | 3 | 2214 | 128.73 | 17.2 | 14.05 | 0.9 | 5000 | 84.3
PQZAP9G2 | Verlite Company Ltd. | Verlite | VL-T84FT-5015FC | Linear Replacement Lamp | Four-Foot | Dual Mode Internal Driver (UL Type A and Type B) | Standard | FALSE | [9 empty] | 42761 |  |  | No |  | 3 | 2034 | 134.15 | 15.16 | 13.47 | 0.9 | 5000 | 84.3
PBQ4F1YH | Verlite Company Ltd. | Verlite | VL-T84FT-5018CC | Linear Replacement Lamp | Four-Foot | Dual Mode Internal Driver (UL Type A and Type B) | Standard | FALSE | [9 empty] | 42761 |  |  | No |  | 3 | 2464 | 142.91 | 17.24 | 14.12 | 0.9 | 5000 | 84.2
PAGQ4S93 | Verlite Company Ltd. | Verlite | VL-T84FT-5015CC | Linear Replacement Lamp | Four-Foot | Dual Mode Internal Driver (UL Type A and Type B) | Standard | FALSE | [9 empty] | 42761 |  |  | No |  | 3 | 2232 | 146.18 | 15.27 | 12.44 | 0.9 | 5000 | 84.2
PMU69J4E | Verlite Company Ltd. | Verlite | VL-T84FT-5012FC | Linear Replacement Lamp | Four-Foot | Dual Mode Internal Driver (UL Type A and Type B) | Standard | FALSE | [9 empty] | 42761 |  |  | No |  | 3 | 1606 | 127.13 | 12.63 | 10.43 | 0.9 | 5000 | 83.7
PHWD14K1 | Verlite Company Ltd. | Verlite | VL-T84FT-5012CC | Linear Replacement Lamp | Four-Foot | Dual Mode Internal Driver (UL Type A and Type B) | Standard | FALSE | [9 empty] | 42761 |  |  | No |  | 3 | 1817 | 142.29 | 12.77 | 11.03 | 0.9 | 5000 | 83
P9D9999E | Verlite Company Ltd. | Verlite | VL-T84FT-5014FS | Linear Replacement Lamp | Four-Foot | Internal Driver Lamp-Style Retrofit Kits (UL Type B) | Standard | FALSE | [9 empty] | 42761 |  |  | No |  | 3 | 1947 | 130.58 | 14.91 | 9.74 | 0.91 | 5000 | 82.9
P46N5HF4 | Verlite Company Ltd. | Verlite | VL-T84FT-5018CS | Linear Replacement Lamp | Four-Foot | Internal Driver Lamp-Style Retrofit Kits (UL Type B) | Standard | FALSE | [9 empty] | 42761 |  |  | No |  | 3 | 2267 | 127.29 | 17.81 | 13.31 | 0.9 | 5000 | 82.7
PMSK6XRV | Verlite Company Ltd. | Verlite | VL-T84FT-5014CS | Linear Replacement Lamp | Four-Foot | Internal Driver Lamp-Style Retrofit Kits (UL Type B) | Standard | FALSE | [9 empty] | 42761 |  |  | No |  | 3 | 2004 | 137.92 | 14.53 | 8.18 | 0.91 | 5000 | 82.6
PZ7Z7TCQ | Verlite Company Ltd. | Verlite | VL-T84FT-5018FS | Linear Replacement Lamp | Four-Foot | Internal Driver Lamp-Style Retrofit Kits (UL Type B) | Standard | FALSE | [9 empty] | 42761 |  |  | No |  | 3 | 2071 | 115.44 | 17.94 | 13.24 | 0.9 | 5000 | 82.3
P8F1ZMF3 | Verlite Company Ltd. | Verlite | VL-T84FT-4012FC | Linear Replacement Lamp | Four-Foot | Dual Mode Internal Driver (UL Type A and Type B) | Standard | FALSE | [9 empty] | 42761 |  |  | No |  | 3 | 1579 | 123.05 | 12.81 | 10.76 | 0.9 | 4000 | 83.6
P7KSCC4E | Verlite Company Ltd. | Verlite | VL-T84FT-4015FC | Linear Replacement Lamp | Four-Foot | Dual Mode Internal Driver (UL Type A and Type B) | Standard | FALSE | [9 empty] | 42761 |  |  | No |  | 3 | 1950 | 129.07 | 15.11 | 13.91 | 0.9 | 4000 | 83.5
PVCWDY7X | Verlite Company Ltd. | Verlite | VL-T84FT-4014FS | Linear Replacement Lamp | Four-Foot | Internal Driver Lamp-Style Retrofit Kits (UL Type B) | Standard | FALSE | [9 empty] | 42761 |  |  | No |  | 3 | 1808 | 120.29 | 15.03 | 9.67 | 0.91 | 4000 | 83.3
PE77FDNZ | Verlite Company Ltd. | Verlite | VL-T84FT-4018FC | Linear Replacement Lamp | Four-Foot | Dual Mode Internal Driver (UL Type A and Type B) | Standard | FALSE | [9 empty] | 42761 |  |  | No |  | 3 | 2122 | 124.17 | 17.09 | 14.19 | 0.9 | 4000 | 83.2
PHXWEYPR | Verlite Company Ltd. | Verlite | VL-T84FT-4018CC | Linear Replacement Lamp | Four-Foot | Dual Mode Internal Driver (UL Type A and Type B) | Standard | FALSE | [9 empty] | 42761 |  |  | No |  | 3 | 2367 | 138.66 | 17.07 | 14.07 | 0.9 | 4000 | 83.2
PVEC25B3 | Verlite Company Ltd. | Verlite | VL-T84FT-4015CC | Linear Replacement Lamp | Four-Foot | Dual Mode Internal Driver (UL Type A and Type B) | Standard | FALSE | [9 empty] | 42761 |  |  | No |  | 3 | 2146 | 141.82 | 15.13 | 12.34 | 0.9 | 4000 | 83.2
PQVFP2JW | Verlite Company Ltd. | Verlite | VL-T84FT-4014CS | Linear Replacement Lamp | Four-Foot | Internal Driver Lamp-Style Retrofit Kits (UL Type B) | Standard | FALSE | [9 empty] | 42761 |  |  | No |  | 3 | 1907 | 127.47 | 14.96 | 8.11 | 0.91 | 4000 | 83.1
PREVHH7E | Verlite Company Ltd. | Verlite | VL-T84FT-4012CC | Linear Replacement Lamp | Four-Foot | Dual Mode Internal Driver (UL Type A and Type B) | Standard | FALSE | [9 empty] | 42761 |  |  | No |  | 3 | 1765 | 137.54 | 12.83 | 10.98 | 0.9 | 4000 | 83
PFXRURZZ | Verlite Company Ltd. | Verlite | VL-T84FT-4018CS | Linear Replacement Lamp | Four-Foot | Internal Driver Lamp-Style Retrofit Kits (UL Type B) | Standard | FALSE | [9 empty] | 42761 |  |  | No |  | 3 | 2220 | 125.46 | 17.7 | 13.55 | 0.9 | 4000 | 82.8
PNM7XRQ6 | Verlite Company Ltd. | Verlite | VL-T84FT-4018FS | Linear Replacement Lamp | Four-Foot | Internal Driver Lamp-Style Retrofit Kits (UL Type B) | Standard | FALSE | [9 empty] | 42761 |  |  | No |  | 3 | 2025 | 113.26 | 17.88 | 13.37 | 0.9 | 4000 | 82.7
PJ7V9Z49 | Philips Lighting North America Corporation | Philips | 9290013044 (IZT-4P16-TLED-SC 4L) | Linear Replacement Lamp | Four-Foot | 4-lamp External Driver Lamp-Style Retrofit Kits (UL Type C) | Standard | TRUE | 2477.1 | 117.72 | 21.04 | 6.9 | 0.9899 | 3042 | 82.5 | 5 | 50000 | 42761 |  |  | No |  | 4.1 | 2500 | 118 | 22 | 7 | 0.98 | 3000 | 82
PW12W3K7 | Philips Lighting North America Corporation | Philips | 9290011585C (IZT-4P16-TLED-SC 4L) | Linear Replacement Lamp | Four-Foot | 4-lamp External Driver Lamp-Style Retrofit Kits (UL Type C) | Standard | TRUE | 2196.03 | 126.67 | 17.34 | 7 | 0.9869 | 2926 | 81.6 | 5 | 50000 | 42761 |  |  | No |  | 4.1 | 2100 | 127 | 18 | 7 | 0.98 | 3000 | 82
PZTRYUCH | Philips Lighting North America Corporation | Philips | 9290013044 (IZT-4P16-TLED-SC 3L) | Linear Replacement Lamp | Four-Foot | 3-lamp External Driver Lamp-Style Retrofit Kits (UL Type C) | Standard | TRUE | 2577.28 | 117.39 | 21.95 | 7 | 0.986 | 3036 | 82.5 | 5 | 50000 | 42761 |  |  | No |  | 4.1 | 2500 | 118 | 22 | 7 | 0.98 | 3000 | 82
PVGMW641 | Philips Lighting North America Corporation | Philips | 9290011585C (IZT-4P16-TLED-SC 3L) | Linear Replacement Lamp | Four-Foot | 3-lamp External Driver Lamp-Style Retrofit Kits (UL Type C) | Standard | TRUE | 2288 | 124.17 | 18.43 | 6.6 | 0.9822 | 2929 | 81.5 | 5 | 50000 | 42761 |  |  | No |  | 4.1 | 2100 | 125 | 18 | 7 | 0.98 | 3000 | 82
P73J7NNS | Philips Lighting North America Corporation | Philips | 9290013044 (IZT-2P16-TLED-SC 2L) | Linear Replacement Lamp | Four-Foot | 2-lamp External Driver Lamp-Style Retrofit Kits (UL Type C) | Standard | TRUE | 2592.64 | 113.69 | 22.8 | 6.3 | 0.9807 | 3044 | 82.5 | 5 | 50000 | 42761 |  |  | No |  | 4.1 | 2500 | 114 | 22 | 7 | 0.98 | 3000 | 82
PXKJA98S | Philips Lighting North America Corporation | Philips | 9290011585C (IZT-2P16-TLED-SC 2L) | Linear Replacement Lamp | Four-Foot | 2-lamp External Driver Lamp-Style Retrofit Kits (UL Type C) | Standard | TRUE | 2309.61 | 122.21 | 18.9 | 5.5 | 0.9742 | 2935 | 81.5 | 5 | 50000 | 42761 |  |  | No |  | 4.1 | 2100 | 123 | 18 | 6 | 0.97 | 3000 | 82
PZZ7EJ8E | Philips Lighting North America Corporation | Philips | 9290012269 (IZT-4P16-TLED-SC 4L) | Linear Replacement Lamp | Four-Foot | 4-lamp External Driver Lamp-Style Retrofit Kits (UL Type C) | Standard | FALSE | [9 empty] | 42761 |  |  | No |  | 4.1 | 2500 | 127 | 22 | 7 | 0.98 | 5000 | 82
PJHUDVPQ | Philips Lighting North America Corporation | Philips | 9290012269 (IZT-4P16-TLED-SC 3L) | Linear Replacement Lamp | Four-Foot | 3-lamp External Driver Lamp-Style Retrofit Kits (UL Type C) | Standard | FALSE | [9 empty] | 42761 |  |  | No |  | 4.1 | 2500 | 126 | 22 | 7 | 0.98 | 5000 | 82
PJC1RZ4P | Philips Lighting North America Corporation | Philips | 9290012269 (IZT-2P16-TLED-SC 2L) | Linear Replacement Lamp | Four-Foot | 2-lamp External Driver Lamp-Style Retrofit Kits (UL Type C) | Standard | FALSE | [9 empty] | 42761 |  |  | No |  | 4.1 | 2500 | 126 | 22 | 7 | 0.98 | 5000 | 82
PYCWUTWV | Philips Lighting North America Corporation | Philips | 9290011588C (IZT-4P16-TLED-SC 4L) | Linear Replacement Lamp | Four-Foot | 4-lamp External Driver Lamp-Style Retrofit Kits (UL Type C) | Standard | FALSE | [9 empty] | 42761 |  |  | No |  | 4.1 | 2100 | 135 | 18 | 7 | 0.98 | 5000 | 82
PQVW4KAQ | Philips Lighting North America Corporation | Philips | 9290011588C (IZT-4P16-TLED-SC 3L) | Linear Replacement Lamp | Four-Foot | 3-lamp External Driver Lamp-Style Retrofit Kits (UL Type C) | Standard | FALSE | [9 empty] | 42761 |  |  | No |  | 4.1 | 2100 | 131 | 18 | 7 | 0.98 | 5000 | 82
PGZCYPBX | Philips Lighting North America Corporation | Philips | 9290011588C (IZT-2P16-TLED-SC 2L) | Linear Replacement Lamp | Four-Foot | 2-lamp External Driver Lamp-Style Retrofit Kits (UL Type C) | Standard | FALSE | [9 empty] | 42761 |  |  | No |  | 4.1 | 2100 | 131 | 18 | 6 | 0.97 | 5000 | 82
PMR5ZDB9 | Philips Lighting North America Corporation | Philips | 9290012268 (IZT-2P16-TLED-SC 2L) | Linear Replacement Lamp | Four-Foot | 2-lamp External Driver Lamp-Style Retrofit Kits (UL Type C) | Standard | FALSE | [9 empty] | 42761 |  |  | No |  | 4.1 | 2500 | 120 | 22 | 7 | 0.98 | 4000 | 82
PF7UG2T4 | Philips Lighting North America Corporation | Philips | 9290012268 (IZT-4P16-TLED-SC 4L) | Linear Replacement Lamp | Four-Foot | 4-lamp External Driver Lamp-Style Retrofit Kits (UL Type C) | Standard | FALSE | [9 empty] | 42761 |  |  | No |  | 4.1 | 2500 | 122 | 22 | 7 | 0.98 | 4000 | 82
P1KSBV2W | Philips Lighting North America Corporation | Philips | 9290012268 (IZT-4P16-TLED-SC 3L) | Linear Replacement Lamp | Four-Foot | 3-lamp External Driver Lamp-Style Retrofit Kits (UL Type C) | Standard | FALSE | [9 empty] | 42761 |  |  | No |  | 4.1 | 2500 | 122 | 22 | 7 | 0.98 | 4000 | 82
PRU4GRDS | Philips Lighting North America Corporation | Philips | 9290011587C (IZT-4P16-TLED-SC 3L) | Linear Replacement Lamp | Four-Foot | 3-lamp External Driver Lamp-Style Retrofit Kits (UL Type C) | Standard | FALSE | [9 empty] | 42761 |  |  | No |  | 4.1 | 2100 | 129 | 18 | 7 | 0.98 | 4000 | 82
P7NZR87J | Philips Lighting North America Corporation | Philips | 9290011587C (IZT-4P16-TLED-SC 4L) | Linear Replacement Lamp | Four-Foot | 4-lamp External Driver Lamp-Style Retrofit Kits (UL Type C) | Standard | FALSE | [9 empty] | 42761 |  |  | No |  | 4.1 | 2100 | 131 | 18 | 7 | 0.98 | 4000 | 82
PX4S7VJA | Philips Lighting North America Corporation | Philips | 9290011587C (IZT-2P16-TLED-SC 2L) | Linear Replacement Lamp | Four-Foot | 2-lamp External Driver Lamp-Style Retrofit Kits (UL Type C) | Standard | FALSE | [9 empty] | 42761 |  |  | No |  | 4.1 | 2100 | 127 | 18 | 6 | 0.97 | 4000 | 82
PUN8CP46 | Philips Lighting North America Corporation | Philips | 9290012267 (IZT-4P16-TLED-SC 3L) | Linear Replacement Lamp | Four-Foot | 3-lamp External Driver Lamp-Style Retrofit Kits (UL Type C) | Standard | FALSE | [9 empty] | 42761 |  |  | No |  | 4.1 | 2500 | 120 | 22 | 7 | 0.98 | 3500 | 82
PFWSS9FU | Philips Lighting North America Corporation | Philips | 9290012267 (IZT-4P16-TLED-SC 4L) | Linear Replacement Lamp | Four-Foot | 4-lamp External Driver Lamp-Style Retrofit Kits (UL Type C) | Standard | FALSE | [9 empty] | 42761 |  |  | No |  | 4.1 | 2500 | 120 | 22 | 7 | 0.98 | 3500 | 82
P54W8CNK | Philips Lighting North America Corporation | Philips | 9290012267 (IZT-2P16-TLED-SC 2L) | Linear Replacement Lamp | Four-Foot | 2-lamp External Driver Lamp-Style Retrofit Kits (UL Type C) | Standard | FALSE | [9 empty] | 42761 |  |  | No |  | 4.1 | 2500 | 117 | 22 | 7 | 0.98 | 3500 | 82
PGDUTN9D | Philips Lighting North America Corporation | Philips | 9290011586C (IZT-4P16-TLED-SC 3L) | Linear Replacement Lamp | Four-Foot | 3-lamp External Driver Lamp-Style Retrofit Kits (UL Type C) | Standard | FALSE | [9 empty] | 42761 |  |  | No |  | 4.1 | 2100 | 127 | 18 | 7 | 0.98 | 3500 | 82
PG9UYFEK | Philips Lighting North America Corporation | Philips | 9290011586C (IZT-4P16-TLED-SC 4L) | Linear Replacement Lamp | Four-Foot | 4-lamp External Driver Lamp-Style Retrofit Kits (UL Type C) | Standard | FALSE | [9 empty] | 42761 |  |  | No |  | 4.1 | 2100 | 129 | 18 | 7 | 0.98 | 3500 | 82
PQZVHBRH | Philips Lighting North America Corporation | Philips | 9290011586C (IZT-2P16-TLED-SC 2L) | Linear Replacement Lamp | Four-Foot | 2-lamp External Driver Lamp-Style Retrofit Kits (UL Type C) | Standard | FALSE | [9 empty] | 42761 |  |  | No |  | 4.1 | 2100 | 125 | 18 | 6 | 0.97 | 3500 | 82
PSHPQBEH | CH Lighting Co.Ltd. | CH | CH1157SD-48-13W 830-2 | Linear Replacement Lamp | Four-Foot | Dual Mode Internal Driver (UL Type A and Type B) | Standard | TRUE | 1782 | 123.4 | 14.44 | 12.47 | 0.9589 | 2942 | 82.2 | 5 | 50000 | 42761 |  |  | No |  | 4.1 | 1800 | 112 | 16 | 12.47 | 0.96 | 3000 | 83
PEDPS792 | CH Lighting Co.Ltd. | CH | CH1157SD-48-13W 850-2 | Linear Replacement Lamp | Four-Foot | Dual Mode Internal Driver (UL Type A and Type B) | Standard | FALSE | [9 empty] | 42761 |  |  | No |  | 4.1 | 2000 | 122 | 16 | 8.07 | 0.98 | 5000 | 83
PN8MMRC8 | CH Lighting Co.Ltd. | CH | CH1157SD-48-13W 845-2 | Linear Replacement Lamp | Four-Foot | Dual Mode Internal Driver (UL Type A and Type B) | Standard | FALSE | [9 empty] | 42761 |  |  | No |  | 4.1 | 1900 | 118 | 16 | 12.47 | 0.96 | 4500 | 83
PJDSS6GY | CH Lighting Co.Ltd. | CH | CH1157SD-48-13W 840-2 | Linear Replacement Lamp | Four-Foot | Dual Mode Internal Driver (UL Type A and Type B) | Standard | FALSE | [9 empty] | 42761 |  |  | No |  | 4.1 | 1900 | 118 | 16 | 12.47 | 0.96 | 4000 | 83
P9MESX9F | CH Lighting Co.Ltd. | CH | CH1157SD-48-13W 835-2 | Linear Replacement Lamp | Four-Foot | Dual Mode Internal Driver (UL Type A and Type B) | Standard | FALSE | [9 empty] | 42761 |  |  | No |  | 4.1 | 1800 | 112 | 16 | 12.47 | 0.96 | 3500 | 83
PSDTRJZE | Shenzhen North Pole Technology Co. LTD | NPL | T8-F12B-12W-40P1E34 | Linear Replacement Lamp | Four-Foot | Internal Driver Lamp-Style Retrofit Kits (UL Type B) | Standard | TRUE | 1774.56 | 144.63 | 12.27 | 17.48 | 0.8752 | 4010 | 82.5 | 5 | 50000 | 42760 | Not Dimmable | Not Dimmable | No |  | 4.1 | 1500 | 125 | 12 | 20 | 0.9 | 4000 | 80
PXPFUZT8 | Shenzhen North Pole Technology Co. LTD | NPL | T8-F12B-12W-40P2E34 | Linear Replacement Lamp | Four-Foot | Internal Driver Lamp-Style Retrofit Kits (UL Type B) | Standard | TRUE | 1641.05 | 133.31 | 12.31 | 17.54 | 0.8749 | 4021 | 83 | 5 | 50000 | 42760 | Not Dimmable | Not Dimmable | No |  | 4.1 | 1500 | 125 | 12 | 20 | 0.9 | 4000 | 80
PA9W16RY | Shenzhen North Pole Technology Co. LTD | NPL | T8-F12B-12W-50P2E34 | Linear Replacement Lamp | Four-Foot | Internal Driver Lamp-Style Retrofit Kits (UL Type B) | Standard | FALSE | [9 empty] | 42760 | Not Dimmable | Not Dimmable | No |  | 4.1 | 1500 | 125 | 12 | 20 | 0.9 | 5000 | 80
P1RB3JE9 | Shenzhen North Pole Technology Co. LTD | NPL | T8-F12B-12W-50P1E34 | Linear Replacement Lamp | Four-Foot | Internal Driver Lamp-Style Retrofit Kits (UL Type B) | Standard | FALSE | [9 empty] | 42760 | Not Dimmable | Not Dimmable | No |  | 4.1 | 1500 | 125 | 12 | 20 | 0.9 | 5000 | 80
PHQ5S684 | P.Q.L. Inc. | Superior Life | 91308 | Linear Replacement Lamp | Four-Foot | Replacement Lamps (plug and play) (UL Type A) | Standard | TRUE | 2058 | 117.4 | 17.54 | 11.26 | 0.9669 | 3052 | 81.2 | 5 | 50000 | 42760 | Not Dimmable | Not Dimmable | No |  | 4 | 2000 | 110 | 18 | 11.26 | 0.99 | 3000 | 83
P8F3X98P | Universal Lighting Technologies | Universal | T5LDR4F25/835A | Linear Replacement Lamp | Four-Foot | Replacement Lamps (plug and play) (UL Type A) | Standard | TRUE | 3391 | 116.6 | 29.08 | 16.34 | 0.9667 | 3511 | 82.5 | 5 | 50000 | 42760 | Not Dimmable | Not Dimmable | No |  | 4.1 | 3135 | 110 | 28.5 | 16.34 | 0.97 | 3500 | 83
P6FPWJX2 | P.Q.L. Inc. | Superior Life | 91312 | Linear Replacement Lamp | Four-Foot | Replacement Lamps (plug and play) (UL Type A) | Standard | TRUE | 1955 | 119 | 16.43 | 12.41 | 0.9634 | 3056 | 81.3 | 5 | 50000 | 42760 | Not Dimmable | Not Dimmable | No |  | 4 | 1800 | 110 | 16 | 12.41 | 0.97 | 3000 | 83
P8VT15RG | Universal Lighting Technologies | Universal | T5LDR4F22/835A | Linear Replacement Lamp | Four-Foot | Replacement Lamps (plug and play) (UL Type A) | Standard | TRUE | 2924 | 118.5 | 24.68 | 17.29 | 0.96 | 3507 | 82.5 | 5 | 50000 | 42760 | Not Dimmable | Not Dimmable | No |  | 4.1 | 2805 | 110 | 25.5 | 17.29 | 0.96 | 3500 | 83
P8E2SJVF | Universal Lighting Technologies | Universal | T5LDR4F22/850A | Linear Replacement Lamp | Four-Foot | Replacement Lamps (plug and play) (UL Type A) | Standard | FALSE | [9 empty] | 42760 | Not Dimmable | Not Dimmable | No |  | 3.1 | 2932.5 | 115 | 25.5 | 17.29 | 0.96 | 5000 | 83
P185S5EE | Universal Lighting Technologies | Universal | T5LDR4F25/850A | Linear Replacement Lamp | Four-Foot | Replacement Lamps (plug and play) (UL Type A) | Standard | FALSE | [9 empty] | 42760 | Not Dimmable | Not Dimmable | No |  | 3.1 | 3277.5 | 115 | 28.5 | 16.34 | 0.97 | 5000 | 83
PQVBJ6SJ | P.Q.L. Inc. | Superior Life | 91315 | Linear Replacement Lamp | Four-Foot | Replacement Lamps (plug and play) (UL Type A) | Standard | FALSE | [9 empty] | 42760 | Not Dimmable | Not Dimmable | No |  | 4 | 2000 | 115 | 16 | 12.41 | 0.97 | 5000 | 83
P8QA7JHV | P.Q.L. Inc. | Superior Life | 91311 | Linear Replacement Lamp | Four-Foot | Replacement Lamps (plug and play) (UL Type A) | Standard | FALSE | [9 empty] | 42760 | Not Dimmable | Not Dimmable | No |  | 4 | 2200 | 115 | 18 | 11.26 | 0.99 | 5000 | 83
PADXFP25 | Universal Lighting Technologies | Universal | T5LDR4F22/840A | Linear Replacement Lamp | Four-Foot | Replacement Lamps (plug and play) (UL Type A) | Standard | FALSE | [9 empty] | 42760 | Not Dimmable | Not Dimmable | No |  | 3.1 | 2856 | 112 | 25.5 | 17.29 | 0.96 | 4000 | 83
PE1B9P46 | Universal Lighting Technologies | Universal | T5LDR4F25/840A | Linear Replacement Lamp | Four-Foot | Replacement Lamps (plug and play) (UL Type A) | Standard | FALSE | [9 empty] | 42760 | Not Dimmable | Not Dimmable | No |  | 3.1 | 3192 | 112 | 28.5 | 16.34 | 0.97 | 4000 | 83
P3DK1PPK | P.Q.L. Inc. | Superior Life | 91314 | Linear Replacement Lamp | Four-Foot | Replacement Lamps (plug and play) (UL Type A) | Standard | FALSE | [9 empty] | 42760 | Not Dimmable | Not Dimmable | No |  | 4 | 1900 | 112 | 16 | 12.41 | 0.97 | 4000 | 83
PH5XBNHQ | P.Q.L. Inc. | Superior Life | 91310 | Linear Replacement Lamp | Four-Foot | Replacement Lamps (plug and play) (UL Type A) | Standard | FALSE | [9 empty] | 42760 | Not Dimmable | Not Dimmable | No |  | 4 | 2100 | 112 | 18 | 11.26 | 0.99 | 4000 | 83
PT925UU8 | P.Q.L. Inc. | Superior Life | 91313 | Linear Replacement Lamp | Four-Foot | Replacement Lamps (plug and play) (UL Type A) | Standard | FALSE | [9 empty] | 42760 | Not Dimmable | Not Dimmable | No |  | 4 | 1800 | 110 | 16 | 12.41 | 0.97 | 3500 | 83
PSTGGG8H | P.Q.L. Inc. | Superior Life | 91309 | Linear Replacement Lamp | Four-Foot | Replacement Lamps (plug and play) (UL Type A) | Standard | FALSE | [9 empty] | 42760 | Not Dimmable | Not Dimmable | No |  | 4 | 2000 | 110 | 18 | 11.26 | 0.99 | 3500 | 83
P6D9D3FT | The Straits Lighting Company LLC | SL917 | SL917T8BC-48-20W-100/277V-3000-C-120-I-N-G13 | Linear Replacement Lamp | Four-Foot | Dual Mode Internal Driver (UL Type A and Type B) | Standard | TRUE | 2807 | 140.6 | 19.97 | 6.92 | 0.9734 | 3079 | 83.5 | 5 | 50000 | 42760 | Not Yet Verified | Not Yet Verified | NotYetVerified | Lastx represents either s for single-end power input or T for double-end inputs; Updated on 11/22/2016 | 3 | 2807 | 140.6 | 19.97 | 20 | 0.9 | 3000 | 83
PSK1TSAP | The Straits Lighting Company LLC | SL917 | SL917T8BC-48-20W-100/277V-3000-F-120-I-N-G13 | Linear Replacement Lamp | Four-Foot | Dual Mode Internal Driver (UL Type A and Type B) | Standard | TRUE | 2697 | 134.35 | 20.08 | 6.38 | 0.9693 | 3017 | 82.2 | 5 | 50000 | 42760 | Not Yet Verified | Not Yet Verified | NotYetVerified | Lastx represents either s for single-end power input or T for double-end inputs; Updated on 11/22/2016 | 3 | 2697 | 134.35 | 20.08 | 20 | 0.9 | 3000 | 83
P4NWQ23C | The Straits Lighting Company LLC | SL917 | SL917T8BC-48-15W-100/277V-3000-F-120-I-N-G13 | Linear Replacement Lamp | Four-Foot | Dual Mode Internal Driver (UL Type A and Type B) | Standard | TRUE | 2172 | 133.25 | 16.3 | 6.91 | 0.9572 | 3012 | 81.8 | 5 | 50000 | 42760 | Not Yet Verified | Not Yet Verified | NotYetVerified | Lastx represents either s for single-end power input or T for double-end inputs; Update on 11/22/2016 | 4 | 2172 | 133 | 16.3 | 20 | 0.9 | 3000 | 83
PTKUVQJU | The Straits Lighting Company LLC | SL917 | SL917T8PP-48-16W-100/277V-3000-F-120-I-N-G13 | Linear Replacement Lamp | Four-Foot | Replacement Lamps (plug and play) (UL Type A) | Standard | TRUE | 2112 | 130.77 | 16.15 | 7.36 | 0.9551 | 2982 | 81.2 | 5 | 50000 | 42760 | Not Yet Verified | Not Yet Verified | NotYetVerified | updated on 1/19/2017 | 3 | 2112 | 130.77 | 16.15 | 20 | 0.9 | 3000 | 81.8
P6UWGSPB | The Straits Lighting Company LLC | SL917 | SL917T8BC-48-18W-100/277V-3000-F-120-I-N-G13 | Linear Replacement Lamp | Four-Foot | Dual Mode Internal Driver (UL Type A and Type B) | Standard | TRUE | 2399 | 130.56 | 18.1 | 6.74 | 0.9426 | 3001 | 82.2 | 5 | 50000 | 42760 | Not Yet Verified | Not Yet Verified | NotYetVerified | Lastx represents either s for single-end power input or T for double-end inputs updated on 11/18 | 4 | 2400 | 130 | 18 | 20 | 0.9 | 3000 | 83
P7EDZJYG | The Straits Lighting Company LLC | SL917 | SL917T8PP-48-12W-100/277V-3000-F-120-I-N-G13 | Linear Replacement Lamp | Four-Foot | Replacement Lamps (plug and play) (UL Type A) | Standard | TRUE | 1769 | 132.51 | 13.35 | 10 | 0.9021 | 2953 | 80.4 | 5 | 50000 | 42760 | Not Yet Verified | Not Yet Verified | NotYetVerified | updated on 1/19/2017 | 3 | 1769 | 132.51 | 13.35 | 20 | 0.9 | 3000 | 81.8
PHXTKRFH | The Straits Lighting Company LLC | SL917 | SL917T8BC-48-12W-100/277V-3000-F-120-I-N-G13 | Linear Replacement Lamp | Four-Foot | Dual Mode Internal Driver (UL Type A and Type B) | Standard | TRUE | 1705 | 141.11 | 12.21 | 14.28 | 0.9019 | 3002 | 83.1 | 5 | 50000 | 42760 | Not Yet Verified | Not Yet Verified | No |  | 4 | 1700 | 142 | 12 | 20 | 0.9 | 3000 | 85
PJP5DTER | The Straits Lighting Company LLC | SL917 | SL917T8PP-48-14W-100/277V-3000-F-120-I-N-G13 | Linear Replacement Lamp | Four-Foot | Replacement Lamps (plug and play) (UL Type A) | Standard | TRUE | 1920 | 133.33 | 14.4 | 9.66 | 0.9019 | 3025 | 81.9 | 5 | 50000 | 42760 | Not Yet Verified | Not Yet Verified | NotYetVerified | updated on 1/19/2017 | 3 | 1920 | 133.33 | 14.4 | 20 | 0.9 | 3000 | 81.8
P4VHA3KS | The Straits Lighting Company LLC | SL917 | SL917T8BC-48-18W-100/277V-5000-C-120-I-N-G13 | Linear Replacement Lamp | Four-Foot | Dual Mode Internal Driver (UL Type A and Type B) | Standard | FALSE | [9 empty] | 42760 | Not Yet Verified | Not Yet Verified | NotYetVerified | Lastx represents either s for single-end power input or T for double-end inputs updated on 11/18 | 4 | 2580 | 140 | 18 | 20 | 0.9 | 5000 | 83
PPBKS97A | The Straits Lighting Company LLC | SL917 | SL917T8BC-48-18W-100/277V-5000-F-120-I-N-G13 | Linear Replacement Lamp | Four-Foot | Dual Mode Internal Driver (UL Type A and Type B) | Standard | FALSE | [9 empty] | 42760 | Not Yet Verified | Not Yet Verified | NotYetVerified | Lastx represents either s for single-end power input or T for double-end inputs updated on 11/18 | 4 | 2400 | 130 | 18 | 20 | 0.9 | 5000 | 83
PSRC3VKY | The Straits Lighting Company LLC | SL917 | SL917T8BC-48-15W-100/277V-5000-F-120-I-N-G13 | Linear Replacement Lamp | Four-Foot | Dual Mode Internal Driver (UL Type A and Type B) | Standard | FALSE | [9 empty] | 42760 | Not Yet Verified | Not Yet Verified | NotYetVerified | Lastx represents either s for single-end power input or T for double-end inputs; Update on 11/22/2016 | 4 | 2172 | 133 | 16.3 | 20 | 0.9 | 5000 | 83
P49FMJWN | The Straits Lighting Company LLC | SL917 | SL917T8BC-48-15W-100/277V-4500-C-120-I-N-G13 | Linear Replacement Lamp | Four-Foot | Dual Mode Internal Driver (UL Type A and Type B) | Standard | FALSE | [9 empty] | 42760 | Not Yet Verified | Not Yet Verified | NotYetVerified | Lastx represents either s for single-end power input or T for double-end inputs; Update on 11/22/2016 | 4 | 2172 | 133 | 16.3 | 20 | 0.9 | 5000 | 83
PEEVYCGG | The Straits Lighting Company LLC | SL917 | SL917T8BC-48-12W-100/277V-5000-F-120-I-N-G13 | Linear Replacement Lamp | Four-Foot | Dual Mode Internal Driver (UL Type A and Type B) | Standard | FALSE | [9 empty] | 42760 | Not Yet Verified | Not Yet Verified | No |  | 4 | 1800 | 150 | 12 | 20 | 0.9 | 5000 | 85
PZNBZC37 | The Straits Lighting Company LLC | SL917 | SL917T8BC-48-20W-100/277V-5000-C-120-I-N-G13 | Linear Replacement Lamp | Four-Foot | Dual Mode Internal Driver (UL Type A and Type B) | Standard | FALSE | [9 empty] | 42760 | Not Yet Verified | Not Yet Verified | NotYetVerified | Lastx represents either s for single-end power input or T for double-end inputs; Updated on 11/22/2016 | 3 | 2807 | 140.6 | 19.97 | 20 | 0.9 | 5000 | 83
PVYM498N | The Straits Lighting Company LLC | SL917 | SL917T8BC-48-20W-100/277V-5000-F-120-I-N-G13 | Linear Replacement Lamp | Four-Foot | Dual Mode Internal Driver (UL Type A and Type B) | Standard | FALSE | [9 empty] | 42760 | Not Yet Verified | Not Yet Verified | NotYetVerified | Lastx represents either s for single-end power input or T for double-end inputs; Updated on 11/22/2016 | 3 | 2697 | 134.35 | 20.08 | 20 | 0.9 | 5000 | 83
PAGRHRB7 | The Straits Lighting Company LLC | SL917 | SL917T8PP-48-16W-100/277V-5000-F-120-I-N-G13 | Linear Replacement Lamp | Four-Foot | Replacement Lamps (plug and play) (UL Type A) | Standard | FALSE | [9 empty] | 42760 | Not Yet Verified | Not Yet Verified | NotYetVerified | updated on 1/19/2017 | 3 | 2112 | 130.77 | 16.15 | 20 | 0.9 | 5000 | 80.7
PFP4X41D | The Straits Lighting Company LLC | SL917 | SL917T8PP-48-14W-100/277V-5000-F-120-I-N-G13 | Linear Replacement Lamp | Four-Foot | Replacement Lamps (plug and play) (UL Type A) | Standard | FALSE | [9 empty] | 42760 | Not Yet Verified | Not Yet Verified | NotYetVerified | updated on 1/19/2017 | 3 | 1920 | 133.33 | 14.4 | 20 | 0.9 | 5000 | 80.7
PW4TG8S6 | The Straits Lighting Company LLC | SL917 | SL917T8PP-48-12W-100/277V-5000-F-120-I-N-G13 | Linear Replacement Lamp | Four-Foot | Replacement Lamps (plug and play) (UL Type A) | Standard | FALSE | [9 empty] | 42760 | Not Yet Verified | Not Yet Verified | NotYetVerified | updated on 1/19/2017 | 3 | 1769 | 132.51 | 13.35 | 20 | 0.9 | 5000 | 80.7
PXFCHXW7 | The Straits Lighting Company LLC | SL917 | SL917T8BC-48-12W-100/277V-4500-F-120-I-N-G13 | Linear Replacement Lamp | Four-Foot | Dual Mode Internal Driver (UL Type A and Type B) | Standard | FALSE | [9 empty] | 42760 | Not Yet Verified | Not Yet Verified | No |  | 4 | 1800 | 150 | 12 | 20 | 0.9 | 4500 | 85
PFF43PV7 | The Straits Lighting Company LLC | SL917 | SL917T8PP-48-16W-100/277V-4500-F-120-I-N-G13 | Linear Replacement Lamp | Four-Foot | Replacement Lamps (plug and play) (UL Type A) | Standard | FALSE | [9 empty] | 42760 | Not Yet Verified | Not Yet Verified | NotYetVerified | updated on 1/19/2017 | 3 | 2112 | 130.77 | 16.15 | 20 | 0.9 | 4500 | 81.8
PHGZKZ26 | The Straits Lighting Company LLC | SL917 | SL917T8PP-48-14W-100/277V-4500-F-120-I-N-G13 | Linear Replacement Lamp | Four-Foot | Replacement Lamps (plug and play) (UL Type A) | Standard | FALSE | [9 empty] | 42760 | Not Yet Verified | Not Yet Verified | NotYetVerified | updated on 1/19/2017 | 3 | 1920 | 133.33 | 14.4 | 20 | 0.9 | 4500 | 81.8
PX76A99Q | The Straits Lighting Company LLC | SL917 | SL917T8PP-48-12W-100/277V-4500-F-120-I-N-G13 | Linear Replacement Lamp | Four-Foot | Replacement Lamps (plug and play) (UL Type A) | Standard | FALSE | [9 empty] | 42760 | Not Yet Verified | Not Yet Verified | NotYetVerified | updated on 1/19/2017 | 3 | 1769 | 132.51 | 13.35 | 20 | 0.9 | 4500 | 81.8
PZSXEE7B | The Straits Lighting Company LLC | SL917 | SL917T8BC-48-18W-100/277V-4000-C-120-I-N-G13 | Linear Replacement Lamp | Four-Foot | Dual Mode Internal Driver (UL Type A and Type B) | Standard | FALSE | [9 empty] | 42760 | Not Yet Verified | Not Yet Verified | NotYetVerified | Lastx represents either s for single-end power input or T for double-end inputs updated on 11/18 | 4 | 2580 | 140 | 18 | 20 | 0.9 | 4000 | 83
P2EVCJ4B | The Straits Lighting Company LLC | SL917 | SL917T8BC-48-18W-100/277V-4000-F-120-I-N-G13 | Linear Replacement Lamp | Four-Foot | Dual Mode Internal Driver (UL Type A and Type B) | Standard | FALSE | [9 empty] | 42760 | Not Yet Verified | Not Yet Verified | NotYetVerified | Lastx represents either s for single-end power input or T for double-end inputs updated on 11/18 | 4 | 2400 | 130 | 18 | 20 | 0.9 | 4000 | 83
PQCATDM2 | The Straits Lighting Company LLC | SL917 | SL917T8BC-48-15W-100/277V-4000-C-120-I-N-G13 | Linear Replacement Lamp | Four-Foot | Dual Mode Internal Driver (UL Type A and Type B) | Standard | FALSE | [9 empty] | 42760 | Not Yet Verified | Not Yet Verified | NotYetVerified | Lastx represents either s for single-end power input or T for double-end inputs; Update on 11/22/2016 | 4 | 2172 | 133 | 16.3 | 20 | 0.9 | 4000 | 83
PPKVS27V | The Straits Lighting Company LLC | SL917 | SL917T8BC-48-15W-100/277V-4000-F-120-I-N-G13 | Linear Replacement Lamp | Four-Foot | Dual Mode Internal Driver (UL Type A and Type B) | Standard | FALSE | [9 empty] | 42760 | Not Yet Verified | Not Yet Verified | NotYetVerified | Lastx represents either s for single-end power input or T for double-end inputs; Update on 11/22/2016 | 4 | 2172 | 133 | 16.3 | 20 | 0.9 | 4000 | 83
PJ7E4YS1 | The Straits Lighting Company LLC | SL917 | SL917T8BC-48-12W-100/277V-4000-F-120-I-N-G13 | Linear Replacement Lamp | Four-Foot | Dual Mode Internal Driver (UL Type A and Type B) | Standard | FALSE | [9 empty] | 42760 | Not Yet Verified | Not Yet Verified | No |  | 4 | 1800 | 150 | 12 | 20 | 0.9 | 4000 | 85
PM3CC2JT | The Straits Lighting Company LLC | SL917 | SL917T8BC-48-20W-100/277V-4000-C-120-I-N-G13 | Linear Replacement Lamp | Four-Foot | Dual Mode Internal Driver (UL Type A and Type B) | Standard | FALSE | [9 empty] | 42760 | Not Yet Verified | Not Yet Verified | NotYetVerified | Lastx represents either s for single-end power input or T for double-end inputs; Updated on 11/22/2016 | 3 | 2807 | 140.6 | 19.97 | 20 | 0.9 | 4000 | 83
PM569CHZ | The Straits Lighting Company LLC | SL917 | SL917T8BC-48-20W-100/277V-4000-F-120-I-N-G13 | Linear Replacement Lamp | Four-Foot | Dual Mode Internal Driver (UL Type A and Type B) | Standard | FALSE | [9 empty] | 42760 | Not Yet Verified | Not Yet Verified | NotYetVerified | Lastx represents either s for single-end power input or T for double-end inputs; Updated on 11/22/2016 | 3 | 2697 | 134.35 | 20.08 | 20 | 0.9 | 4000 | 83
PFNUBCVB | The Straits Lighting Company LLC | SL917 | SL917T8PP-48-16W-100/277V-4000-F-120-I-N-G13 | Linear Replacement Lamp | Four-Foot | Replacement Lamps (plug and play) (UL Type A) | Standard | FALSE | [9 empty] | 42760 | Not Yet Verified | Not Yet Verified | NotYetVerified | updated on 1/19/2017 | 3 | 2112 | 130.77 | 16.15 | 20 | 0.9 | 4000 | 81.8
PQXEY6PK | The Straits Lighting Company LLC | SL917 | SL917T8PP-48-14W-100/277V-4000-F-120-I-N-G13 | Linear Replacement Lamp | Four-Foot | Replacement Lamps (plug and play) (UL Type A) | Standard | FALSE | [9 empty] | 42760 | Not Yet Verified | Not Yet Verified | NotYetVerified | updated on 1/19/2017 | 3 | 1920 | 133.33 | 14.4 | 20 | 0.9 | 4000 | 81.8
PP6EXCV1 | The Straits Lighting Company LLC | SL917 | SL917T8PP-48-12W-100/277V-4000-F-120-I-N-G13 | Linear Replacement Lamp | Four-Foot | Replacement Lamps (plug and play) (UL Type A) | Standard | FALSE | [9 empty] | 42760 | Not Yet Verified | Not Yet Verified | NotYetVerified | updated on 1/19/2017 | 3 | 1769 | 132.51 | 13.35 | 20 | 0.9 | 4000 | 81.8
P93ZFJ14 | The Straits Lighting Company LLC | SL917 | SL917T8BC-48-18W-100/277V-3500-C-120-I-N-G13 | Linear Replacement Lamp | Four-Foot | Dual Mode Internal Driver (UL Type A and Type B) | Standard | FALSE | [9 empty] | 42760 | Not Yet Verified | Not Yet Verified | NotYetVerified | Lastx represents either s for single-end power input or T for double-end inputs updated on 11/18 | 4 | 2580 | 140 | 18 | 20 | 0.9 | 3500 | 83
PVNT59F4 | The Straits Lighting Company LLC | SL917 | SL917T8BC-48-18W-100/277V-3500-F-120-I-N-G13 | Linear Replacement Lamp | Four-Foot | Dual Mode Internal Driver (UL Type A and Type B) | Standard | FALSE | [9 empty] | 42760 | Not Yet Verified | Not Yet Verified | NotYetVerified | Lastx represents either s for single-end power input or T for double-end inputs updated on 11/18 | 4 | 2400 | 130 | 18 | 20 | 0.9 | 3500 | 83
PUUQ7YY2 | The Straits Lighting Company LLC | SL917 | SL917T8BC-48-15W-100/277V-3500-C-120-I-N-G13 | Linear Replacement Lamp | Four-Foot | Dual Mode Internal Driver (UL Type A and Type B) | Standard | FALSE | [9 empty] | 42760 | Not Yet Verified | Not Yet Verified | NotYetVerified | Lastx represents either s for single-end power input or T for double-end inputs; Update on 11/22/2016 | 4 | 2172 | 133 | 16.3 | 20 | 0.9 | 3500 | 83
P62AGETW | The Straits Lighting Company LLC | SL917 | SL917T8BC-48-15W-100/277V-3500-F-120-I-N-G13 | Linear Replacement Lamp | Four-Foot | Dual Mode Internal Driver (UL Type A and Type B) | Standard | FALSE | [9 empty] | 42760 | Not Yet Verified | Not Yet Verified | NotYetVerified | Lastx represents either s for single-end power input or T for double-end inputs; Update on 11/22/2016 | 4 | 2172 | 133 | 16.3 | 20 | 0.9 | 3500 | 83
P492K2SZ | The Straits Lighting Company LLC | SL917 | SL917T8BC-48-12W-100/277V-3500-F-120-I-N-G13 | Linear Replacement Lamp | Four-Foot | Dual Mode Internal Driver (UL Type A and Type B) | Standard | FALSE | [9 empty] | 42760 | Not Yet Verified | Not Yet Verified | No |  | 4 | 1700 | 142 | 12 | 20 | 0.9 | 3500 | 85
PT9Y3ZR3 | The Straits Lighting Company LLC | SL917 | SL917T8BC-48-20W-100/277V-3500-C-120-I-N-G13 | Linear Replacement Lamp | Four-Foot | Dual Mode Internal Driver (UL Type A and Type B) | Standard | FALSE | [9 empty] | 42760 | Not Yet Verified | Not Yet Verified | NotYetVerified | Lastx represents either s for single-end power input or T for double-end inputs; Updated on 11/22/2016 | 3 | 2807 | 140.6 | 19.97 | 20 | 0.9 | 3500 | 83
P6F5BCF3 | The Straits Lighting Company LLC | SL917 | SL917T8BC-48-20W-100/277V-3500-F-120-I-N-G13 | Linear Replacement Lamp | Four-Foot | Dual Mode Internal Driver (UL Type A and Type B) | Standard | FALSE | [9 empty] | 42760 | Not Yet Verified | Not Yet Verified | NotYetVerified | Lastx represents either s for single-end power input or T for double-end inputs; Updated on 11/22/2016 | 3 | 2697 | 134.35 | 20.08 | 20 | 0.9 | 3500 | 83
PT5883JF | The Straits Lighting Company LLC | SL917 | SL917T8PP-48-16W-100/277V-3500-F-120-I-N-G13 | Linear Replacement Lamp | Four-Foot | Replacement Lamps (plug and play) (UL Type A) | Standard | FALSE | [9 empty] | 42760 | Not Yet Verified | Not Yet Verified | NotYetVerified | updated on 1/19/2017 | 3 | 2112 | 130.77 | 16.15 | 20 | 0.9 | 3500 | 81.8
PDPACBFF | The Straits Lighting Company LLC | SL917 | SL917T8PP-48-14W-100/277V-3500-F-120-I-N-G13 | Linear Replacement Lamp | Four-Foot | Replacement Lamps (plug and play) (UL Type A) | Standard | FALSE | [9 empty] | 42760 | Not Yet Verified | Not Yet Verified | NotYetVerified | updated on 1/19/2017 | 3 | 1920 | 133.33 | 14.4 | 20 | 0.9 | 3500 | 81.8
PS96AVKW | The Straits Lighting Company LLC | SL917 | SL917T8PP-48-12W-100/277V-3500-F-120-I-N-G13 | Linear Replacement Lamp | Four-Foot | Replacement Lamps (plug and play) (UL Type A) | Standard | FALSE | [9 empty] | 42760 | Not Yet Verified | Not Yet Verified | NotYetVerified | updated on 1/19/2017 | 3 | 1769 | 132.51 | 13.35 | 20 | 0.9 | 3500 | 81.8
PGRNA7CX | The Straits Lighting Company LLC | SL917 | SL917T8BC-48-18W-100/277V-3000-C-120-I-N-G13 | Linear Replacement Lamp | Four-Foot | Dual Mode Internal Driver (UL Type A and Type B) | Standard | FALSE | [9 empty] | 42760 | Not Yet Verified | Not Yet Verified | NotYetVerified | Lastx represents either s for single-end power input or T for double-end inputs updated on 11/18 | 4 | 2580 | 140 | 18 | 20 | 0.9 | 3000 | 83
P5GXZJTQ | The Straits Lighting Company LLC | SL917 | SL917T8BC-48-15W-100/277V-3000-C-120-I-N-G13 | Linear Replacement Lamp | Four-Foot | Dual Mode Internal Driver (UL Type A and Type B) | Standard | FALSE | [9 empty] | 42760 | Not Yet Verified | Not Yet Verified | NotYetVerified | Lastx represents either s for single-end power input or T for double-end inputs; Update on 11/22/2016 | 4 | 2172 | 133 | 16.3 | 20 | 0.9 | 3000 | 83
PJMGBC87 | Green Creative LTD | GREEN CREATIVE | 13T8/4F/830/DIR | Linear Replacement Lamp | Four-Foot | Replacement Lamps (plug and play) (UL Type A) | Standard | TRUE | 1958 | 119.2 | 16.42 | 12.23 | 0.954 | 2993 | 82.6 | 5 | 50000 | 42760 | Dimmable | Continuous Below 10 | No |  | 4.1 | 2000 | 121 | 16.5 | 20 | 0.9 | 3000 | 82
PKWBN2PX | Green Creative LTD | GREEN CREATIVE | 13T8/4F/850/DIR | Linear Replacement Lamp | Four-Foot | Replacement Lamps (plug and play) (UL Type A) | Standard | FALSE | [9 empty] | 42760 | Dimmable | Continuous Below 10 | No |  | 4.1 | 2050 | 124 | 16.5 | 20 | 0.9 | 5000 | 82
PJXCYSWA | Green Creative LTD | GREEN CREATIVE | 13T8/4F/840/DIR | Linear Replacement Lamp | Four-Foot | Replacement Lamps (plug and play) (UL Type A) | Standard | FALSE | [9 empty] | 42760 | Dimmable | Continuous Below 10 | No |  | 4.1 | 2050 | 124 | 16.5 | 20 | 0.9 | 4000 | 82
PYWNWZ77 | Green Creative LTD | GREEN CREATIVE | 13T8/4F/835/DIR | Linear Replacement Lamp | Four-Foot | Replacement Lamps (plug and play) (UL Type A) | Standard | FALSE | [9 empty] | 42760 | Dimmable | Continuous Below 10 | No |  | 4.1 | 2000 | 121 | 16.5 | 20 | 0.9 | 3500 | 82
PZ12VDJ8 | Green Creative LTD | GREEN CREATIVE | 10.5T8/4F/830/DIR | Linear Replacement Lamp | Four-Foot | Replacement Lamps (plug and play) (UL Type A) | Standard | TRUE | 1642 | 120.8 | 13.59 | 14.09 | 0.942 | 3073 | 82 | 5 | 50000 | 42760 | Dimmable | Continuous Below 10 | No |  | 4.1 | 1650 | 127 | 13 | 20 | 0.9 | 3000 | 82
PBQ3MKHX | Green Creative LTD | GREEN CREATIVE | 10.5T8/4F/850/DIR | Linear Replacement Lamp | Four-Foot | Replacement Lamps (plug and play) (UL Type A) | Standard | FALSE | [9 empty] | 42760 | Dimmable | Continuous Below 10 | No |  | 4.1 | 1700 | 131 | 13 | 20 | 0.9 | 5000 | 82
PJ585KKS | Green Creative LTD | GREEN CREATIVE | 10.5T8/4F/840/DIR | Linear Replacement Lamp | Four-Foot | Replacement Lamps (plug and play) (UL Type A) | Standard | FALSE | [9 empty] | 42760 | Dimmable | Continuous Below 10 | No |  | 4.1 | 1700 | 131 | 13 | 20 | 0.9 | 4000 | 82
PM77AH3U | Green Creative LTD | GREEN CREATIVE | 10.5T8/4F/835/DIR | Linear Replacement Lamp | Four-Foot | Replacement Lamps (plug and play) (UL Type A) | Standard | FALSE | [9 empty] | 42760 | Dimmable | Continuous Below 10 | No |  | 4.1 | 1650 | 127 | 13 | 20 | 0.9 | 3500 | 82
PYUEXXRA | Revolution Lighting Technologies | Revolution Lighting Technologies | 204401-111 | Linear Replacement Lamp | Four-Foot | Internal Driver Lamp-Style Retrofit Kits (UL Type B) | Standard | TRUE | 1814.47 | 140.01 | 12.96 | 12.03 | 0.8811 | 3079 | 83 | 5 | 50000 | 42759 | Not Dimmable | Not Dimmable | No |  | 4.1 | 1700 | 140 | 12 | 12.03 | 0.9 | 3000 | 83
PH2MZ5ND | Revolution Lighting Technologies | Revolution Lighting Technologies | 204401-115 | Linear Replacement Lamp | Four-Foot | Internal Driver Lamp-Style Retrofit Kits (UL Type B) | Standard | FALSE | [9 empty] | 42759 | Not Dimmable | Not Dimmable | No |  | 4.1 | 1850 | 155 | 12 | 12.03 | 0.9 | 5000 | 82
P5B2M1CY | Revolution Lighting Technologies | Revolution Lighting Technologies | 204401-113 | Linear Replacement Lamp | Four-Foot | Internal Driver Lamp-Style Retrofit Kits (UL Type B) | Standard | FALSE | [9 empty] | 42759 | Not Dimmable | Not Dimmable | No |  | 4.1 | 1700 | 140 | 12 | 12.03 | 0.9 | 4000 | 83
PA8K4CDH | Revolution Lighting Technologies | Revolution Lighting Technologies | 204401-112 | Linear Replacement Lamp | Four-Foot | Internal Driver Lamp-Style Retrofit Kits (UL Type B) | Standard | FALSE | [9 empty] | 42759 | Not Dimmable | Not Dimmable | No |  | 4.1 | 1700 | 140 | 12 | 12.03 | 0.9 | 3500 | 83
PDM9A46F | On Time Lighting | On Time Lighting | ZY-L48T8-15W-1200-3K | Linear Replacement Lamp | Four-Foot | Internal Driver Lamp-Style Retrofit Kits (UL Type B) | Standard | TRUE | 2078 | 130.45 | 15.93 | 8.08 | 0.9015 | 2947 | 81.8 | 5 | 50000 | 42759 | Not Yet Verified | Not Yet Verified | NotYetVerified |  | 3 | 2078 | 130.45 | 15.93 | 20 | 0.9 | 3000 | 83
PXBZ7AYC | On Time Lighting | On Time Lighting | ZY-L48T8-15W-1200-5K | Linear Replacement Lamp | Four-Foot | Internal Driver Lamp-Style Retrofit Kits (UL Type B) | Standard | FALSE | [9 empty] | 42759 | Not Yet Verified | Not Yet Verified | NotYetVerified |  | 3 | 2078 | 130.45 | 15.93 | 20 | 0.9 | 5000 | 83
PUH6RDC3 | On Time Lighting | On Time Lighting | ZY-L48T8-15W-1200-4K | Linear Replacement Lamp | Four-Foot | Internal Driver Lamp-Style Retrofit Kits (UL Type B) | Standard | FALSE | [9 empty] | 42759 | Not Yet Verified | Not Yet Verified | NotYetVerified |  | 3 | 2078 | 130.45 | 15.93 | 20 | 0.9 | 4000 | 83
PB41GNC6 | WING (SHANGHAI) INTERNATIONAL TRADE CO LTD | TOPSTAR | L48T8-840-14P-G4-EB | Linear Replacement Lamp | Four-Foot | Replacement Lamps (plug and play) (UL Type A) | Standard | TRUE | 2234 | 128.2 | 17.42 | 13.88 | 0.935 | 4090 | 81.4 | 5 | 50000 | 42759 | Not Dimmable | Not Dimmable | No |  | 4.1 | 2145 | 130 | 16.5 | 14 | 0.9 | 4000 | 80
PXAMENVH | WING (SHANGHAI) INTERNATIONAL TRADE CO LTD | TOPSTAR | L48T8-850-14P-G4-EB | Linear Replacement Lamp | Four-Foot | Replacement Lamps (plug and play) (UL Type A) | Standard | FALSE | [9 empty] | 42759 | Not Dimmable | Not Dimmable | No |  | 4.1 | 2145 | 130 | 16.5 | 14 | 0.9 | 5000 | 80
PJXD4695 | WING (SHANGHAI) INTERNATIONAL TRADE CO LTD | TOPSTAR | L48T8-840-12P-G4-EB | Linear Replacement Lamp | Four-Foot | Replacement Lamps (plug and play) (UL Type A) | Standard | TRUE | 2022 | 128.8 | 15.7 | 13.71 | 0.942 | 4101 | 81.8 | 5 | 50000 | 42759 | Not Dimmable | Not Dimmable | No |  | 4.1 | 1950 | 130 | 15 | 14 | 0.9 | 4000 | 80
PCJDC1NP | WING (SHANGHAI) INTERNATIONAL TRADE CO LTD | TOPSTAR | L48T8-850-12P-G4-EB | Linear Replacement Lamp | Four-Foot | Replacement Lamps (plug and play) (UL Type A) | Standard | FALSE | [9 empty] | 42759 | Not Dimmable | Not Dimmable | No |  | 4.1 | 1950 | 130 | 15 | 14 | 0.9 | 5000 | 80
P9YAV515 | WING (SHANGHAI) INTERNATIONAL TRADE CO LTD | TOPSTAR | L48T8-840-18P-G4-EB | Linear Replacement Lamp | Four-Foot | Replacement Lamps (plug and play) (UL Type A) | Standard | TRUE | 2635 | 130.2 | 20.24 | 14.56 | 0.949 | 4118 | 81.3 | 5 | 50000 | 42759 | Not Dimmable | Not Dimmable | No |  | 4.1 | 2600 | 130 | 20 | 15 | 0.9 | 4000 | 80
P2KE2X11 | WING (SHANGHAI) INTERNATIONAL TRADE CO LTD | TOPSTAR | L48T8-850-18P-G4-EB | Linear Replacement Lamp | Four-Foot | Replacement Lamps (plug and play) (UL Type A) | Standard | FALSE | [9 empty] | 42759 | Not Dimmable | Not Dimmable | No |  | 4.1 | 2620 | 131 | 20 | 15 | 0.9 | 5000 | 80
P87M76P2 | ELB Electronics Inc. | ELB | LED T8E-48-830-[F R]HF | Linear Replacement Lamp | Four-Foot | Replacement Lamps (plug and play) (UL Type A) | Standard | TRUE | 1676.4 | 118.58 | 14.14 | 16.76 | 0.9441 | 3046 | 82.8 | 5 | 50000 | 42759 | Dimmable | Continuous Below 10 | No | Rotatable end caps lamp is qualified pointing straight down only | 4.1 | 1650 | 117 | 14 | 20 | 0.9 | 3000 | 80
PN14Q56J | ELB Electronics Inc. | ELB | LED T8E-48-850-[F R]HF | Linear Replacement Lamp | Four-Foot | Replacement Lamps (plug and play) (UL Type A) | Standard | FALSE | [9 empty] | 42759 | Dimmable | Continuous Below 10 | No | Rotatable end caps lamp is qualified pointing straight down only | 4.1 | 1650 | 117 | 14 | 20 | 0.9 | 5000 | 80
P8JPN35P | ELB Electronics Inc. | ELB | LED T8E-48-840-[F R]HF | Linear Replacement Lamp | Four-Foot | Replacement Lamps (plug and play) (UL Type A) | Standard | FALSE | [9 empty] | 42759 | Dimmable | Continuous Below 10 | No | Rotatable end caps lamp is qualified pointing straight down only | 4.1 | 1650 | 117 | 14 | 20 | 0.9 | 4000 | 80
P3SHRECX | ELB Electronics Inc. | ELB | LED T8E-48-835-[F R]HF | Linear Replacement Lamp | Four-Foot | Replacement Lamps (plug and play) (UL Type A) | Standard | FALSE | [9 empty] | 42759 | Dimmable | Continuous Below 10 | No | Rotatable end caps lamp is qualified pointing straight down only | 4.1 | 1650 | 117 | 14 | 20 | 0.9 | 3500 | 80
P927N4TU | ELB Electronics Inc. | ELB | LED T8E-48-830-G-[F R]HF | Linear Replacement Lamp | Four-Foot | Replacement Lamps (plug and play) (UL Type A) | Standard | TRUE | 1720 | 122.02 | 14.1 | 9.29 | 0.9612 | 3102 | 82.4 | 5 | 50000 | 42759 | Dimmable | Continuous Below 10 | No | Rotatable end caps lamp is qualified pointing straight down only | 4.1 | 1700 | 115 | 15 | 20 | 0.9 | 3000 | 80
PMHD5MRM | ELB Electronics Inc. | ELB | LED T8E-48-850-G-[F R]HF | Linear Replacement Lamp | Four-Foot | Replacement Lamps (plug and play) (UL Type A) | Standard | FALSE | [9 empty] | 42759 | Dimmable | Continuous Below 10 | No | Rotatable end caps lamp is qualified pointing straight down only | 4.1 | 1700 | 115 | 15 | 20 | 0.9 | 5000 | 80
PGEEYP8B | ELB Electronics Inc. | ELB | LED T8E-48-840-G-[F R]HF | Linear Replacement Lamp | Four-Foot | Replacement Lamps (plug and play) (UL Type A) | Standard | FALSE | [9 empty] | 42759 | Dimmable | Continuous Below 10 | No | Rotatable end caps lamp is qualified pointing straight down only | 4.1 | 1700 | 115 | 15 | 20 | 0.9 | 4000 | 80
P464BH81 | ELB Electronics Inc. | ELB | LED T8E-48-835-G-[F R]HF | Linear Replacement Lamp | Four-Foot | Replacement Lamps (plug and play) (UL Type A) | Standard | FALSE | [9 empty] | 42759 | Dimmable | Continuous Below 10 | No | Rotatable end caps lamp is qualified pointing straight down only | 4.1 | 1700 | 115 | 15 | 20 | 0.9 | 3500 | 80
PRZ4P6X7 | InnoSys Inc | iLumens | LT84-3000-B[L F W]R-1620 | Linear Replacement Lamp | Four-Foot | Replacement Lamps (plug and play) (UL Type A) | Standard | TRUE | 2012 | 129.4 | 15.55 | 0.487 | 0.9707 | 3006 | 84.1 | 5 | 50000 | 42755 | Dimmable | Continuous Below 10 | No |  | 4.1 | 2012 | 129.3 | 15.56 | 10 | 0.99 | 3028 | 84.1
P4EX4766 | InnoSys Inc | iLumens | LT84-4000-BBR-1620 | Linear Replacement Lamp | Four-Foot | Replacement Lamps (plug and play) (UL Type A) | Standard | FALSE | [9 empty] | 42755 | Not Dimmable | Not Dimmable | No |  | 4.1 | 2016 | 129.6 | 15.56 | 10 | 0.99 | 3937 | 83.7
P9HDMHMC | InnoSys Inc | iLumens | LT84-4000-B[L F W]R-1620 | Linear Replacement Lamp | Four-Foot | Replacement Lamps (plug and play) (UL Type A) | Standard | FALSE | [9 empty] | 42755 | Dimmable | Continuous Below 10 | No |  | 4.1 | 2016 | 129.6 | 15.56 | 10 | 0.99 | 3937 | 83.7
PZA2W96P | InnoSys Inc | iLumens | LT84-3500-BBR-1620 | Linear Replacement Lamp | Four-Foot | Replacement Lamps (plug and play) (UL Type A) | Standard | FALSE | [9 empty] | 42755 | Not Dimmable | Not Dimmable | No |  | 4.1 | 2044 | 130.9 | 15.61 | 10 | 0.99 | 3498 | 85.7
PNGZDD7M | InnoSys Inc | iLumens | LT84-3500-B[L F W]R-1620 | Linear Replacement Lamp | Four-Foot | Replacement Lamps (plug and play) (UL Type A) | Standard | FALSE | [9 empty] | 42755 | Dimmable | Continuous Below 10 | No |  | 4.1 | 2044 | 130.9 | 15.61 | 10 | 0.99 | 3498 | 85.7
PRFAVQ6G | InnoSys Inc | iLumens | LT84-3000-BBR-1620 | Linear Replacement Lamp | Four-Foot | Replacement Lamps (plug and play) (UL Type A) | Standard | FALSE | [9 empty] | 42755 | Not Dimmable | Not Dimmable | No |  | 4.1 | 2012 | 129.3 | 15.56 | 10 | 0.99 | 3028 | 84.1
PMRGE7PN | TAI MING GREEN POWER Co. Ltd. | TAI MING GREEN POWER CO. LTD. | TMG-T8GF-4F120-30KD | Linear Replacement Lamp | Four-Foot | Dual Mode Internal Driver (UL Type A and Type B) | Standard | TRUE | 1758 | 123 | 14.29 | 5.91 | 0.99 | 3011 | 80.8 | 5 | 50000 | 42755 | Not Dimmable | Not Dimmable | No |  | 4.1 | 1680 | 140 | 12 | 10 | 0.9 | 3000 | 80
P1S2CKVW | TAI MING GREEN POWER Co. Ltd. | TAI MING GREEN POWER CO. LTD. | TMG-T8GF-4F170-30KD | Linear Replacement Lamp | Four-Foot | Dual Mode Internal Driver (UL Type A and Type B) | Standard | TRUE | 2411 | 129.6 | 18.61 | 5.81 | 0.99 | 3008 | 80.8 | 5 | 50000 | 42755 | Not Dimmable | Not Dimmable | No |  | 4.1 | 2150 | 127 | 17 | 10 | 0.9 | 3000 | 80
PJZPJAZ2 | TAI MING GREEN POWER Co. Ltd. | TAI MING GREEN POWER CO. LTD. | TMG-T8GF-4F240-30KD | Linear Replacement Lamp | Four-Foot | Dual Mode Internal Driver (UL Type A and Type B) | Standard | TRUE | 3112 | 120.7 | 25.79 | 5.71 | 0.99 | 3018 | 80.3 | 5 | 50000 | 42755 | Not Dimmable | Not Dimmable | No |  | 4.1 | 2990 | 125 | 24 | 10 | 0.9 | 3000 | 80
PQW189A6 | TAI MING GREEN POWER Co. Ltd. | TAI MING GREEN POWER CO. LTD. | TMG-T8GF-4F150-30KD | Linear Replacement Lamp | Four-Foot | Dual Mode Internal Driver (UL Type A and Type B) | Standard | TRUE | 1986 | 127.7 | 15.55 | 5.45 | 0.99 | 3006 | 80.8 | 5 | 50000 | 42755 | Not Dimmable | Not Dimmable | No |  | 4.1 | 1780 | 119 | 15 | 10 | 0.9 | 3000 | 80
PQ7D89V1 | TAI MING GREEN POWER Co. Ltd. | TAI MING GREEN POWER CO. LTD. | TMG-T8GF-4F240-50KD | Linear Replacement Lamp | Four-Foot | Dual Mode Internal Driver (UL Type A and Type B) | Standard | FALSE | [9 empty] | 42755 | Not Dimmable | Not Dimmable | No |  | 4.1 | 3200 | 134 | 24 | 10 | 0.9 | 5000 | 80
P6WWU7Y3 | TAI MING GREEN POWER Co. Ltd. | TAI MING GREEN POWER CO. LTD. | TMG-T8GF-4F170-50KD | Linear Replacement Lamp | Four-Foot | Dual Mode Internal Driver (UL Type A and Type B) | Standard | FALSE | [9 empty] | 42755 | Not Dimmable | Not Dimmable | No |  | 4.1 | 2300 | 136 | 17 | 10 | 0.9 | 5000 | 80
PXZMD7N4 | TAI MING GREEN POWER Co. Ltd. | TAI MING GREEN POWER CO. LTD. | TMG-T8GF-4F150-50KD | Linear Replacement Lamp | Four-Foot | Dual Mode Internal Driver (UL Type A and Type B) | Standard | FALSE | [9 empty] | 42755 | Not Dimmable | Not Dimmable | No |  | 4.1 | 1900 | 127 | 15 | 10 | 0.9 | 5000 | 80
P7ZZ1WA5 | TAI MING GREEN POWER Co. Ltd. | TAI MING GREEN POWER CO. LTD. | TMG-T8GF-4F120-50KD | Linear Replacement Lamp | Four-Foot | Dual Mode Internal Driver (UL Type A and Type B) | Standard | FALSE | [9 empty] | 42755 | Not Dimmable | Not Dimmable | No |  | 4.1 | 1800 | 150 | 12 | 10 | 0.9 | 5000 | 80
P1XAQMGH | TAI MING GREEN POWER Co. Ltd. | TAI MING GREEN POWER CO. LTD. | TMG-T8GF-4F240-45KD | Linear Replacement Lamp | Four-Foot | Dual Mode Internal Driver (UL Type A and Type B) | Standard | FALSE | [9 empty] | 42755 | Not Dimmable | Not Dimmable | No |  | 4.1 | 3200 | 134 | 24 | 10 | 0.9 | 4500 | 80
P7KBTEBU | TAI MING GREEN POWER Co. Ltd. | TAI MING GREEN POWER CO. LTD. | TMG-T8GF-4F170-45KD | Linear Replacement Lamp | Four-Foot | Dual Mode Internal Driver (UL Type A and Type B) | Standard | FALSE | [9 empty] | 42755 | Not Dimmable | Not Dimmable | No |  | 4.1 | 2300 | 136 | 17 | 10 | 0.9 | 4500 | 80
PPZR6R54 | TAI MING GREEN POWER Co. Ltd. | TAI MING GREEN POWER CO. LTD. | TMG-T8GF-4F150-45KD | Linear Replacement Lamp | Four-Foot | Dual Mode Internal Driver (UL Type A and Type B) | Standard | FALSE | [9 empty] | 42755 | Not Dimmable | Not Dimmable | No |  | 4.1 | 1900 | 127 | 15 | 10 | 0.9 | 4500 | 80
PF1VETCE | TAI MING GREEN POWER Co. Ltd. | TAI MING GREEN POWER CO. LTD. | TMG-T8GF-4F120-45KD | Linear Replacement Lamp | Four-Foot | Dual Mode Internal Driver (UL Type A and Type B) | Standard | FALSE | [9 empty] | 42755 | Not Dimmable | Not Dimmable | No |  | 4.1 | 1800 | 150 | 12 | 10 | 0.9 | 4500 | 80
PFB4768F | TAI MING GREEN POWER Co. Ltd. | TAI MING GREEN POWER CO. LTD. | TMG-T8GF-4F240-40KD | Linear Replacement Lamp | Four-Foot | Dual Mode Internal Driver (UL Type A and Type B) | Standard | FALSE | [9 empty] | 42755 | Not Dimmable | Not Dimmable | No |  | 4.1 | 3200 | 134 | 24 | 10 | 0.9 | 4000 | 80
PGZ6TGPB | TAI MING GREEN POWER Co. Ltd. | TAI MING GREEN POWER CO. LTD. | TMG-T8GF-4F170-40KD | Linear Replacement Lamp | Four-Foot | Dual Mode Internal Driver (UL Type A and Type B) | Standard | FALSE | [9 empty] | 42755 | Not Dimmable | Not Dimmable | No |  | 4.1 | 2300 | 136 | 17 | 10 | 0.9 | 4000 | 80
PU4HKQS9 | TAI MING GREEN POWER Co. Ltd. | TAI MING GREEN POWER CO. LTD. | TMG-T8GF-4F150-40KD | Linear Replacement Lamp | Four-Foot | Dual Mode Internal Driver (UL Type A and Type B) | Standard | FALSE | [9 empty] | 42755 | Not Dimmable | Not Dimmable | No |  | 4.1 | 1900 | 127 | 15 | 10 | 0.9 | 4000 | 80
P9QV1924 | TAI MING GREEN POWER Co. Ltd. | TAI MING GREEN POWER CO. LTD. | TMG-T8GF-4F120-40KD | Linear Replacement Lamp | Four-Foot | Dual Mode Internal Driver (UL Type A and Type B) | Standard | FALSE | [9 empty] | 42755 | Not Dimmable | Not Dimmable | No |  | 4.1 | 1800 | 150 | 12 | 10 | 0.9 | 4000 | 80
PGQZVBC6 | TAI MING GREEN POWER Co. Ltd. | TAI MING GREEN POWER CO. LTD. | TMG-T8GF-4F240-35KD | Linear Replacement Lamp | Four-Foot | Dual Mode Internal Driver (UL Type A and Type B) | Standard | FALSE | [9 empty] | 42755 | Not Dimmable | Not Dimmable | No |  | 4.1 | 2990 | 125 | 24 | 10 | 0.9 | 3500 | 80
PAUMJXK4 | TAI MING GREEN POWER Co. Ltd. | TAI MING GREEN POWER CO. LTD. | TMG-T8GF-4F170-35KD | Linear Replacement Lamp | Four-Foot | Dual Mode Internal Driver (UL Type A and Type B) | Standard | FALSE | [9 empty] | 42755 | Not Dimmable | Not Dimmable | No |  | 4.1 | 2150 | 127 | 17 | 10 | 0.9 | 3500 | 80
PFV71RKS | TAI MING GREEN POWER Co. Ltd. | TAI MING GREEN POWER CO. LTD. | TMG-T8GF-4F150-35KD | Linear Replacement Lamp | Four-Foot | Dual Mode Internal Driver (UL Type A and Type B) | Standard | FALSE | [9 empty] | 42755 | Not Dimmable | Not Dimmable | No |  | 4.1 | 1780 | 119 | 15 | 10 | 0.9 | 3500 | 80
PFDX4VAR | TAI MING GREEN POWER Co. Ltd. | TAI MING GREEN POWER CO. LTD. | TMG-T8GF-4F120-35KD | Linear Replacement Lamp | Four-Foot | Dual Mode Internal Driver (UL Type A and Type B) | Standard | FALSE | [9 empty] | 42755 | Not Dimmable | Not Dimmable | No |  | 4.1 | 1680 | 140 | 12 | 10 | 0.9 | 3500 | 80
P4KQXPY8 | Gielight Co.Ltd | Gielight | GL-T8LO-12-12(3000K) | Linear Replacement Lamp | Four-Foot | Dual Mode Internal Driver (UL Type A and Type B) | Standard | TRUE | 1583 | 115.42 | 13.71 | 7.77 | 0.973 | 2913 | 81.8 | 5 | 50000 | 42755 | Not Dimmable | Not Dimmable | No | Updated on 3/21/2017 | 4.1 | 1800 | 150 | 12 | 10 | 0.9 | 3000 | 80
PRKQ8W7F | Gielight Co.Ltd | Gielight | GL-T8LO-12-12(5000K) | Linear Replacement Lamp | Four-Foot | Dual Mode Internal Driver (UL Type A and Type B) | Standard | FALSE | [9 empty] | 42755 | Not Dimmable | Not Dimmable | No | Updated on 3/21/2017 | 4.1 | 1800 | 150 | 12 | 10 | 0.9 | 5000 | 80
PTUYP79P | Gielight Co.Ltd | Gielight | GL-T8LO-12-12(4500K) | Linear Replacement Lamp | Four-Foot | Dual Mode Internal Driver (UL Type A and Type B) | Standard | FALSE | [9 empty] | 42755 | Not Dimmable | Not Dimmable | No | Updated on 3/21/2017 | 4.1 | 1800 | 150 | 12 | 10 | 0.9 | 4500 | 80
PQCFC5K7 | Gielight Co.Ltd | Gielight | GL-T8LO-12-12(4000K) | Linear Replacement Lamp | Four-Foot | Dual Mode Internal Driver (UL Type A and Type B) | Standard | FALSE | [9 empty] | 42755 | Not Dimmable | Not Dimmable | No | Updated on 3/21/2017 | 4.1 | 1800 | 150 | 12 | 10 | 0.9 | 4000 | 80
PQX85UD5 | Gielight Co.Ltd | Gielight | GL-T8LO-12-12(3500K) | Linear Replacement Lamp | Four-Foot | Dual Mode Internal Driver (UL Type A and Type B) | Standard | FALSE | [9 empty] | 42755 | Not Dimmable | Not Dimmable | No | Updated on 3/21/2017 | 4.1 | 1800 | 150 | 12 | 10 | 0.9 | 3500 | 80
PJG8CSBX | Sunritek Semiconductor Lighting Co. Ltd | Sunritek | ST-DTP12-10WF(3000K) | Linear Replacement Lamp | Four-Foot | Internal Driver Lamp-Style Retrofit Kits (UL Type B) | Standard | TRUE | 1651.5 | 157.74 | 10.47 | 16 | 0.941 | 2920 | 81.4 | 5 | 50000 | 42754 |  |  | No |  | 4.1 | 1600 | 160 | 10 | 15 | 0.98 | 3000 | 80
PM4AA35T | Sunritek Semiconductor Lighting Co. Ltd | Sunritek | ST-DTP12-10WF(5000K) | Linear Replacement Lamp | Four-Foot | Internal Driver Lamp-Style Retrofit Kits (UL Type B) | Standard | FALSE | [9 empty] | 42754 |  |  | No |  | 4.1 | 1700 | 170 | 10 | 15 | 0.98 | 5000 | 80
P2EFKA3Z | Sunritek Semiconductor Lighting Co. Ltd | Sunritek | ST-DTP12-10WF(4500K) | Linear Replacement Lamp | Four-Foot | Internal Driver Lamp-Style Retrofit Kits (UL Type B) | Standard | FALSE | [9 empty] | 42754 |  |  | No |  | 4.1 | 1700 | 170 | 10 | 15 | 0.98 | 4500 | 80
PRX916PU | Sunritek Semiconductor Lighting Co. Ltd | Sunritek | ST-DTP12-10WF(4000K) | Linear Replacement Lamp | Four-Foot | Internal Driver Lamp-Style Retrofit Kits (UL Type B) | Standard | FALSE | [9 empty] | 42754 |  |  | No |  | 4.1 | 1700 | 170 | 10 | 15 | 0.98 | 4000 | 80
PB49KCHC | Sunritek Semiconductor Lighting Co. Ltd | Sunritek | ST-DTP12-10WF(3500K) | Linear Replacement Lamp | Four-Foot | Internal Driver Lamp-Style Retrofit Kits (UL Type B) | Standard | FALSE | [9 empty] | 42754 |  |  | No |  | 4.1 | 1600 | 160 | 10 | 15 | 0.98 | 3500 | 80
PAA4PAZ3 | Sunritek Semiconductor Lighting Co. Ltd | Sunritek | ST-DTP12-10WC(3000K) | Linear Replacement Lamp | Four-Foot | Internal Driver Lamp-Style Retrofit Kits (UL Type B) | Standard | TRUE | 1677.5 | 160.53 | 10.45 | 15.83 | 0.943 | 2930 | 81.2 | 5 | 50000 | 42754 |  |  | No |  | 4.1 | 1650 | 165 | 10 | 15 | 0.98 | 3000 | 80
PKSQ3ZN8 | Sunritek Semiconductor Lighting Co. Ltd | Sunritek | ST-DTP12-10WC(5000K) | Linear Replacement Lamp | Four-Foot | Internal Driver Lamp-Style Retrofit Kits (UL Type B) | Standard | FALSE | [9 empty] | 42754 |  |  | No |  | 4.1 | 1800 | 180 | 10 | 15 | 0.98 | 5000 | 80
PEWKW5TS | Sunritek Semiconductor Lighting Co. Ltd | Sunritek | ST-DTP12-10WC(4500K) | Linear Replacement Lamp | Four-Foot | Internal Driver Lamp-Style Retrofit Kits (UL Type B) | Standard | FALSE | [9 empty] | 42754 |  |  | No |  | 4.1 | 1800 | 180 | 10 | 15 | 0.98 | 4500 | 80
P2H3FAEY | Sunritek Semiconductor Lighting Co. Ltd | Sunritek | ST-DTP12-10WC(4000K) | Linear Replacement Lamp | Four-Foot | Internal Driver Lamp-Style Retrofit Kits (UL Type B) | Standard | FALSE | [9 empty] | 42754 |  |  | No |  | 4.1 | 1800 | 180 | 10 | 15 | 0.98 | 4000 | 80
PMJEEUP8 | Sunritek Semiconductor Lighting Co. Ltd | Sunritek | ST-DTP12-10WC(3500K) | Linear Replacement Lamp | Four-Foot | Internal Driver Lamp-Style Retrofit Kits (UL Type B) | Standard | FALSE | [9 empty] | 42754 |  |  | No |  | 4.1 | 1650 | 165 | 10 | 15 | 0.98 | 3500 | 80
PV3Q5G9W | Bravoled Lighting Manufacturing Co. Ltd. | Bravoled | BL-T8-22W1200 WINZ+ 45F | Linear Replacement Lamp | Four-Foot | Internal Driver Lamp-Style Retrofit Kits (UL Type B) | Standard | FALSE | [9 empty] | 42754 | Not Dimmable | Not Dimmable | No |  | 3 | 2562.1 | 115.9 | 22.1 | 18.4 | 0.91 | 4500 | 83
P189JT2A | Bravoled Lighting Manufacturing Co. Ltd. | Bravoled | BL-T8-18W1200 WINZ+ 45F | Linear Replacement Lamp | Four-Foot | Internal Driver Lamp-Style Retrofit Kits (UL Type B) | Standard | FALSE | [9 empty] | 42754 | Not Dimmable | Not Dimmable | No |  | 3 | 2111.3 | 115.3 | 18.3 | 18.4 | 0.91 | 4500 | 82.9
PYTUDZB3 | Bravoled Lighting Manufacturing Co. Ltd. | Bravoled | BL-T8-22W1200 WINZ+ 45C | Linear Replacement Lamp | Four-Foot | Internal Driver Lamp-Style Retrofit Kits (UL Type B) | Standard | FALSE | [9 empty] | 42754 | Not Dimmable | Not Dimmable | No |  | 3 | 2505.5 | 115.4 | 21.7 | 18.1 | 0.92 | 4500 | 82.9
PUTKK934 | Bravoled Lighting Manufacturing Co. Ltd. | Bravoled | BL-T8-18W1200 WINZ+ 45C | Linear Replacement Lamp | Four-Foot | Internal Driver Lamp-Style Retrofit Kits (UL Type B) | Standard | FALSE | [9 empty] | 42754 | Not Dimmable | Not Dimmable | No |  | 4.1 | 2216.7 | 120.3 | 18.4 | 17.3 | 0.91 | 4500 | 82.9
PANAEZ2Y | Satco Products Inc | Satco | 25T5/LED/46-850/DR(S9911) | Linear Replacement Lamp | Four-Foot | Replacement Lamps (plug and play) (UL Type A) | Standard | FALSE | [9 empty] | 42754 | Dimmable | Continuous Above 10 | No |  | 4.1 | 3500 | 125 | 28 | 20 | 0.9 | 5000 | 82
P64M3Q86 | Satco Products Inc | Satco | 25T5/LED/46-840/DR(S9910) | Linear Replacement Lamp | Four-Foot | Replacement Lamps (plug and play) (UL Type A) | Standard | FALSE | [9 empty] | 42754 | Dimmable | Continuous Above 10 | No |  | 4.1 | 3500 | 125 | 28 | 20 | 0.9 | 4000 | 82
PPA1USZ5 | Satco Products Inc | Satco | 25T5/LED/46-835/DR(S9912) | Linear Replacement Lamp | Four-Foot | Replacement Lamps (plug and play) (UL Type A) | Standard | FALSE | [9 empty] | 42754 | Dimmable | Continuous Above 10 | No |  | 4.1 | 3200 | 114 | 28 | 20 | 0.9 | 3500 | 82
PK8P98GS | Universal Lighting Technologies | Everline | T8LDR4F15/830B | Linear Replacement Lamp | Four-Foot | Replacement Lamps (plug and play) (UL Type A) | Standard | TRUE | 2177 | 128.9 | 16.9 | 9.83 | 0.9684 | 3061 | 82.9 | 5 | 50000 | 42754 | Not Dimmable | Not Dimmable | No |  | 4 | 2100 | 117 | 18 | 9.83 | 0.97 | 3000 | 82
PKXTAT9Q | Universal Lighting Technologies | Everline | T8LDR4F11/830B | Linear Replacement Lamp | Four-Foot | Replacement Lamps (plug and play) (UL Type A) | Standard | TRUE | 1729 | 128.6 | 13.44 | 13.61 | 0.9545 | 3051 | 83.1 | 5 | 50000 | 42754 | Not Dimmable | Not Dimmable | No |  | 4 | 1700 | 117 | 14.5 | 13.61 | 0.95 | 3000 | 82
PAZCXXMP | Universal Lighting Technologies | Everline | T8LDR4F11/850B | Linear Replacement Lamp | Four-Foot | Replacement Lamps (plug and play) (UL Type A) | Standard | FALSE | [9 empty] | 42754 | Not Dimmable | Not Dimmable | No |  | 4 | 1800 | 124 | 14.5 | 14.44 | 0.96 | 5000 | 82
PGX1S7YT | Universal Lighting Technologies | Everline | T8LDR4F15/850B | Linear Replacement Lamp | Four-Foot | Replacement Lamps (plug and play) (UL Type A) | Standard | FALSE | [9 empty] | 42754 | Not Dimmable | Not Dimmable | No |  | 4 | 2200 | 124 | 18 | 10.2 | 0.97 | 5000 | 82
PM26Z8RK | Universal Lighting Technologies | Everline | T8LDR4F11/840B | Linear Replacement Lamp | Four-Foot | Replacement Lamps (plug and play) (UL Type A) | Standard | FALSE | [9 empty] | 42754 | Not Dimmable | Not Dimmable | No |  | 4 | 1800 | 124 | 14.5 | 13.61 | 0.95 | 4000 | 82
PKR9U33B | Universal Lighting Technologies | Everline | T8LDR4F15/840B | Linear Replacement Lamp | Four-Foot | Replacement Lamps (plug and play) (UL Type A) | Standard | FALSE | [9 empty] | 42754 | Not Dimmable | Not Dimmable | No |  | 4 | 2200 | 124 | 18 | 9.83 | 0.97 | 4000 | 82
PCV2P3K9 | Universal Lighting Technologies | Everline | T8LDR4F11/835B | Linear Replacement Lamp | Four-Foot | Replacement Lamps (plug and play) (UL Type A) | Standard | FALSE | [9 empty] | 42754 | Not Dimmable | Not Dimmable | No |  | 4 | 1700 | 117 | 14.5 | 13.61 | 0.95 | 3500 | 82
PSB8DD4J | Universal Lighting Technologies | Everline | T8LDR4F15/835B | Linear Replacement Lamp | Four-Foot | Replacement Lamps (plug and play) (UL Type A) | Standard | FALSE | [9 empty] | 42754 | Not Dimmable | Not Dimmable | No |  | 4 | 2100 | 117 | 18 | 9.83 | 0.97 | 3500 | 82
PUHJT826 | AVL LED | AVL LED | AV-T8-18W1200-b 2700K | Linear Replacement Lamp | Four-Foot | Dual Mode Internal Driver (UL Type A and Type B) | Standard | TRUE | 2231 | 106.7 | 20.9 | 11.36 | 0.967 | 2682 | 81.5 | 5 | 50000 | 42753 | Not Yet Verified | Not Yet Verified | NotYetVerified | Lastx represents either s for single-end power input or T for double-end inputs | 3 | 2212 | 122.9 | 18 | 20 | 0.9 | 2700 | 83
PZ7U2TZJ | AVL LED | AVL LED | AV-T8-15W1200-ib 2700K | Linear Replacement Lamp | Four-Foot | Dual Mode Internal Driver (UL Type A and Type B) | Standard | TRUE | 1929 | 109 | 17.7 | 17.9 | 0.9557 | 2655 | 81.6 | 5 | 50000 | 42753 | Not Yet Verified | Not Yet Verified | NotYetVerified | Lastx represents either s for single-end power input or T for double-end inputs | 3 | 2040 | 120 | 17.7 | 20 | 0.9 | 2700 | 83
P2B8VY69 | AVL LED | AVL LED | AV-T8-18W1200-b | Linear Replacement Lamp | Four-Foot | Dual Mode Internal Driver (UL Type A and Type B) | Standard | FALSE | [9 empty] | 42753 | Not Yet Verified | Not Yet Verified | NotYetVerified | Lastx represents either s for single-end power input or T for double-end inputs updated on 11/18 | 3 | 2400 | 130 | 18 | 20 | 0.9 | 5000 | 83
PPDUHHC3 | AVL LED | AVL LED | AV-T8-15W1200-ib | Linear Replacement Lamp | Four-Foot | Dual Mode Internal Driver (UL Type A and Type B) | Standard | FALSE | [9 empty] | 42753 | Not Yet Verified | Not Yet Verified | NotYetVerified | Lastx represents either s for single-end power input or T for double-end inputs; Update on 11/22/2016 | 3 | 2172 | 133 | 16.3 | 20 | 0.9 | 5000 | 83
PU74FKX5 | Torshare Ltd | TORSHARE | T8-15W-120-PT(4000K) | Linear Replacement Lamp | Four-Foot | Internal Driver Lamp-Style Retrofit Kits (UL Type B) | Standard | TRUE | 2019 | 148.46 | 13.6 | 12.33 | 0.9534 | 4028 | 84.4 | 5 | 50000 | 42753 | Not Dimmable | Not Dimmable | No |  | 4.1 | 2019 | 148.46 | 13.6 | 12.33 | 0.95 | 4000 | 84.4
PJDMXPUG | Torshare Ltd | TORSHARE | T8-15W-120-GTB(4000K) | Linear Replacement Lamp | Four-Foot | Dual Mode Internal Driver (UL Type A and Type B) | Standard | TRUE | 2057 | 148.09 | 13.89 | 20.59 | 0.9015 | 4038 | 84.6 | 5 | 50000 | 42753 | Not Dimmable | Not Dimmable | No |  | 4.1 | 2078 | 149.71 | 13.88 | 20.59 | 0.9 | 4000 | 84.6
PJKEC2E8 | Torshare Ltd | TORSHARE | T8-15W-120-GTB(5000K) | Linear Replacement Lamp | Four-Foot | Dual Mode Internal Driver (UL Type A and Type B) | Standard | FALSE | [9 empty] | 42753 | Not Dimmable | Not Dimmable | No |  | 4.1 | 2153 | 154.01 | 13.98 | 20.74 | 0.9 | 5000 | 81.9
PEFXGP3Z | Torshare Ltd | TORSHARE | T8-15W-120-PT(5000K) | Linear Replacement Lamp | Four-Foot | Internal Driver Lamp-Style Retrofit Kits (UL Type B) | Standard | FALSE | [9 empty] | 42753 | Not Dimmable | Not Dimmable | No |  | 4.1 | 2103 | 152.95 | 13.75 | 12.59 | 0.95 | 5000 | 81.7
P51QRRDN | American Lighting Inc | American Lighting | LT8-4840-PRO2 | Linear Replacement Lamp | Four-Foot | Internal Driver Lamp-Style Retrofit Kits (UL Type B) | Standard | TRUE | 1989.76 | 111.16 | 17.9 | 24.5 | 0.92 | 4163 | 80.2 | 5 | 50000 | 42753 | Not Dimmable | Not Dimmable | No |  | 4.1 | 1989 | 111.16 | 17.9 | 24.5 | 0.92 | 4000 | 80
PD18THSN | Conglom Inc | Luminus | PLT023T2 | Linear Replacement Lamp | Four-Foot | Replacement Lamps (plug and play) (UL Type A) | Standard | TRUE | 2499.1 | 130.77 | 19.11 | 6.8 | 0.984 | 3398 | 81.6 | 5 | 50000 | 42753 | Not Dimmable | Not Dimmable | No |  | 4.1 | 2200 | 122.22 | 18 | 6.8 | 0.98 | 3500 | 80
PB31FVRT | Conglom Inc | Luminus | PLT14[Blank D] | Linear Replacement Lamp | Four-Foot | Internal Driver Lamp-Style Retrofit Kits (UL Type B) | Standard | TRUE | 2252.8 | 118.82 | 18.96 | 13.2 | 0.875 | 4166 | 84.6 | 5 | 50000 | 42753 | Not Dimmable | Not Dimmable | No |  | 4 | 2200 | 122.22 | 18 | 13 | 0.87 | 4000 | 80
P8PTCBGU | Conglom Inc | Luminus | PLT024T2 | Linear Replacement Lamp | Four-Foot | Replacement Lamps (plug and play) (UL Type A) | Standard | FALSE | [9 empty] | 42753 | Not Dimmable | Not Dimmable | No |  | 4.1 | 2200 | 122.22 | 18 | 6.8 | 0.98 | 4000 | 80
PENTSQD8 | Shenzhen Baoyao science and technology Co. ltd. | Shenzhen Baoyao science and technology Co. ltd. | RT8-X0004-181-830 | Linear Replacement Lamp | Four-Foot | Replacement Lamps (plug and play) (UL Type A) | Standard | TRUE | 2237 | 115.13 | 19.43 | 6.29 | 0.9727 | 2968 | 82.7 | 5 | 50000 | 42752 |  |  | No |  | 4.1 | 2237 | 115.13 | 19.43 | 6.29 | 0.97 | 3000 | 82.7
P7V1DSB2 | Shenzhen Baoyao science and technology Co. ltd. | Shenzhen Baoyao science and technology Co. ltd. | RT8-X0004-181-850 | Linear Replacement Lamp | Four-Foot | Replacement Lamps (plug and play) (UL Type A) | Standard | FALSE | [9 empty] | 42752 |  |  | No |  | 4.1 | 2273 | 118.69 | 19.15 | 7.04 | 0.97 | 5000 | 82.5
P9HJZSX3 | Shenzhen Baoyao science and technology Co. ltd. | Shenzhen Baoyao science and technology Co. ltd. | RT8-X0004-181-845 | Linear Replacement Lamp | Four-Foot | Replacement Lamps (plug and play) (UL Type A) | Standard | FALSE | [9 empty] | 42752 |  |  | No |  | 4.1 | 2264 | 116.52 | 19.43 | 6.29 | 0.97 | 4500 | 82.7
PZ7SQF6N | Shenzhen Baoyao science and technology Co. ltd. | Shenzhen Baoyao science and technology Co. ltd. | RT8-X0004-181-840 | Linear Replacement Lamp | Four-Foot | Replacement Lamps (plug and play) (UL Type A) | Standard | FALSE | [9 empty] | 42752 |  |  | No |  | 4.1 | 2255 | 116.06 | 19.43 | 6.29 | 0.97 | 4000 | 82.7
PAGNC1RN | Shenzhen Baoyao science and technology Co. ltd. | Shenzhen Baoyao science and technology Co. ltd. | RT8-X0004-181-835 | Linear Replacement Lamp | Four-Foot | Replacement Lamps (plug and play) (UL Type A) | Standard | FALSE | [9 empty] | 42752 |  |  | No |  | 4.1 | 2246 | 115.59 | 19.43 | 6.29 | 0.97 | 3500 | 82.7
PDRTZT1J | CH Lighting Co.Ltd. | CH | CH1128-48-18W 830-2 | Linear Replacement Lamp | Four-Foot | Replacement Lamps (plug and play) (UL Type A) | Standard | TRUE | 2504 | 121 | 20.7 | 6.41 | 0.978 | 3078 | 82.6 | 5 | 50000 | 42752 |  |  | No |  | 4.1 | 2500 | 118 | 21 | 6.41 | 0.98 | 3000 | 83
P6W416Z8 | CH Lighting Co.Ltd. | CH | CH1128-48-18W 850-2 | Linear Replacement Lamp | Four-Foot | Replacement Lamps (plug and play) (UL Type A) | Standard | FALSE | [9 empty] | 42752 |  |  | No |  | 4.1 | 2600 | 122 | 21 | 6.76 | 0.98 | 5000 | 83
PQUAKN46 | CH Lighting Co.Ltd. | CH | CH1128-48-18W 845-2 | Linear Replacement Lamp | Four-Foot | Replacement Lamps (plug and play) (UL Type A) | Standard | FALSE | [9 empty] | 42752 |  |  | No |  | 4.1 | 2550 | 120 | 21 | 6.41 | 0.98 | 4500 | 83
P281HW46 | CH Lighting Co.Ltd. | CH | CH1128-48-18W 840-2 | Linear Replacement Lamp | Four-Foot | Replacement Lamps (plug and play) (UL Type A) | Standard | FALSE | [9 empty] | 42752 |  |  | No |  | 4.1 | 2550 | 120 | 21 | 6.41 | 0.98 | 4000 | 83
P64DRPN2 | CH Lighting Co.Ltd. | CH | CH1128-48-18W 835-2 | Linear Replacement Lamp | Four-Foot | Replacement Lamps (plug and play) (UL Type A) | Standard | FALSE | [9 empty] | 42752 |  |  | No |  | 4.1 | 2500 | 118 | 21 | 6.41 | 0.98 | 3500 | 83
PBVZXCT9 | SHENZHEN FUDAKIN DISPLAY LIGHTING CO. LTD. | FUDAKINLED | FDK-LT8C-34-4-15-3FD-DIM | Linear Replacement Lamp | Four-Foot | 4-lamp External Driver Lamp-Style Retrofit Kits (UL Type C) | Standard | TRUE | 1735.68 | 129.7 | 13.4 | 10.1 | 0.979 | 2887 | 83.2 | 5 | 50000 | 42752 |  |  | No |  | 4.1 | 1950 | 130 | 15 | 20 | 0.9 | 3000 | 80
PCEJZBB5 | SHENZHEN FUDAKIN DISPLAY LIGHTING CO. LTD. | FUDAKINLED | FDK-LT8C-34-4-15-5FD | Linear Replacement Lamp | Four-Foot | 4-lamp External Driver Lamp-Style Retrofit Kits (UL Type C) | Standard | FALSE | [9 empty] | 42752 |  |  | No |  | 4.1 | 2010 | 134 | 15 | 20 | 0.9 | 5000 | 80
PXC1RQ48 | SHENZHEN FUDAKIN DISPLAY LIGHTING CO. LTD. | FUDAKINLED | FDK-LT8C-34-4-15-5FD-DIM | Linear Replacement Lamp | Four-Foot | 4-lamp External Driver Lamp-Style Retrofit Kits (UL Type C) | Standard | FALSE | [9 empty] | 42752 |  |  | No |  | 4.1 | 2010 | 134 | 15 | 20 | 0.9 | 5000 | 80
PND65KHB | SHENZHEN FUDAKIN DISPLAY LIGHTING CO. LTD. | FUDAKINLED | FDK-LT8C-34-4-15-4FD | Linear Replacement Lamp | Four-Foot | 4-lamp External Driver Lamp-Style Retrofit Kits (UL Type C) | Standard | FALSE | [9 empty] | 42752 |  |  | No |  | 4.1 | 1980 | 132 | 15 | 20 | 0.9 | 4000 | 80
PVDBW353 | SHENZHEN FUDAKIN DISPLAY LIGHTING CO. LTD. | FUDAKINLED | FDK-LT8C-34-4-15-4FD-DIM | Linear Replacement Lamp | Four-Foot | 4-lamp External Driver Lamp-Style Retrofit Kits (UL Type C) | Standard | FALSE | [9 empty] | 42752 |  |  | No |  | 4.1 | 1980 | 132 | 15 | 20 | 0.9 | 4000 | 80
PH7ZFMR5 | SHENZHEN FUDAKIN DISPLAY LIGHTING CO. LTD. | FUDAKINLED | FDK-LT8C-34-4-15-3FD | Linear Replacement Lamp | Four-Foot | 4-lamp External Driver Lamp-Style Retrofit Kits (UL Type C) | Standard | FALSE | [9 empty] | 42752 |  |  | No |  | 4.1 | 1950 | 130 | 15 | 20 | 0.9 | 3000 | 80
PYA5AQ9C | Shenzhen Youth Green Lighting Technology Co. Limited | YG | YGT-1200-ETL(3000K) | Linear Replacement Lamp | Four-Foot | Internal Driver Lamp-Style Retrofit Kits (UL Type B) | Standard | TRUE | 2277 | 147.95 | 15.39 | 20 | 0.939 | 2924 | 83.1 | 5 | 50000 | 42752 |  |  | No |  | 4 | 2277 | 148 | 15.39 | 20 | 0.96 | 3000 | 83
P4G647YA | Shenzhen Youth Green Lighting Technology Co. Limited | YG | YGT-1200-ETL(5000K) | Linear Replacement Lamp | Four-Foot | Internal Driver Lamp-Style Retrofit Kits (UL Type B) | Standard | FALSE | [9 empty] | 42752 |  |  | No |  | 4 | 2511 | 155.5 | 16.15 | 20 | 0.96 | 5000 | 83
PZAHJVBQ | Shenzhen Youth Green Lighting Technology Co. Limited | YG | YGT-1200-ETL(4000K) | Linear Replacement Lamp | Four-Foot | Internal Driver Lamp-Style Retrofit Kits (UL Type B) | Standard | FALSE | [9 empty] | 42752 |  |  | No |  | 4 | 2277 | 148 | 15.39 | 20 | 0.96 | 4000 | 83
PTSE9GSM | Revolution Lighting Technologies | Revolution Lighting Technologies | 204282-311 | Linear Replacement Lamp | Four-Foot | Replacement Lamps (plug and play) (UL Type A) | Standard | TRUE | 2177 | 128.9 | 16.9 | 9.83 | 0.9684 | 3061 | 82.9 | 5 | 50000 | 42752 |  |  | No |  | 4 | 2100 | 117 | 18 | 9.83 | 0.97 | 3000 | 82
PX848Q8A | Revolution Lighting Technologies | Revolution Lighting Technologies | 204281-311 | Linear Replacement Lamp | Four-Foot | Replacement Lamps (plug and play) (UL Type A) | Standard | TRUE | 1729 | 128.6 | 13.44 | 13.61 | 0.9545 | 3051 | 83.1 | 5 | 50000 | 42752 |  |  | No |  | 4 | 1700 | 117 | 14.5 | 13.61 | 0.95 | 3000 | 82
P1UC9B23 | Revolution Lighting Technologies | Revolution Lighting Technologies | 204281-315 | Linear Replacement Lamp | Four-Foot | Replacement Lamps (plug and play) (UL Type A) | Standard | FALSE | [9 empty] | 42752 |  |  | No |  | 4 | 1800 | 124 | 14.5 | 14.44 | 0.96 | 5000 | 82
P938JUQ7 | Revolution Lighting Technologies | Revolution Lighting Technologies | 204282-315 | Linear Replacement Lamp | Four-Foot | Replacement Lamps (plug and play) (UL Type A) | Standard | FALSE | [9 empty] | 42752 |  |  | No |  | 4 | 2200 | 124 | 18 | 10.2 | 0.97 | 5000 | 82
P5J3RUZ2 | Revolution Lighting Technologies | Revolution Lighting Technologies | 204281-314 | Linear Replacement Lamp | Four-Foot | Replacement Lamps (plug and play) (UL Type A) | Standard | FALSE | [9 empty] | 42752 |  |  | No |  | 4 | 1800 | 124 | 14.5 | 13.61 | 0.95 | 4500 | 82
PYAT6JJU | Revolution Lighting Technologies | Revolution Lighting Technologies | 204282-314 | Linear Replacement Lamp | Four-Foot | Replacement Lamps (plug and play) (UL Type A) | Standard | FALSE | [9 empty] | 42752 |  |  | No |  | 4 | 2200 | 124 | 18 | 9.83 | 0.97 | 4500 | 82
PRWA16C5 | Revolution Lighting Technologies | Revolution Lighting Technologies | 204281-313 | Linear Replacement Lamp | Four-Foot | Replacement Lamps (plug and play) (UL Type A) | Standard | FALSE | [9 empty] | 42752 |  |  | No |  | 4 | 1800 | 124 | 14.5 | 13.61 | 0.95 | 4000 | 82
P9Q9RQC3 | Revolution Lighting Technologies | Revolution Lighting Technologies | 204282-313 | Linear Replacement Lamp | Four-Foot | Replacement Lamps (plug and play) (UL Type A) | Standard | FALSE | [9 empty] | 42752 |  |  | No |  | 4 | 2200 | 124 | 18 | 9.83 | 0.97 | 4000 | 82
PJT67KKH | Revolution Lighting Technologies | Revolution Lighting Technologies | 204281-312 | Linear Replacement Lamp | Four-Foot | Replacement Lamps (plug and play) (UL Type A) | Standard | FALSE | [9 empty] | 42752 |  |  | No |  | 4 | 1700 | 117 | 14.5 | 13.61 | 0.95 | 3500 | 82
PZT35RU9 | Revolution Lighting Technologies | Revolution Lighting Technologies | 204282-312 | Linear Replacement Lamp | Four-Foot | Replacement Lamps (plug and play) (UL Type A) | Standard | FALSE | [9 empty] | 42752 |  |  | No |  | 4 | 2100 | 117 | 18 | 9.83 | 0.97 | 3500 | 82
PJB37QAE | Fulton Science and Technology Lighting Co. Ltd. | Fulton | FLT-12T8GXNW-18L12-XX | Linear Replacement Lamp | Four-Foot | Replacement Lamps (plug and play) (UL Type A) | Standard | TRUE | 2385.54 | 120.421 | 19.81 | 15.9 | 0.926 | 4183 | 83.2 | 5 | 50000 | 42752 |  |  | No |  | 4.1 | 2385.5 | 120.4 | 19.8 | 15.9 | 1 | 4183 | 83.2
P9V2AF3G | Fulton Science and Technology Lighting Co. Ltd. | Fulton | FLT-12T8GXCW-18L12-XX | Linear Replacement Lamp | Four-Foot | Replacement Lamps (plug and play) (UL Type A) | Standard | FALSE | [9 empty] | 42752 |  |  | No |  | 4.1 | 2444.69 | 123.91 | 19.73 | 16.4 | 1 | 4993 | 84.5
PK94GWNP | Fulton Science and Technology Lighting Co. Ltd. | Fulton | FLT-12T8GXPW-18L12-XX | Linear Replacement Lamp | Four-Foot | Replacement Lamps (plug and play) (UL Type A) | Standard | FALSE | [9 empty] | 42752 |  |  | No |  | 4.1 | 2385.5 | 120.4 | 19.8 | 15.9 | 1 | 4500 | 83.2
PRVUUKU6 | Parth I Inc dba Midwest circuits |  | MCT84BUA-22WB-SWCF | Linear Replacement Lamp | Four-Foot | Internal Driver Lamp-Style Retrofit Kits (UL Type B) | Standard | TRUE | 2736 | 126.37 | 21.65 | 15.68 | 0.9508 | 2984 | 83.2 | 5 | 50000 | 42752 |  |  | No |  | 4 | 2750 | 125 | 22 | 15.68 | 0.95 | 3000 | 83.2
PK9FHU8X | Parth I Inc dba Midwest circuits |  | MCT84BUA-22WB-SWMF | Linear Replacement Lamp | Four-Foot | Internal Driver Lamp-Style Retrofit Kits (UL Type B) | Standard | TRUE | 2648 | 122.37 | 21.64 | 15.72 | 0.9504 | 2937 | 82 | 5 | 50000 | 42752 |  |  | No |  | 4 | 2640 | 120 | 22 | 15.72 | 0.95 | 3000 | 82
PHT41SB3 | Parth I Inc dba Midwest circuits |  | MCT84BUA-18WB-SWMF | Linear Replacement Lamp | Four-Foot | Internal Driver Lamp-Style Retrofit Kits (UL Type B) | Standard | TRUE | 2144 | 120.31 | 17.82 | 17.57 | 0.9504 | 2929 | 82.5 | 5 | 50000 | 42752 |  |  | No |  | 4 | 2160 | 120 | 18 | 17.57 | 0.95 | 3000 | 82.5
PCK8JA4R | Parth I Inc dba Midwest circuits |  | MCT84BUA-18WB-SWCF | Linear Replacement Lamp | Four-Foot | Internal Driver Lamp-Style Retrofit Kits (UL Type B) | Standard | TRUE | 2236 | 125.41 | 17.83 | 17.56 | 0.9297 | 2925 | 82 | 5 | 50000 | 42752 |  |  | No |  | 4 | 2250 | 125 | 18 | 17.56 | 0.93 | 3000 | 82
P1GG3NZ5 | VGO Energy Solutions | VGO | VGO-T812-22WC01 3000K | Linear Replacement Lamp | Four-Foot | Internal Driver Lamp-Style Retrofit Kits (UL Type B) | Standard | TRUE | 2792 | 129.2 | 21.61 | 14.3 | 0.9122 | 2889 | 81.7 | 5 | 50000 | 42752 |  |  | No |  | 3 | 2795 | 130.55 | 21.41 | 14.3 | 0.9122 | 3000 | 81.7
P1JMXSR1 | Parth I Inc dba Midwest circuits |  | MCT84BUA-22WB-SDCF | Linear Replacement Lamp | Four-Foot | Internal Driver Lamp-Style Retrofit Kits (UL Type B) | Standard | FALSE | [9 empty] | 42752 |  |  | No |  | 4 | 2860 | 130 | 22 | 15.64 | 0.95 | 5000 | 84.5
PR9NY3TC | Parth I Inc dba Midwest circuits |  | MCT84BUA-22WB-SDMF | Linear Replacement Lamp | Four-Foot | Internal Driver Lamp-Style Retrofit Kits (UL Type B) | Standard | FALSE | [9 empty] | 42752 |  |  | No |  | 4 | 2750 | 125 | 22 | 15.68 | 0.95 | 5000 | 84.2
P8KJ19RG | Parth I Inc dba Midwest circuits |  | MCT84BUA-22WB-SHCF | Linear Replacement Lamp | Four-Foot | Internal Driver Lamp-Style Retrofit Kits (UL Type B) | Standard | FALSE | [9 empty] | 42752 |  |  | No |  | 4 | 2860 | 130 | 22 | 15.68 | 0.95 | 4500 | 83.2
PJJ4MCYF | Parth I Inc dba Midwest circuits |  | MCT84BUA-22WB-SHMF | Linear Replacement Lamp | Four-Foot | Internal Driver Lamp-Style Retrofit Kits (UL Type B) | Standard | FALSE | [9 empty] | 42752 |  |  | No |  | 4 | 2750 | 125 | 22 | 15.72 | 0.95 | 4500 | 82
PNCSG49S | Parth I Inc dba Midwest circuits |  | MCT84BUA-22WB-SNCF | Linear Replacement Lamp | Four-Foot | Internal Driver Lamp-Style Retrofit Kits (UL Type B) | Standard | FALSE | [9 empty] | 42752 |  |  | No |  | 4 | 2860 | 130 | 22 | 15.68 | 0.95 | 4000 | 83.2
P2TSC2MS | Parth I Inc dba Midwest circuits |  | MCT84BUA-22WB-SNMF | Linear Replacement Lamp | Four-Foot | Internal Driver Lamp-Style Retrofit Kits (UL Type B) | Standard | FALSE | [9 empty] | 42752 |  |  | No |  | 4 | 2750 | 125 | 22 | 15.72 | 0.95 | 4000 | 82
P7ZMAEHH | Parth I Inc dba Midwest circuits |  | MCT84BUA-22WB-SBCF | Linear Replacement Lamp | Four-Foot | Internal Driver Lamp-Style Retrofit Kits (UL Type B) | Standard | FALSE | [9 empty] | 42752 |  |  | No |  | 4 | 2750 | 125 | 22 | 15.68 | 0.95 | 3500 | 83.2
PS3PHW45 | Parth I Inc dba Midwest circuits |  | MCT84BUA-22WB-SBMF | Linear Replacement Lamp | Four-Foot | Internal Driver Lamp-Style Retrofit Kits (UL Type B) | Standard | FALSE | [9 empty] | 42752 |  |  | No |  | 4 | 2640 | 120 | 22 | 15.72 | 0.95 | 3500 | 82
P57UMVKT | Parth I Inc dba Midwest circuits |  | MCT84BUA-18WB-SDMF | Linear Replacement Lamp | Four-Foot | Internal Driver Lamp-Style Retrofit Kits (UL Type B) | Standard | FALSE | [9 empty] | 42752 |  |  | No |  | 4 | 2250 | 125 | 18 | 17.56 | 0.95 | 5000 | 84.4
P3BV4M2Y | Parth I Inc dba Midwest circuits |  | MCT84BUA-18WB-SDCF | Linear Replacement Lamp | Four-Foot | Internal Driver Lamp-Style Retrofit Kits (UL Type B) | Standard | FALSE | [9 empty] | 42752 |  |  | No |  | 4 | 2340 | 130 | 18 | 17.42 | 0.93 | 5000 | 83.8
PRFXKB6K | VGO Energy Solutions | VGO | VGO-T812-22WC01 5000K | Linear Replacement Lamp | Four-Foot | Internal Driver Lamp-Style Retrofit Kits (UL Type B) | Standard | FALSE | [9 empty] | 42752 |  |  | No |  | 3 | 2872 | 133.15 | 21.57 | 13.95 | 0.9093 | 5000 | 83.2
P8B31NRY | Parth I Inc dba Midwest circuits |  | MCT84BUA-18WB-SHMF | Linear Replacement Lamp | Four-Foot | Internal Driver Lamp-Style Retrofit Kits (UL Type B) | Standard | FALSE | [9 empty] | 42752 |  |  | No |  | 4 | 2250 | 125 | 18 | 17.57 | 0.95 | 4500 | 82.5
P1N7SJRA | Parth I Inc dba Midwest circuits |  | MCT84BUA-18WB-SHCF | Linear Replacement Lamp | Four-Foot | Internal Driver Lamp-Style Retrofit Kits (UL Type B) | Standard | FALSE | [9 empty] | 42752 |  |  | No |  | 4 | 2340 | 130 | 18 | 17.56 | 0.93 | 4500 | 82
P4X46G7B | VGO Energy Solutions | VGO | VGO-T812-22WC01 4500K | Linear Replacement Lamp | Four-Foot | Internal Driver Lamp-Style Retrofit Kits (UL Type B) | Standard | FALSE | [9 empty] | 42752 |  |  | No |  | 3 | 2795 | 130.55 | 21.41 | 14.3 | 0.9122 | 4500 | 81.7
PE38YKBN | Parth I Inc dba Midwest circuits |  | MCT84BUA-18WB-SNMF | Linear Replacement Lamp | Four-Foot | Internal Driver Lamp-Style Retrofit Kits (UL Type B) | Standard | FALSE | [9 empty] | 42752 |  |  | No |  | 4 | 2250 | 125 | 18 | 17.57 | 0.95 | 4000 | 82.5
P15UZEHA | Parth I Inc dba Midwest circuits |  | MCT84BUA-18WB-SNCF | Linear Replacement Lamp | Four-Foot | Internal Driver Lamp-Style Retrofit Kits (UL Type B) | Standard | FALSE | [9 empty] | 42752 |  |  | No |  | 4 | 2340 | 130 | 18 | 17.56 | 0.93 | 4000 | 82
P57VWZN8 | VGO Energy Solutions | VGO | VGO-T812-22WC01 4000K | Linear Replacement Lamp | Four-Foot | Internal Driver Lamp-Style Retrofit Kits (UL Type B) | Standard | FALSE | [9 empty] | 42752 |  |  | No |  | 3 | 2795 | 130.55 | 21.41 | 14.3 | 0.9122 | 4000 | 81.7
PPM8RNG1 | Parth I Inc dba Midwest circuits |  | MCT84BUA-18WB-SBMF | Linear Replacement Lamp | Four-Foot | Internal Driver Lamp-Style Retrofit Kits (UL Type B) | Standard | FALSE | [9 empty] | 42752 |  |  | No |  | 4 | 2160 | 120 | 18 | 17.57 | 0.95 | 3500 | 82.5
PS6SNXM9 | Parth I Inc dba Midwest circuits |  | MCT84BUA-18WB-SBCF | Linear Replacement Lamp | Four-Foot | Internal Driver Lamp-Style Retrofit Kits (UL Type B) | Standard | FALSE | [9 empty] | 42752 |  |  | No |  | 4 | 2250 | 125 | 18 | 17.56 | 0.93 | 3500 | 82
PSV3D9K9 | VGO Energy Solutions | VGO | VGO-T812-22WC01 3500K | Linear Replacement Lamp | Four-Foot | Internal Driver Lamp-Style Retrofit Kits (UL Type B) | Standard | FALSE | [9 empty] | 42752 |  |  | No |  | 3 | 2795 | 130.55 | 21.41 | 14.3 | 0.9122 | 3500 | 81.7
PG6GRTZJ | ARK Intelligent Technology Co. Ltd | ARK SMART | ARK-UR-22K(3000K) | Linear Replacement Lamp | Four-Foot | Dual Mode Internal Driver (UL Type A and Type B) | Standard | TRUE | 2876 | 126.59 | 22.72 | 18.59 | 0.9071 | 2933 | 80.2 | 5 | 50000 | 42752 |  |  | No |  | 4.1 | 2962 | 129.02 | 22.96 | 18.59 | 0.91 | 3000 | 80.2
PQA3VSA7 | ARK Intelligent Technology Co. Ltd | ARK SMART | ARK-UR-22K(5000K) | Linear Replacement Lamp | Four-Foot | Dual Mode Internal Driver (UL Type A and Type B) | Standard | FALSE | [9 empty] | 42752 |  |  | No |  | 4.1 | 3111 | 132.29 | 23.52 | 17.35 | 0.9 | 5000 | 82.2
P76E13YW | ARK Intelligent Technology Co. Ltd | ARK SMART | ARK-UR-22K(4500K) | Linear Replacement Lamp | Four-Foot | Dual Mode Internal Driver (UL Type A and Type B) | Standard | FALSE | [9 empty] | 42752 |  |  | No |  | 4.1 | 2962 | 129.02 | 22.96 | 18.59 | 0.91 | 4500 | 80.2
P2BP5GFJ | ARK Intelligent Technology Co. Ltd | ARK SMART | ARK-UR-22K(4000K) | Linear Replacement Lamp | Four-Foot | Dual Mode Internal Driver (UL Type A and Type B) | Standard | FALSE | [9 empty] | 42752 |  |  | No |  | 4.1 | 2962 | 129.02 | 22.96 | 18.59 | 0.91 | 4000 | 80.2
PBPXHYDV | ARK Intelligent Technology Co. Ltd | ARK SMART | ARK-UR-22K(3500K) | Linear Replacement Lamp | Four-Foot | Dual Mode Internal Driver (UL Type A and Type B) | Standard | FALSE | [9 empty] | 42752 |  |  | No |  | 4.1 | 2962 | 129.02 | 22.96 | 18.59 | 0.91 | 3500 | 80.2
PSP31K64 | YANKON LIGHTING INC. | Yankon | YGA05A04-T8-18W-830-T-1 | Linear Replacement Lamp | Four-Foot | Replacement Lamps (plug and play) (UL Type A) | Standard | TRUE | 2850 | 134.62 | 21.17 | 7.41 | 0.9764 | 3006 | 84.8 | 5 | 50000 | 42752 |  |  | No | Product updated on 1/17/2017 | 4.1 | 2850 | 133.99 | 21.27 | 7.41 | 0.98 | 3000 | 84.8
P1SGVT1J | YANKON LIGHTING INC. | Yankon | YGA05A04-T8-18W-850-T-1 | Linear Replacement Lamp | Four-Foot | Replacement Lamps (plug and play) (UL Type A) | Standard | FALSE | [9 empty] | 42752 | Not Dimmable | Not Dimmable | No | Product updated on 1/17/2017 | 4.1 | 2924 | 137.92 | 21.2 | 7.94 | 0.98 | 5000 | 84.9
PGCXMXB8 | YANKON LIGHTING INC. | Yankon | YGA05A04-T8-18W-845-T-1 | Linear Replacement Lamp | Four-Foot | Replacement Lamps (plug and play) (UL Type A) | Standard | FALSE | [9 empty] | 42752 | Not Dimmable | Not Dimmable | No | Product updated on 1/17/2017 | 4.1 | 2905.5 | 136.79 | 21.24 | 7.41 | 0.98 | 4500 | 84.8
PUKCR6K2 | YANKON LIGHTING INC. | Yankon | YGA05A04-T8-18W-840-T-1 | Linear Replacement Lamp | Four-Foot | Replacement Lamps (plug and play) (UL Type A) | Standard | FALSE | [9 empty] | 42752 | Not Dimmable | Not Dimmable | No | Product updated on 1/17/2017 | 4.1 | 2887 | 135.92 | 21.24 | 7.41 | 0.98 | 4000 | 84.8
P93UCN19 | YANKON LIGHTING INC. | Yankon | YGA05A04-T8-18W-835-T-1 | Linear Replacement Lamp | Four-Foot | Replacement Lamps (plug and play) (UL Type A) | Standard | FALSE | [9 empty] | 42752 | Not Dimmable | Not Dimmable | No | Product updated on 1/17/2017 | 4.1 | 2868.5 | 135.05 | 21.24 | 7.41 | 0.98 | 3500 | 84.8
PTW48EMN | Shenzhen Baoyao science and technology Co. ltd. | Shenzhen Baoyao science and technology Co. ltd. | RT8-X0004-221-830 | Linear Replacement Lamp | Four-Foot | Replacement Lamps (plug and play) (UL Type A) | Standard | TRUE | 2554 | 111.24 | 22.96 | 5.83 | 0.9785 | 2972 | 82.5 | 5 | 50000 | 42748 |  |  | No |  | 4.1 | 2554 | 111.24 | 22.96 | 5.83 | 0.98 | 3000 | 82.5
PPEX8PQ7 | Shenzhen Baoyao science and technology Co. ltd. | Shenzhen Baoyao science and technology Co. ltd. | RT8-X0004-221-850 | Linear Replacement Lamp | Four-Foot | Replacement Lamps (plug and play) (UL Type A) | Standard | FALSE | [9 empty] | 42748 |  |  | No |  | 4.1 | 2656 | 114.83 | 23.13 | 6.81 | 0.98 | 5000 | 82.3
PT5P8FNY | Shenzhen Baoyao science and technology Co. ltd. | Shenzhen Baoyao science and technology Co. ltd. | RT8-X0004-221-845 | Linear Replacement Lamp | Four-Foot | Replacement Lamps (plug and play) (UL Type A) | Standard | FALSE | [9 empty] | 42748 |  |  | No |  | 4.1 | 2630.5 | 114.57 | 22.96 | 5.83 | 0.98 | 4500 | 82.5
PPPHVDTP | Shenzhen Baoyao science and technology Co. ltd. | Shenzhen Baoyao science and technology Co. ltd. | RT8-X0004-221-840 | Linear Replacement Lamp | Four-Foot | Replacement Lamps (plug and play) (UL Type A) | Standard | FALSE | [9 empty] | 42748 |  |  | No |  | 4.1 | 2605 | 113.46 | 22.96 | 5.83 | 0.98 | 4000 | 82.5
P3YQE9E6 | Shenzhen Baoyao science and technology Co. ltd. | Shenzhen Baoyao science and technology Co. ltd. | RT8-X0004-221-835 | Linear Replacement Lamp | Four-Foot | Replacement Lamps (plug and play) (UL Type A) | Standard | FALSE | [9 empty] | 42748 |  |  | No |  | 4.1 | 2579.5 | 112.35 | 22.96 | 5.83 | 0.98 | 3500 | 82.5
PC9WHXB4 | James Trading Company Limited | JAMES | ZY-T527W4FT30K | Linear Replacement Lamp | Four-Foot | Replacement Lamps (plug and play) (UL Type A) | Standard | TRUE | 2988.5 | 121 | 24.69 | 12.44 | 0.935 | 2965 | 83.1 | 5 | 50000 | 42748 | Not Dimmable | Not Dimmable | No |  | 4 | 3000 | 121 | 27 | 12 | 0.95 | 3000 | 83
PACU1YR6 | James Trading Company Limited | JAMES | ZY-T527W4FT45K | Linear Replacement Lamp | Four-Foot | Replacement Lamps (plug and play) (UL Type A) | Standard | FALSE | [9 empty] | 42748 | Not Dimmable | Not Dimmable | No |  | 4 | 3200 | 128 | 27 | 12 | 0.95 | 5000 | 83
PAG1NJ2C | James Trading Company Limited | JAMES | ZY-T527W4FT40K | Linear Replacement Lamp | Four-Foot | Replacement Lamps (plug and play) (UL Type A) | Standard | FALSE | [9 empty] | 42748 | Not Dimmable | Not Dimmable | No |  | 4 | 3100 | 125 | 27 | 12 | 0.95 | 4500 | 83
PYT1VZWQ | James Trading Company Limited | JAMES | ZY-T527W4FT50K | Linear Replacement Lamp | Four-Foot | Replacement Lamps (plug and play) (UL Type A) | Standard | FALSE | [9 empty] | 42748 | Not Dimmable | Not Dimmable | No |  | 4 | 3100 | 125 | 27 | 12 | 0.95 | 4000 | 83
PJKNAX6H | James Trading Company Limited | JAMES | ZY-T527W4FT35K | Linear Replacement Lamp | Four-Foot | Replacement Lamps (plug and play) (UL Type A) | Standard | FALSE | [9 empty] | 42748 | Not Dimmable | Not Dimmable | No |  | 4 | 3000 | 121 | 27 | 12 | 0.95 | 3500 | 83
PUAECS4D | SHENZHEN FUDAKIN DISPLAY LIGHTING CO. LTD. | FUDAKINLED | FDK-LT8C-27-4-15-3FD | Linear Replacement Lamp | Four-Foot | 3-lamp External Driver Lamp-Style Retrofit Kits (UL Type C) | Standard | TRUE | 1753.01 | 128.9 | 13.6 | 17.6 | 0.8798 | 2874 | 83.2 | 5 | 50000 | 42747 |  |  | No |  | 4.1 | 1950 | 130 | 15 | 20 | 0.9 | 3000 | 80
P8APNMH3 | SHENZHEN FUDAKIN DISPLAY LIGHTING CO. LTD. | FUDAKINLED | FDK-LT8C-27-4-15-5FD | Linear Replacement Lamp | Four-Foot | 3-lamp External Driver Lamp-Style Retrofit Kits (UL Type C) | Standard | FALSE | [9 empty] | 42747 |  |  | No |  | 4.1 | 2010 | 134 | 15 | 20 | 0.9 | 5000 | 80
PQJQK2HG | SHENZHEN FUDAKIN DISPLAY LIGHTING CO. LTD. | FUDAKINLED | FDK-LT8C-27-4-15-4FD | Linear Replacement Lamp | Four-Foot | 3-lamp External Driver Lamp-Style Retrofit Kits (UL Type C) | Standard | FALSE | [9 empty] | 42747 |  |  | No |  | 4.1 | 1980 | 132 | 15 | 20 | 0.9 | 4000 | 80
PN45JDUQ | SHENZHEN FUDAKIN DISPLAY LIGHTING CO. LTD. | FUDAKINLED | FDK-LT8C-27-4-15-3FD-DIM | Linear Replacement Lamp | Four-Foot | 4-lamp External Driver Lamp-Style Retrofit Kits (UL Type C) | Standard | TRUE | 1774.74 | 129.5 | 13.7 | 5.17 | 0.9645 | 2889 | 83.2 | 5 | 50000 | 42747 |  |  | No |  | 4.1 | 1950 | 130 | 15 | 20 | 0.9 | 3000 | 80
P4FYD4WP | SHENZHEN FUDAKIN DISPLAY LIGHTING CO. LTD. | FUDAKINLED | FDK-LT8C-27-4-15-5FD-DIM | Linear Replacement Lamp | Four-Foot | 4-lamp External Driver Lamp-Style Retrofit Kits (UL Type C) | Standard | FALSE | [9 empty] | 42747 |  |  | No |  | 4.1 | 2010 | 134 | 15 | 20 | 0.9 | 5000 | 80
P5JFXETU | SHENZHEN FUDAKIN DISPLAY LIGHTING CO. LTD. | FUDAKINLED | FDK-LT8C-27-4-15-4FD-DIM | Linear Replacement Lamp | Four-Foot | 4-lamp External Driver Lamp-Style Retrofit Kits (UL Type C) | Standard | FALSE | [9 empty] | 42747 |  |  | No |  | 4.1 | 1980 | 132 | 15 | 20 | 0.9 | 4000 | 80
P9S9442P | CH Lighting Co.Ltd. | CH | CH1128-48-17W 830-2 | Linear Replacement Lamp | Four-Foot | Replacement Lamps (plug and play) (UL Type A) | Standard | TRUE | 2323 | 120.2 | 19.32 | 7.59 | 0.9751 | 3073 | 82.7 | 5 | 50000 | 42747 |  |  | No |  | 4.1 | 2200 | 110 | 20 | 7.59 | 0.98 | 3000 | 83
PJ5HMQBQ | CH Lighting Co.Ltd. | CH | CH1128-48-17W 850-2 | Linear Replacement Lamp | Four-Foot | Replacement Lamps (plug and play) (UL Type A) | Standard | FALSE | [9 empty] | 42747 |  |  | No |  | 4.1 | 2400 | 120 | 20 | 7.64 | 0.98 | 5000 | 83
PXBTWB3P | CH Lighting Co.Ltd. | CH | CH1128-48-17W 845-2 | Linear Replacement Lamp | Four-Foot | Replacement Lamps (plug and play) (UL Type A) | Standard | FALSE | [9 empty] | 42747 |  |  | No |  | 4.1 | 2300 | 115 | 20 | 7.59 | 0.98 | 4500 | 83
PNH8V23E | CH Lighting Co.Ltd. | CH | CH1128-48-17W 840-2 | Linear Replacement Lamp | Four-Foot | Replacement Lamps (plug and play) (UL Type A) | Standard | FALSE | [9 empty] | 42747 |  |  | No |  | 4.1 | 2300 | 115 | 20 | 7.59 | 0.98 | 4000 | 83
PN3ZE34N | CH Lighting Co.Ltd. | CH | CH1128-48-17W 835-2 | Linear Replacement Lamp | Four-Foot | Replacement Lamps (plug and play) (UL Type A) | Standard | FALSE | [9 empty] | 42747 |  |  | No |  | 4.1 | 2200 | 110 | 20 | 7.59 | 0.98 | 3500 | 83
PGQ2E9XX | Espen Technology | Espen | L48T8/830/12G-ID | Linear Replacement Lamp | Four-Foot | Internal Driver Lamp-Style Retrofit Kits (UL Type B) | Standard | TRUE | 1748 | 145.9 | 11.98 | 13.49 | 0.9061 | 3103 | 83 | 5 | 50000 | 42747 |  |  | No |  | 4 | 1700 | 140 | 11.5 | 15.46 | 0.9061 | 3000 | 82
PW1BWFB3 | Espen Technology | Espen | L48T8/850/12G-ID | Linear Replacement Lamp | Four-Foot | Internal Driver Lamp-Style Retrofit Kits (UL Type B) | Standard | FALSE | [9 empty] | 42747 |  |  | No |  | 4 | 1800 | 150 | 11.5 | 17.04 | 0.9073 | 5000 | 82
PMXTS2C7 | Espen Technology | Espen | L48T8/845/12G-ID | Linear Replacement Lamp | Four-Foot | Internal Driver Lamp-Style Retrofit Kits (UL Type B) | Standard | FALSE | [9 empty] | 42747 |  |  | No |  | 4 | 1800 | 150 | 11.5 | 15.46 | 0.9061 | 4500 | 82
PYHDTHA6 | Espen Technology | Espen | L48T8/840/12G-ID | Linear Replacement Lamp | Four-Foot | Internal Driver Lamp-Style Retrofit Kits (UL Type B) | Standard | FALSE | [9 empty] | 42747 |  |  | No |  | 4 | 1800 | 150 | 11.5 | 15.46 | 0.9061 | 4000 | 82
P3AR4TH8 | Espen Technology | Espen | L48T8/835/12G-ID | Linear Replacement Lamp | Four-Foot | Internal Driver Lamp-Style Retrofit Kits (UL Type B) | Standard | FALSE | [9 empty] | 42747 |  |  | No |  | 4 | 1700 | 140 | 11.5 | 15.46 | 0.9061 | 3500 | 82
PSSJGUE5 | Fotonz Inc. | FOTONZ | FTSP48T8DF15W-30-7 | Linear Replacement Lamp | Four-Foot | Replacement Lamps (plug and play) (UL Type A) | Standard | TRUE | 2058 | 117.4 | 17.54 | 11.26 | 0.9669 | 3052 | 81.2 | 5 | 50000 | 42747 |  |  | No |  | 4 | 2000 | 110 | 18 | 11.26 | 0.99 | 3000 | 83
P7W598TM | Fotonz Inc. | FOTONZ | FTSP48T5DF25.5W-35-7 | Linear Replacement Lamp | Four-Foot | Replacement Lamps (plug and play) (UL Type A) | Standard | TRUE | 3391 | 116.6 | 29.08 | 16.34 | 0.9667 | 3511 | 82.5 | 5 | 50000 | 42747 |  |  | No |  | 3.1 | 3135 | 110 | 28.5 | 16.34 | 0.97 | 3500 | 83
PSDFR9C1 | Fotonz Inc. | FOTONZ | FTSP48T8DF13W-30-7 | Linear Replacement Lamp | Four-Foot | Replacement Lamps (plug and play) (UL Type A) | Standard | TRUE | 1955 | 119 | 16.43 | 12.41 | 0.9634 | 3056 | 81.3 | 5 | 50000 | 42747 |  |  | No |  | 4 | 1800 | 110 | 16 | 12.41 | 0.97 | 3000 | 83
PRQM2SDP | Fotonz Inc. | FOTONZ | FTSP48T5DF25.5W-50-7 | Linear Replacement Lamp | Four-Foot | Replacement Lamps (plug and play) (UL Type A) | Standard | FALSE | [9 empty] | 42747 |  |  | No |  | 3.1 | 3277.5 | 115 | 28.5 | 16.34 | 0.97 | 5000 | 83
P3GUVADH | Fotonz Inc. | FOTONZ | FTSP48T8DF13W-50-7 | Linear Replacement Lamp | Four-Foot | Replacement Lamps (plug and play) (UL Type A) | Standard | FALSE | [9 empty] | 42747 |  |  | No |  | 4 | 2000 | 115 | 16 | 12.41 | 0.97 | 5000 | 83
PE1VYTDZ | Fotonz Inc. | FOTONZ | FTSP48T8DF15W-50-7 | Linear Replacement Lamp | Four-Foot | Replacement Lamps (plug and play) (UL Type A) | Standard | FALSE | [9 empty] | 42747 |  |  | No |  | 4 | 2200 | 115 | 18 | 11.26 | 0.99 | 5000 | 83
PUHMMEEC | Fotonz Inc. | FOTONZ | FTSP48T5DF25.5W-40-7 | Linear Replacement Lamp | Four-Foot | Replacement Lamps (plug and play) (UL Type A) | Standard | FALSE | [9 empty] | 42747 |  |  | No |  | 3.1 | 3192 | 112 | 28.5 | 16.34 | 0.97 | 4000 | 83
P2B8U99P | Fotonz Inc. | FOTONZ | FTSP48T8DF13W-40-7 | Linear Replacement Lamp | Four-Foot | Replacement Lamps (plug and play) (UL Type A) | Standard | FALSE | [9 empty] | 42747 |  |  | No |  | 4 | 1900 | 112 | 16 | 12.41 | 0.97 | 4000 | 83
PP2ZBJA8 | Fotonz Inc. | FOTONZ | FTSP48T8DF15W-40-7 | Linear Replacement Lamp | Four-Foot | Replacement Lamps (plug and play) (UL Type A) | Standard | FALSE | [9 empty] | 42747 |  |  | No |  | 4 | 2100 | 112 | 18 | 11.26 | 0.99 | 4000 | 83
P4BST6K9 | Fotonz Inc. | FOTONZ | FTSP48T8DF13W-35-7 | Linear Replacement Lamp | Four-Foot | Replacement Lamps (plug and play) (UL Type A) | Standard | FALSE | [9 empty] | 42747 |  |  | No |  | 4 | 1800 | 110 | 16 | 12.41 | 0.97 | 3500 | 83
PZVUHGTJ | Fotonz Inc. | FOTONZ | FTSP48T8DF15W-35-7 | Linear Replacement Lamp | Four-Foot | Replacement Lamps (plug and play) (UL Type A) | Standard | FALSE | [9 empty] | 42747 |  |  | No |  | 4 | 2000 | 110 | 18 | 11.26 | 0.99 | 3500 | 83
P7Z4JHVP | Verbatim Americas LLC | Verbatim | 99858 | Linear Replacement Lamp | Four-Foot | Replacement Lamps (plug and play) (UL Type A) | Standard | TRUE | 2033.2 | 120.56 | 16.87 | 7.6 | 0.98 | 4095 | 84.9 | 5 | 50000 | 42746 |  |  | No |  | 4 | 1800 | 112.5 | 16 | 7.6 | 0.98 | 4000 | 80
P2UAB942 | Verbatim Americas LLC | Verbatim | 99857 | Linear Replacement Lamp | Four-Foot | Replacement Lamps (plug and play) (UL Type A) | Standard | TRUE | 2128.3 | 127.21 | 16.73 | 7.6 | 0.98 | 3485 | 83.1 | 5 | 50000 | 42746 |  |  | No |  | 4 | 1800 | 112.5 | 16 | 7.6 | 0.98 | 3500 | 80
PNXN2T5T | Verbatim Americas LLC | Verbatim | 99869 | Linear Replacement Lamp | Four-Foot | Internal Driver Lamp-Style Retrofit Kits (UL Type B) | Standard | TRUE | 1731.4 | 122.62 | 14.12 | 19.9 | 0.908 | 4053 | 84.9 | 5 | 50000 | 42746 |  |  | No |  | 4 | 1600 | 118.52 | 13.5 | 19.9 | 0.91 | 4000 | 80
P77VX82Q | Verbatim Americas LLC | Verbatim | 99868 | Linear Replacement Lamp | Four-Foot | Internal Driver Lamp-Style Retrofit Kits (UL Type B) | Standard | TRUE | 1986.5 | 142.2 | 13.97 | 19.9 | 0.906 | 3399 | 81.6 | 5 | 50000 | 42746 |  |  | No |  | 4 | 1600 | 118.52 | 13.5 | 19.9 | 0.91 | 3500 | 80
P1DVC7F5 | LED LEADER INC. | LED LEADER | L4GA-11T8LEDMVBF30 | Linear Replacement Lamp | Four-Foot | Dual Mode Internal Driver (UL Type A and Type B) | Standard | TRUE | 1614 | 145.01 | 11.13 | 16.49 | 0.9016 | 2939 | 83 | 5 | 50000 | 42746 |  |  | No |  | 4 | 1608 | 145.39 | 11.06 | 16.49 | 0.9 | 3000 | 83
PBPN84FE | CCP-MART TECHNOLOGY CORPORATION | CCP-MART | CCP-T-T84F12WC-3000KM | Linear Replacement Lamp | Four-Foot | Dual Mode Internal Driver (UL Type A and Type B) | Standard | TRUE | 1586 | 120.06 | 13.21 | 13.14 | 0.9006 | 2918 | 83.6 | 5 | 50000 | 42746 |  |  | No |  | 4 | 1579 | 123.05 | 12.81 | 10.76 | 0.9 | 3000 | 83.6
P1J6HRAT | Verbatim Americas LLC | Verbatim | 99929 | Linear Replacement Lamp | Four-Foot | Internal Driver Lamp-Style Retrofit Kits (UL Type B) | Standard | TRUE | 2252.8 | 118.82 | 18.96 | 13.2 | 0.875 | 4166 | 84.6 | 5 | 50000 | 42746 |  |  | No |  | 4 | 2200 | 122.22 | 18 | 13 | 0.87 | 4000 | 80
PG8UY6F8 | CCP-MART TECHNOLOGY CORPORATION | CCP-MART | CCP-T-T84F12WC-5000KM | Linear Replacement Lamp | Four-Foot | Dual Mode Internal Driver (UL Type A and Type B) | Standard | FALSE | [9 empty] | 42746 |  |  | No |  | 4 | 1606 | 127.13 | 12.63 | 10.43 | 0.9 | 5000 | 83.7
PM12BHKZ | CCP-MART TECHNOLOGY CORPORATION | CCP-MART | CCP-T-T84F12WC-5000KC | Linear Replacement Lamp | Four-Foot | Dual Mode Internal Driver (UL Type A and Type B) | Standard | FALSE | [9 empty] | 42746 |  |  | No |  | 4 | 1817 | 142.29 | 12.77 | 11.03 | 0.9 | 5000 | 83
PM4S84AB | LED LEADER INC. | LED LEADER | L4GA-11T8LEDMVBF50 | Linear Replacement Lamp | Four-Foot | Dual Mode Internal Driver (UL Type A and Type B) | Standard | FALSE | [9 empty] | 42746 |  |  | No |  | 4 | 1645 | 148.06 | 11.11 | 16.45 | 0.9 | 5000 | 80.4
P7YSMTBB | Verbatim Americas LLC | Verbatim | 99870 | Linear Replacement Lamp | Four-Foot | Internal Driver Lamp-Style Retrofit Kits (UL Type B) | Standard | FALSE | [9 empty] | 42746 |  |  | No |  | 4 | 1600 | 118.52 | 13.5 | 19.9 | 0.91 | 5000 | 80
P7EYAUZ4 | Verbatim Americas LLC | Verbatim | 99930 | Linear Replacement Lamp | Four-Foot | Internal Driver Lamp-Style Retrofit Kits (UL Type B) | Standard | FALSE | [9 empty] | 42746 |  |  | No |  | 4 | 2200 | 122.22 | 18 | 13 | 0.87 | 5000 | 80
PPCJHR7U | Verbatim Americas LLC | Verbatim | 99859 | Linear Replacement Lamp | Four-Foot | Replacement Lamps (plug and play) (UL Type A) | Standard | FALSE | [9 empty] | 42746 |  |  | No |  | 4 | 1800 | 112.5 | 16 | 7.6 | 0.98 | 5000 | 80
PZXWAE9T | LED LEADER INC. | LED LEADER | L4GA-11T8LEDMVBF45 | Linear Replacement Lamp | Four-Foot | Dual Mode Internal Driver (UL Type A and Type B) | Standard | FALSE | [9 empty] | 42746 |  |  | No |  | 4 | 1608 | 145.39 | 11.06 | 16.49 | 0.9 | 4500 | 83
P16HHYZG | CCP-MART TECHNOLOGY CORPORATION | CCP-MART | CCP-T-T84F12WC-4000KM | Linear Replacement Lamp | Four-Foot | Dual Mode Internal Driver (UL Type A and Type B) | Standard | FALSE | [9 empty] | 42746 |  |  | No |  | 4 | 1579 | 123.05 | 12.81 | 10.76 | 0.9 | 4000 | 83.6
PN7C5G8R | LED LEADER INC. | LED LEADER | L4GA-11T8LEDMVBF40 | Linear Replacement Lamp | Four-Foot | Dual Mode Internal Driver (UL Type A and Type B) | Standard | FALSE | [9 empty] | 42746 |  |  | No |  | 4 | 1608 | 145.39 | 11.06 | 16.49 | 0.9 | 4000 | 83
P1UM34J4 | CCP-MART TECHNOLOGY CORPORATION | CCP-MART | CCP-T-T84F12WC-4000KC | Linear Replacement Lamp | Four-Foot | Dual Mode Internal Driver (UL Type A and Type B) | Standard | FALSE | [9 empty] | 42746 |  |  | No |  | 4 | 1765 | 137.54 | 12.83 | 10.98 | 0.9 | 4000 | 83
PP3S15GM | LED LEADER INC. | LED LEADER | L4GA-11T8LEDMVBF35 | Linear Replacement Lamp | Four-Foot | Dual Mode Internal Driver (UL Type A and Type B) | Standard | FALSE | [9 empty] | 42746 |  |  | No |  | 4 | 1608 | 145.39 | 11.06 | 16.49 | 0.9 | 3500 | 83
PC6X2429 | Core Products Canada Ltd. |  | T8G2-184-3 | Linear Replacement Lamp | Four-Foot | Replacement Lamps (plug and play) (UL Type A) | Standard | TRUE | 2103.174 | 115.559 | 18.2 | 17.3 | 0.957 | 2903 | 82.3 | 5 | 50000 | 42746 |  |  | No |  | 4 | 2103.1 | 115.5 | 18.2 | 17.3 | 0.96 | 2903 | 82.3
PZNN1S81 | Core Products Canada Ltd. |  | T8G2-124-3 | Linear Replacement Lamp | Four-Foot | Replacement Lamps (plug and play) (UL Type A) | Standard | TRUE | 1613 | 120.01 | 13.44 | 10.86 | 0.9046 | 3060 | 83.3 | 5 | 50000 | 42746 |  |  | No |  | 3.1 | 1613 | 120.01 | 13.44 | 10.86 | 0.9046 | 3000 | 83.3
P6BDV8WE | Core Products Canada Ltd. |  | T8G2-124-5 | Linear Replacement Lamp | Four-Foot | Replacement Lamps (plug and play) (UL Type A) | Standard | FALSE | [9 empty] | 42746 |  |  | No |  | 3.1 | 1657 | 124.12 | 13.35 | 10.94 | 0.903 | 5000 | 84.2
P83NMNM1 | Core Products Canada Ltd. |  | T8G2-184-5 | Linear Replacement Lamp | Four-Foot | Replacement Lamps (plug and play) (UL Type A) | Standard | FALSE | [9 empty] | 42746 |  |  | No |  | 4 | 2150 | 118.7 | 18.1 | 17.6 | 0.96 | 4884 | 82.4
PKC3DJUZ | Core Products Canada Ltd. |  | T8G2-124-4 | Linear Replacement Lamp | Four-Foot | Replacement Lamps (plug and play) (UL Type A) | Standard | FALSE | [9 empty] | 42746 |  |  | No |  | 3.1 | 1635 | 122.06 | 13.4 | 10.86 | 0.9046 | 4000 | 83.3
PRQMQNQ9 | Core Products Canada Ltd. |  | T8G2-184-4 | Linear Replacement Lamp | Four-Foot | Replacement Lamps (plug and play) (UL Type A) | Standard | FALSE | [9 empty] | 42746 |  |  | No |  | 4 | 2103.1 | 115.5 | 18.2 | 17.3 | 0.96 | 4000 | 82.3
PBGN42KF | Shenzhen 3NLED Lighting Co.Ltd. | INNO | SNT8B-12S 3000K | Linear Replacement Lamp | Four-Foot | Internal Driver Lamp-Style Retrofit Kits (UL Type B) | Standard | TRUE | 2182.42 | 123.3 | 17.7 | 10.96 | 0.9128 | 2947 | 82 | 5 | 50000 | 42746 | Not Dimmable | Not Dimmable | No |  | 4.1 | 2182 | 123.3 | 18 | 10.96 | 0.91 | 3000 | 82
PR6CD9KT | Shenzhen 3NLED Lighting Co.Ltd. | INNO | SNT8B-12S 5000K | Linear Replacement Lamp | Four-Foot | Internal Driver Lamp-Style Retrofit Kits (UL Type B) | Standard | FALSE | [9 empty] | 42746 | Not Dimmable | Not Dimmable | No |  | 4.1 | 2252 | 128 | 18 | 10.96 | 0.91 | 5000 | 85
PDMW7S5F | Shenzhen 3NLED Lighting Co.Ltd. | INNO | SNT8B-12S 4500K | Linear Replacement Lamp | Four-Foot | Internal Driver Lamp-Style Retrofit Kits (UL Type B) | Standard | FALSE | [9 empty] | 42746 | Not Dimmable | Not Dimmable | No |  | 4.1 | 2230 | 126 | 18 | 10.96 | 0.91 | 4500 | 82
PCZJFYMU | Shenzhen 3NLED Lighting Co.Ltd. | INNO | SNT8B-12S 4000K | Linear Replacement Lamp | Four-Foot | Internal Driver Lamp-Style Retrofit Kits (UL Type B) | Standard | FALSE | [9 empty] | 42746 | Not Dimmable | Not Dimmable | No |  | 4.1 | 2213 | 125 | 18 | 10.96 | 0.91 | 4000 | 82
PYS8G8B7 | Shenzhen 3NLED Lighting Co.Ltd. | INNO | SNT8B-12S 3500K | Linear Replacement Lamp | Four-Foot | Internal Driver Lamp-Style Retrofit Kits (UL Type B) | Standard | FALSE | [9 empty] | 42746 | Not Dimmable | Not Dimmable | No |  | 4.1 | 2195 | 124 | 18 | 10.96 | 0.91 | 3500 | 82
PRRQAE7V | Green Ignite | GREEN IGNITE | GI-4T5-W54-UL | Linear Replacement Lamp | Four-Foot | Replacement Lamps (plug and play) (UL Type A) | Standard | TRUE | 3346 | 128.49 | 26.04 | 10.7 | 0.964 | 3117 | 82.7 | 5 | 50000 | 42745 | Dimmable | Continuous Above 10 | No |  | 4.1 | 3200 | 114 | 28 | 20 | 0.9 | 3000 | 82
P7U7TNU3 | Green Ignite | GREEN IGNITE | GI-4T5-C54-UL | Linear Replacement Lamp | Four-Foot | Replacement Lamps (plug and play) (UL Type A) | Standard | FALSE | [9 empty] | 42745 | Dimmable | Continuous Above 10 | No |  | 4.1 | 3500 | 125 | 28 | 20 | 0.9 | 5000 | 82
P9KQCF8K | Green Ignite | GREEN IGNITE | GI-4T5-DC54-UL | Linear Replacement Lamp | Four-Foot | Replacement Lamps (plug and play) (UL Type A) | Standard | FALSE | [9 empty] | 42745 | Dimmable | Continuous Above 10 | No |  | 4.1 | 3500 | 125 | 28 | 20 | 0.9 | 4500 | 82
P5U7934E | Green Ignite | GREEN IGNITE | GI-4T5-D54-UL | Linear Replacement Lamp | Four-Foot | Replacement Lamps (plug and play) (UL Type A) | Standard | FALSE | [9 empty] | 42745 | Dimmable | Continuous Above 10 | No |  | 4.1 | 3500 | 125 | 28 | 20 | 0.9 | 4000 | 82
PVJ4R2FX | Green Ignite | GREEN IGNITE | GI-4T5-WD54-UL | Linear Replacement Lamp | Four-Foot | Replacement Lamps (plug and play) (UL Type A) | Standard | FALSE | [9 empty] | 42745 | Dimmable | Continuous Above 10 | No |  | 4.1 | 3200 | 114 | 28 | 20 | 0.9 | 3500 | 82
PT92JDDA | Gielight Co. Ltd | Gielight | GL-T8LO-12-15(3000K) | Linear Replacement Lamp | Four-Foot | Dual Mode Internal Driver (UL Type A and Type B) | Standard | TRUE | 1957.6 | 116.74 | 16.77 | 6.48 | 0.981 | 2921 | 81.7 | 5 | 50000 | 42745 | Not Dimmable | Not Dimmable | No |  | 4.1 | 1650 | 110 | 15 | 10 | 0.9 | 3000 | 80
PZ78QX5N | Gielight Co. Ltd | Gielight | GL-T8LO-12-15(5000K) | Linear Replacement Lamp | Four-Foot | Dual Mode Internal Driver (UL Type A and Type B) | Standard | FALSE | [9 empty] | 42745 | Not Dimmable | Not Dimmable | No |  | 4.1 | 1650 | 110 | 15 | 10 | 0.9 | 5000 | 80
PF9788JX | Gielight Co. Ltd | Gielight | GL-T8LO-12-15(4500K) | Linear Replacement Lamp | Four-Foot | Dual Mode Internal Driver (UL Type A and Type B) | Standard | FALSE | [9 empty] | 42745 | Not Dimmable | Not Dimmable | No |  | 4.1 | 1650 | 110 | 15 | 10 | 0.9 | 4500 | 80
PEHYPNFS | Gielight Co. Ltd | Gielight | GL-T8LO-12-15(4000K) | Linear Replacement Lamp | Four-Foot | Dual Mode Internal Driver (UL Type A and Type B) | Standard | FALSE | [9 empty] | 42745 | Not Dimmable | Not Dimmable | No |  | 4.1 | 1650 | 110 | 15 | 10 | 0.9 | 4000 | 80
PSCKKQ5D | Gielight Co. Ltd | Gielight | GL-T8LO-12-15(3500K) | Linear Replacement Lamp | Four-Foot | Dual Mode Internal Driver (UL Type A and Type B) | Standard | FALSE | [9 empty] | 42745 | Not Dimmable | Not Dimmable | No |  | 4.1 | 1650 | 110 | 15 | 10 | 0.9 | 3500 | 80
PHMF6U7J | Renesola Zhejiang Ltd | Renesola | RT8012AU0105 | Linear Replacement Lamp | Four-Foot | Replacement Lamps (plug and play) (UL Type A) | Standard | FALSE | [9 empty] | 42745 | Dimmable | Continuous Below 10 | No |  | 4 | 1735.3 | 114.9 | 15.1 | 17.4 | 0.96 | 4500 | 82
PB4MHT88 | Renesola Zhejiang Ltd | Renesola | RT8012AU0104 | Linear Replacement Lamp | Four-Foot | Replacement Lamps (plug and play) (UL Type A) | Standard | FALSE | [9 empty] | 42745 | Dimmable | Continuous Below 10 | No |  | 4 | 1735.3 | 114.9 | 15.1 | 17.4 | 0.96 | 3500 | 82
P2248EDD | MeLaSen Electronics Co.LTD | N/A | MT8-120(3000K) | Linear Replacement Lamp | Four-Foot | Internal Driver Lamp-Style Retrofit Kits (UL Type B) | Standard | TRUE | 2057 | 114.72 | 17.93 | 17.21 | 0.9081 | 3031 | 81.6 | 5 | 50000 | 42745 | Not Dimmable | Not Dimmable | No |  | 4.1 | 2057 | 114.72 | 17.93 | 17.21 | 0.91 | 3000 | 81.6
PTT2K6ZH | MeLaSen Electronics Co.LTD | N/A | MT8-120(5000K) | Linear Replacement Lamp | Four-Foot | Internal Driver Lamp-Style Retrofit Kits (UL Type B) | Standard | FALSE | [9 empty] | 42745 | Not Dimmable | Not Dimmable | No |  | 4.1 | 2113 | 117.26 | 18.02 | 17.18 | 0.91 | 5000 | 84.3
PU8U6HND | MeLaSen Electronics Co.LTD | N/A | MT8-120(4500K) | Linear Replacement Lamp | Four-Foot | Internal Driver Lamp-Style Retrofit Kits (UL Type B) | Standard | FALSE | [9 empty] | 42745 | Not Dimmable | Not Dimmable | No |  | 4.1 | 2099 | 116.77 | 17.98 | 17.21 | 0.91 | 4500 | 81.6
PSCSBGBB | MeLaSen Electronics Co.LTD | N/A | MT8-120(4000K) | Linear Replacement Lamp | Four-Foot | Internal Driver Lamp-Style Retrofit Kits (UL Type B) | Standard | FALSE | [9 empty] | 42745 | Not Dimmable | Not Dimmable | No |  | 4.1 | 2085 | 115.99 | 17.98 | 17.21 | 0.91 | 4000 | 81.6
PUB65BRT | MeLaSen Electronics Co.LTD | N/A | MT8-120(3500K) | Linear Replacement Lamp | Four-Foot | Internal Driver Lamp-Style Retrofit Kits (UL Type B) | Standard | FALSE | [9 empty] | 42745 | Not Dimmable | Not Dimmable | No |  | 4.1 | 2071 | 115.22 | 17.98 | 17.21 | 0.91 | 3500 | 81.6
PBENJEZ2 | EarthTronics Inc. | EarthTronics | LT815830AG5 | Linear Replacement Lamp | Four-Foot | Replacement Lamps (plug and play) (UL Type A) | Standard | TRUE | 2177 | 128.9 | 16.9 | 9.83 | 0.9684 | 3061 | 82.9 | 5 | 50000 | 42744 | Not Dimmable | Not Dimmable | No |  | 4 | 2100 | 117 | 18 | 9.83 | 0.97 | 3000 | 82
P4DHBX13 | EarthTronics Inc. | EarthTronics | LT815830BDE | Linear Replacement Lamp | Four-Foot | Internal Driver Lamp-Style Retrofit Kits (UL Type B) | Standard | TRUE | 2218 | 146.4 | 15.15 | 20.93 | 0.9158 | 3149 | 81.9 | 5 | 50000 | 42744 | Not Dimmable | Not Dimmable | No |  | 4 | 2100 | 140 | 15 | 20 | 0.9 | 3000 | 82
P8SS7J1B | EarthTronics Inc. | EarthTronics | LT815850BDE | Linear Replacement Lamp | Four-Foot | Internal Driver Lamp-Style Retrofit Kits (UL Type B) | Standard | FALSE | [9 empty] | 42744 | Not Dimmable | Not Dimmable | No |  | 4 | 2200 | 150 | 15 | 20 | 0.9 | 5000 | 82
P9S4EC6C | EarthTronics Inc. | EarthTronics | LT815850AG5 | Linear Replacement Lamp | Four-Foot | Replacement Lamps (plug and play) (UL Type A) | Standard | FALSE | [9 empty] | 42744 | Not Dimmable | Not Dimmable | No |  | 4 | 2200 | 124 | 18 | 10.2 | 0.97 | 5000 | 82
P9WJVNEN | EarthTronics Inc. | EarthTronics | LT815840BDE | Linear Replacement Lamp | Four-Foot | Internal Driver Lamp-Style Retrofit Kits (UL Type B) | Standard | FALSE | [9 empty] | 42744 | Not Dimmable | Not Dimmable | No |  | 4 | 2200 | 150 | 15 | 20 | 0.9 | 4000 | 82
PG3R28ES | EarthTronics Inc. | EarthTronics | LT815840AG5 | Linear Replacement Lamp | Four-Foot | Replacement Lamps (plug and play) (UL Type A) | Standard | FALSE | [9 empty] | 42744 | Not Dimmable | Not Dimmable | No |  | 4 | 2200 | 124 | 18 | 9.83 | 0.97 | 4000 | 82
PTM3VQ8W | EarthTronics Inc. | EarthTronics | LT815835BDE | Linear Replacement Lamp | Four-Foot | Internal Driver Lamp-Style Retrofit Kits (UL Type B) | Standard | FALSE | [9 empty] | 42744 | Not Dimmable | Not Dimmable | No |  | 4 | 2100 | 140 | 15 | 20 | 0.9 | 3500 | 82
PBJAE663 | EarthTronics Inc. | EarthTronics | LT815835AG5 | Linear Replacement Lamp | Four-Foot | Replacement Lamps (plug and play) (UL Type A) | Standard | FALSE | [9 empty] | 42744 | Not Dimmable | Not Dimmable | No |  | 4 | 2100 | 117 | 18 | 9.83 | 0.97 | 3500 | 82
PSV5AVYZ | Satco Products Inc | Satco | 15T8/LED/48-830/DR(S9975) | Linear Replacement Lamp | Four-Foot | Replacement Lamps (plug and play) (UL Type A) | Standard | TRUE | 2177 | 128.9 | 16.9 | 9.83 | 0.9684 | 3061 | 82.9 | 5 | 50000 | 42744 | Not Dimmable | Not Dimmable | No |  | 4 | 2100 | 117 | 18 | 9.83 | 0.97 | 3000 | 82
PYJKYAXM | Satco Products Inc | Satco | 11.5T8/LED/48-830/DR-G4(S9938) | Linear Replacement Lamp | Four-Foot | Replacement Lamps (plug and play) (UL Type A) | Standard | TRUE | 1723 | 122.4 | 14.08 | 13.78 | 0.9576 | 3077 | 83 | 5 | 50000 | 42744 | Not Dimmable | Not Dimmable | No |  | 4 | 1700 | 120 | 14.5 | 13.78 | 0.9576 | 3000 | 82
PEM9VRFS | Satco Products Inc | Satco | 11.5T8/LED/48-830/DR(S9934) | Linear Replacement Lamp | Four-Foot | Replacement Lamps (plug and play) (UL Type A) | Standard | TRUE | 1729 | 128.6 | 13.44 | 13.61 | 0.9545 | 3051 | 83.1 | 5 | 50000 | 42744 | Not Dimmable | Not Dimmable | No |  | 4 | 1700 | 117 | 14.5 | 13.61 | 0.95 | 3000 | 82
PA4P1QV4 | Satco Products Inc | Satco | 11.5T8/LED/48-850/DR(S9937) | Linear Replacement Lamp | Four-Foot | Replacement Lamps (plug and play) (UL Type A) | Standard | FALSE | [9 empty] | 42744 | Not Dimmable | Not Dimmable | No |  | 4 | 1800 | 124 | 14.5 | 14.44 | 0.96 | 5000 | 82
P5CMBUYB | Satco Products Inc | Satco | 11.5T8/LED/48-850/DR-G4(S9941) | Linear Replacement Lamp | Four-Foot | Replacement Lamps (plug and play) (UL Type A) | Standard | FALSE | [9 empty] | 42744 | Not Dimmable | Not Dimmable | No |  | 4 | 1800 | 125 | 14.5 | 13.62 | 0.9582 | 5000 | 82
PUK747TQ | Satco Products Inc | Satco | 15T8/LED/48-850/DR(S9978) | Linear Replacement Lamp | Four-Foot | Replacement Lamps (plug and play) (UL Type A) | Standard | FALSE | [9 empty] | 42744 | Not Dimmable | Not Dimmable | No |  | 4 | 2200 | 124 | 18 | 10.2 | 0.97 | 5000 | 82
PAH6AUF2 | Satco Products Inc | Satco | 11.5T8/LED/48-840/DR-G4(S9940) | Linear Replacement Lamp | Four-Foot | Replacement Lamps (plug and play) (UL Type A) | Standard | FALSE | [9 empty] | 42744 | Not Dimmable | Not Dimmable | No |  | 4 | 1800 | 125 | 14.5 | 13.78 | 0.9576 | 4000 | 82
PTKCH997 | Satco Products Inc | Satco | 11.5T8/LED/48-840/DR(S9936) | Linear Replacement Lamp | Four-Foot | Replacement Lamps (plug and play) (UL Type A) | Standard | FALSE | [9 empty] | 42744 | Not Dimmable | Not Dimmable | No |  | 4 | 1800 | 124 | 14.5 | 13.61 | 0.95 | 4000 | 82
P94TYM3A | Satco Products Inc | Satco | 15T8/LED/48-840/DR(S9977) | Linear Replacement Lamp | Four-Foot | Replacement Lamps (plug and play) (UL Type A) | Standard | FALSE | [9 empty] | 42744 | Not Dimmable | Not Dimmable | No |  | 4 | 2200 | 124 | 18 | 9.83 | 0.97 | 4000 | 82
P9XK4FRF | Satco Products Inc | Satco | 11.5T8/LED/48-835/DR-G4(S9939) | Linear Replacement Lamp | Four-Foot | Replacement Lamps (plug and play) (UL Type A) | Standard | FALSE | [9 empty] | 42744 | Not Dimmable | Not Dimmable | No |  | 4 | 1700 | 120 | 14.5 | 13.78 | 0.9576 | 3500 | 82
P6HW61UD | Satco Products Inc | Satco | 11.5T8/LED/48-835/DR(S9935) | Linear Replacement Lamp | Four-Foot | Replacement Lamps (plug and play) (UL Type A) | Standard | FALSE | [9 empty] | 42744 | Not Dimmable | Not Dimmable | No |  | 4 | 1700 | 117 | 14.5 | 13.61 | 0.95 | 3500 | 82
PJ9Q2JJH | Satco Products Inc | Satco | 15T8/LED/48-835/DR(S9976) | Linear Replacement Lamp | Four-Foot | Replacement Lamps (plug and play) (UL Type A) | Standard | FALSE | [9 empty] | 42744 | Not Dimmable | Not Dimmable | No |  | 4 | 2100 | 117 | 18 | 9.83 | 0.97 | 3500 | 82
PA4VXQZF | Satco Products Inc | Satco | 14T8/LED/48-830/BP(S9913) | Linear Replacement Lamp | Four-Foot | Internal Driver Lamp-Style Retrofit Kits (UL Type B) | Standard | TRUE | 1834 | 128.7 | 14.25 | 21.445 | 0.9088 | 3100 | 82.9 | 5 | 50000 | 42744 | Not Dimmable | Not Dimmable | No |  | 4 | 1700 | 120 | 14 | 20 | 0.9 | 3000 | 82
PG4R6PA5 | Satco Products Inc | Satco | 14T8/LED/48-850/BP (S9916) | Linear Replacement Lamp | Four-Foot | Internal Driver Lamp-Style Retrofit Kits (UL Type B) | Standard | FALSE | [9 empty] | 42744 | Not Dimmable | Not Dimmable | No |  | 4 | 1800 | 130 | 14 | 20 | 0.9 | 5000 | 82
PTTQD4BR | Satco Products Inc | Satco | 14T8/LED/48-840/BP (S9915) | Linear Replacement Lamp | Four-Foot | Internal Driver Lamp-Style Retrofit Kits (UL Type B) | Standard | FALSE | [9 empty] | 42744 | Not Dimmable | Not Dimmable | No |  | 4 | 1800 | 130 | 14 | 20 | 0.9 | 4000 | 82
PZ8RBRB2 | Satco Products Inc | Satco | 14T8/LED/48-835/BP(S9914) | Linear Replacement Lamp | Four-Foot | Internal Driver Lamp-Style Retrofit Kits (UL Type B) | Standard | FALSE | [9 empty] | 42744 | Not Dimmable | Not Dimmable | No |  | 4 | 1700 | 120 | 14 | 20 | 0.9 | 3500 | 82
PKX38SA2 | CH Lighting Co.Ltd. | CH | CH1148G2-48-15W 840-3 | Linear Replacement Lamp | Four-Foot | Replacement Lamps (plug and play) (UL Type A) | Standard | TRUE | 2263 | 125.2 | 18.08 | 8.56 | 0.9721 | 3975 | 83.6 | 5 | 50000 | 42744 | Dimmable | Continuous Below 10 | No |  | 4.1 | 2100 | 112 | 18 | 8.56 | 0.97 | 4000 | 83
P22JPC5K | CH Lighting Co.Ltd. | CH | CH1148G2-48-15W 850-3 | Linear Replacement Lamp | Four-Foot | Replacement Lamps (plug and play) (UL Type A) | Standard | FALSE | [9 empty] | 42744 | Dimmable | Continuous Below 10 | No |  | 4.1 | 2200 | 115 | 18 | 8.56 | 0.97 | 5000 | 83
PGK27G8X | CH Lighting Co.Ltd. | CH | CH1148G2-48-15W 845-3 | Linear Replacement Lamp | Four-Foot | Replacement Lamps (plug and play) (UL Type A) | Standard | FALSE | [9 empty] | 42744 | Dimmable | Continuous Below 10 | No |  | 4.1 | 2100 | 112 | 18 | 8.56 | 0.97 | 4500 | 83
P9BKKEXC | Turolight Inc. | Turolight | VIV-T5DFSP4/25W/35/F | Linear Replacement Lamp | Four-Foot | Replacement Lamps (plug and play) (UL Type A) | Standard | TRUE | 3391 | 116.6 | 29.08 | 16.34 | 0.9667 | 3511 | 82.5 | 5 | 50000 | 42741 |  |  | No |  | 3.1 | 3135 | 110 | 28.5 | 16.34 | 0.97 | 3500 | 83
P7V1M3U9 | Turolight Inc. | Turolight | VIV-T5DFSP4/25W/50/F | Linear Replacement Lamp | Four-Foot | Replacement Lamps (plug and play) (UL Type A) | Standard | FALSE | [9 empty] | 42741 |  |  | No |  | 3.1 | 3277.5 | 115 | 28.5 | 16.34 | 0.97 | 5000 | 83
PQM4QQMD | Turolight Inc. | Turolight | VIV-T5DFSP4/25W/45/F | Linear Replacement Lamp | Four-Foot | Replacement Lamps (plug and play) (UL Type A) | Standard | FALSE | [9 empty] | 42741 |  |  | No |  | 3.1 | 3192 | 112 | 28.5 | 16.34 | 0.97 | 4500 | 83
PCQC4M7C | Turolight Inc. | Turolight | VIV-T5DFSP4/25W/40/F | Linear Replacement Lamp | Four-Foot | Replacement Lamps (plug and play) (UL Type A) | Standard | FALSE | [9 empty] | 42741 |  |  | No |  | 3.1 | 3192 | 112 | 28.5 | 16.34 | 0.97 | 4000 | 83
PDBYGGR6 | Plusrite USA | Naturaled | LED15T8/FR18/830 | Linear Replacement Lamp | Four-Foot | Internal Driver Lamp-Style Retrofit Kits (UL Type B) | Standard | TRUE | 1959 | 130.52 | 15.01 | 15.84 | 0.9011 | 3091 | 83 | 5 | 50000 | 42741 | Not Dimmable | Not Dimmable | No |  | 3.1 | 1960 | 131.1 | 14.95 | 15.84 | 0.901 | 3000 | 83
PEKWE2VF | Plusrite USA | Naturaled | LED15T8/FR18/850 | Linear Replacement Lamp | Four-Foot | Internal Driver Lamp-Style Retrofit Kits (UL Type B) | Standard | FALSE | [9 empty] | 42741 | Not Dimmable | Not Dimmable | No |  | 3.1 | 1945 | 133.4 | 14.58 | 15.69 | 0.902 | 5000 | 82.6
P2YZQ6D4 | Plusrite USA | Naturaled | LED15T8/FR18/840 | Linear Replacement Lamp | Four-Foot | Internal Driver Lamp-Style Retrofit Kits (UL Type B) | Standard | FALSE | [9 empty] | 42741 | Not Dimmable | Not Dimmable | No |  | 3.1 | 1960 | 131.1 | 14.95 | 15.84 | 0.901 | 4000 | 83
P3Z2USD5 | Gateway Plastic Hardware & Lighting Co. Ltd | Gateway | FFT8-4840-PRO2 | Linear Replacement Lamp | Four-Foot | Internal Driver Lamp-Style Retrofit Kits (UL Type B) | Standard | TRUE | 1989.76 | 111.16 | 17.9 | 24.5 | 0.92 | 4163 | 80.2 | 5 | 50000 | 42740 | Not Dimmable | Not Dimmable | No |  | 4.1 | 1989 | 111.16 | 17.9 | 24.5 | 0.92 | 4000 | 80
P1KMM7QU | Alite Co. LTD. | ALITE | AL-T18W30K4FT1 | Linear Replacement Lamp | Four-Foot | Internal Driver Lamp-Style Retrofit Kits (UL Type B) | Standard | TRUE | 2415 | 132.6 | 18.21 | 20.65 | 0.9007 | 2920 | 82 | 5 | 50000 | 42740 | Not Dimmable | Not Dimmable | No |  | 4.1 | 2417 | 133.56 | 18.1 | 20.65 | 0.9 | 3000 | 82.7
PQQWBJSB | Alite Co. LTD. | ALITE | AL-T18W50K4FT1 | Linear Replacement Lamp | Four-Foot | Internal Driver Lamp-Style Retrofit Kits (UL Type B) | Standard | FALSE | [9 empty] | 42740 | Not Dimmable | Not Dimmable | No |  | 4.1 | 2509 | 138.47 | 18.12 | 20.71 | 0.9 | 5000 | 83.5
PKTMKG9Q | Alite Co. LTD. | ALITE | AL-T18W45K4FT1 | Linear Replacement Lamp | Four-Foot | Internal Driver Lamp-Style Retrofit Kits (UL Type B) | Standard | FALSE | [9 empty] | 42740 | Not Dimmable | Not Dimmable | No |  | 4.1 | 2486 | 137.35 | 18.1 | 20.65 | 0.9 | 4500 | 82.7
P956B3W8 | Alite Co. LTD. | ALITE | AL-T18W40K4FT1 | Linear Replacement Lamp | Four-Foot | Internal Driver Lamp-Style Retrofit Kits (UL Type B) | Standard | FALSE | [9 empty] | 42740 | Not Dimmable | Not Dimmable | No |  | 4.1 | 2463 | 136.08 | 18.1 | 20.65 | 0.9 | 4000 | 82.7
PH325B6B | Alite Co. LTD. | ALITE | AL-T18W35K4FT1 | Linear Replacement Lamp | Four-Foot | Internal Driver Lamp-Style Retrofit Kits (UL Type B) | Standard | FALSE | [9 empty] | 42740 | Not Dimmable | Not Dimmable | No |  | 4.1 | 2440 | 134.81 | 18.1 | 20.65 | 0.9 | 3500 | 82.7
PKEEPZ1P | EarthTronics Inc. | EarthTronics | LT815830AG4 | Linear Replacement Lamp | Four-Foot | Replacement Lamps (plug and play) (UL Type A) | Standard | TRUE | 2097 | 123.1 | 17.04 | 10.3 | 0.9691 | 3091 | 82.8 | 5 | 50000 | 42739 | Not Dimmable | Not Dimmable | No |  | 4 | 2100 | 120 | 17.5 | 10.3 | 0.9691 | 3000 | 82
PVZ2N7X4 | EarthTronics Inc. | EarthTronics | LT814830BP | Linear Replacement Lamp | Four-Foot | Internal Driver Lamp-Style Retrofit Kits (UL Type B) | Standard | TRUE | 2116 | 143.1 | 14.79 | 14.67 | 0.9051 | 3090 | 82.8 | 5 | 50000 | 42739 | Not Dimmable | Not Dimmable | No |  | 4 | 2100 | 140 | 14.5 | 15.8 | 0.9051 | 3000 | 82
PGQYSQYR | EarthTronics Inc. | EarthTronics | LT814850BP | Linear Replacement Lamp | Four-Foot | Internal Driver Lamp-Style Retrofit Kits (UL Type B) | Standard | FALSE | [9 empty] | 42739 | Not Dimmable | Not Dimmable | No |  | 4 | 2200 | 150 | 14.5 | 15.53 | 0.9091 | 5000 | 82
P48WVPGM | EarthTronics Inc. | EarthTronics | LT815850AG4 | Linear Replacement Lamp | Four-Foot | Replacement Lamps (plug and play) (UL Type A) | Standard | FALSE | [9 empty] | 42739 | Not Dimmable | Not Dimmable | No |  | 4 | 2200 | 125 | 17.5 | 10.33 | 0.9694 | 5000 | 82
PCYNUKRN | EarthTronics Inc. | EarthTronics | LT814840BP | Linear Replacement Lamp | Four-Foot | Internal Driver Lamp-Style Retrofit Kits (UL Type B) | Standard | FALSE | [9 empty] | 42739 | Not Dimmable | Not Dimmable | No |  | 4 | 2200 | 150 | 14.5 | 15.8 | 0.9051 | 4000 | 82
PEKD64BM | EarthTronics Inc. | EarthTronics | LT815840AG4 | Linear Replacement Lamp | Four-Foot | Replacement Lamps (plug and play) (UL Type A) | Standard | FALSE | [9 empty] | 42739 | Not Dimmable | Not Dimmable | No |  | 4 | 2200 | 125 | 17.5 | 10.3 | 0.9691 | 4000 | 82
P9ARG8KE | EarthTronics Inc. | EarthTronics | LT814835BP | Linear Replacement Lamp | Four-Foot | Internal Driver Lamp-Style Retrofit Kits (UL Type B) | Standard | FALSE | [9 empty] | 42739 | Not Dimmable | Not Dimmable | No |  | 4 | 2100 | 140 | 14.5 | 15.8 | 0.9051 | 3500 | 82
PZ76T5SW | EarthTronics Inc. | EarthTronics | LT815835AG4 | Linear Replacement Lamp | Four-Foot | Replacement Lamps (plug and play) (UL Type A) | Standard | FALSE | [9 empty] | 42739 | Not Dimmable | Not Dimmable | No |  | 4 | 2100 | 120 | 17.5 | 10.3 | 0.9691 | 3500 | 82
PXBBXA2Z | Eiko Global LLC | EIKO | LED25WT5HO/46/830-G7DR | Linear Replacement Lamp | Four-Foot | Replacement Lamps (plug and play) (UL Type A) | Standard | TRUE | 3346 | 128.49 | 26.04 | 10.7 | 0.964 | 3117 | 82.7 | 5 | 50000 | 42739 | Dimmable | Continuous Above 10 | No |  | 4.1 | 3200 | 114 | 28 | 20 | 0.9 | 3000 | 82
PY6338TN | Eiko Global LLC | EIKO | LED25WT5HO/46/850-G7DR | Linear Replacement Lamp | Four-Foot | Replacement Lamps (plug and play) (UL Type A) | Standard | FALSE | [9 empty] | 42739 | Dimmable | Continuous Above 10 | No |  | 4.1 | 3500 | 125 | 28 | 20 | 0.9 | 5000 | 82
P3Y7WF2D | Eiko Global LLC | EIKO | LED25WT5HO/46/840-G7DR | Linear Replacement Lamp | Four-Foot | Replacement Lamps (plug and play) (UL Type A) | Standard | FALSE | [9 empty] | 42739 | Dimmable | Continuous Above 10 | No |  | 4.1 | 3500 | 125 | 28 | 20 | 0.9 | 4000 | 82
PUV3K43H | Eiko Global LLC | EIKO | LED25WT5HO/46/835-G7DR | Linear Replacement Lamp | Four-Foot | Replacement Lamps (plug and play) (UL Type A) | Standard | FALSE | [9 empty] | 42739 | Dimmable | Continuous Above 10 | No |  | 4.1 | 3200 | 114 | 28 | 20 | 0.9 | 3500 | 82
P2J4Z5QZ | Zhejiang Starco Lighting Co.Ltd. | Starco Lighting | SLT815DF430-S | Linear Replacement Lamp | Four-Foot | Internal Driver Lamp-Style Retrofit Kits (UL Type B) | Standard | TRUE | 2090.5 | 141.09 | 14.82 | 5.5 | 0.9959 | 2961 | 82.5 | 8 | 50000 | 42739 | Not Dimmable | Not Dimmable | No |  | 4.1 | 1950 | 130 | 15 | 6 | 0.9 | 3000 | 82
PKF5NQGT | Zhejiang Starco Lighting Co.Ltd. | Starco Lighting | SLT815DF450-S | Linear Replacement Lamp | Four-Foot | Internal Driver Lamp-Style Retrofit Kits (UL Type B) | Standard | FALSE | [9 empty] | 42739 | Not Dimmable | Not Dimmable | No |  | 4.1 | 2100 | 140 | 15 | 6 | 0.9 | 5000 | 82
PN1ZUGME | Zhejiang Starco Lighting Co.Ltd. | Starco Lighting | SLT815DF440-S | Linear Replacement Lamp | Four-Foot | Internal Driver Lamp-Style Retrofit Kits (UL Type B) | Standard | FALSE | [9 empty] | 42739 | Not Dimmable | Not Dimmable | No |  | 4.1 | 2100 | 140 | 15 | 6 | 0.9 | 4000 | 82
PSG171JR | Zhejiang Starco Lighting Co.Ltd. | Starco Lighting | SLT815DF435-S | Linear Replacement Lamp | Four-Foot | Internal Driver Lamp-Style Retrofit Kits (UL Type B) | Standard | FALSE | [9 empty] | 42739 | Not Dimmable | Not Dimmable | No |  | 4.1 | 1950 | 130 | 15 | 6 | 0.9 | 3500 | 82
PAZPX5C5 | Curtis Mathes Inc. | Curtis Mathes | CM4T8B-8204-830 | Linear Replacement Lamp | Four-Foot | Internal Driver Lamp-Style Retrofit Kits (UL Type B) | Standard | TRUE | 1745.583 | 120.385 | 14.5 | 19.2 | 0.906 | 3007 | 83.5 | 5 | 50000 | 42739 | Not Dimmable | Not Dimmable | No |  | 4 | 1745.58 | 120.39 | 14.5 | 19.2 | 0.93 | 3000 | 83.5
P2GX2D8D | Curtis Mathes Inc. | Curtis Mathes | CM4T8B-8204-850 | Linear Replacement Lamp | Four-Foot | Internal Driver Lamp-Style Retrofit Kits (UL Type B) | Standard | FALSE | [9 empty] | 42739 | Not Dimmable | Not Dimmable | No |  | 4 | 1812.63 | 124.15 | 14.6 | 17.4 | 0.96 | 5000 | 85.8
P9GQ1VGV | Curtis Mathes Inc. | Curtis Mathes | CM4T8B-8204-840 | Linear Replacement Lamp | Four-Foot | Internal Driver Lamp-Style Retrofit Kits (UL Type B) | Standard | FALSE | [9 empty] | 42739 | Not Dimmable | Not Dimmable | No |  | 4 | 1745.58 | 120.39 | 14.5 | 19.2 | 0.93 | 4000 | 83.5
PK3ANXHC | Revolution Lighting Technologies | Revolution Lighting Technologies | 204481-111 | Linear Replacement Lamp | Four-Foot | 2-lamp External Driver Lamp-Style Retrofit Kits (UL Type C) | Standard | TRUE | 3661.62 | 129.96 | 28.175 | 3.3 | 0.9664 | 3135 | 82.43 | 5 | 50000 | 42739 | Dimmable | Continuous Above 10 | NotYetVerified |  | 4 | 3200 | 110 | 29 | 3.3 | 0.9 | 3000 | 82
P86P3RA6 | Revolution Lighting Technologies | Revolution Lighting Technologies | 204481-115 | Linear Replacement Lamp | Four-Foot | 2-lamp External Driver Lamp-Style Retrofit Kits (UL Type C) | Standard | FALSE | [9 empty] | 42739 | Dimmable | Continuous Above 10 | NotYetVerified |  | 4 | 3500 | 120 | 29 | 3.3 | 0.9 | 5000 | 82
PSYHPZXS | Revolution Lighting Technologies | Revolution Lighting Technologies | 204481-114 | Linear Replacement Lamp | Four-Foot | 2-lamp External Driver Lamp-Style Retrofit Kits (UL Type C) | Standard | FALSE | [9 empty] | 42739 | Dimmable | Continuous Above 10 | NotYetVerified |  | 4 | 3500 | 120 | 29 | 3.3 | 0.9 | 4500 | 82
PFVF2GD5 | Revolution Lighting Technologies | Revolution Lighting Technologies | 204481-113 | Linear Replacement Lamp | Four-Foot | 2-lamp External Driver Lamp-Style Retrofit Kits (UL Type C) | Standard | FALSE | [9 empty] | 42739 | Dimmable | Continuous Above 10 | NotYetVerified |  | 4 | 3500 | 120 | 29 | 3.3 | 0.9 | 4000 | 82
PBZ7D3WW | Revolution Lighting Technologies | Revolution Lighting Technologies | 204481-112 | Linear Replacement Lamp | Four-Foot | 2-lamp External Driver Lamp-Style Retrofit Kits (UL Type C) | Standard | FALSE | [9 empty] | 42739 | Dimmable | Continuous Above 10 | NotYetVerified |  | 4 | 3200 | 110 | 29 | 3.3 | 0.9 | 3500 | 82
PB6UB2MF | Start Lighting | LOGIC LIGHTING | LT81-16D-30A | Linear Replacement Lamp | Four-Foot | Replacement Lamps (plug and play) (UL Type A) | Standard | TRUE | 2209 | 114.69 | 19.26 | 10.58 | 0.9751 | 2897 | 82.7 | 5 | 50000 | 42738 |  |  | No |  | 3 | 2209 | 114.69 | 19.26 | 10.58 | 0.9751 | 3000 | 82.7
P5FFDYRU | Start Lighting | LOGIC LIGHTING | LT81-20D-30A | Linear Replacement Lamp | Four-Foot | Replacement Lamps (plug and play) (UL Type A) | Standard | TRUE | 2511 | 115.93 | 21.66 | 6.15 | 0.9149 | 2908 | 82.3 | 5 | 50000 | 42738 |  |  | No |  | 3 | 2511 | 115.93 | 21.66 | 6.15 | 0.9149 | 3000 | 82.3
P838PXD1 | Start Lighting | LOGIC LIGHTING | LT81-16D-50A | Linear Replacement Lamp | Four-Foot | Replacement Lamps (plug and play) (UL Type A) | Standard | FALSE | [9 empty] | 42738 |  |  | No |  | 3 | 2268 | 118.87 | 19.08 | 10.95 | 0.9744 | 5000 | 84.2
PYMCV5W5 | Start Lighting | LOGIC LIGHTING | LT81-20D-50A | Linear Replacement Lamp | Four-Foot | Replacement Lamps (plug and play) (UL Type A) | Standard | FALSE | [9 empty] | 42738 |  |  | No |  | 3 | 2631 | 120.63 | 21.81 | 6.39 | 0.9093 | 5000 | 84
PF3YBB2A | Start Lighting | LOGIC LIGHTING | LT81-16D-40A | Linear Replacement Lamp | Four-Foot | Replacement Lamps (plug and play) (UL Type A) | Standard | FALSE | [9 empty] | 42738 |  |  | No |  | 3 | 2234 | 116.66 | 19.15 | 10.62 | 0.9745 | 4000 | 85.2
PA9APT7P | Start Lighting | LOGIC LIGHTING | LT81-20D-40A | Linear Replacement Lamp | Four-Foot | Replacement Lamps (plug and play) (UL Type A) | Standard | FALSE | [9 empty] | 42738 |  |  | No |  | 3 | 2579 | 118.74 | 21.72 | 5.87 | 0.911 | 4000 | 84.4
PQ2H886T | US LED | US LED | ST1-4-UNV-4-11A-35-C | Linear Replacement Lamp | Four-Foot | Internal Driver Lamp-Style Retrofit Kits (UL Type B) | Standard | TRUE | 1880.74 | 155.4 | 12.1 | 21.1 | 0.9315 | 3481 | 82.4 | 5 | 50000 | 42738 | Not Dimmable | Not Dimmable | No |  | 4.1 | 1900 | 155 | 11.6 | 15 | 0.9 | 3500 | 80
P83SSV1G | US LED | US LED | ST1-4-UNV-4-11A-35 | Linear Replacement Lamp | Four-Foot | Internal Driver Lamp-Style Retrofit Kits (UL Type B) | Standard | TRUE | 1812.53 | 151 | 12 | 21.2 | 0.9314 | 3480 | 82.5 | 5 | 50000 | 42738 | Not Dimmable | Not Dimmable | No |  | 4.1 | 1800 | 152 | 11.6 | 15 | 0.9 | 3500 | 80
PVFQ3EYJ | US LED | US LED | ST1-4-UNV-4-11A-50-C | Linear Replacement Lamp | Four-Foot | Internal Driver Lamp-Style Retrofit Kits (UL Type B) | Standard | FALSE | [9 empty] | 42738 | Not Dimmable | Not Dimmable | No |  | 4.1 | 2050 | 170 | 11.6 | 15 | 0.9 | 5000 | 80
PZHV5CX7 | US LED | US LED | ST1-4-UNV-4-11A-50 | Linear Replacement Lamp | Four-Foot | Internal Driver Lamp-Style Retrofit Kits (UL Type B) | Standard | FALSE | [9 empty] | 42738 | Not Dimmable | Not Dimmable | No |  | 4.1 | 1950 | 160 | 11.6 | 15 | 0.9 | 5000 | 80
PU7A63GH | US LED | US LED | ST1-4-UNV-4-11A-45-C | Linear Replacement Lamp | Four-Foot | Internal Driver Lamp-Style Retrofit Kits (UL Type B) | Standard | FALSE | [9 empty] | 42738 | Not Dimmable | Not Dimmable | No |  | 4.1 | 2000 | 165 | 11.6 | 15 | 0.9 | 4500 | 80
P8G97X45 | US LED | US LED | ST1-4-UNV-4-11A-45 | Linear Replacement Lamp | Four-Foot | Internal Driver Lamp-Style Retrofit Kits (UL Type B) | Standard | FALSE | [9 empty] | 42738 | Not Dimmable | Not Dimmable | No |  | 4.1 | 1900 | 158 | 11.6 | 15 | 0.9 | 4500 | 80
PNA19Z6V | US LED | US LED | ST1-4-UNV-4-11A-40-C | Linear Replacement Lamp | Four-Foot | Internal Driver Lamp-Style Retrofit Kits (UL Type B) | Standard | FALSE | [9 empty] | 42738 | Not Dimmable | Not Dimmable | No |  | 4.1 | 1950 | 160 | 11.6 | 15 | 0.9 | 4000 | 80
PM9VN84H | US LED | US LED | ST1-4-UNV-4-11A-40 | Linear Replacement Lamp | Four-Foot | Internal Driver Lamp-Style Retrofit Kits (UL Type B) | Standard | FALSE | [9 empty] | 42738 | Not Dimmable | Not Dimmable | No |  | 4.1 | 1850 | 155 | 11.6 | 15 | 0.9 | 4000 | 80
PD16FKSN | Philips Lighting North America Corporation | Philips | 92900128[1131] | Linear Replacement Lamp | Four-Foot | Replacement Lamps (plug and play) (UL Type A) | Standard | TRUE | 2015 | 129.2 | 15.6 | 15.6 | 0.9685 | 3057 | 82.8 | 5 | 50000 | 42738 | Dimmable | Continuous Below 10 | No |  | 4.1 | 2000 | 117.65 | 17 | 15 | 0.9 | 3000 | 82
P16H1DZG | Philips Lighting North America Corporation | Philips | 92900128[1434] | Linear Replacement Lamp | Four-Foot | Replacement Lamps (plug and play) (UL Type A) | Standard | FALSE | [9 empty] | 42738 | Dimmable | Continuous Below 10 | No |  | 4.1 | 2100 | 123.53 | 17 | 15 | 0.9 | 5000 | 82
PGK4JU7F | Philips Lighting North America Corporation | Philips | 92900128[1333] | Linear Replacement Lamp | Four-Foot | Replacement Lamps (plug and play) (UL Type A) | Standard | FALSE | [9 empty] | 42738 | Dimmable | Continuous Below 10 | No |  | 4.1 | 2100 | 123.53 | 17 | 15 | 0.9 | 4000 | 82
P4T5JGUP | Philips Lighting North America Corporation | Philips | 92900128[1232] | Linear Replacement Lamp | Four-Foot | Replacement Lamps (plug and play) (UL Type A) | Standard | FALSE | [9 empty] | 42738 | Dimmable | Continuous Below 10 | No |  | 4.1 | 2100 | 123.53 | 17 | 15 | 0.9 | 3500 | 82
PP9XUXDM | Commercial Lighting Services | CLS | CLS-GL08-AB12182F-30K | Linear Replacement Lamp | Four-Foot | Dual Mode Internal Driver (UL Type A and Type B) | Standard | TRUE | 2447.478 | 112.787 | 21.7 | 13.6 | 0.925 | 3011 | 83 | 5 |  | 42734 | Dimmable | Continuous Below 10 | No |  | 3.1 | 2447.48 | 112.79 | 21.7 | 13.6 | 0.99 | 3000 | 83
PPX2W5VZ | Commercial Lighting Services | CLS | CLS-GL08-AB12152F-30K | Linear Replacement Lamp | Four-Foot | Dual Mode Internal Driver (UL Type A and Type B) | Standard | TRUE | 2157.532 | 111.213 | 19.4 | 13.5 | 0.924 | 3022 | 83 | 5 |  | 42734 | Dimmable | Continuous Below 10 | No |  | 4 | 2157.53 | 111.21 | 19.4 | 13.5 | 0.99 | 3000 | 83
PDX3AVDA | Commercial Lighting Services | CLS | CLS-GL08-AB12202F-30K | Linear Replacement Lamp | Four-Foot | Dual Mode Internal Driver (UL Type A and Type B) | Standard | TRUE | 2628.639 | 112.335 | 23.4 | 13.9 | 0.921 | 3016 | 82.9 | 5 |  | 42734 | Dimmable | Continuous Below 10 | No |  | 4 | 2628.64 | 112.34 | 23.4 | 13.9 | 1 | 3000 | 82.9
P9UETZZX | Commercial Lighting Services | CLS | CLS-GL08-AB12122F-30K | Linear Replacement Lamp | Four-Foot | Dual Mode Internal Driver (UL Type A and Type B) | Standard | TRUE | 1786.261 | 110.263 | 16.2 | 13.9 | 0.907 | 2998 | 83.1 | 5 |  | 42734 | Dimmable | Continuous Below 10 | No |  | 4 | 1786.26 | 110.26 | 16.2 | 13.9 | 0.99 | 3000 | 83.1
P6QM2JED | Commercial Lighting Services | CLS | CLS-GL08-AB12122F-50K | Linear Replacement Lamp | Four-Foot | Dual Mode Internal Driver (UL Type A and Type B) | Standard | FALSE | [9 empty] | 42734 | Dimmable | Continuous Below 10 | No |  | 4 | 1819.16 | 112.99 | 16.1 | 14.1 | 0.99 | 5000 | 81.8
P6N74D86 | Commercial Lighting Services | CLS | CLS-GL08-AB12182F-50K | Linear Replacement Lamp | Four-Foot | Dual Mode Internal Driver (UL Type A and Type B) | Standard | FALSE | [9 empty] | 42734 | Dimmable | Continuous Below 10 | No |  | 3.1 | 2521.3 | 115.66 | 21.8 | 13.8 | 1 | 5000 | 81.4
PXEBHSN7 | Commercial Lighting Services | CLS | CLS-GL08-AB12202F-50K | Linear Replacement Lamp | Four-Foot | Dual Mode Internal Driver (UL Type A and Type B) | Standard | FALSE | [9 empty] | 42734 | Dimmable | Continuous Below 10 | No |  | 4 | 2735.66 | 116.41 | 23.5 | 14.1 | 1 | 5000 | 81.3
P5ZRSY6B | Commercial Lighting Services | CLS | CLS-GL08-AB12152F-50K | Linear Replacement Lamp | Four-Foot | Dual Mode Internal Driver (UL Type A and Type B) | Standard | FALSE | [9 empty] | 42734 | Dimmable | Continuous Below 10 | No |  | 4 | 2197.19 | 113.26 | 19.4 | 13.7 | 0.99 | 5000 | 81.3
PXF8BHYV | Commercial Lighting Services | CLS | CLS-GL08-AB12122F-40K | Linear Replacement Lamp | Four-Foot | Dual Mode Internal Driver (UL Type A and Type B) | Standard | FALSE | [9 empty] | 42734 | Dimmable | Continuous Below 10 | No |  | 4 | 1786.26 | 110.26 | 16.2 | 13.9 | 0.99 | 4000 | 83.1
P4NZ4AZV | Commercial Lighting Services | CLS | CLS-GL08-AB12182F-40K | Linear Replacement Lamp | Four-Foot | Dual Mode Internal Driver (UL Type A and Type B) | Standard | FALSE | [9 empty] | 42734 | Dimmable | Continuous Below 10 | No |  | 3.1 | 2447.48 | 112.79 | 21.7 | 13.6 | 0.99 | 4000 | 83
P1CKHGDR | Commercial Lighting Services | CLS | CLS-GL08-AB12152F-40K | Linear Replacement Lamp | Four-Foot | Dual Mode Internal Driver (UL Type A and Type B) | Standard | FALSE | [9 empty] | 42734 | Dimmable | Continuous Below 10 | No |  | 4 | 2157.53 | 111.21 | 19.4 | 13.5 | 0.99 | 4000 | 83
P16JWJBA | Commercial Lighting Services | CLS | CLS-GL08-AB12202F-40K | Linear Replacement Lamp | Four-Foot | Dual Mode Internal Driver (UL Type A and Type B) | Standard | FALSE | [9 empty] | 42734 | Dimmable | Continuous Below 10 | No |  | 4 | 2628.64 | 112.34 | 23.4 | 13.9 | 1 | 4000 | 82.9
P31E28DX | CH Lighting Co.Ltd. | CH | CH1152[Blank D]-48-11.5W 830-9 | Linear Replacement Lamp | Four-Foot | Internal Driver Lamp-Style Retrofit Kits (UL Type B) | Standard | TRUE | 1657.28 | 136.22 | 12.166 | 16.32 | 0.9084 | 3020 | 82.79 | 5 | 50000 | 42734 | Not Dimmable | Not Dimmable | No |  | 4.1 | 1650 | 130 | 11.5 | 16.32 | 0.9 | 3000 | 83
PWY9C1EK | CH Lighting Co.Ltd. | CH | CH1152[Blank D]-48-11.5W 850-9 | Linear Replacement Lamp | Four-Foot | Internal Driver Lamp-Style Retrofit Kits (UL Type B) | Standard | FALSE | [9 empty] | 42734 | Not Dimmable | Not Dimmable | No |  | 4.1 | 1800 | 140 | 11.5 | 16.32 | 0.9 | 5000 | 83
P146C4F5 | CH Lighting Co.Ltd. | CH | CH1152[Blank D]-48-11.5W 845-9 | Linear Replacement Lamp | Four-Foot | Internal Driver Lamp-Style Retrofit Kits (UL Type B) | Standard | FALSE | [9 empty] | 42734 | Not Dimmable | Not Dimmable | No |  | 4.1 | 1750 | 135 | 11.5 | 16.32 | 0.9 | 4500 | 83
PFBKGPNG | CH Lighting Co.Ltd. | CH | CH1152[Blank D]-48-11.5W 840-9 | Linear Replacement Lamp | Four-Foot | Internal Driver Lamp-Style Retrofit Kits (UL Type B) | Standard | FALSE | [9 empty] | 42734 | Not Dimmable | Not Dimmable | No |  | 4.1 | 1750 | 135 | 11.5 | 16.32 | 0.9 | 4000 | 83
P2YFSS1J | CH Lighting Co.Ltd. | CH | CH1152[Blank D]-48-11.5W 835-9 | Linear Replacement Lamp | Four-Foot | Internal Driver Lamp-Style Retrofit Kits (UL Type B) | Standard | FALSE | [9 empty] | 42734 | Not Dimmable | Not Dimmable | No |  | 4.1 | 1650 | 130 | 11.5 | 16.32 | 0.9 | 3500 | 83
P32DX351 | Global Lighting Organization | GLO | GLO-LT43T-15(3000K) | Linear Replacement Lamp | Four-Foot | Dual Mode Internal Driver (UL Type A and Type B) | Standard | TRUE | 2300.041 | 120.421 | 19.1 | 13.4 | 0.906 | 3008 | 82.3 | 5 |  | 42734 | Dimmable | Continuous Below 10 | No |  | 4 | 2300.04 | 120.42 | 19.1 | 13.4 | 0.95 | 3000 | 82.3
P3DHRED8 | Global Lighting Organization | GLO | GLO-LT43T-12(3000K) | Linear Replacement Lamp | Four-Foot | Dual Mode Internal Driver (UL Type A and Type B) | Standard | TRUE | 1930.326 | 119.896 | 16.1 | 13.9 | 0.902 | 2955 | 82 | 5 |  | 42734 | Dimmable | Continuous Below 10 | No |  | 4 | 1930.33 | 119.9 | 16.1 | 13.9 | 0.95 | 3000 | 82
PCD9X8TD | Global Lighting Organization | GLO | GLO-LT43T-12(5000K) | Linear Replacement Lamp | Four-Foot | Dual Mode Internal Driver (UL Type A and Type B) | Standard | FALSE | [9 empty] | 42734 | Dimmable | Continuous Below 10 | No |  | 4 | 1964.46 | 122.02 | 16.1 | 14.1 | 0.94 | 5000 | 82.9
P8N2DP7V | Global Lighting Organization | GLO | GLO-LT43T-15(5000K) | Linear Replacement Lamp | Four-Foot | Dual Mode Internal Driver (UL Type A and Type B) | Standard | FALSE | [9 empty] | 42734 | Dimmable | Continuous Below 10 | No |  | 4 | 2349.17 | 122.99 | 19.1 | 13.8 | 0.96 | 5000 | 82.5
PVKA4QZZ | Global Lighting Organization | GLO | GLO-LT43T-15(4500K) | Linear Replacement Lamp | Four-Foot | Dual Mode Internal Driver (UL Type A and Type B) | Standard | FALSE | [9 empty] | 42734 | Dimmable | Continuous Below 10 | No |  | 4 | 2300.04 | 120.42 | 19.1 | 13.4 | 0.95 | 4500 | 82.3
P1U7QKZJ | Global Lighting Organization | GLO | GLO-LT43T-12(4500K) | Linear Replacement Lamp | Four-Foot | Dual Mode Internal Driver (UL Type A and Type B) | Standard | FALSE | [9 empty] | 42734 | Dimmable | Continuous Below 10 | No |  | 4 | 1930.33 | 119.9 | 16.1 | 13.9 | 0.95 | 4500 | 82
PHMPET5B | Global Lighting Organization | GLO | GLO-LT43T-15(4000K) | Linear Replacement Lamp | Four-Foot | Dual Mode Internal Driver (UL Type A and Type B) | Standard | FALSE | [9 empty] | 42734 | Dimmable | Continuous Below 10 | No |  | 4 | 2300.04 | 120.42 | 19.1 | 13.4 | 0.95 | 4000 | 82.3
PN6WQUZW | Global Lighting Organization | GLO | GLO-LT43T-12(4000K) | Linear Replacement Lamp | Four-Foot | Dual Mode Internal Driver (UL Type A and Type B) | Standard | FALSE | [9 empty] | 42734 | Dimmable | Continuous Below 10 | No |  | 4 | 1930.33 | 119.9 | 16.1 | 13.9 | 0.95 | 4000 | 82
PJ27B3D4 | Global Lighting Organization | GLO | GLO-LT43T-15(3500K) | Linear Replacement Lamp | Four-Foot | Dual Mode Internal Driver (UL Type A and Type B) | Standard | FALSE | [9 empty] | 42734 | Dimmable | Continuous Below 10 | No |  | 4 | 2300.04 | 120.42 | 19.1 | 13.4 | 0.95 | 3500 | 82.3
P3BNPB6B | Global Lighting Organization | GLO | GLO-LT43T-12(3500K) | Linear Replacement Lamp | Four-Foot | Dual Mode Internal Driver (UL Type A and Type B) | Standard | FALSE | [9 empty] | 42734 | Dimmable | Continuous Below 10 | No |  | 4 | 1930.33 | 119.9 | 16.1 | 13.9 | 0.95 | 3500 | 82
PQPCNSFY | WING (SHANGHAI) INTERNATIONAL TRADE CO LTD | TOPSTAR | L48T8-830-15P-G4-BP | Linear Replacement Lamp | Four-Foot | Internal Driver Lamp-Style Retrofit Kits (UL Type B) | Standard | TRUE | 1894 | 129.7 | 14.6 | 22.15 | 0.932 | 3066 | 80.7 | 5 | 50000 | 42733 |  |  | No |  | 4 | 1900 | 131 | 14.5 | 22 | 0.9 | 3000 | 80
PQCMADEA | WING (SHANGHAI) INTERNATIONAL TRADE CO LTD | TOPSTAR | L48T8-850-15P-G4-BP | Linear Replacement Lamp | Four-Foot | Internal Driver Lamp-Style Retrofit Kits (UL Type B) | Standard | FALSE | [9 empty] | 42733 |  |  | No |  | 4 | 1950 | 134 | 14.5 | 22 | 0.9 | 5000 | 80
PFJBX9J7 | WING (SHANGHAI) INTERNATIONAL TRADE CO LTD | TOPSTAR | L48T8-840-15P-G4-BP | Linear Replacement Lamp | Four-Foot | Internal Driver Lamp-Style Retrofit Kits (UL Type B) | Standard | FALSE | [9 empty] | 42733 |  |  | No |  | 4 | 1925 | 133 | 14.5 | 22 | 0.9 | 4000 | 80
PJ3EV84U | WING (SHANGHAI) INTERNATIONAL TRADE CO LTD | TOPSTAR | L48T8-835-15P-G4-BP | Linear Replacement Lamp | Four-Foot | Internal Driver Lamp-Style Retrofit Kits (UL Type B) | Standard | FALSE | [9 empty] | 42733 |  |  | No |  | 4 | 1925 | 133 | 14.5 | 22 | 0.9 | 3500 | 80
PE5AZKZA | Shenzhen Ephan Technology Co.Ltd | EPHAN | EPT-1200-ETL(3000K) | Linear Replacement Lamp | Four-Foot | Internal Driver Lamp-Style Retrofit Kits (UL Type B) | Standard | TRUE | 2277 | 147.95 | 15.39 | 20 | 0.939 | 2924 | 83.1 | 5 | 50000 | 42733 |  |  | No |  | 4 | 2277 | 148 | 15.39 | 20 | 0.96 | 3000 | 83
PE3XVKYH | Shenzhen Ephan Technology Co.Ltd | EPHAN | EPT-1200-ETL(5000K) | Linear Replacement Lamp | Four-Foot | Internal Driver Lamp-Style Retrofit Kits (UL Type B) | Standard | FALSE | [9 empty] | 42733 |  |  | No |  | 4 | 2511 | 155.5 | 16.15 | 20 | 0.96 | 5000 | 83
PE3UNEJA | Shenzhen Ephan Technology Co.Ltd | EPHAN | EPT-1200-ETL(4000K) | Linear Replacement Lamp | Four-Foot | Internal Driver Lamp-Style Retrofit Kits (UL Type B) | Standard | FALSE | [9 empty] | 42733 |  |  | No |  | 4 | 2277 | 148 | 15.39 | 20 | 0.96 | 4000 | 83
PZRHX59N | Gielight Co. Ltd | Gielight | GL-T8LO-12-18(3000K) | Linear Replacement Lamp | Four-Foot | Dual Mode Internal Driver (UL Type A and Type B) | Standard | TRUE | 2376.5 | 114.53 | 20.75 | 5.43 | 0.986 | 2923 | 81.7 | 5 | 50000 | 42733 |  |  | No |  | 4.1 | 2000 | 111 | 18 | 10 | 0.9 | 3000 | 80
P77QWHDB | Gielight Co. Ltd | Gielight | GL-T8LO-12-18(5000K) | Linear Replacement Lamp | Four-Foot | Dual Mode Internal Driver (UL Type A and Type B) | Standard | FALSE | [9 empty] | 42733 |  |  | No |  | 4.1 | 2000 | 111 | 18 | 10 | 0.9 | 5000 | 80
PBXGBHXT | Gielight Co. Ltd | Gielight | GL-T8LO-12-18(4500K) | Linear Replacement Lamp | Four-Foot | Dual Mode Internal Driver (UL Type A and Type B) | Standard | FALSE | [9 empty] | 42733 |  |  | No |  | 4.1 | 2000 | 111 | 18 | 10 | 0.9 | 4500 | 80
PN61FSKT | Gielight Co. Ltd | Gielight | GL-T8LO-12-18(4000K) | Linear Replacement Lamp | Four-Foot | Dual Mode Internal Driver (UL Type A and Type B) | Standard | FALSE | [9 empty] | 42733 |  |  | No |  | 4.1 | 2000 | 111 | 18 | 10 | 0.9 | 4000 | 80
P49GPV1E | Gielight Co. Ltd | Gielight | GL-T8LO-12-18(3500K) | Linear Replacement Lamp | Four-Foot | Dual Mode Internal Driver (UL Type A and Type B) | Standard | FALSE | [9 empty] | 42733 |  |  | No |  | 4.1 | 2000 | 111 | 18 | 10 | 0.9 | 3500 | 80
PRDZUQK7 | Standard Products Inc. | STANDARD | LED/T8/S4/15W/830/48/STD | Linear Replacement Lamp | Four-Foot | Replacement Lamps (plug and play) (UL Type A) | Standard | TRUE | 2058 | 117.4 | 17.54 | 11.26 | 0.9669 | 3052 | 81.2 | 5 | 50000 | 42732 |  |  | No |  | 4 | 2000 | 110 | 18 | 11.26 | 0.99 | 3000 | 83
P2994D99 | Standard Products Inc. | STANDARD | LED/T5/S2/25.5W/835/48/STD/SMX | Linear Replacement Lamp | Four-Foot | Replacement Lamps (plug and play) (UL Type A) | Standard | TRUE | 3391 | 116.6 | 29.08 | 16.34 | 0.9667 | 3511 | 82.5 | 5 | 50000 | 42732 |  |  | No |  | 3.1 | 3135 | 110 | 28.5 | 16.34 | 0.97 | 3500 | 83
PVXXXXSF | Standard Products Inc. | STANDARD | LED/T8/S4/13W/830/48/STD | Linear Replacement Lamp | Four-Foot | Replacement Lamps (plug and play) (UL Type A) | Standard | TRUE | 1955 | 119 | 16.43 | 12.41 | 0.9634 | 3056 | 81.3 | 5 | 50000 | 42732 |  |  | No |  | 4 | 1800 | 110 | 16 | 12.41 | 0.97 | 3000 | 83
PTDU5DGE | Standard Products Inc. | STANDARD | LED/T5/S2/25.5W/850/48/STD/SMX | Linear Replacement Lamp | Four-Foot | Replacement Lamps (plug and play) (UL Type A) | Standard | FALSE | [9 empty] | 42732 |  |  | No |  | 3.1 | 3277.5 | 115 | 28.5 | 16.34 | 0.97 | 5000 | 83
P1DEYD11 | Standard Products Inc. | STANDARD | LED/T8/S4/13W/850/48/STD | Linear Replacement Lamp | Four-Foot | Replacement Lamps (plug and play) (UL Type A) | Standard | FALSE | [9 empty] | 42732 |  |  | No |  | 4 | 2000 | 115 | 16 | 12.41 | 0.97 | 5000 | 83
PSG1A565 | Standard Products Inc. | STANDARD | LED/T8/S4/15W/850/48/STD | Linear Replacement Lamp | Four-Foot | Replacement Lamps (plug and play) (UL Type A) | Standard | FALSE | [9 empty] | 42732 |  |  | No |  | 4 | 2200 | 115 | 18 | 11.26 | 0.99 | 5000 | 83
P4KE5KDD | Standard Products Inc. | STANDARD | LED/T5/S2/25.5W/840/48/STD/SMX | Linear Replacement Lamp | Four-Foot | Replacement Lamps (plug and play) (UL Type A) | Standard | FALSE | [9 empty] | 42732 |  |  | No |  | 3.1 | 3192 | 112 | 28.5 | 16.34 | 0.97 | 4000 | 83
PDN5Q148 | Standard Products Inc. | STANDARD | LED/T8/S4/13W/840/48/STD | Linear Replacement Lamp | Four-Foot | Replacement Lamps (plug and play) (UL Type A) | Standard | FALSE | [9 empty] | 42732 |  |  | No |  | 4 | 1900 | 112 | 16 | 12.41 | 0.97 | 4000 | 83
PMBU3F99 | Standard Products Inc. | STANDARD | LED/T8/S4/15W/840/48/STD | Linear Replacement Lamp | Four-Foot | Replacement Lamps (plug and play) (UL Type A) | Standard | FALSE | [9 empty] | 42732 |  |  | No |  | 4 | 2100 | 112 | 18 | 11.26 | 0.99 | 4000 | 83
PH84DYYJ | Standard Products Inc. | STANDARD | LED/T8/S4/13W/835/48/STD | Linear Replacement Lamp | Four-Foot | Replacement Lamps (plug and play) (UL Type A) | Standard | FALSE | [9 empty] | 42732 |  |  | No |  | 4 | 1800 | 110 | 16 | 12.41 | 0.97 | 3500 | 83
PS7GRZ9W | Standard Products Inc. | STANDARD | LED/T8/S4/15W/835/48/STD | Linear Replacement Lamp | Four-Foot | Replacement Lamps (plug and play) (UL Type A) | Standard | FALSE | [9 empty] | 42732 |  |  | No |  | 4 | 2000 | 110 | 18 | 11.26 | 0.99 | 3500 | 83
PUYR8RTT | Fusion Lamps | Fusion Lamps | FLED15T8/830DIRECTG4 | Linear Replacement Lamp | Four-Foot | Replacement Lamps (plug and play) (UL Type A) | Standard | TRUE | 2058 | 117.4 | 17.54 | 11.26 | 0.9669 | 3052 | 81.2 | 5 | 50000 | 42732 |  |  | No | Updated: 3/08/17 | 4.1 | 2000 | 110 | 18 | 11.26 | 0.99 | 3000 | 83
PR8D3YVR | Westinghouse Lighting | WESTINGHOUSE | LED 25T5/46/30 Direct Install | Linear Replacement Lamp | Four-Foot | Replacement Lamps (plug and play) (UL Type A) | Standard | TRUE | 3346 | 128.49 | 26.04 | 10.7 | 0.964 | 3117 | 82.7 | 5 |  | 42732 |  |  | No |  | 4.1 | 3200 | 114 | 28 | 20 | 0.9 | 3000 | 82
PRHQJSH3 | Fusion Lamps | Fusion Lamps | FLED25T5/830DIRECTG2 | Linear Replacement Lamp | Four-Foot | Replacement Lamps (plug and play) (UL Type A) | Standard | TRUE | 3346 | 128.49 | 26.04 | 10.7 | 0.964 | 3117 | 82.7 | 5 |  | 42732 |  |  | No |  | 4.1 | 3200 | 114 | 28 | 20 | 0.9 | 3000 | 82
PPGCZM7V | Brigade Holdings Inc. | BHI | BHI-GL08-DC1215(3000K) | Linear Replacement Lamp | Four-Foot | Replacement Lamps (plug and play) (UL Type A) | Standard | TRUE | 1735.383 | 114.926 | 15.1 | 17.4 | 0.958 | 2906 | 82 | 5 |  | 42732 |  |  | No |  | 4 | 1735.3 | 114.9 | 15.1 | 17.4 | 0.96 | 2906 | 82
PG2BBNXZ | Brigade Holdings Inc. | BHI | BHI-GL08-DC1212(3000K) | Linear Replacement Lamp | Four-Foot | Replacement Lamps (plug and play) (UL Type A) | Standard | TRUE | 1613 | 120.01 | 13.44 | 10.86 | 0.9046 | 3060 | 83.3 | 5 |  | 42732 |  |  | No |  | 3.1 | 1613 | 120.01 | 13.44 | 10.86 | 0.9046 | 3000 | 83.3
PY3RD7KM | Brigade Holdings Inc. | BHI | BHI-GL08-DN1215(3000K) | Linear Replacement Lamp | Four-Foot | Internal Driver Lamp-Style Retrofit Kits (UL Type B) | Standard | TRUE | 1782.3 | 122.92 | 14.5 | 18.7 | 0.9 | 2967 | 80.8 | 5 |  | 42732 |  |  | No |  | 3 | 1750 | 116.67 | 15 | 15 | 0.9 | 3000 | 81
PDSU3BW7 | Brigade Holdings Inc. | BHI | BHI-GL08-DN1212(3000K) | Linear Replacement Lamp | Four-Foot | Internal Driver Lamp-Style Retrofit Kits (UL Type B) | Standard | TRUE | 1721.2 | 135.3 | 12.72 | 18.6 | 0.881 | 2987 | 81.2 | 5 |  | 42732 |  |  | No |  | 3 | 1700 | 141.6667 | 12 | 15 | 0.9 | 3000 | 81
P2AASA9K | Brigade Holdings Inc. | BHI | BHI-GL08-DC1212(5000K) | Linear Replacement Lamp | Four-Foot | Replacement Lamps (plug and play) (UL Type A) | Standard | FALSE | [9 empty] | 42732 |  |  | No |  | 3.1 | 1657 | 124.12 | 13.35 | 10.94 | 0.903 | 5000 | 84.2
P46D6BV6 | Brigade Holdings Inc. | BHI | BHI-GL08-DN1215(5000K) | Linear Replacement Lamp | Four-Foot | Internal Driver Lamp-Style Retrofit Kits (UL Type B) | Standard | FALSE | [9 empty] | 42732 |  |  | No |  | 3 | 1900 | 116.67 | 15 | 15 | 0.9 | 5000 | 81
PCQQN48T | Brigade Holdings Inc. | BHI | BHI-GL08-DN1212(5000K) | Linear Replacement Lamp | Four-Foot | Internal Driver Lamp-Style Retrofit Kits (UL Type B) | Standard | FALSE | [9 empty] | 42732 |  |  | No |  | 3 | 1750 | 145.8333 | 12 | 15 | 0.9 | 5000 | 81
PZZ6SD6A | Brigade Holdings Inc. | BHI | BHI-GL08-DC1215(5000K) | Linear Replacement Lamp | Four-Foot | Replacement Lamps (plug and play) (UL Type A) | Standard | FALSE | [9 empty] | 42732 |  |  | No |  | 4 | 1786.6 | 117.5 | 15.2 | 17.7 | 0.95 | 4885 | 82.3
PRVJVV8C | Brigade Holdings Inc. | BHI | BHI-GL08-DC1212(4500K) | Linear Replacement Lamp | Four-Foot | Replacement Lamps (plug and play) (UL Type A) | Standard | FALSE | [9 empty] | 42732 |  |  | No |  | 3.1 | 1646 | 122.88 | 13.4 | 10.86 | 0.9046 | 4500 | 83.3
PF3S2ZX2 | Brigade Holdings Inc. | BHI | BHI-GL08-DC1215(4500K) | Linear Replacement Lamp | Four-Foot | Replacement Lamps (plug and play) (UL Type A) | Standard | FALSE | [9 empty] | 42732 |  |  | No |  | 4 | 1735.3 | 114.9 | 15.1 | 17.4 | 0.96 | 4500 | 82
PBWCCCKA | Brigade Holdings Inc. | BHI | BHI-GL08-DN1215(4500K) | Linear Replacement Lamp | Four-Foot | Internal Driver Lamp-Style Retrofit Kits (UL Type B) | Standard | FALSE | [9 empty] | 42732 |  |  | No |  | 3 | 1900 | 116.67 | 15 | 15 | 0.9 | 4500 | 81
PZR718UW | Brigade Holdings Inc. | BHI | BHI-GL08-DN1212(4500K) | Linear Replacement Lamp | Four-Foot | Internal Driver Lamp-Style Retrofit Kits (UL Type B) | Standard | FALSE | [9 empty] | 42732 |  |  | No |  | 3 | 1750 | 145.8333 | 12 | 15 | 0.9 | 4500 | 81
PPPNC66M | Brigade Holdings Inc. | BHI | BHI-GL08-DC1212(4000K) | Linear Replacement Lamp | Four-Foot | Replacement Lamps (plug and play) (UL Type A) | Standard | FALSE | [9 empty] | 42732 |  |  | No |  | 3.1 | 1635 | 122.06 | 13.4 | 10.86 | 0.9046 | 4000 | 83.3
P9P5D232 | Brigade Holdings Inc. | BHI | BHI-GL08-DC1215(4000K) | Linear Replacement Lamp | Four-Foot | Replacement Lamps (plug and play) (UL Type A) | Standard | FALSE | [9 empty] | 42732 |  |  | No |  | 4 | 1735.3 | 114.9 | 15.1 | 17.4 | 0.96 | 4000 | 82
PDWCSNBP | Brigade Holdings Inc. | BHI | BHI-GL08-DN1215(4000K) | Linear Replacement Lamp | Four-Foot | Internal Driver Lamp-Style Retrofit Kits (UL Type B) | Standard | FALSE | [9 empty] | 42732 |  |  | No |  | 3 | 1900 | 126.67 | 15 | 15 | 0.9 | 4000 | 81
PVUH8N22 | Brigade Holdings Inc. | BHI | BHI-GL08-DN1212(4000K) | Linear Replacement Lamp | Four-Foot | Internal Driver Lamp-Style Retrofit Kits (UL Type B) | Standard | FALSE | [9 empty] | 42732 |  |  | No |  | 3 | 1750 | 145.8333 | 12 | 15 | 0.9 | 4000 | 81
PU11NSCF | Brigade Holdings Inc. | BHI | BHI-GL08-DC1212(3500K) | Linear Replacement Lamp | Four-Foot | Replacement Lamps (plug and play) (UL Type A) | Standard | FALSE | [9 empty] | 42732 |  |  | No |  | 3.1 | 1624 | 121.24 | 13.4 | 10.86 | 0.9046 | 3500 | 83.3
PKMUME1E | Brigade Holdings Inc. | BHI | BHI-GL08-DC1215(3500K) | Linear Replacement Lamp | Four-Foot | Replacement Lamps (plug and play) (UL Type A) | Standard | FALSE | [9 empty] | 42732 |  |  | No |  | 4 | 1735.3 | 114.9 | 15.1 | 17.4 | 0.96 | 3500 | 82
PNWEV3TB | Brigade Holdings Inc. | BHI | BHI-GL08-DN1215(3500K) | Linear Replacement Lamp | Four-Foot | Internal Driver Lamp-Style Retrofit Kits (UL Type B) | Standard | FALSE | [9 empty] | 42732 |  |  | No |  | 3 | 1750 | 116.67 | 15 | 15 | 0.9 | 3500 | 81
PCHMSZAC | Brigade Holdings Inc. | BHI | BHI-GL08-DN1212(3500K) | Linear Replacement Lamp | Four-Foot | Internal Driver Lamp-Style Retrofit Kits (UL Type B) | Standard | FALSE | [9 empty] | 42732 |  |  | No |  | 3 | 1700 | 141.6667 | 12 | 15 | 0.9 | 3500 | 81
PU2K4F25 | Westinghouse Lighting | WESTINGHOUSE | 33789 | Linear Replacement Lamp | Four-Foot | Replacement Lamps (plug and play) (UL Type A) | Standard | FALSE | [9 empty] | 42732 |  |  | No |  | 4.1 | 3500 | 125 | 28 | 20 | 0.9 | 5000 | 82
P9JAJEF9 | Westinghouse Lighting | WESTINGHOUSE | 33788 | Linear Replacement Lamp | Four-Foot | Replacement Lamps (plug and play) (UL Type A) | Standard | FALSE | [9 empty] | 42732 |  |  | No |  | 4.1 | 3500 | 125 | 28 | 20 | 0.9 | 4000 | 82
P6TB7F6W | Westinghouse Lighting | WESTINGHOUSE | LED 25T5/46/35 Direct Install | Linear Replacement Lamp | Four-Foot | Replacement Lamps (plug and play) (UL Type A) | Standard | FALSE | [9 empty] | 42732 |  |  | No |  | 4.1 | 3200 | 114 | 28 | 20 | 0.9 | 3500 | 82
PDM43D4G | Fusion Lamps | Fusion Lamps | FLED15T8/850DIRECTG4 | Linear Replacement Lamp | Four-Foot | Replacement Lamps (plug and play) (UL Type A) | Standard | FALSE | [9 empty] | 42732 |  |  | No | Updated: 3/08/17 | 4.1 | 2200 | 115 | 18 | 11.26 | 0.99 | 5000 | 83
P9A4BAPH | Fusion Lamps | Fusion Lamps | FLED25T5/850DIRECTG2 | Linear Replacement Lamp | Four-Foot | Replacement Lamps (plug and play) (UL Type A) | Standard | FALSE | [9 empty] | 42732 |  |  | No |  | 4.1 | 3500 | 125 | 28 | 20 | 0.9 | 5000 | 82
PPQR6C5F | Fusion Lamps | Fusion Lamps | FLED15T8/840DIRECTG4 | Linear Replacement Lamp | Four-Foot | Replacement Lamps (plug and play) (UL Type A) | Standard | FALSE | [9 empty] | 42732 |  |  | No | Updated: 3/08/17 | 4.1 | 2100 | 112 | 18 | 11.26 | 0.99 | 4000 | 83
P7GP29E9 | Fusion Lamps | Fusion Lamps | FLED25T5/840DIRECTG2 | Linear Replacement Lamp | Four-Foot | Replacement Lamps (plug and play) (UL Type A) | Standard | FALSE | [9 empty] | 42732 |  |  | No |  | 4.1 | 3500 | 125 | 28 | 20 | 0.9 | 4000 | 82
PMFZK7TF | Fusion Lamps | Fusion Lamps | FLED15T8/835DIRECTG4 | Linear Replacement Lamp | Four-Foot | Replacement Lamps (plug and play) (UL Type A) | Standard | FALSE | [9 empty] | 42732 |  |  | No | Updated: 3/08/17 | 4.1 | 2000 | 110 | 18 | 11.26 | 0.99 | 3500 | 83
P33R5QZ8 | Fusion Lamps | Fusion Lamps | FLED25T5/835DIRECTG2 | Linear Replacement Lamp | Four-Foot | Replacement Lamps (plug and play) (UL Type A) | Standard | FALSE | [9 empty] | 42732 |  |  | No |  | 4.1 | 3200 | 114 | 28 | 20 | 0.9 | 3500 | 82
PUZF75CP | MaxLite Inc | MaxLite | L19T8EX430(DR1L) | Linear Replacement Lamp | Four-Foot | 2-lamp External Driver Lamp-Style Retrofit Kits (UL Type C) | Standard | TRUE | 2281.6 | 124.1 | 18.38 | 23.64 | 0.898 | 3096 | 83.8 | 5 | 50000 | 42731 | Not Dimmable | Not Dimmable | No | 1-lamp configuration | 4 | 2274 | 123 | 18.5 | 23.64 | 0.9 | 3000 | 84
P5T1BJBE | MaxLite Inc | MaxLite | L19T8EX430(DR3L) | Linear Replacement Lamp | Four-Foot | 3-lamp External Driver Lamp-Style Retrofit Kits (UL Type C) | Standard | TRUE | 2333.3 | 123.5 | 18.89 | 24.38 | 0.8928 | 3099 | 83.7 | 5 | 50000 | 42731 | Not Dimmable | Not Dimmable | No |  | 4 | 2333 | 124 | 18.9 | 24.4 | 0.89 | 3000 | 84
PDWNW4JY | MaxLite Inc | MaxLite | L19T8EX430(DR4L) | Linear Replacement Lamp | Four-Foot | 4-lamp External Driver Lamp-Style Retrofit Kits (UL Type C) | Standard | TRUE | 2333.3 | 123.5 | 18.89 | 24.87 | 0.878 | 3098 | 83.6 | 5 | 50000 | 42731 | Not Dimmable | Not Dimmable | No |  | 4 | 2333 | 124 | 18.9 | 24.87 | 0.88 | 3000 | 84
PT25639X | MaxLite Inc | MaxLite | L19T8EX450(DR4L) | Linear Replacement Lamp | Four-Foot | 4-lamp External Driver Lamp-Style Retrofit Kits (UL Type C) | Standard | FALSE | [9 empty] | 42731 | Not Dimmable | Not Dimmable | No |  | 4 | 2333 | 124 | 18.9 | 24.87 | 0.88 | 5000 | 84
PBHMCDXJ | MaxLite Inc | MaxLite | L19T8EX450(DR2L) | Linear Replacement Lamp | Four-Foot | 2-lamp External Driver Lamp-Style Retrofit Kits (UL Type C) | Standard | FALSE | [9 empty] | 42731 | Not Dimmable | Not Dimmable | No |  | 4 | 2292 | 124 | 18.6 | 24.5 | 0.89 | 5000 | 84
P55VDDXW | MaxLite Inc | MaxLite | L19T8EX450(DR3L) | Linear Replacement Lamp | Four-Foot | 3-lamp External Driver Lamp-Style Retrofit Kits (UL Type C) | Standard | FALSE | [9 empty] | 42731 | Not Dimmable | Not Dimmable | No |  | 4 | 2333 | 124 | 18.9 | 24.4 | 0.89 | 5000 | 84
PKDNY86Y | MaxLite Inc | MaxLite | L19T8EX450(DR1L) | Linear Replacement Lamp | Four-Foot | 2-lamp External Driver Lamp-Style Retrofit Kits (UL Type C) | Standard | FALSE | [9 empty] | 42731 | Not Dimmable | Not Dimmable | No | 1-lamp configuration | 4 | 2274 | 123 | 18.5 | 23.64 | 0.9 | 5000 | 84
PKDM1YCM | MaxLite Inc | MaxLite | L19T8EX440(DR4L) | Linear Replacement Lamp | Four-Foot | 4-lamp External Driver Lamp-Style Retrofit Kits (UL Type C) | Standard | FALSE | [9 empty] | 42731 | Not Dimmable | Not Dimmable | No |  | 4 | 2333 | 124 | 18.9 | 24.87 | 0.88 | 4100 | 84
PZW693V4 | MaxLite Inc | MaxLite | L19T8EX440(DR2L) | Linear Replacement Lamp | Four-Foot | 2-lamp External Driver Lamp-Style Retrofit Kits (UL Type C) | Standard | FALSE | [9 empty] | 42731 | Not Dimmable | Not Dimmable | No |  | 4 | 2292 | 124 | 18.6 | 24.5 | 0.89 | 4100 | 84
PTFYMHDH | MaxLite Inc | MaxLite | L19T8EX440(DR3L) | Linear Replacement Lamp | Four-Foot | 3-lamp External Driver Lamp-Style Retrofit Kits (UL Type C) | Standard | FALSE | [9 empty] | 42731 | Not Dimmable | Not Dimmable | No |  | 4 | 2333 | 124 | 18.9 | 24.4 | 0.89 | 4100 | 84
PC6AUTD7 | MaxLite Inc | MaxLite | L19T8EX440(DR1L) | Linear Replacement Lamp | Four-Foot | 2-lamp External Driver Lamp-Style Retrofit Kits (UL Type C) | Standard | FALSE | [9 empty] | 42731 | Not Dimmable | Not Dimmable | No | 1-lamp configuration | 4 | 2274 | 123 | 18.5 | 23.64 | 0.9 | 4100 | 84
PHQHKT1U | MaxLite Inc | MaxLite | L19T8EX435(DR4L) | Linear Replacement Lamp | Four-Foot | 4-lamp External Driver Lamp-Style Retrofit Kits (UL Type C) | Standard | FALSE | [9 empty] | 42731 | Not Dimmable | Not Dimmable | No |  | 4 | 2333 | 124 | 18.9 | 24.87 | 0.88 | 3500 | 84
P2VMTUMA | MaxLite Inc | MaxLite | L19T8EX435(DR2L) | Linear Replacement Lamp | Four-Foot | 2-lamp External Driver Lamp-Style Retrofit Kits (UL Type C) | Standard | FALSE | [9 empty] | 42731 | Not Dimmable | Not Dimmable | No |  | 4 | 2292 | 124 | 18.6 | 24.5 | 0.89 | 3500 | 84
PSAXNG96 | MaxLite Inc | MaxLite | L19T8EX435(DR3L) | Linear Replacement Lamp | Four-Foot | 3-lamp External Driver Lamp-Style Retrofit Kits (UL Type C) | Standard | FALSE | [9 empty] | 42731 | Not Dimmable | Not Dimmable | No |  | 4 | 2333 | 124 | 18.9 | 24.4 | 0.89 | 3500 | 84
PWCUMKSF | MaxLite Inc | MaxLite | L19T8EX435(DR1L) | Linear Replacement Lamp | Four-Foot | 2-lamp External Driver Lamp-Style Retrofit Kits (UL Type C) | Standard | FALSE | [9 empty] | 42731 | Not Dimmable | Not Dimmable | No | 1-lamp configuration | 4 | 2274 | 123 | 18.5 | 23.64 | 0.9 | 3500 | 84
PQYXY186 | MaxLite Inc | MaxLite | L19T8EX430(DR2L) | Linear Replacement Lamp | Four-Foot | 2-lamp External Driver Lamp-Style Retrofit Kits (UL Type C) | Standard | FALSE | [9 empty] | 42731 | Not Dimmable | Not Dimmable | No |  | 4 | 2292 | 124 | 18.6 | 24.5 | 0.89 | 3000 | 84
P68Z91N2 | Luxul Technology Inc. | Luxul | G-Lux T8 4ft BM1-40H2 | Linear Replacement Lamp | Four-Foot | Replacement Lamps (plug and play) (UL Type A) | Standard | TRUE | 2449.3 | 140.93 | 17.38 | 7.21 | 0.9772 | 3889 | 84.2 | 5 | 50000 | 42726 | Not Dimmable | Not Dimmable | No |  | 4 | 2200 | 147 | 15 | 7 | 1 | 4000 | 80
P75Y8ESM | Luxul Technology Inc. | Luxul | G-Lux T8 4ft BME1-40H2 | Linear Replacement Lamp | Four-Foot | Replacement Lamps (plug and play) (UL Type A) | Standard | TRUE | 2016.2 | 139.76 | 14.43 | 11.04 | 0.9604 | 3885 | 84.6 | 5 | 50000 | 42726 | Not Dimmable | Not Dimmable | No |  | 4 | 1800 | 150 | 12 | 11 | 1 | 4000 | 80
P3ZZTRXU | Luxul Technology Inc. | Luxul | G-Lux T8 4ft BMEBP31-40H2 | Linear Replacement Lamp | Four-Foot | Internal Driver Lamp-Style Retrofit Kits (UL Type B) | Standard | TRUE | 2113.3 | 154.7 | 13.66 | 23.49 | 0.8763 | 3887 | 84 | 5 | 50000 | 42726 | Not Dimmable | Not Dimmable | No |  | 4 | 1900 | 136 | 14 | 20 | 1 | 4000 | 80
PDBBV6QU | Luxul Technology Inc. | Luxul | G-Lux T8 4ft BMEBP31-50H2 | Linear Replacement Lamp | Four-Foot | Internal Driver Lamp-Style Retrofit Kits (UL Type B) | Standard | FALSE | [9 empty] | 42726 | Not Dimmable | Not Dimmable | No |  | 4 | 1900 | 136 | 14 | 20 | 0.96 | 5000 | 80
P6JNPCMH | Luxul Technology Inc. | Luxul | G-Lux T8 4ft BME1-50H2 | Linear Replacement Lamp | Four-Foot | Replacement Lamps (plug and play) (UL Type A) | Standard | FALSE | [9 empty] | 42726 | Not Dimmable | Not Dimmable | No |  | 4 | 1800 | 150 | 12 | 11 | 1 | 5000 | 80
PCRCRXJ5 | Luxul Technology Inc. | Luxul | G-Lux T8 4ft BM1-50H2 | Linear Replacement Lamp | Four-Foot | Replacement Lamps (plug and play) (UL Type A) | Standard | FALSE | [9 empty] | 42726 | Not Dimmable | Not Dimmable | No |  | 4 | 2200 | 147 | 15 | 7 | 1 | 5000 | 80
P2JT5BX9 | Luxul Technology Inc. | Luxul | G-Lux T8 4ft BMEBP31-45H2 | Linear Replacement Lamp | Four-Foot | Internal Driver Lamp-Style Retrofit Kits (UL Type B) | Standard | FALSE | [9 empty] | 42726 | Not Dimmable | Not Dimmable | No |  | 4 | 1900 | 136 | 14 | 20 | 1 | 4500 | 80
P3JFB75S | Luxul Technology Inc. | Luxul | G-Lux T8 4ft BME1-45H2 | Linear Replacement Lamp | Four-Foot | Replacement Lamps (plug and play) (UL Type A) | Standard | FALSE | [9 empty] | 42726 | Not Dimmable | Not Dimmable | No |  | 4 | 1800 | 150 | 12 | 11 | 1 | 4500 | 80
PMR2BEVQ | Luxul Technology Inc. | Luxul | G-Lux T8 4ft BM1-45H2 | Linear Replacement Lamp | Four-Foot | Replacement Lamps (plug and play) (UL Type A) | Standard | FALSE | [9 empty] | 42726 | Not Dimmable | Not Dimmable | No |  | 4 | 2200 | 147 | 15 | 7 | 1 | 4500 | 80
PYTD3KPX | Hengdian Group Tospo Lighting Co.Ltd | TOSPO | G7 TP120-277-18/T8 G13 DR 3500K | Linear Replacement Lamp | Four-Foot | Replacement Lamps (plug and play) (UL Type A) | Standard | TRUE | 2421.6 | 128.19 | 18.89 | 7 | 0.984 | 3492 | 83.1 | 5 | 50000 | 42725 | Not Dimmable | Not Dimmable | No |  | 4 | 2200 | 122.22 | 18 | 7 | 0.98 | 3500 | 80
P9Z5RG1C | Hengdian Group Tospo Lighting Co.Ltd | TOSPO | G7 TP120-277-16/T8 G13 DR 3500K | Linear Replacement Lamp | Four-Foot | Replacement Lamps (plug and play) (UL Type A) | Standard | TRUE | 2128.3 | 127.21 | 16.73 | 7.6 | 0.98 | 3485 | 83.1 | 5 | 50000 | 42725 | Not Dimmable | Not Dimmable | No |  | 4 | 1800 | 112.5 | 16 | 7.6 | 0.98 | 3500 | 80
PWYA1315 | JIAXING SUPER LIGHTING ELECTRIC APPLIANCE CO.LTD | SUPER | T8L-IDFH13-1800-4ft-ABA-61 | Linear Replacement Lamp | Four-Foot | Internal Driver Lamp-Style Retrofit Kits (UL Type B) | Standard | TRUE | 1821 | 145.8 | 12.49 | 19.75 | 0.9256 | 3125 | 82.1 | 5 | 50000 | 42725 | Not Dimmable | Not Dimmable | No |  | 4 | 1700 | 140 | 12 | 20 | 0.9 | 3000 | 82
PYXN9S4B | JIAXING SUPER LIGHTING ELECTRIC APPLIANCE CO.LTD | SUPER | T8L-IDFH13-2200-4ft-ABA-61 | Linear Replacement Lamp | Four-Foot | Internal Driver Lamp-Style Retrofit Kits (UL Type B) | Standard | TRUE | 2218 | 146.4 | 15.15 | 20.93 | 0.9158 | 3149 | 81.9 | 5 | 50000 | 42725 | Not Dimmable | Not Dimmable | No |  | 4 | 2100 | 140 | 15 | 20 | 0.9 | 3000 | 82
PWMPGKVU | Hengdian Group Tospo Lighting Co.Ltd | TOSPO | G7 TP120-277-18/T8 G13 BP 3500K | Linear Replacement Lamp | Four-Foot | Internal Driver Lamp-Style Retrofit Kits (UL Type B) | Standard | TRUE | 2630.9 | 138.25 | 19.03 | 12.5 | 0.912 | 3411 | 81.6 | 5 | 50000 | 42725 | Not Dimmable | Not Dimmable | No |  | 4 | 2200 | 122.22 | 18 | 12.5 | 0.91 | 3500 | 80
P5UK9GGF | Hengdian Group Tospo Lighting Co.Ltd | TOSPO | G7 TP120-277-13.5/T8 G13 BP 3500K | Linear Replacement Lamp | Four-Foot | Internal Driver Lamp-Style Retrofit Kits (UL Type B) | Standard | TRUE | 1986.5 | 142.2 | 13.97 | 19.9 | 0.906 | 3399 | 81.6 | 5 | 50000 | 42725 | Not Dimmable | Not Dimmable | No |  | 4 | 1600 | 118.52 | 13.5 | 19.9 | 0.91 | 3500 | 80
PGCHRVPY | JIAXING SUPER LIGHTING ELECTRIC APPLIANCE CO.LTD | SUPER | T8L-IDFH13-2200-4ft-EBA-61 | Linear Replacement Lamp | Four-Foot | Internal Driver Lamp-Style Retrofit Kits (UL Type B) | Standard | FALSE | [9 empty] | 42725 | Not Dimmable | Not Dimmable | No |  | 4 | 2200 | 150 | 15 | 20 | 0.9 | 5000 | 82
PXYAR3VG | JIAXING SUPER LIGHTING ELECTRIC APPLIANCE CO.LTD | SUPER | T8L-IDFH13-1800-4ft-EBA-61 | Linear Replacement Lamp | Four-Foot | Internal Driver Lamp-Style Retrofit Kits (UL Type B) | Standard | FALSE | [9 empty] | 42725 | Not Dimmable | Not Dimmable | No |  | 4 | 1800 | 150 | 12 | 20 | 0.9 | 5000 | 82
PE34YTW4 | JIAXING SUPER LIGHTING ELECTRIC APPLIANCE CO.LTD | SUPER | T8L-IDFH13-2200-4ft-DBA-61 | Linear Replacement Lamp | Four-Foot | Internal Driver Lamp-Style Retrofit Kits (UL Type B) | Standard | FALSE | [9 empty] | 42725 | Not Dimmable | Not Dimmable | No |  | 4 | 2200 | 150 | 15 | 20 | 0.9 | 4500 | 82
PAUH6DGH | JIAXING SUPER LIGHTING ELECTRIC APPLIANCE CO.LTD | SUPER | T8L-IDFH13-1800-4ft-DBA-61 | Linear Replacement Lamp | Four-Foot | Internal Driver Lamp-Style Retrofit Kits (UL Type B) | Standard | FALSE | [9 empty] | 42725 | Not Dimmable | Not Dimmable | No |  | 4 | 1800 | 150 | 12 | 20 | 0.9 | 4500 | 82
PUBZBWJW | JIAXING SUPER LIGHTING ELECTRIC APPLIANCE CO.LTD | SUPER | T8L-IDFH13-2200-4ft-CBA-61 | Linear Replacement Lamp | Four-Foot | Internal Driver Lamp-Style Retrofit Kits (UL Type B) | Standard | FALSE | [9 empty] | 42725 | Not Dimmable | Not Dimmable | No |  | 4 | 2200 | 150 | 15 | 20 | 0.9 | 4000 | 82
PMK6CKEQ | JIAXING SUPER LIGHTING ELECTRIC APPLIANCE CO.LTD | SUPER | T8L-IDFH13-1800-4ft-CBA-61 | Linear Replacement Lamp | Four-Foot | Internal Driver Lamp-Style Retrofit Kits (UL Type B) | Standard | FALSE | [9 empty] | 42725 | Not Dimmable | Not Dimmable | No |  | 4 | 1800 | 150 | 12 | 20 | 0.9 | 4000 | 82
PPUTAXAS | JIAXING SUPER LIGHTING ELECTRIC APPLIANCE CO.LTD | SUPER | T8L-IDFH13-2200-4ft-BBA-61 | Linear Replacement Lamp | Four-Foot | Internal Driver Lamp-Style Retrofit Kits (UL Type B) | Standard | FALSE | [9 empty] | 42725 | Not Dimmable | Not Dimmable | No |  | 4 | 2100 | 140 | 15 | 20 | 0.9 | 3500 | 82
PS6DZJFV | JIAXING SUPER LIGHTING ELECTRIC APPLIANCE CO.LTD | SUPER | T8L-IDFH13-1800-4ft-BBA-61 | Linear Replacement Lamp | Four-Foot | Internal Driver Lamp-Style Retrofit Kits (UL Type B) | Standard | FALSE | [9 empty] | 42725 | Not Dimmable | Not Dimmable | No |  | 4 | 1700 | 140 | 12 | 20 | 0.9 | 3500 | 82
P7BUTHXB | Lumenor Energy Services LLC | Lumenor | LES-T8-12W-4000K-C | Linear Replacement Lamp | Four-Foot | Internal Driver Lamp-Style Retrofit Kits (UL Type B) | Standard | TRUE | 1774 | 143.1 | 12.4 | 17.35 | 0.976 | 4043 | 83 | 5 | 50000 | 42724 | Not Dimmable | Not Dimmable | NotYetVerified | Internal driver | 3 | 1650 | 140 | 12 | 20 | 0.9 | 4000 | 80
P7F5RFUH | Lumenor Energy Services LLC | Lumenor | LES-T8-18W-3000K-F | Linear Replacement Lamp | Four-Foot | Internal Driver Lamp-Style Retrofit Kits (UL Type B) | Standard | TRUE | 2343.1 | 140.05 | 16.73 | 16.32 | 0.943 | 2971 | 79.9 | 5 | 50000 | 42724 | Not Dimmable | Not Dimmable | No | Internal Driver | 3 | 2450 | 140 | 18 | 20 | 0.9 | 3000 | 80
P1FWGVRU | Lumenor Energy Services LLC | Lumenor | LES-T8-18W-3000K-C | Linear Replacement Lamp | Four-Foot | Internal Driver Lamp-Style Retrofit Kits (UL Type B) | Standard | TRUE | 2345.2 | 139.6 | 16.8 | 16.75 | 0.942 | 2990 | 79.9 | 5 | 50000 | 42724 | Not Dimmable | Not Dimmable | No | Internal Driver | 3 | 2450 | 140 | 18 | 20 | 0.9 | 3000 | 80
PRQSUUKH | Lumenor Energy Services LLC | Lumenor | LES-T8-12W-4000K-F | Linear Replacement Lamp | Four-Foot | Internal Driver Lamp-Style Retrofit Kits (UL Type B) | Standard | TRUE | 1705.3 | 134.14 | 12.7 | 21.24 | 0.922 | 4036 | 83.2 | 5 | 50000 | 42724 | Not Dimmable | Not Dimmable | NotYetVerified | Internal Driver | 3 | 1703.52 | 134.14 | 12.7 | 21.24 | 0.922 | 4036 | 83
PYTMRQ7N | Lumenor Energy Services LLC | Lumenor | LES-T8-12W-5000K-F | Linear Replacement Lamp | Four-Foot | Internal Driver Lamp-Style Retrofit Kits (UL Type B) | Standard | FALSE | [9 empty] | 42724 | Not Dimmable | Not Dimmable | NotYetVerified | Internal Driver | 3 | 1600 | 133.33 | 12 | 17.41 | 0.975 | 5000 | 83
PJJSCXT3 | Lumenor Energy Services LLC | Lumenor | LES-T8-12W-5000K-C | Linear Replacement Lamp | Four-Foot | Internal Driver Lamp-Style Retrofit Kits (UL Type B) | Standard | FALSE | [9 empty] | 42724 | Not Dimmable | Not Dimmable | NotYetVerified | Internal driver | 3 | 1700 | 140 | 12 | 20 | 0.9 | 5000 | 80
PSN2CD26 | Lumenor Energy Services LLC | Lumenor | LES-T8-18W-5000K-C | Linear Replacement Lamp | Four-Foot | Internal Driver Lamp-Style Retrofit Kits (UL Type B) | Standard | FALSE | [9 empty] | 42724 | Not Dimmable | Not Dimmable | No | Internal Driver | 3 | 2600 | 150 | 18 | 20 | 0.9 | 5000 | 80
PBYKQUVW | Lumenor Energy Services LLC | Lumenor | LES-T8-18W-5000K-F | Linear Replacement Lamp | Four-Foot | Internal Driver Lamp-Style Retrofit Kits (UL Type B) | Standard | FALSE | [9 empty] | 42724 | Not Dimmable | Not Dimmable | No | Internal Driver | 3 | 2600 | 150 | 18 | 20 | 0.9 | 5000 | 80
P14HECSG | Lumenor Energy Services LLC | Lumenor | LES-T8-12W-4500K-F | Linear Replacement Lamp | Four-Foot | Internal Driver Lamp-Style Retrofit Kits (UL Type B) | Standard | FALSE | [9 empty] | 42724 | Not Dimmable | Not Dimmable | NotYetVerified | Internal Driver | 3 | 1600 | 133.33 | 12 | 17.41 | 0.975 | 4500 | 83
PN56QTB2 | Lumenor Energy Services LLC | Lumenor | LES-T8-12W-4500K-C | Linear Replacement Lamp | Four-Foot | Internal Driver Lamp-Style Retrofit Kits (UL Type B) | Standard | FALSE | [9 empty] | 42724 | Not Dimmable | Not Dimmable | NotYetVerified | Internal driver | 3 | 1650 | 140 | 12 | 20 | 0.9 | 4500 | 80
PXB8YN3W | Lumenor Energy Services LLC | Lumenor | LES-T8-18W-4500K-F | Linear Replacement Lamp | Four-Foot | Internal Driver Lamp-Style Retrofit Kits (UL Type B) | Standard | FALSE | [9 empty] | 42724 | Not Dimmable | Not Dimmable | No | Internal Driver | 3 | 2600 | 150 | 18 | 20 | 0.9 | 4500 | 80
P48R9F1A | Lumenor Energy Services LLC | Lumenor | LES-T8-18W-4500K-C | Linear Replacement Lamp | Four-Foot | Internal Driver Lamp-Style Retrofit Kits (UL Type B) | Standard | FALSE | [9 empty] | 42724 | Not Dimmable | Not Dimmable | No | Internal Driver | 3 | 2600 | 150 | 18 | 20 | 0.9 | 4500 | 80
PYAJZDKR | Lumenor Energy Services LLC | Lumenor | LES-T8-18W-4000K-F | Linear Replacement Lamp | Four-Foot | Internal Driver Lamp-Style Retrofit Kits (UL Type B) | Standard | FALSE | [9 empty] | 42724 | Not Dimmable | Not Dimmable | No | Internal Driver | 3 | 2600 | 150 | 18 | 20 | 0.9 | 4000 | 80
PHXDN29C | Lumenor Energy Services LLC | Lumenor | LES-T8-18W-4000K-C | Linear Replacement Lamp | Four-Foot | Internal Driver Lamp-Style Retrofit Kits (UL Type B) | Standard | FALSE | [9 empty] | 42724 | Not Dimmable | Not Dimmable | No | Internal Driver | 3 | 2600 | 150 | 18 | 20 | 0.9 | 4000 | 80
PJPTS7RJ | EDI ELECTRONICS LIMITED | Edilig | EDI-FPT8-4F18-A(4000K) | Linear Replacement Lamp | Four-Foot | Replacement Lamps (plug and play) (UL Type A) | Standard | TRUE | 2456 | 132.8 | 18.5 | 8.4 | 0.976 | 4004 | 81 | 5 | 50000 | 42724 | Not Dimmable | Not Dimmable | No |  | 4 | 2456 | 132.8 | 18.5 | 8.4 | 0.98 | 4004 | 81
PEVWNJ3K | EDI ELECTRONICS LIMITED | Edilig | EDI-FPT8-4F15-A(4000K) | Linear Replacement Lamp | Four-Foot | Replacement Lamps (plug and play) (UL Type A) | Standard | TRUE | 2040 | 122.2 | 16.7 | 10.2 | 0.968 | 4132 | 82 | 5 | 50000 | 42724 | Not Dimmable | Not Dimmable | No |  | 4 | 2040 | 122.2 | 16.7 | 10.2 | 0.97 | 4132 | 82
PXF2ZJBT | EDI ELECTRONICS LIMITED | Edilig | EDI-APT8-4F18-B(4000K) | Linear Replacement Lamp | Four-Foot | Internal Driver Lamp-Style Retrofit Kits (UL Type B) | Standard | TRUE | 2237 | 125.6 | 17.8 | 4.2 | 0.925 | 4143 | 82 | 5 | 50000 | 42724 | Not Dimmable | Not Dimmable | No |  | 4 | 2237 | 125.6 | 17.8 | 4.2 | 0.93 | 4143 | 82
P9SJS69K | EDI ELECTRONICS LIMITED | Edilig | EDI-APT8-4F15-B(4000K) | Linear Replacement Lamp | Four-Foot | Internal Driver Lamp-Style Retrofit Kits (UL Type B) | Standard | TRUE | 1920 | 126.6 | 15.2 | 5 | 0.904 | 4130 | 82 | 5 | 50000 | 42724 | Not Dimmable | Not Dimmable | No |  | 4 | 1920 | 126.6 | 15.2 | 5 | 0.9 | 4130 | 82
PK3ER23S | EDI ELECTRONICS LIMITED | Edilig | EDI-FPT8-4F18-A(5000K) | Linear Replacement Lamp | Four-Foot | Replacement Lamps (plug and play) (UL Type A) | Standard | FALSE | [9 empty] | 42724 | Not Dimmable | Not Dimmable | No |  | 4 | 2494 | 135.5 | 18.4 | 8.4 | 0.98 | 5308 | 83
PFK8Q4PR | EDI ELECTRONICS LIMITED | Edilig | EDI-FPT8-4F15-A(5000K) | Linear Replacement Lamp | Four-Foot | Replacement Lamps (plug and play) (UL Type A) | Standard | FALSE | [9 empty] | 42724 | Not Dimmable | Not Dimmable | No |  | 4 | 2090 | 122.5 | 17.1 | 10.2 | 0.97 | 5204 | 83
PZQFSFED | EDI ELECTRONICS LIMITED | Edilig | EDI-APT8-4F18-B(5000K) | Linear Replacement Lamp | Four-Foot | Internal Driver Lamp-Style Retrofit Kits (UL Type B) | Standard | FALSE | [9 empty] | 42724 | Not Dimmable | Not Dimmable | No |  | 4 | 2265 | 129 | 17.6 | 4.2 | 0.93 | 5154 | 82
PFEWHTFK | EDI ELECTRONICS LIMITED | Edilig | EDI-APT8-4F15-B(5000K) | Linear Replacement Lamp | Four-Foot | Internal Driver Lamp-Style Retrofit Kits (UL Type B) | Standard | FALSE | [9 empty] | 42724 | Not Dimmable | Not Dimmable | No |  | 4 | 1961 | 132.4 | 14.8 | 5 | 0.9 | 5126 | 82
PZCGKT8Y | Sarin Energy Inc. | SES | SES-T84FT-3000-22 | Linear Replacement Lamp | Four-Foot | Internal Driver Lamp-Style Retrofit Kits (UL Type B) | Standard | TRUE | 3038 | 132.03 | 23.01 | 17.2 | 0.951 | 3024 | 82 | 5 | 50000 | 42723 |  |  | No |  | 4 | 2860 | 130 | 22 | 15 | 0.9 | 3000 | 80
PZ51379T | Sarin Energy Inc. | SES | SES-T84FT-3000-18 | Linear Replacement Lamp | Four-Foot | Internal Driver Lamp-Style Retrofit Kits (UL Type B) | Standard | TRUE | 2067 | 109.82 | 18.82 | 17.66 | 0.9173 | 2939 | 82.1 | 5 |  | 42723 |  |  | NotYetVerified | Internal Driver | 3 | 2000 | 109 | 18 |  | 0.9 | 3000 | 82
PMWKCEPK | Sarin Energy Inc. | SES | SES-T84FT-6500-18 | Linear Replacement Lamp | Four-Foot | Internal Driver Lamp-Style Retrofit Kits (UL Type B) | Standard | FALSE | [9 empty] | 42723 |  |  | NotYetVerified | Internal Driver | 3 | 2200 | 121 | 18 |  | 0.9 | 5000 | 82
PTBCD1PN | Sarin Energy Inc. | SES | SES-T84FT-6500-22 | Linear Replacement Lamp | Four-Foot | Internal Driver Lamp-Style Retrofit Kits (UL Type B) | Standard | FALSE | [9 empty] | 42723 |  |  | No |  | 4 | 2860 | 130 | 22 | 15 | 0.9 | 5000 | 80
PM7TANU1 | Sarin Energy Inc. | SES | SES-T84FT-5000-18 | Linear Replacement Lamp | Four-Foot | Internal Driver Lamp-Style Retrofit Kits (UL Type B) | Standard | FALSE | [9 empty] | 42723 |  |  | NotYetVerified | Internal Driver | 3 | 2000 | 109 | 18 |  | 0.9 | 4500 | 82
P4PJ21S3 | Sarin Energy Inc. | SES | SES-T84FT-5000-22 | Linear Replacement Lamp | Four-Foot | Internal Driver Lamp-Style Retrofit Kits (UL Type B) | Standard | FALSE | [9 empty] | 42723 |  |  | No |  | 4 | 2860 | 130 | 22 | 15 | 0.9 | 4500 | 80
PBJET6H4 | Sarin Energy Inc. | SES | SES-T84FT-4000-18 | Linear Replacement Lamp | Four-Foot | Internal Driver Lamp-Style Retrofit Kits (UL Type B) | Standard | FALSE | [9 empty] | 42723 |  |  | NotYetVerified | Internal Driver | 3 | 2000 | 109 | 18 |  | 0.9 | 4000 | 82
PG1YYQAX | Sarin Energy Inc. | SES | SES-T84FT-4000-22 | Linear Replacement Lamp | Four-Foot | Internal Driver Lamp-Style Retrofit Kits (UL Type B) | Standard | FALSE | [9 empty] | 42723 |  |  | No |  | 4 | 2860 | 130 | 22 | 15 | 0.9 | 4000 | 80
PJMT48B4 | Shenzhen Syhdee Co.Ltd. | SYHDEE | SYH-PC08-DC1218(3000K)Â | Linear Replacement Lamp | Four-Foot | Replacement Lamps (plug and play) (UL Type A) | Standard | TRUE | 2365.734 | 120.088 | 19.7 | 13.2 | 0.912 | 2894 | 82.5 | 5 | 50000 | 42723 |  |  | No |  | 4.1 | 2365.7 | 120 | 19.7 | 13.2 | 0.91 | 2894 | 82.5
PQCUPNCU | Shenzhen Syhdee Co.Ltd. | SYHDEE | SYH-PC08-DC1218(5000K)Â | Linear Replacement Lamp | Four-Foot | Replacement Lamps (plug and play) (UL Type A) | Standard | FALSE | [9 empty] | 42723 |  |  | No |  | 4.1 | 2475.3 | 124.3 | 19.9 | 14.1 | 0.92 | 4800 | 82.8
PRRRZWYW | Shenzhen Syhdee Co.Ltd. | SYHDEE | SYH-PC08-DC1218(4500K)Â | Linear Replacement Lamp | Four-Foot | Replacement Lamps (plug and play) (UL Type A) | Standard | FALSE | [9 empty] | 42723 |  |  | No |  | 4.1 | 2365.7 | 120 | 19.7 | 13.2 | 0.91 | 4500 | 82.5
PUAUJB6H | Shenzhen Syhdee Co.Ltd. | SYHDEE | SYH-PC08-DC1218(4000K)Â | Linear Replacement Lamp | Four-Foot | Replacement Lamps (plug and play) (UL Type A) | Standard | FALSE | [9 empty] | 42723 |  |  | No |  | 4.1 | 2365.7 | 120 | 19.7 | 13.2 | 0.91 | 4000 | 82.5
PDQ44ENH | Shenzhen Syhdee Co.Ltd. | SYHDEE | SYH-PC08-DC1218(3500K)Â | Linear Replacement Lamp | Four-Foot | Replacement Lamps (plug and play) (UL Type A) | Standard | FALSE | [9 empty] | 42723 |  |  | No |  | 4.1 | 2365.7 | 120 | 19.7 | 13.2 | 0.91 | 3500 | 82.5
PWNKWHTJ | Shenzhen Syhdee Co.Ltd. | SYHDEE | SYH-PC08-DC1215(3000K) | Linear Replacement Lamp | Four-Foot | Replacement Lamps (plug and play) (UL Type A) | Standard | TRUE | 2022.283 | 120.374 | 16.8 | 13.4 | 0.913 | 2875 | 82.6 | 5 |  | 42723 |  |  | No |  | 4.1 | 2022.2 | 120.3 | 16.8 | 13.4 | 0.91 | 2875 | 82.6
PB4A7UMF | Shenzhen Syhdee Co.Ltd. | SYHDEE | SYH-PC08-DC1215(5000K) | Linear Replacement Lamp | Four-Foot | Replacement Lamps (plug and play) (UL Type A) | Standard | FALSE | [9 empty] | 42723 |  |  | No |  | 4.1 | 2078.8 | 124.4 | 16.7 | 14.5 | 0.92 | 4790 | 82.7
PP5XRUJK | Shenzhen Syhdee Co.Ltd. | SYHDEE | SYH-PC08-DC1215(4500K) | Linear Replacement Lamp | Four-Foot | Replacement Lamps (plug and play) (UL Type A) | Standard | FALSE | [9 empty] | 42723 |  |  | No |  | 4.1 | 2022.2 | 120.3 | 16.8 | 13.4 | 0.91 | 4500 | 82.6
PRGMZDBM | Shenzhen Syhdee Co.Ltd. | SYHDEE | SYH-PC08-DC1215(4000K) | Linear Replacement Lamp | Four-Foot | Replacement Lamps (plug and play) (UL Type A) | Standard | FALSE | [9 empty] | 42723 |  |  | No |  | 4.1 | 2022.2 | 120.3 | 16.8 | 13.4 | 0.91 | 4000 | 82.6
PKH5AJBJ | Shenzhen Syhdee Co.Ltd. | SYHDEE | SYH-PC08-DC1215(3500K) | Linear Replacement Lamp | Four-Foot | Replacement Lamps (plug and play) (UL Type A) | Standard | FALSE | [9 empty] | 42723 |  |  | No |  | 4.1 | 2022.2 | 120.3 | 16.8 | 13.4 | 0.91 | 3500 | 82.6
PG5V4NAR | Shenzhen Syhdee Co.Ltd. | SYHDEE | SYH-PC08-DC1212(3000K)Â | Linear Replacement Lamp | Four-Foot | Replacement Lamps (plug and play) (UL Type A) | Standard | TRUE | 1798.706 | 130.341 | 13.8 | 13.4 | 0.911 | 2886 | 82.7 | 5 | 50000 | 42723 |  |  | No |  | 4.1 | 1798.7 | 130.3 | 13.8 | 13.4 | 0.91 | 2886 | 82.7
PAEBPMMT | Shenzhen Syhdee Co.Ltd. | SYHDEE | SYH-PC08-DC1212(5000K)Â | Linear Replacement Lamp | Four-Foot | Replacement Lamps (plug and play) (UL Type A) | Standard | FALSE | [9 empty] | 42723 |  |  | No |  | 4.1 | 1900.7 | 134.8 | 14.1 | 14.8 | 0.92 | 4809 | 82.9
P926VPRQ | Shenzhen Syhdee Co.Ltd. | SYHDEE | SYH-PC08-DC1212(4500K)Â | Linear Replacement Lamp | Four-Foot | Replacement Lamps (plug and play) (UL Type A) | Standard | FALSE | [9 empty] | 42723 |  |  | No |  | 4.1 | 1798.7 | 130.3 | 13.8 | 13.4 | 0.91 | 4500 | 82.7
PGBR6BNK | Shenzhen Syhdee Co.Ltd. | SYHDEE | SYH-PC08-DC1212(4000K)Â | Linear Replacement Lamp | Four-Foot | Replacement Lamps (plug and play) (UL Type A) | Standard | FALSE | [9 empty] | 42723 |  |  | No |  | 4.1 | 1798.7 | 130.3 | 13.8 | 13.4 | 0.91 | 4000 | 82.7
P1QB832E | Shenzhen Syhdee Co.Ltd. | SYHDEE | SYH-PC08-DC1212(3500K)Â | Linear Replacement Lamp | Four-Foot | Replacement Lamps (plug and play) (UL Type A) | Standard | FALSE | [9 empty] | 42723 |  |  | No |  | 4.1 | 1798.7 | 130.3 | 13.8 | 13.4 | 0.91 | 3500 | 82.7
P82J2DGC | IGT Lighting Inc | IGT Lighting | IGTTU-1501530F-4BC | Linear Replacement Lamp | Four-Foot | Replacement Lamps (plug and play) (UL Type A) | Standard | TRUE | 2259.3 | 132.26 | 17.08 | 12.48 | 0.9916 | 2872 | 83.8 | 5 | 50000 | 42723 | Not Dimmable | Not Dimmable | No |  | 4 | 1950 | 130 | 15 | 12.48 | 0.99 | 3000 | 80
PUF8KJS7 | IGT Lighting Inc | IGT Lighting | IGTTU-1501830F-4BC | Linear Replacement Lamp | Four-Foot | Replacement Lamps (plug and play) (UL Type A) | Standard | TRUE | 2600.2 | 131.94 | 19.71 | 13.85 | 0.9888 | 2939 | 82.4 | 5 | 50000 | 42723 | Not Dimmable | Not Dimmable | No |  | 4 | 2340 | 130 | 18 | 13.85 | 0.99 | 3000 | 80
PEQW74XZ | IGT Lighting Inc | IGT Lighting | IGTTU-1501230F-4BC | Linear Replacement Lamp | Four-Foot | Replacement Lamps (plug and play) (UL Type A) | Standard | TRUE | 1917.3 | 133.62 | 14.35 | 16.37 | 0.9865 | 2875 | 83.8 | 5 | 50000 | 42723 | Not Dimmable | Not Dimmable | No |  | 4 | 1560 | 130 | 12 | 16.37 | 0.99 | 3000 | 80
PQYUEK4J | IGT Lighting Inc | IGT Lighting | IGTTU-1501250F-4BC | Linear Replacement Lamp | Four-Foot | Replacement Lamps (plug and play) (UL Type A) | Standard | FALSE | [9 empty] | 42723 | Not Dimmable | Not Dimmable | No |  | 4 | 1560 | 130 | 12 | 16.37 | 0.99 | 5000 | 80
PA8NND8Z | IGT Lighting Inc | IGT Lighting | IGTTU-1501850F-4BC | Linear Replacement Lamp | Four-Foot | Replacement Lamps (plug and play) (UL Type A) | Standard | FALSE | [9 empty] | 42723 | Not Dimmable | Not Dimmable | No |  | 4 | 2340 | 130 | 18 | 13.85 | 0.99 | 5000 | 80
PHM61WMB | IGT Lighting Inc | IGT Lighting | IGTTU-1501550F-4BC | Linear Replacement Lamp | Four-Foot | Replacement Lamps (plug and play) (UL Type A) | Standard | FALSE | [9 empty] | 42723 | Not Dimmable | Not Dimmable | No |  | 4 | 1950 | 130 | 15 | 12.48 | 0.99 | 5000 | 80
PA5FN68W | IGT Lighting Inc | IGT Lighting | IGTTU-1501240F-4BC | Linear Replacement Lamp | Four-Foot | Replacement Lamps (plug and play) (UL Type A) | Standard | FALSE | [9 empty] | 42723 | Not Dimmable | Not Dimmable | No |  | 4 | 1560 | 130 | 12 | 16.37 | 0.99 | 4000 | 80
PRJNZVQ5 | IGT Lighting Inc | IGT Lighting | IGTTU-1501840F-4BC | Linear Replacement Lamp | Four-Foot | Replacement Lamps (plug and play) (UL Type A) | Standard | FALSE | [9 empty] | 42723 | Not Dimmable | Not Dimmable | No |  | 4 | 2340 | 130 | 18 | 13.85 | 0.99 | 4000 | 80
PG4N2J59 | IGT Lighting Inc | IGT Lighting | IGTTU-1501540F-4BC | Linear Replacement Lamp | Four-Foot | Replacement Lamps (plug and play) (UL Type A) | Standard | FALSE | [9 empty] | 42723 | Not Dimmable | Not Dimmable | No |  | 4 | 1950 | 130 | 15 | 12.48 | 0.99 | 4000 | 80
PSX2UFN3 | Metrosphere Light Corp. | METROSPHERE | MET-CR-EXT-4/12/150/4 | Linear Replacement Lamp | Four-Foot | 2-lamp External Driver Lamp-Style Retrofit Kits (UL Type C) | Standard | TRUE | 1686.55 | 134.49 | 12.54 | 14.78 | 0.9525 | 4109 | 85.9 | 5 | 50000 | 42723 | Not Dimmable | Not Dimmable | No |  | 4.1 | 1750 | 130 | 12 | 15 | 0.9 | 4000 | 80
PRF5PGCH | Metrosphere Light Corp. | METROSPHERE | MET-CR-EXT-4/12/150/3(347V~) | Linear Replacement Lamp | Four-Foot | 2-lamp External Driver Lamp-Style Retrofit Kits (UL Type C) | Standard | TRUE | 1800.7 | 136.1 | 13.23 | 8.85 | 0.9278 | 2980 | 84.1 | 5 | 50000 | 42723 | Not Dimmable | Not Dimmable | No |  | 4.1 | 1750 | 130 | 12 | 20 | 0.9 | 3000 | 80
PFN7A8TY | Metrosphere Light Corp. | METROSPHERE | MET-CR-EXT-4/12/150/5(347V~) | Linear Replacement Lamp | Four-Foot | 2-lamp External Driver Lamp-Style Retrofit Kits (UL Type C) | Standard | FALSE | [9 empty] | 42723 | Not Dimmable | Not Dimmable | No |  | 4.1 | 1750 | 135 | 12 | 20 | 0.9 | 5000 | 80
P4PH2XMK | Metrosphere Light Corp. | METROSPHERE | MET-CR-EXT-4/12/150/5 | Linear Replacement Lamp | Four-Foot | 2-lamp External Driver Lamp-Style Retrofit Kits (UL Type C) | Standard | FALSE | [9 empty] | 42723 | Not Dimmable | Not Dimmable | No |  | 4.1 | 1750 | 135 | 12 | 15 | 0.9 | 5000 | 80
P3PX8ACK | Metrosphere Light Corp. | METROSPHERE | MET-CR-EXT-4/12/150/4(347V~) | Linear Replacement Lamp | Four-Foot | 2-lamp External Driver Lamp-Style Retrofit Kits (UL Type C) | Standard | FALSE | [9 empty] | 42723 | Not Dimmable | Not Dimmable | No |  | 4.1 | 1750 | 130 | 12 | 20 | 0.9 | 4000 | 80
P1RQN1U4 | Luxul Technology Inc. | Luxul | G-Lux T8 4ft BM1-40H2 | Linear Replacement Lamp | Four-Foot | Replacement Lamps (plug and play) (UL Type A) | Standard | TRUE | 2449.3 | 140.93 | 17.38 | 7.21 | 0.9772 | 3889 | 84.2 | 5 | 50000 | 42720 |  |  | No |  | 3 | 2200 | 147 | 15 | 7 | 1 | 4000 | 80
PFCB9CAR | Bluegrass Evergreen LLC | BG LIGHTING | BGL48T8DF15W 830-9 | Linear Replacement Lamp | Four-Foot | Replacement Lamps (plug and play) (UL Type A) | Standard | TRUE | 2058 | 117.4 | 17.54 | 11.26 | 0.9669 | 3052 | 81.2 | 5 | 50000 | 42720 |  |  | No |  | 3 | 2000 | 110 | 18 | 11.26 | 0.99 | 3000 | 83
PDQPZJ6M | Bluegrass Evergreen LLC | BG LIGHTING | BGL48T8DF13W 830-9 | Linear Replacement Lamp | Four-Foot | Replacement Lamps (plug and play) (UL Type A) | Standard | TRUE | 1955 | 119 | 16.43 | 12.41 | 0.9634 | 3056 | 81.3 | 5 | 50000 | 42720 |  |  | No |  | 3 | 1800 | 110 | 16 | 12.41 | 0.97 | 3000 | 83
P56AW8FG | Luxul Technology Inc. | Luxul | G-Lux T8 4ft BME1-40H2 | Linear Replacement Lamp | Four-Foot | Replacement Lamps (plug and play) (UL Type A) | Standard | TRUE | 2016.2 | 139.76 | 14.43 | 11.04 | 0.9604 | 3885 | 84.6 | 5 | 50000 | 42720 |  |  | No |  | 3 | 1800 | 150 | 12 | 11 | 1 | 4000 | 80
PXPHKQRY | Luxul Technology Inc. | Luxul | G-Lux T8 4ft BMEBP31-40H2 | Linear Replacement Lamp | Four-Foot | Internal Driver Lamp-Style Retrofit Kits (UL Type B) | Standard | TRUE | 2113.3 | 154.7 | 13.66 | 23.49 | 0.8763 | 3887 | 84 | 5 | 50000 | 42720 |  |  | No |  | 3 | 1900 | 136 | 14 | 20 | 1 | 4000 | 80
P8J3NS5V | Bluegrass Evergreen LLC | BG LIGHTING | BGL48T8DF13W 835-9 | Linear Replacement Lamp | Four-Foot | Replacement Lamps (plug and play) (UL Type A) | Standard | FALSE | [9 empty] | 42720 |  |  | No |  | 3 | 1800 | 110 | 16 | 12.41 | 0.97 | 3500 | 83
P225VJEK | Bluegrass Evergreen LLC | BG LIGHTING | BGL48T8DF15W 850-9 | Linear Replacement Lamp | Four-Foot | Replacement Lamps (plug and play) (UL Type A) | Standard | FALSE | [9 empty] | 42720 |  |  | No |  | 3 | 2200 | 115 | 18 | 11.26 | 0.99 | 5000 | 83
PZ19FZH6 | Bluegrass Evergreen LLC | BG LIGHTING | BGL48T8DF15W 845-9 | Linear Replacement Lamp | Four-Foot | Replacement Lamps (plug and play) (UL Type A) | Standard | FALSE | [9 empty] | 42720 |  |  | No |  | 3 | 2100 | 112 | 18 | 11.26 | 0.99 | 4500 | 83
PVH29239 | Bluegrass Evergreen LLC | BG LIGHTING | BGL48T8DF15W 840-9 | Linear Replacement Lamp | Four-Foot | Replacement Lamps (plug and play) (UL Type A) | Standard | FALSE | [9 empty] | 42720 |  |  | No |  | 3 | 2100 | 112 | 18 | 11.26 | 0.99 | 4000 | 83
PNXFKGQB | Bluegrass Evergreen LLC | BG LIGHTING | BGL48T8DF15W 835-9 | Linear Replacement Lamp | Four-Foot | Replacement Lamps (plug and play) (UL Type A) | Standard | FALSE | [9 empty] | 42720 |  |  | No |  | 3 | 2000 | 110 | 18 | 11.26 | 0.99 | 3500 | 83
PCSAS6WQ | Bluegrass Evergreen LLC | BG LIGHTING | BGL48T8DF13W 850-9 | Linear Replacement Lamp | Four-Foot | Replacement Lamps (plug and play) (UL Type A) | Standard | FALSE | [9 empty] | 42720 |  |  | No |  | 3 | 2000 | 115 | 16 | 12.41 | 0.97 | 5000 | 83
PEZY1CGD | Bluegrass Evergreen LLC | BG LIGHTING | BGL48T8DF13W 845-9 | Linear Replacement Lamp | Four-Foot | Replacement Lamps (plug and play) (UL Type A) | Standard | FALSE | [9 empty] | 42720 |  |  | No |  | 3 | 1900 | 112 | 16 | 12.41 | 0.97 | 4500 | 83
PS9CK6NQ | Bluegrass Evergreen LLC | BG LIGHTING | BGL48T8DF13W 840-9 | Linear Replacement Lamp | Four-Foot | Replacement Lamps (plug and play) (UL Type A) | Standard | FALSE | [9 empty] | 42720 |  |  | No |  | 3 | 1900 | 112 | 16 | 12.41 | 0.97 | 4000 | 83
PUQ23NXN | Luxul Technology Inc. | Luxul | G-Lux T8 4ft BMEBP31-50H2 | Linear Replacement Lamp | Four-Foot | Internal Driver Lamp-Style Retrofit Kits (UL Type B) | Standard | FALSE | [9 empty] | 42720 |  |  | No |  | 3 | 1900 | 136 | 14 | 20 | 0.96 | 5000 | 80
PYTRRBFX | Luxul Technology Inc. | Luxul | G-Lux T8 4ft BME1-50H2 | Linear Replacement Lamp | Four-Foot | Replacement Lamps (plug and play) (UL Type A) | Standard | FALSE | [9 empty] | 42720 |  |  | No |  | 3 | 1800 | 150 | 12 | 11 | 1 | 5000 | 80
PM734N1A | Luxul Technology Inc. | Luxul | G-Lux T8 4ft BM1-50H2 | Linear Replacement Lamp | Four-Foot | Replacement Lamps (plug and play) (UL Type A) | Standard | FALSE | [9 empty] | 42720 |  |  | No |  | 3 | 2200 | 147 | 15 | 7 | 1 | 5000 | 80
PGNH3R36 | Luxul Technology Inc. | Luxul | G-Lux T8 4ft BMEBP31-45H2 | Linear Replacement Lamp | Four-Foot | Internal Driver Lamp-Style Retrofit Kits (UL Type B) | Standard | FALSE | [9 empty] | 42720 |  |  | No |  | 3 | 1900 | 136 | 14 | 20 | 1 | 4500 | 80
PEU25B53 | Luxul Technology Inc. | Luxul | G-Lux T8 4ft BME1-45H2 | Linear Replacement Lamp | Four-Foot | Replacement Lamps (plug and play) (UL Type A) | Standard | FALSE | [9 empty] | 42720 |  |  | No |  | 3 | 1800 | 150 | 12 | 11 | 1 | 4500 | 80
PSCFW6J9 | Luxul Technology Inc. | Luxul | G-Lux T8 4ft BM1-45H2 | Linear Replacement Lamp | Four-Foot | Replacement Lamps (plug and play) (UL Type A) | Standard | FALSE | [9 empty] | 42720 |  |  | No |  | 3 | 2200 | 147 | 15 | 7 | 1 | 4500 | 80
P9H5DTUR | Lighting by LED LLC | Lighting by LED | LBJA-DI418-30FGSDU | Linear Replacement Lamp | Four-Foot | Internal Driver Lamp-Style Retrofit Kits (UL Type B) | Standard | TRUE | 2453 | 132.67 | 18.49 | 20.09 | 0.891 | 3000 | 82.2 | 5 | 50000 | 42720 | Dimmable | Continuous Below 10 | NotYetVerified |  | 3 | 2453 | 132.67 | 18.49 | 20 | 0.9 | 3000 | 83
PUJ3C4PZ | Lighting by LED LLC | Lighting by LED | LBJA-DI418-40FGSDU | Linear Replacement Lamp | Four-Foot | Internal Driver Lamp-Style Retrofit Kits (UL Type B) | Standard | FALSE | [9 empty] | 42720 | Not Dimmable | Not Dimmable | NotYetVerified |  | 3 | 2453 | 132.67 | 18.49 | 20 | 0.9 | 4000 | 83
PNBA9AVP | JIAXING SUPER LIGHTING ELECTRIC APPLIANCE CO.LTD | SUPER | T5L-EXZM14-3500-4ft-ABA-00 | Linear Replacement Lamp | Four-Foot | 2-lamp External Driver Lamp-Style Retrofit Kits (UL Type C) | Standard | TRUE | 3661.62 | 129.96 | 28.175 | 3.3 | 0.9664 | 3135 | 82.43 | 5 | 50000 | 42720 | Dimmable | Continuous Above 10 | NotYetVerified |  | 3 | 3200 | 110 | 29 | 3.3 | 0.9 | 3000 | 82
PRCQ2QU5 | JIAXING SUPER LIGHTING ELECTRIC APPLIANCE CO.LTD | SUPER | T5L-EXZM14-3500-4ft-EBA-00 | Linear Replacement Lamp | Four-Foot | 2-lamp External Driver Lamp-Style Retrofit Kits (UL Type C) | Standard | FALSE | [9 empty] | 42720 | Dimmable | Continuous Above 10 | NotYetVerified |  | 3 | 3500 | 120 | 29 | 3.3 | 0.9 | 5000 | 82
PKGVNWE9 | JIAXING SUPER LIGHTING ELECTRIC APPLIANCE CO.LTD | SUPER | T5L-EXZM14-3500-4ft-DBA-00 | Linear Replacement Lamp | Four-Foot | 2-lamp External Driver Lamp-Style Retrofit Kits (UL Type C) | Standard | FALSE | [9 empty] | 42720 | Dimmable | Continuous Above 10 | NotYetVerified |  | 3 | 3500 | 120 | 29 | 3.3 | 0.9 | 4500 | 82
PQ1VN429 | JIAXING SUPER LIGHTING ELECTRIC APPLIANCE CO.LTD | SUPER | T5L-EXZM14-3500-4ft-CBA-00 | Linear Replacement Lamp | Four-Foot | 2-lamp External Driver Lamp-Style Retrofit Kits (UL Type C) | Standard | FALSE | [9 empty] | 42720 | Dimmable | Continuous Above 10 | NotYetVerified |  | 3 | 3500 | 120 | 29 | 3.3 | 0.9 | 4000 | 82
PB4ZD7WS | JIAXING SUPER LIGHTING ELECTRIC APPLIANCE CO.LTD | SUPER | T5L-EXZM14-3500-4ft-BBA-00 | Linear Replacement Lamp | Four-Foot | 2-lamp External Driver Lamp-Style Retrofit Kits (UL Type C) | Standard | FALSE | [9 empty] | 42720 | Dimmable | Continuous Above 10 | NotYetVerified |  | 3 | 3200 | 110 | 29 | 3.3 | 0.9 | 3500 | 82
PMGB49TQ | Forest Lighting USA | Forest lighting | T8T430-15 | Linear Replacement Lamp | Four-Foot | Internal Driver Lamp-Style Retrofit Kits (UL Type B) | Standard | TRUE | 1972 | 123 | 16.03 | 24.24 | 0.8722 | 3060 | 82.4 | 5 |  | 42718 |  |  | No |  | 3 | 1800 | 120 | 15 | 24.86 | 0.8722 | 3000 | 80
P7YFCSQN | Forest Lighting USA | Forest lighting | T8T450-15 | Linear Replacement Lamp | Four-Foot | Internal Driver Lamp-Style Retrofit Kits (UL Type B) | Standard | FALSE | [9 empty] | 42718 |  |  | No |  | 3 | 1800 | 120 | 15 | 24.86 | 0.8722 | 5000 | 80
P3276JNT | Forest Lighting USA | Forest lighting | T8T441-15 | Linear Replacement Lamp | Four-Foot | Internal Driver Lamp-Style Retrofit Kits (UL Type B) | Standard | FALSE | [9 empty] | 42718 |  |  | No |  | 3 | 1800 | 120 | 15 | 24.86 | 0.8722 | 4000 | 80
PHMR42CB | Forest Lighting USA | Forest lighting | T8T435-15 | Linear Replacement Lamp | Four-Foot | Internal Driver Lamp-Style Retrofit Kits (UL Type B) | Standard | FALSE | [9 empty] | 42718 |  |  | No |  | 3 | 1800 | 120 | 15 | 24.86 | 0.8722 | 3500 | 80
P2Z45SS3 | Shenzhen Syhdee Co.Ltd. | SYHDEE | SYH-PC08-DC1220(3000K) | Linear Replacement Lamp | Four-Foot | Replacement Lamps (plug and play) (UL Type A) | Standard | TRUE | 2650.36 | 121.021 | 21.9 | 13.8 | 0.91 | 2887 | 82.4 | 5 | 50000 | 42718 |  |  | No |  | 4.1 | 2650.3 | 121 | 21.9 | 13.8 | 0.91 | 2887 | 82.4
P5ZUPH84 | Shenzhen Syhdee Co.Ltd. | SYHDEE | SYH-PC08-DC1220(5000K) | Linear Replacement Lamp | Four-Foot | Replacement Lamps (plug and play) (UL Type A) | Standard | FALSE | [9 empty] | 42718 |  |  | No |  | 4.1 | 2776 | 125.6 | 22.1 | 14.6 | 0.91 | 4828 | 82.9
PAHMTWFY | Shenzhen Syhdee Co.Ltd. | SYHDEE | SYH-PC08-DC1220(4500K) | Linear Replacement Lamp | Four-Foot | Replacement Lamps (plug and play) (UL Type A) | Standard | FALSE | [9 empty] | 42718 |  |  | No |  | 4.1 | 2650.3 | 121 | 21.9 | 13.8 | 0.91 | 4500 | 82.4
PVKV81QA | Shenzhen Syhdee Co.Ltd. | SYHDEE | SYH-PC08-DC1220(4000K) | Linear Replacement Lamp | Four-Foot | Replacement Lamps (plug and play) (UL Type A) | Standard | FALSE | [9 empty] | 42718 |  |  | No |  | 4.1 | 2650.3 | 121 | 21.9 | 13.8 | 0.91 | 4000 | 82.4
P1NVMMVT | Shenzhen Syhdee Co.Ltd. | SYHDEE | SYH-PC08-DC1220(3500K) | Linear Replacement Lamp | Four-Foot | Replacement Lamps (plug and play) (UL Type A) | Standard | FALSE | [9 empty] | 42718 |  |  | No |  | 4.1 | 2650.3 | 121 | 21.9 | 13.8 | 0.91 | 3500 | 82.4
PN75MTD2 | Bravoled Lighting Manufacturing Co. Ltd. | Bravoled | BL-T8-15W1200 BQET(3000K) | Linear Replacement Lamp | Four-Foot | Dual Mode Internal Driver (UL Type A and Type B) | Standard | TRUE | 2148.343 | 118.693 | 18.1 | 17.5 | 0.919 | 3007 | 84.4 | 5 | 50000 | 42718 | Not Dimmable | Not Dimmable | No |  | 4.1 | 2148.3 | 118.6 | 18.1 | 17.5 | 0.92 | 3007 | 84.4
PKX1FBGT | Bravoled Lighting Manufacturing Co. Ltd. | Bravoled | BL-T8-15W1200 BQET(5000K) | Linear Replacement Lamp | Four-Foot | Dual Mode Internal Driver (UL Type A and Type B) | Standard | FALSE | [9 empty] | 42718 | Not Dimmable | Not Dimmable | No |  | 4.1 | 2216 | 122.4 | 18.1 | 18.8 | 0.93 | 5154 | 88.1
P38AVWQW | Bravoled Lighting Manufacturing Co. Ltd. | Bravoled | BL-T8-15W1200 BQET(4000K) | Linear Replacement Lamp | Four-Foot | Dual Mode Internal Driver (UL Type A and Type B) | Standard | FALSE | [9 empty] | 42718 | Not Dimmable | Not Dimmable | No |  | 4.1 | 2148.3 | 118.6 | 18.1 | 17.5 | 0.92 | 3007 | 84.4
P7NAJY47 | JIAXING SUPER LIGHTING ELECTRIC APPLIANCE CO.LTD | SUPER | T8L-IDFH11-1800-4ft-ABA-61 | Linear Replacement Lamp | Four-Foot | Internal Driver Lamp-Style Retrofit Kits (UL Type B) | Standard | TRUE | 1834 | 128.7 | 14.25 | 21.445 | 0.9088 | 3100 | 82.9 | 5 | 50000 | 42717 |  |  | No |  | 4 | 1700 | 120 | 14 | 20 | 0.9 | 3000 | 82
PA54TEVM | JIAXING SUPER LIGHTING ELECTRIC APPLIANCE CO.LTD | SUPER | T8L-IDFH11-2200-4ft-ABA-61 | Linear Replacement Lamp | Four-Foot | Internal Driver Lamp-Style Retrofit Kits (UL Type B) | Standard | TRUE | 2315 | 134.5 | 17.21 | 22.36 | 0.9065 | 3105 | 82.7 | 5 | 50000 | 42717 |  |  | No |  | 4 | 2100 | 120 | 17 | 20 | 0.9 | 3000 | 82
PB8HK1JV | JIAXING SUPER LIGHTING ELECTRIC APPLIANCE CO.LTD | SUPER | T8L-IDFH11-2200-4ft-EBA-61 | Linear Replacement Lamp | Four-Foot | Internal Driver Lamp-Style Retrofit Kits (UL Type B) | Standard | FALSE | [9 empty] | 42717 |  |  | No |  | 4 | 2200 | 130 | 17 | 20 | 0.9 | 5000 | 82
PHPNC5HR | JIAXING SUPER LIGHTING ELECTRIC APPLIANCE CO.LTD | SUPER | T8L-IDFH11-1800-4ft-EBA-61 | Linear Replacement Lamp | Four-Foot | Internal Driver Lamp-Style Retrofit Kits (UL Type B) | Standard | FALSE | [9 empty] | 42717 |  |  | No |  | 4 | 1800 | 130 | 14 | 20 | 0.9 | 5000 | 82
P15Q86UW | JIAXING SUPER LIGHTING ELECTRIC APPLIANCE CO.LTD | SUPER | T8L-IDFH11-2200-4ft-DBA-61 | Linear Replacement Lamp | Four-Foot | Internal Driver Lamp-Style Retrofit Kits (UL Type B) | Standard | FALSE | [9 empty] | 42717 |  |  | No |  | 4 | 2200 | 130 | 17 | 20 | 0.9 | 4500 | 82
PKXE518P | JIAXING SUPER LIGHTING ELECTRIC APPLIANCE CO.LTD | SUPER | T8L-IDFH11-1800-4ft-DBA-61 | Linear Replacement Lamp | Four-Foot | Internal Driver Lamp-Style Retrofit Kits (UL Type B) | Standard | FALSE | [9 empty] | 42717 |  |  | No |  | 4 | 1800 | 130 | 14 | 20 | 0.9 | 4500 | 82
PCZAZKVX | JIAXING SUPER LIGHTING ELECTRIC APPLIANCE CO.LTD | SUPER | T8L-IDFH11-2200-4ft-CBA-61 | Linear Replacement Lamp | Four-Foot | Internal Driver Lamp-Style Retrofit Kits (UL Type B) | Standard | FALSE | [9 empty] | 42717 |  |  | No |  | 4 | 2200 | 130 | 17 | 20 | 0.9 | 4000 | 82
PVWWYJZK | JIAXING SUPER LIGHTING ELECTRIC APPLIANCE CO.LTD | SUPER | T8L-IDFH11-1800-4ft-CBA-61 | Linear Replacement Lamp | Four-Foot | Internal Driver Lamp-Style Retrofit Kits (UL Type B) | Standard | FALSE | [9 empty] | 42717 |  |  | No |  | 4 | 1800 | 130 | 14 | 20 | 0.9 | 4000 | 82
PZ9XY1QZ | JIAXING SUPER LIGHTING ELECTRIC APPLIANCE CO.LTD | SUPER | T8L-IDFH11-2200-4ft-BBA-61 | Linear Replacement Lamp | Four-Foot | Internal Driver Lamp-Style Retrofit Kits (UL Type B) | Standard | FALSE | [9 empty] | 42717 |  |  | No |  | 4 | 2100 | 120 | 17 | 20 | 0.9 | 3500 | 82
P4QKMF9Z | JIAXING SUPER LIGHTING ELECTRIC APPLIANCE CO.LTD | SUPER | T8L-IDFH11-1800-4ft-BBA-61 | Linear Replacement Lamp | Four-Foot | Internal Driver Lamp-Style Retrofit Kits (UL Type B) | Standard | FALSE | [9 empty] | 42717 |  |  | No |  | 4 | 1700 | 120 | 14 | 20 | 0.9 | 3500 | 82
PEE88GTG | SHENZHEN FUDAKIN DISPLAY LIGHTING CO. LTD. | FUDAKINLED | FDK-LT8CR-4-153FA | Linear Replacement Lamp | Four-Foot | Replacement Lamps (plug and play) (UL Type A) | Standard | TRUE | 1953.4 | 119.04 | 16.41 | 6.74 | 0.98 | 3066 | 82.8 | 5 | 50000 | 42717 |  |  | NotYetVerified |  | 4 | 1800 | 120 | 15 | 5.12 | 1 | 3000 | 80
P2YKAH2Y | SHENZHEN FUDAKIN DISPLAY LIGHTING CO. LTD. | FUDAKINLED | FDK-LT8CR-4-155FA | Linear Replacement Lamp | Four-Foot | Replacement Lamps (plug and play) (UL Type A) | Standard | FALSE | [9 empty] | 42717 |  |  | NotYetVerified |  | 4 | 1900 | 127 | 15 | 5.12 | 1 | 5000 | 80
P3NQFSEU | SHENZHEN FUDAKIN DISPLAY LIGHTING CO. LTD. | FUDAKINLED | FDK-LT8CR-4-154FA | Linear Replacement Lamp | Four-Foot | Replacement Lamps (plug and play) (UL Type A) | Standard | FALSE | [9 empty] | 42717 |  |  | NotYetVerified |  | 4 | 1800 | 120 | 15 | 5.12 | 1 | 4000 | 80
P1R6J5KW | Hyperikon Inc. | Hyperikon | HyperBY-4C-30G | Linear Replacement Lamp | Four-Foot | Internal Driver Lamp-Style Retrofit Kits (UL Type B) | Standard | TRUE | 2295.424 | 125.433 | 18.3 | 17.4 | 0.951 | 2905 | 81.7 | 5 | 50000 | 42717 |  |  | No |  | 4 | 2295.4 | 125.4 | 18.3 | 17.4 | 0.95 | 2905 | 81.7
P68GN1UM | Hyperikon Inc. | Hyperikon | HyperBC-4C-30G | Linear Replacement Lamp | Four-Foot | Dual Mode Internal Driver (UL Type A and Type B) | Standard | TRUE | 2447.478 | 112.787 | 21.7 | 13.6 | 0.925 | 3011 | 83 | 5 | 50000 | 42717 |  |  | No |  | 3.1 | 2447.48 | 112.79 | 21.7 | 13.6 | 0.99 | 3000 | 83
P65A6AYA | Hyperikon Inc. | Hyperikon | HyperBC-4C-50G | Linear Replacement Lamp | Four-Foot | Dual Mode Internal Driver (UL Type A and Type B) | Standard | FALSE | [9 empty] | 42717 |  |  | No |  | 3.1 | 2521.3 | 115.66 | 21.8 | 13.8 | 1 | 5000 | 81.4
PZU7BTVC | Hyperikon Inc. | Hyperikon | HyperBY-4C-50G | Linear Replacement Lamp | Four-Foot | Internal Driver Lamp-Style Retrofit Kits (UL Type B) | Standard | FALSE | [9 empty] | 42717 |  |  | No |  | 4 | 2350.6 | 128.4 | 18.3 | 17.7 | 0.95 | 4887 | 81.1
PDJGKWTG | Hyperikon Inc. | Hyperikon | HyperBC-4C-40G | Linear Replacement Lamp | Four-Foot | Dual Mode Internal Driver (UL Type A and Type B) | Standard | FALSE | [9 empty] | 42717 |  |  | No |  | 3.1 | 2447.48 | 112.79 | 21.7 | 13.6 | 0.99 | 4000 | 83
P2SUZB5F | Hyperikon Inc. | Hyperikon | HyperBY-4C-40G | Linear Replacement Lamp | Four-Foot | Internal Driver Lamp-Style Retrofit Kits (UL Type B) | Standard | FALSE | [9 empty] | 42717 |  |  | No |  | 4 | 2295.4 | 125.4 | 18.3 | 17.4 | 0.95 | 4000 | 81.7
PCKS95K2 | Hyperikon Inc. | Hyperikon | HyperBC-4C-35G | Linear Replacement Lamp | Four-Foot | Dual Mode Internal Driver (UL Type A and Type B) | Standard | FALSE | [9 empty] | 42717 |  |  | No |  | 3.1 | 2447.48 | 112.79 | 21.7 | 13.6 | 0.99 | 3500 | 83
PQ9R2DUY | Hyperikon Inc. | Hyperikon | HyperBY-4C-35G | Linear Replacement Lamp | Four-Foot | Internal Driver Lamp-Style Retrofit Kits (UL Type B) | Standard | FALSE | [9 empty] | 42717 |  |  | No |  | 4 | 2295.4 | 125.4 | 18.3 | 17.4 | 0.95 | 3500 | 81.7
PSKNQT5B | JIAXING SUPER LIGHTING ELECTRIC APPLIANCE CO.LTD | SUPER | T5L-IDDM14-3500-4ft-ABA-1a | Linear Replacement Lamp | Four-Foot | Replacement Lamps (plug and play) (UL Type A) | Standard | TRUE | 3476.3 | 128.79 | 26.99 | 10.7 | 0.965 | 3113 | 82.6 | 5 | 50000 | 42717 |  |  | No |  | 4.1 | 3200 | 115 | 28 | 20 | 0.9 | 3000 | 82
PC4GC6FX | JIAXING SUPER LIGHTING ELECTRIC APPLIANCE CO.LTD | SUPER | T5L-IDDM14-3500-4ft-EBA-1a | Linear Replacement Lamp | Four-Foot | Replacement Lamps (plug and play) (UL Type A) | Standard | FALSE | [9 empty] | 42717 |  |  | No |  | 4.1 | 3500 | 125 | 28 | 20 | 0.9 | 5000 | 82
PTH73ZPX | JIAXING SUPER LIGHTING ELECTRIC APPLIANCE CO.LTD | SUPER | T5L-IDDM14-3500-4ft-DBA-1a | Linear Replacement Lamp | Four-Foot | Replacement Lamps (plug and play) (UL Type A) | Standard | FALSE | [9 empty] | 42717 |  |  | No |  | 4.1 | 3500 | 125 | 28 | 20 | 0.9 | 4500 | 82
PCTY9TCE | JIAXING SUPER LIGHTING ELECTRIC APPLIANCE CO.LTD | SUPER | T5L-IDDM14-3500-4ft-CBA-1a | Linear Replacement Lamp | Four-Foot | Replacement Lamps (plug and play) (UL Type A) | Standard | FALSE | [9 empty] | 42717 |  |  | No |  | 4.1 | 3500 | 125 | 28 | 20 | 0.9 | 4000 | 82
P7F6BQPF | JIAXING SUPER LIGHTING ELECTRIC APPLIANCE CO.LTD | SUPER | T5L-IDDM14-3500-4ft-BBA-1a | Linear Replacement Lamp | Four-Foot | Replacement Lamps (plug and play) (UL Type A) | Standard | FALSE | [9 empty] | 42717 |  |  | No |  | 4.1 | 3200 | 115 | 28 | 20 | 0.9 | 3500 | 82
P3WV7TP9 | Shenxhen Xuanliyang Optoelectronics co.Ltd | Xuanliyang | XLY-T8712170-W | Linear Replacement Lamp | Four-Foot | Internal Driver Lamp-Style Retrofit Kits (UL Type B) | Standard | TRUE | 2278.24 | 132.5 | 17.2 | 23.12 | 0.965 | 4200 | 83.3 | 5 | 50000 | 42717 |  |  | No |  | 4.1 | 2278 | 132.4 | 17.2 | 23.1 | 0.97 | 4000 | 83
PZEETQKH | Shenxhen Xuanliyang Optoelectronics co.Ltd | Xuanliyang | XLY-T8712170-W | Linear Replacement Lamp | Four-Foot | Internal Driver Lamp-Style Retrofit Kits (UL Type B) | Standard | TRUE | 2393.76 | 134.5 | 17.8 | 24.2 | 0.967 | 4159 | 83.3 | 5 | 50000 | 42717 |  |  | No |  | 4.1 | 2393 | 134.4 | 17.8 | 24.2 | 0.97 | 4000 | 83
P995JY5D | SHENZHEN FUDAKIN DISPLAY LIGHTING CO. LTD. | FUDAKINLED | FDK-LT8C-4-155FA | Linear Replacement Lamp | Four-Foot | Replacement Lamps (plug and play) (UL Type A) | Standard | FALSE | [9 empty] | 42717 |  |  | NotYetVerified |  | 3 | 1900 | 127 | 15 | 5.12 | 1 | 5000 | 80
PMYMJB9T | SHENZHEN FUDAKIN DISPLAY LIGHTING CO. LTD. | FUDAKINLED | FDK-LT8C-4-154FA | Linear Replacement Lamp | Four-Foot | Replacement Lamps (plug and play) (UL Type A) | Standard | FALSE | [9 empty] | 42717 |  |  | NotYetVerified |  | 3 | 1800 | 120 | 15 | 5.12 | 1 | 4000 | 80
PY3NRNWE | SHENZHEN FUDAKIN DISPLAY LIGHTING CO. LTD. | FUDAKINLED | FDK-LT8C-4-153FA | Linear Replacement Lamp | Four-Foot | Replacement Lamps (plug and play) (UL Type A) | Standard | FALSE | [9 empty] | 42717 |  |  | NotYetVerified |  | 3 | 1800 | 120 | 15 | 5.12 | 1 | 3000 | 80
P9HS9W5C | Optimal LED | OptimalLED | 8813NX1510W30AMFD-114 | Linear Replacement Lamp | Four-Foot | Dual Mode Internal Driver (UL Type A and Type B) | Standard | TRUE | 2140.461 | 112.066 | 19.1 | 13.6 | 0.907 | 2983 | 82.1 | 5 | 50000 | 42716 | Dimmable | Continuous Below 10 | No |  | 4 | 2140.46 | 112.07 | 19.1 | 13.6 | 0.95 | 3000 | 82.1
PGU3QM2A | Optimal LED | OptimalLED | 8813NX1510W30AGCD-114 | Linear Replacement Lamp | Four-Foot | Dual Mode Internal Driver (UL Type A and Type B) | Standard | TRUE | 2300.041 | 120.421 | 19.1 | 13.4 | 0.906 | 3008 | 82.3 | 5 | 50000 | 42716 | Dimmable | Continuous Below 10 | No |  | 4 | 2300.04 | 120.42 | 19.1 | 13.4 | 0.95 | 3000 | 82.3
PJQEJCUC | Optimal LED | OptimalLED | 8813NX1810W30AMFD-114 | Linear Replacement Lamp | Four-Foot | Dual Mode Internal Driver (UL Type A and Type B) | Standard | TRUE | 2488.725 | 112.612 | 22.1 | 13.7 | 0.905 | 2967 | 82 | 5 | 50000 | 42716 | Dimmable | Continuous Below 10 | No |  | 4 | 2488.73 | 112.61 | 22.1 | 13.7 | 0.95 | 3000 | 82
PUY9H3TN | Optimal LED | OptimalLED | 8813NX1810W30AGCD-114 | Linear Replacement Lamp | Four-Foot | Dual Mode Internal Driver (UL Type A and Type B) | Standard | TRUE | 2668.221 | 120.734 | 22.1 | 13.7 | 0.903 | 2969 | 82.1 | 5 | 50000 | 42716 | Dimmable | Continuous Below 10 | No |  | 4 | 2668.22 | 120.73 | 22.1 | 13.7 | 0.95 | 3000 | 82.1
PQWVWKRZ | Optimal LED | OptimalLED | 8813NX1210W30AGCD-114 | Linear Replacement Lamp | Four-Foot | Dual Mode Internal Driver (UL Type A and Type B) | Standard | TRUE | 1930.326 | 119.896 | 16.1 | 13.9 | 0.902 | 2955 | 82 | 5 | 50000 | 42716 | Dimmable | Continuous Below 10 | No |  | 4 | 1930.33 | 119.9 | 16.1 | 13.9 | 0.95 | 3000 | 82
P2N4H1DG | Optimal LED | OptimalLED | 8813NX2010W30AGCD-114 | Linear Replacement Lamp | Four-Foot | Dual Mode Internal Driver (UL Type A and Type B) | Standard | TRUE | 2934.922 | 121.781 | 24.1 | 14.3 | 0.901 | 2990 | 82.2 | 5 | 50000 | 42716 | Dimmable | Continuous Below 10 | No |  | 4 | 2934.92 | 121.78 | 24.1 | 14.3 | 0.95 | 3000 | 82.2
PY8NA922 | Optimal LED | OptimalLED | 8813NX2010W30AMFD-114 | Linear Replacement Lamp | Four-Foot | Dual Mode Internal Driver (UL Type A and Type B) | Standard | TRUE | 2672.088 | 110.875 | 24.1 | 13.8 | 0.901 | 2937 | 81.9 | 5 | 50000 | 42716 | Dimmable | Continuous Below 10 | No |  | 4 | 2672.09 | 110.88 | 24.1 | 13.8 | 0.95 | 3000 | 81.9
PUS24N16 | Optimal LED | OptimalLED | 8813NX1810W50AMFD-114 | Linear Replacement Lamp | Four-Foot | Dual Mode Internal Driver (UL Type A and Type B) | Standard | FALSE | [9 empty] | 42716 | Dimmable | Continuous Below 10 | No |  | 4 | 2617.2 | 117.89 | 22.2 | 13.9 | 0.96 | 5000 | 83.1
PAPXFQ5N | Optimal LED | OptimalLED | 8813NX1210W50AGCD-114 | Linear Replacement Lamp | Four-Foot | Dual Mode Internal Driver (UL Type A and Type B) | Standard | FALSE | [9 empty] | 42716 | Dimmable | Continuous Below 10 | No |  | 4 | 1964.46 | 122.02 | 16.1 | 14.1 | 0.94 | 5000 | 82.9
PTDWGQSX | Optimal LED | OptimalLED | 8813NX1510W50AMFD-114 | Linear Replacement Lamp | Four-Foot | Dual Mode Internal Driver (UL Type A and Type B) | Standard | FALSE | [9 empty] | 42716 | Dimmable | Continuous Below 10 | No |  | 4 | 2238.16 | 117.18 | 19.1 | 13.9 | 0.95 | 5000 | 82.9
PMKRZ68T | Optimal LED | OptimalLED | 8813NX1810W50AGCD-114 | Linear Replacement Lamp | Four-Foot | Dual Mode Internal Driver (UL Type A and Type B) | Standard | FALSE | [9 empty] | 42716 | Dimmable | Continuous Below 10 | No |  | 4 | 2716.6 | 122.92 | 22.1 | 13.8 | 0.94 | 5000 | 82.9
PBKANQ62 | Optimal LED | OptimalLED | 8813NX2010W50AMFD-114 | Linear Replacement Lamp | Four-Foot | Dual Mode Internal Driver (UL Type A and Type B) | Standard | FALSE | [9 empty] | 42716 | Dimmable | Continuous Below 10 | No |  | 4 | 2763.23 | 114.66 | 24.1 | 14.2 | 0.97 | 5000 | 82.8
PH58Z9JN | Optimal LED | OptimalLED | 8813NX2010W50AGCD-114 | Linear Replacement Lamp | Four-Foot | Dual Mode Internal Driver (UL Type A and Type B) | Standard | FALSE | [9 empty] | 42716 | Dimmable | Continuous Below 10 | No |  | 4 | 2977.84 | 123.56 | 24.1 | 14.4 | 0.93 | 5000 | 82.6
PVYV2HG8 | Optimal LED | OptimalLED | 8813NX1510W50AGCD-114 | Linear Replacement Lamp | Four-Foot | Dual Mode Internal Driver (UL Type A and Type B) | Standard | FALSE | [9 empty] | 42716 | Dimmable | Continuous Below 10 | No |  | 4 | 2349.17 | 122.99 | 19.1 | 13.8 | 0.96 | 5000 | 82.5
PKYMEGE5 | Optimal LED | OptimalLED | 8813NX1510W40AGCD-114 | Linear Replacement Lamp | Four-Foot | Dual Mode Internal Driver (UL Type A and Type B) | Standard | FALSE | [9 empty] | 42716 | Dimmable | Continuous Below 10 | No |  | 4 | 2300.04 | 120.42 | 19.1 | 13.4 | 0.95 | 4000 | 82.3
P3ESTUEK | Optimal LED | OptimalLED | 8813NX2010W40AGCD-114 | Linear Replacement Lamp | Four-Foot | Dual Mode Internal Driver (UL Type A and Type B) | Standard | FALSE | [9 empty] | 42716 | Dimmable | Continuous Below 10 | No |  | 4 | 2934.92 | 121.78 | 24.1 | 14.3 | 0.95 | 4000 | 82.2
P7YTFZMG | Optimal LED | OptimalLED | 8813NX1810W40AGCD-114 | Linear Replacement Lamp | Four-Foot | Dual Mode Internal Driver (UL Type A and Type B) | Standard | FALSE | [9 empty] | 42716 | Dimmable | Continuous Below 10 | No |  | 4 | 2668.22 | 120.73 | 22.1 | 13.7 | 0.95 | 4000 | 82.1
P3Q6A8BM | Optimal LED | OptimalLED | 8813NX1510W40AMFD-114 | Linear Replacement Lamp | Four-Foot | Dual Mode Internal Driver (UL Type A and Type B) | Standard | FALSE | [9 empty] | 42716 | Dimmable | Continuous Below 10 | No |  | 4 | 2140.46 | 112.07 | 19.1 | 13.6 | 0.95 | 4000 | 82.1
P7GGWQVJ | Optimal LED | OptimalLED | 8813NX1210W40AGCD-114 | Linear Replacement Lamp | Four-Foot | Dual Mode Internal Driver (UL Type A and Type B) | Standard | FALSE | [9 empty] | 42716 | Dimmable | Continuous Below 10 | No |  | 4 | 1930.33 | 119.9 | 16.1 | 13.9 | 0.95 | 4000 | 82
PU9U4ZMR | Optimal LED | OptimalLED | 8813NX1810W40AMFD-114 | Linear Replacement Lamp | Four-Foot | Dual Mode Internal Driver (UL Type A and Type B) | Standard | FALSE | [9 empty] | 42716 | Dimmable | Continuous Below 10 | No |  | 4 | 2488.73 | 112.61 | 22.1 | 13.7 | 0.95 | 4000 | 82
P4Z6UGWS | Optimal LED | OptimalLED | 8813NX2010W40AMFD-114 | Linear Replacement Lamp | Four-Foot | Dual Mode Internal Driver (UL Type A and Type B) | Standard | FALSE | [9 empty] | 42716 | Dimmable | Continuous Below 10 | No |  | 4 | 2672.09 | 110.88 | 24.1 | 13.8 | 0.95 | 4000 | 81.9
P1N4YPBK | JIAXING SUPER LIGHTING ELECTRIC APPLIANCE CO.LTD | SUPER | T5L-IDDM14-3500-4ft-ABA-10 | Linear Replacement Lamp | Four-Foot | Replacement Lamps (plug and play) (UL Type A) | Standard | TRUE | 3346 | 128.49 | 26.04 | 10.7 | 0.964 | 3117 | 82.7 | 5 | 50000 | 42716 | Dimmable | Continuous Above 10 | No |  | 4.1 | 3200 | 114 | 28 | 20 | 0.9 | 3000 | 82
PPXJFYXG | JIAXING SUPER LIGHTING ELECTRIC APPLIANCE CO.LTD | SUPER | T5L-IDDM14-3500-4ft-EBA-10 | Linear Replacement Lamp | Four-Foot | Replacement Lamps (plug and play) (UL Type A) | Standard | FALSE | [9 empty] | 42716 | Dimmable | Continuous Above 10 | No |  | 4.1 | 3500 | 125 | 28 | 20 | 0.9 | 5000 | 82
P1Z598RY | JIAXING SUPER LIGHTING ELECTRIC APPLIANCE CO.LTD | SUPER | T5L-IDDM14-3500-4ft-DBA-10 | Linear Replacement Lamp | Four-Foot | Replacement Lamps (plug and play) (UL Type A) | Standard | FALSE | [9 empty] | 42716 | Dimmable | Continuous Above 10 | No |  | 4.1 | 3500 | 125 | 28 | 20 | 0.9 | 4500 | 82
PUVYXN7K | JIAXING SUPER LIGHTING ELECTRIC APPLIANCE CO.LTD | SUPER | T5L-IDDM14-3500-4ft-CBA-10 | Linear Replacement Lamp | Four-Foot | Replacement Lamps (plug and play) (UL Type A) | Standard | FALSE | [9 empty] | 42716 | Dimmable | Continuous Above 10 | No |  | 4.1 | 3500 | 125 | 28 | 20 | 0.9 | 4000 | 82
PG636ABU | JIAXING SUPER LIGHTING ELECTRIC APPLIANCE CO.LTD | SUPER | T5L-IDDM14-3500-4ft-BBA-10 | Linear Replacement Lamp | Four-Foot | Replacement Lamps (plug and play) (UL Type A) | Standard | FALSE | [9 empty] | 42716 | Dimmable | Continuous Above 10 | No |  | 4.1 | 3200 | 114 | 28 | 20 | 0.9 | 3500 | 82
P2992JF8 | Reno LED Lighting Inc. | RENO | WLL-LEDT5BC25.5/835/G2 | Linear Replacement Lamp | Four-Foot | Replacement Lamps (plug and play) (UL Type A) | Standard | TRUE | 3391 | 116.6 | 29.08 | 16.34 | 0.9667 | 3511 | 82.5 | 5 | 50000 | 42710 | Not Dimmable | Not Dimmable | No |  | 3.1 | 3135 | 110 | 28.5 | 16.34 | 0.97 | 3500 | 83
P7CT6CMP | Reno LED Lighting Inc. | RENO | WLL-LEDT5BC25.5/850/G2 | Linear Replacement Lamp | Four-Foot | Replacement Lamps (plug and play) (UL Type A) | Standard | FALSE | [9 empty] | 42710 | Not Dimmable | Not Dimmable | No |  | 3.1 | 3277.5 | 115 | 28.5 | 16.34 | 0.97 | 5000 | 83
PM2BR2DB | Reno LED Lighting Inc. | RENO | WLL-LEDT5BC25.5/845/G2 | Linear Replacement Lamp | Four-Foot | Replacement Lamps (plug and play) (UL Type A) | Standard | FALSE | [9 empty] | 42710 | Not Dimmable | Not Dimmable | No |  | 3.1 | 3192 | 112 | 28.5 | 16.34 | 0.97 | 4500 | 83
PCHW2FEJ | Reno LED Lighting Inc. | RENO | WLL-LEDT5BC25.5/840/G2 | Linear Replacement Lamp | Four-Foot | Replacement Lamps (plug and play) (UL Type A) | Standard | FALSE | [9 empty] | 42710 | Not Dimmable | Not Dimmable | No |  | 3.1 | 3192 | 112 | 28.5 | 16.34 | 0.97 | 4000 | 83
P1GG4T6Q | Philips Lighting North America Corporation | Philips | 9290011585C | Linear Replacement Lamp | Four-Foot | Replacement Lamps (plug and play) (UL Type A) | Standard | TRUE | 1876 | 123.9 | 15.14 | 8.28 | 0.9664 | 3009 | 82.4 | 5 | 50000 | 42710 | Not Dimmable | Not Dimmable | No |  | 4 | 2000 | 117.65 | 17 | 15 | 0.9 | 3000 | 82
P9RG41WJ | Philips Lighting North America Corporation | Philips | 9290011588C | Linear Replacement Lamp | Four-Foot | Replacement Lamps (plug and play) (UL Type A) | Standard | FALSE | [9 empty] | 42710 | Not Dimmable | Not Dimmable | No |  | 4 | 2100 | 123.53 | 17 | 15 | 0.9 | 5000 | 82
PFWPMJNV | Philips Lighting North America Corporation | Philips | 9290011587C | Linear Replacement Lamp | Four-Foot | Replacement Lamps (plug and play) (UL Type A) | Standard | FALSE | [9 empty] | 42710 | Not Dimmable | Not Dimmable | No |  | 4 | 2100 | 123.53 | 17 | 15 | 0.9 | 4000 | 82
P5R4PGPD | Philips Lighting North America Corporation | Philips | 9290011586C | Linear Replacement Lamp | Four-Foot | Replacement Lamps (plug and play) (UL Type A) | Standard | FALSE | [9 empty] | 42710 | Not Dimmable | Not Dimmable | No |  | 4 | 2000 | 117.65 | 17 | 15 | 0.9 | 3500 | 82
PGB4UQ98 | James Trading Company Limited | JAMES | ZY-T8-12W1200-3 BONX (FROST 3000K) | Linear Replacement Lamp | Four-Foot | 3-lamp External Driver Lamp-Style Retrofit Kits (UL Type C) | Standard | TRUE | 1618 | 130.59 | 12.39 | 14.39 | 0.9296 | 3072 | 84 | 5 | 50000 | 42709 |  |  | NotYetVerified |  | 4.1 | 1618 | 130.59 | 12.39 | 20 | 0.9 | 3000 | 82
PUVJWPJB | James Trading Company Limited | JAMES | ZY-T8-12W1200-3 BONX (FROST 5000K) | Linear Replacement Lamp | Four-Foot | 3-lamp External Driver Lamp-Style Retrofit Kits (UL Type C) | Standard | TRUE | 1714 | 137.45 | 12.47 | 14.81 | 0.9286 | 5016 | 82.3 | 5 | 50000 | 42709 |  |  | NotYetVerified |  | 4.1 | 1618 | 130.59 | 12.39 | 20 | 0.9 | 5000 | 82
PTZMF9VZ | James Trading Company Limited | JAMES | ZY-T8-12W1200-4 BONX (FROST 3000K) | Linear Replacement Lamp | Four-Foot | 4-lamp External Driver Lamp-Style Retrofit Kits (UL Type C) | Standard | TRUE | 1592 | 131.03 | 12.15 | 13.29 | 0.9157 | 3010 | 83.7 | 5 | 50000 | 42709 |  |  | NotYetVerified |  | 4.1 | 1592 | 131.03 | 12.15 | 20 | 0.9 | 3000 | 82
PYGRH7WX | James Trading Company Limited | JAMES | ZY-T8-22W1200-3 BONX (FROST 5000K) | Linear Replacement Lamp | Four-Foot | 3-lamp External Driver Lamp-Style Retrofit Kits (UL Type C) | Standard | FALSE | [9 empty] | 42709 |  |  | NotYetVerified |  | 4.1 | 3023 | 131 | 23 | 20 | 0.9 | 5000 | 82
PF29VYVQ | James Trading Company Limited | JAMES | ZY-T8-22W1200-4 BONX (FROST 5000K) | Linear Replacement Lamp | Four-Foot | 4-lamp External Driver Lamp-Style Retrofit Kits (UL Type C) | Standard | FALSE | [9 empty] | 42709 |  |  | NotYetVerified |  | 4.1 | 2910 | 131 | 22 | 20 | 0.9 | 5000 | 82
P3GV2U5Z | James Trading Company Limited | JAMES | ZY-T8-18W1200-4 BONX (FROST 5000K) | Linear Replacement Lamp | Four-Foot | 4-lamp External Driver Lamp-Style Retrofit Kits (UL Type C) | Standard | FALSE | [9 empty] | 42709 |  |  | NotYetVerified |  | 4.1 | 2525 | 131 | 19.4 | 20 | 0.9 | 5000 | 82
P13KB2GE | James Trading Company Limited | JAMES | ZY-T8-18W1200-3 BONX (FROST 5000K) | Linear Replacement Lamp | Four-Foot | 3-lamp External Driver Lamp-Style Retrofit Kits (UL Type C) | Standard | FALSE | [9 empty] | 42709 |  |  | NotYetVerified |  | 4.1 | 2366 | 131.15 | 18 | 20 | 0.9 | 5000 | 82
PCXWWT9D | James Trading Company Limited | JAMES | ZY-T8-15W1200-4 BONX (FROST 5000K) | Linear Replacement Lamp | Four-Foot | 4-lamp External Driver Lamp-Style Retrofit Kits (UL Type C) | Standard | FALSE | [9 empty] | 42709 |  |  | NotYetVerified |  | 4.1 | 1990 | 131.35 | 15 | 20 | 0.9 | 5000 | 82
PGGP7FU8 | James Trading Company Limited | JAMES | ZY-T8-15W1200-3 BONX (FROST 5000K) | Linear Replacement Lamp | Four-Foot | 3-lamp External Driver Lamp-Style Retrofit Kits (UL Type C) | Standard | FALSE | [9 empty] | 42709 |  |  | NotYetVerified |  | 4.1 | 1856 | 133 | 14 | 20 | 0.9 | 5000 | 82
PJJSU7BE | James Trading Company Limited | JAMES | ZY-T8-12W1200-4 BONX (FROST 5000K) | Linear Replacement Lamp | Four-Foot | 4-lamp External Driver Lamp-Style Retrofit Kits (UL Type C) | Standard | FALSE | [9 empty] | 42709 |  |  | NotYetVerified |  | 4.1 | 1592 | 131.03 | 12.15 | 20 | 0.9 | 5000 | 82
PSBBFHWV | James Trading Company Limited | JAMES | ZY-T8-22W1200-3 BODX (FROST 5000K) | Linear Replacement Lamp | Four-Foot | 3-lamp External Driver Lamp-Style Retrofit Kits (UL Type C) | Standard | FALSE | [9 empty] | 42709 |  |  | NotYetVerified |  | 4.1 | 3023 | 131 | 23 | 20 | 0.9 | 5000 | 82
PPRYGE9X | James Trading Company Limited | JAMES | ZY-T8-22W1200-4 BODX (FROST 5000K) | Linear Replacement Lamp | Four-Foot | 4-lamp External Driver Lamp-Style Retrofit Kits (UL Type C) | Standard | FALSE | [9 empty] | 42709 |  |  | NotYetVerified |  | 4.1 | 2910 | 131 | 22 | 20 | 0.9 | 5000 | 82
PN9ZSAPV | James Trading Company Limited | JAMES | ZY-T8-18W1200-4 BODX (FROST 5000K) | Linear Replacement Lamp | Four-Foot | 4-lamp External Driver Lamp-Style Retrofit Kits (UL Type C) | Standard | FALSE | [9 empty] | 42709 |  |  | NotYetVerified |  | 4.1 | 2525 | 131 | 19.4 | 20 | 0.9 | 5000 | 82
P5PCAVXT | James Trading Company Limited | JAMES | ZY-T8-18W1200-3 BODX (FROST 5000K) | Linear Replacement Lamp | Four-Foot | 3-lamp External Driver Lamp-Style Retrofit Kits (UL Type C) | Standard | FALSE | [9 empty] | 42709 |  |  | NotYetVerified |  | 4.1 | 2366 | 131.15 | 18 | 20 | 0.9 | 5000 | 82
PZW25Q57 | James Trading Company Limited | JAMES | ZY-T8-15W1200-4 BODX (FROST 5000K) | Linear Replacement Lamp | Four-Foot | 4-lamp External Driver Lamp-Style Retrofit Kits (UL Type C) | Standard | FALSE | [9 empty] | 42709 |  |  | NotYetVerified |  | 4.1 | 1990 | 131.35 | 15 | 20 | 0.9 | 5000 | 82
PSYEVAF5 | James Trading Company Limited | JAMES | ZY-T8-15W1200-3 BODX (FROST 5000K) | Linear Replacement Lamp | Four-Foot | 3-lamp External Driver Lamp-Style Retrofit Kits (UL Type C) | Standard | FALSE | [9 empty] | 42709 |  |  | NotYetVerified |  | 4.1 | 1856 | 133 | 14 | 20 | 0.9 | 5000 | 82
PC1TKPGR | James Trading Company Limited | JAMES | ZY-T8-12W1200-3 BODX (FROST 5000K) | Linear Replacement Lamp | Four-Foot | 3-lamp External Driver Lamp-Style Retrofit Kits (UL Type C) | Standard | FALSE | [9 empty] | 42709 |  |  | NotYetVerified |  | 4.1 | 1618 | 130.59 | 12.39 | 20 | 0.9 | 5000 | 82
PP5P5E2P | James Trading Company Limited | JAMES | ZY-T8-12W1200-4 BODX (FROST 5000K) | Linear Replacement Lamp | Four-Foot | 4-lamp External Driver Lamp-Style Retrofit Kits (UL Type C) | Standard | FALSE | [9 empty] | 42709 |  |  | NotYetVerified |  | 4.1 | 1592 | 131.03 | 12.15 | 20 | 0.9 | 5000 | 82
PCC8VBE5 | James Trading Company Limited | JAMES | ZY-T8-22W1200-3 BONX (FROST 4500K) | Linear Replacement Lamp | Four-Foot | 3-lamp External Driver Lamp-Style Retrofit Kits (UL Type C) | Standard | FALSE | [9 empty] | 42709 |  |  | NotYetVerified |  | 4.1 | 3023 | 131 | 23 | 20 | 0.9 | 4500 | 82
PZWGUUD2 | James Trading Company Limited | JAMES | ZY-T8-22W1200-4 BONX (FROST 4500K) | Linear Replacement Lamp | Four-Foot | 4-lamp External Driver Lamp-Style Retrofit Kits (UL Type C) | Standard | FALSE | [9 empty] | 42709 |  |  | NotYetVerified |  | 4.1 | 2910 | 131 | 22 | 20 | 0.9 | 4500 | 82
PHMVQTPC | James Trading Company Limited | JAMES | ZY-T8-18W1200-4 BONX (FROST 4500K) | Linear Replacement Lamp | Four-Foot | 4-lamp External Driver Lamp-Style Retrofit Kits (UL Type C) | Standard | FALSE | [9 empty] | 42709 |  |  | NotYetVerified |  | 4.1 | 2525 | 131 | 19.4 | 20 | 0.9 | 4500 | 82
PYS5G3HG | James Trading Company Limited | JAMES | ZY-T8-18W1200-3 BONX (FROST 4500K) | Linear Replacement Lamp | Four-Foot | 3-lamp External Driver Lamp-Style Retrofit Kits (UL Type C) | Standard | FALSE | [9 empty] | 42709 |  |  | NotYetVerified |  | 4.1 | 2366 | 131.15 | 18 | 20 | 0.9 | 4500 | 82
PHSG5WR6 | James Trading Company Limited | JAMES | ZY-T8-15W1200-4 BONX (FROST 4500K) | Linear Replacement Lamp | Four-Foot | 4-lamp External Driver Lamp-Style Retrofit Kits (UL Type C) | Standard | FALSE | [9 empty] | 42709 |  |  | NotYetVerified |  | 4.1 | 1990 | 131.35 | 15 | 20 | 0.9 | 4500 | 82
PM4EQACK | James Trading Company Limited | JAMES | ZY-T8-15W1200-3 BONX (FROST 4500K) | Linear Replacement Lamp | Four-Foot | 3-lamp External Driver Lamp-Style Retrofit Kits (UL Type C) | Standard | FALSE | [9 empty] | 42709 |  |  | NotYetVerified |  | 4.1 | 1856 | 133 | 14 | 20 | 0.9 | 4500 | 82
PJCSE68Z | James Trading Company Limited | JAMES | ZY-T8-12W1200-3 BONX (FROST 4500K) | Linear Replacement Lamp | Four-Foot | 3-lamp External Driver Lamp-Style Retrofit Kits (UL Type C) | Standard | FALSE | [9 empty] | 42709 |  |  | NotYetVerified |  | 4.1 | 1618 | 130.59 | 12.39 | 20 | 0.9 | 4500 | 82
P56KMDYT | James Trading Company Limited | JAMES | ZY-T8-12W1200-4 BONX (FROST 4500K) | Linear Replacement Lamp | Four-Foot | 4-lamp External Driver Lamp-Style Retrofit Kits (UL Type C) | Standard | FALSE | [9 empty] | 42709 |  |  | NotYetVerified |  | 4.1 | 1592 | 131.03 | 12.15 | 20 | 0.9 | 4500 | 82
PJDM6AE9 | James Trading Company Limited | JAMES | ZY-T8-22W1200-3 BODX (FROST 4500K) | Linear Replacement Lamp | Four-Foot | 3-lamp External Driver Lamp-Style Retrofit Kits (UL Type C) | Standard | FALSE | [9 empty] | 42709 |  |  | NotYetVerified |  | 4.1 | 3023 | 131 | 23 | 20 | 0.9 | 4500 | 82
PPJB1DCY | James Trading Company Limited | JAMES | ZY-T8-22W1200-4 BODX (FROST 4500K) | Linear Replacement Lamp | Four-Foot | 4-lamp External Driver Lamp-Style Retrofit Kits (UL Type C) | Standard | FALSE | [9 empty] | 42709 |  |  | NotYetVerified |  | 4.1 | 2910 | 131 | 22 | 20 | 0.9 | 4500 | 82
P261CHYU | James Trading Company Limited | JAMES | ZY-T8-18W1200-4 BODX (FROST 4500K) | Linear Replacement Lamp | Four-Foot | 4-lamp External Driver Lamp-Style Retrofit Kits (UL Type C) | Standard | FALSE | [9 empty] | 42709 |  |  | NotYetVerified |  | 4.1 | 2525 | 131 | 19.4 | 20 | 0.9 | 4500 | 82
P93HN7CQ | James Trading Company Limited | JAMES | ZY-T8-18W1200-3 BODX (FROST 4500K) | Linear Replacement Lamp | Four-Foot | 3-lamp External Driver Lamp-Style Retrofit Kits (UL Type C) | Standard | FALSE | [9 empty] | 42709 |  |  | NotYetVerified |  | 4.1 | 2366 | 131.15 | 18 | 20 | 0.9 | 4500 | 82
P8U5QQC9 | James Trading Company Limited | JAMES | ZY-T8-15W1200-4 BODX (FROST 4500K) | Linear Replacement Lamp | Four-Foot | 4-lamp External Driver Lamp-Style Retrofit Kits (UL Type C) | Standard | FALSE | [9 empty] | 42709 |  |  | NotYetVerified |  | 4.1 | 1990 | 131.35 | 15 | 20 | 0.9 | 4500 | 82
PJJV7U6V | James Trading Company Limited | JAMES | ZY-T8-15W1200-3 BODX (FROST 4500K) | Linear Replacement Lamp | Four-Foot | 3-lamp External Driver Lamp-Style Retrofit Kits (UL Type C) | Standard | FALSE | [9 empty] | 42709 |  |  | NotYetVerified |  | 4.1 | 1856 | 133 | 14 | 20 | 0.9 | 4500 | 82
P8NQUBH4 | James Trading Company Limited | JAMES | ZY-T8-12W1200-3 BODX (FROST 4500K) | Linear Replacement Lamp | Four-Foot | 3-lamp External Driver Lamp-Style Retrofit Kits (UL Type C) | Standard | FALSE | [9 empty] | 42709 |  |  | NotYetVerified |  | 4.1 | 1618 | 130.59 | 12.39 | 20 | 0.9 | 4500 | 82
P4B457G4 | James Trading Company Limited | JAMES | ZY-T8-12W1200-4 BODX (FROST 4500K) | Linear Replacement Lamp | Four-Foot | 4-lamp External Driver Lamp-Style Retrofit Kits (UL Type C) | Standard | FALSE | [9 empty] | 42709 |  |  | NotYetVerified |  | 4.1 | 1592 | 131.03 | 12.15 | 20 | 0.9 | 4500 | 82
PHZ7UE9K | James Trading Company Limited | JAMES | ZY-T8-22W1200-3 BONX (FROST 4000K) | Linear Replacement Lamp | Four-Foot | 3-lamp External Driver Lamp-Style Retrofit Kits (UL Type C) | Standard | FALSE | [9 empty] | 42709 |  |  | NotYetVerified |  | 4.1 | 3023 | 131 | 23 | 20 | 0.9 | 4000 | 82
PQTPTM5Q | James Trading Company Limited | JAMES | ZY-T8-22W1200-4 BONX (FROST 4000K) | Linear Replacement Lamp | Four-Foot | 4-lamp External Driver Lamp-Style Retrofit Kits (UL Type C) | Standard | FALSE | [9 empty] | 42709 |  |  | NotYetVerified |  | 4.1 | 2910 | 131 | 22 | 20 | 0.9 | 4000 | 82
PX5DE1X4 | James Trading Company Limited | JAMES | ZY-T8-18W1200-4 BONX (FROST 4000K) | Linear Replacement Lamp | Four-Foot | 4-lamp External Driver Lamp-Style Retrofit Kits (UL Type C) | Standard | FALSE | [9 empty] | 42709 |  |  | NotYetVerified |  | 4.1 | 2525 | 131 | 19.4 | 20 | 0.9 | 4000 | 82
PM8XPSGR | James Trading Company Limited | JAMES | ZY-T8-18W1200-3 BONX (FROST 4000K) | Linear Replacement Lamp | Four-Foot | 3-lamp External Driver Lamp-Style Retrofit Kits (UL Type C) | Standard | FALSE | [9 empty] | 42709 |  |  | NotYetVerified |  | 4.1 | 2366 | 131.15 | 18 | 20 | 0.9 | 4000 | 82
PNP56BCN | James Trading Company Limited | JAMES | ZY-T8-15W1200-4 BONX (FROST 4000K) | Linear Replacement Lamp | Four-Foot | 4-lamp External Driver Lamp-Style Retrofit Kits (UL Type C) | Standard | FALSE | [9 empty] | 42709 |  |  | NotYetVerified |  | 4.1 | 1990 | 131.35 | 15 | 20 | 0.9 | 4000 | 82
PTWT5CS6 | James Trading Company Limited | JAMES | ZY-T8-15W1200-3 BONX (FROST 4000K) | Linear Replacement Lamp | Four-Foot | 3-lamp External Driver Lamp-Style Retrofit Kits (UL Type C) | Standard | FALSE | [9 empty] | 42709 |  |  | NotYetVerified |  | 4.1 | 1856 | 133 | 14 | 20 | 0.9 | 4000 | 82
P6ZAEUMC | James Trading Company Limited | JAMES | ZY-T8-12W1200-3 BONX (FROST 4000K) | Linear Replacement Lamp | Four-Foot | 3-lamp External Driver Lamp-Style Retrofit Kits (UL Type C) | Standard | FALSE | [9 empty] | 42709 |  |  | NotYetVerified |  | 4.1 | 1618 | 130.59 | 12.39 | 20 | 0.9 | 4000 | 82
PEV2PMES | James Trading Company Limited | JAMES | ZY-T8-12W1200-4 BONX (FROST 4000K) | Linear Replacement Lamp | Four-Foot | 4-lamp External Driver Lamp-Style Retrofit Kits (UL Type C) | Standard | FALSE | [9 empty] | 42709 |  |  | NotYetVerified |  | 4.1 | 1592 | 131.03 | 12.15 | 20 | 0.9 | 4000 | 82
PK275PK3 | James Trading Company Limited | JAMES | ZY-T8-22W1200-3 BODX (FROST 4000K) | Linear Replacement Lamp | Four-Foot | 3-lamp External Driver Lamp-Style Retrofit Kits (UL Type C) | Standard | FALSE | [9 empty] | 42709 |  |  | NotYetVerified |  | 4.1 | 3023 | 131 | 23 | 20 | 0.9 | 4000 | 82
PUYX71FF | James Trading Company Limited | JAMES | ZY-T8-22W1200-4 BODX (FROST 4000K) | Linear Replacement Lamp | Four-Foot | 4-lamp External Driver Lamp-Style Retrofit Kits (UL Type C) | Standard | FALSE | [9 empty] | 42709 |  |  | NotYetVerified |  | 4.1 | 2910 | 131 | 22 | 20 | 0.9 | 4000 | 82
PT964AZZ | James Trading Company Limited | JAMES | ZY-T8-18W1200-4 BODX (FROST 4000K) | Linear Replacement Lamp | Four-Foot | 4-lamp External Driver Lamp-Style Retrofit Kits (UL Type C) | Standard | FALSE | [9 empty] | 42709 |  |  | NotYetVerified |  | 4.1 | 2525 | 131 | 19.4 | 20 | 0.9 | 4000 | 82
PXER7XRS | James Trading Company Limited | JAMES | ZY-T8-18W1200-3 BODX (FROST 4000K) | Linear Replacement Lamp | Four-Foot | 3-lamp External Driver Lamp-Style Retrofit Kits (UL Type C) | Standard | FALSE | [9 empty] | 42709 |  |  | NotYetVerified |  | 4.1 | 2366 | 131.15 | 18 | 20 | 0.9 | 4000 | 82
PKKY9DT7 | James Trading Company Limited | JAMES | ZY-T8-15W1200-4 BODX (FROST 4000K) | Linear Replacement Lamp | Four-Foot | 4-lamp External Driver Lamp-Style Retrofit Kits (UL Type C) | Standard | FALSE | [9 empty] | 42709 |  |  | NotYetVerified |  | 4.1 | 1990 | 131.35 | 15 | 20 | 0.9 | 4000 | 82
PH59BJS5 | James Trading Company Limited | JAMES | ZY-T8-15W1200-3 BODX (FROST 4000K) | Linear Replacement Lamp | Four-Foot | 3-lamp External Driver Lamp-Style Retrofit Kits (UL Type C) | Standard | FALSE | [9 empty] | 42709 |  |  | NotYetVerified |  | 4.1 | 1856 | 133 | 14 | 20 | 0.9 | 4000 | 82
PXRZ4977 | James Trading Company Limited | JAMES | ZY-T8-12W1200-3 BODX (FROST 4000K) | Linear Replacement Lamp | Four-Foot | 3-lamp External Driver Lamp-Style Retrofit Kits (UL Type C) | Standard | FALSE | [9 empty] | 42709 |  |  | NotYetVerified |  | 4.1 | 1618 | 130.59 | 12.39 | 20 | 0.9 | 4000 | 82
PE26BB9X | James Trading Company Limited | JAMES | ZY-T8-12W1200-4 BODX (FROST 4000K) | Linear Replacement Lamp | Four-Foot | 4-lamp External Driver Lamp-Style Retrofit Kits (UL Type C) | Standard | FALSE | [9 empty] | 42709 |  |  | NotYetVerified |  | 4.1 | 1592 | 131.03 | 12.15 | 20 | 0.9 | 4000 | 82
PYYTJC5J | James Trading Company Limited | JAMES | ZY-T8-22W1200-3 BONX (FROST 3500K) | Linear Replacement Lamp | Four-Foot | 3-lamp External Driver Lamp-Style Retrofit Kits (UL Type C) | Standard | FALSE | [9 empty] | 42709 |  |  | NotYetVerified |  | 4.1 | 3023 | 131 | 23 | 20 | 0.9 | 3500 | 82
P4FQH51P | James Trading Company Limited | JAMES | ZY-T8-22W1200-4 BONX (FROST 3500K) | Linear Replacement Lamp | Four-Foot | 4-lamp External Driver Lamp-Style Retrofit Kits (UL Type C) | Standard | FALSE | [9 empty] | 42709 |  |  | NotYetVerified |  | 4.1 | 2910 | 131 | 22 | 20 | 0.9 | 3500 | 82
PMVVSA5D | James Trading Company Limited | JAMES | ZY-T8-18W1200-4 BONX (FROST 3500K) | Linear Replacement Lamp | Four-Foot | 4-lamp External Driver Lamp-Style Retrofit Kits (UL Type C) | Standard | FALSE | [9 empty] | 42709 |  |  | NotYetVerified |  | 4.1 | 2525 | 131 | 19.4 | 20 | 0.9 | 3500 | 82
PEXYE323 | James Trading Company Limited | JAMES | ZY-T8-18W1200-3 BONX (FROST 3500K) | Linear Replacement Lamp | Four-Foot | 3-lamp External Driver Lamp-Style Retrofit Kits (UL Type C) | Standard | FALSE | [9 empty] | 42709 |  |  | NotYetVerified |  | 4.1 | 2366 | 131.15 | 18 | 20 | 0.9 | 3500 | 82
PCMHPNQ8 | James Trading Company Limited | JAMES | ZY-T8-15W1200-4 BONX (FROST 3500K) | Linear Replacement Lamp | Four-Foot | 4-lamp External Driver Lamp-Style Retrofit Kits (UL Type C) | Standard | FALSE | [9 empty] | 42709 |  |  | NotYetVerified |  | 4.1 | 1990 | 131.35 | 15 | 20 | 0.9 | 3500 | 82
P3YCB1VD | James Trading Company Limited | JAMES | ZY-T8-15W1200-3 BONX (FROST 3500K) | Linear Replacement Lamp | Four-Foot | 3-lamp External Driver Lamp-Style Retrofit Kits (UL Type C) | Standard | FALSE | [9 empty] | 42709 |  |  | NotYetVerified |  | 4.1 | 1856 | 133 | 14 | 20 | 0.9 | 3500 | 82
PNX9EYXJ | James Trading Company Limited | JAMES | ZY-T8-12W1200-3 BONX (FROST 3500K) | Linear Replacement Lamp | Four-Foot | 3-lamp External Driver Lamp-Style Retrofit Kits (UL Type C) | Standard | FALSE | [9 empty] | 42709 |  |  | NotYetVerified |  | 4.1 | 1618 | 130.59 | 12.39 | 20 | 0.9 | 3500 | 82
PCYN83G6 | James Trading Company Limited | JAMES | ZY-T8-12W1200-4 BONX (FROST 3500K) | Linear Replacement Lamp | Four-Foot | 4-lamp External Driver Lamp-Style Retrofit Kits (UL Type C) | Standard | FALSE | [9 empty] | 42709 |  |  | NotYetVerified |  | 4.1 | 1592 | 131.03 | 12.15 | 20 | 0.9 | 3500 | 82
PHH3E4JE | James Trading Company Limited | JAMES | ZY-T8-22W1200-3 BODX (FROST 3500K) | Linear Replacement Lamp | Four-Foot | 3-lamp External Driver Lamp-Style Retrofit Kits (UL Type C) | Standard | FALSE | [9 empty] | 42709 |  |  | NotYetVerified |  | 4.1 | 3023 | 131 | 23 | 20 | 0.9 | 3500 | 82
P86XEQWB | James Trading Company Limited | JAMES | ZY-T8-22W1200-4 BODX (FROST 3500K) | Linear Replacement Lamp | Four-Foot | 4-lamp External Driver Lamp-Style Retrofit Kits (UL Type C) | Standard | FALSE | [9 empty] | 42709 |  |  | NotYetVerified |  | 4.1 | 2910 | 131 | 22 | 20 | 0.9 | 3500 | 82
PHY67HMG | James Trading Company Limited | JAMES | ZY-T8-18W1200-4 BODX (FROST 3500K) | Linear Replacement Lamp | Four-Foot | 4-lamp External Driver Lamp-Style Retrofit Kits (UL Type C) | Standard | FALSE | [9 empty] | 42709 |  |  | NotYetVerified |  | 4.1 | 2525 | 131 | 19.4 | 20 | 0.9 | 3500 | 82
P7FKWMGN | James Trading Company Limited | JAMES | ZY-T8-18W1200-3 BODX (FROST 3500K) | Linear Replacement Lamp | Four-Foot | 3-lamp External Driver Lamp-Style Retrofit Kits (UL Type C) | Standard | FALSE | [9 empty] | 42709 |  |  | NotYetVerified |  | 4.1 | 2366 | 131.15 | 18 | 20 | 0.9 | 3500 | 82
P7MUFRXD | James Trading Company Limited | JAMES | ZY-T8-15W1200-4 BODX (FROST 3500K) | Linear Replacement Lamp | Four-Foot | 4-lamp External Driver Lamp-Style Retrofit Kits (UL Type C) | Standard | FALSE | [9 empty] | 42709 |  |  | NotYetVerified |  | 4.1 | 1990 | 131.35 | 15 | 20 | 0.9 | 3500 | 82
PN23GXZ5 | James Trading Company Limited | JAMES | ZY-T8-15W1200-3 BODX (FROST 3500K) | Linear Replacement Lamp | Four-Foot | 3-lamp External Driver Lamp-Style Retrofit Kits (UL Type C) | Standard | FALSE | [9 empty] | 42709 |  |  | NotYetVerified |  | 4.1 | 1856 | 133 | 14 | 20 | 0.9 | 3500 | 82
PV9338ET | James Trading Company Limited | JAMES | ZY-T8-12W1200-3 BODX (FROST 3500K) | Linear Replacement Lamp | Four-Foot | 3-lamp External Driver Lamp-Style Retrofit Kits (UL Type C) | Standard | FALSE | [9 empty] | 42709 |  |  | NotYetVerified |  | 4.1 | 1618 | 130.59 | 12.39 | 20 | 0.9 | 3500 | 82
PYCWJB77 | James Trading Company Limited | JAMES | ZY-T8-12W1200-4 BODX (FROST 3500K) | Linear Replacement Lamp | Four-Foot | 4-lamp External Driver Lamp-Style Retrofit Kits (UL Type C) | Standard | FALSE | [9 empty] | 42709 |  |  | NotYetVerified |  | 4.1 | 1592 | 131.03 | 12.15 | 20 | 0.9 | 3500 | 82
P5MC67EA | James Trading Company Limited | JAMES | ZY-T8-22W1200-3 BONX (FROST 3000K) | Linear Replacement Lamp | Four-Foot | 3-lamp External Driver Lamp-Style Retrofit Kits (UL Type C) | Standard | FALSE | [9 empty] | 42709 |  |  | NotYetVerified |  | 4.1 | 3023 | 131 | 23 | 20 | 0.9 | 3000 | 82
P59RWKG4 | James Trading Company Limited | JAMES | ZY-T8-22W1200-4 BONX (FROST 3000K) | Linear Replacement Lamp | Four-Foot | 4-lamp External Driver Lamp-Style Retrofit Kits (UL Type C) | Standard | FALSE | [9 empty] | 42709 |  |  | NotYetVerified |  | 4.1 | 2910 | 131 | 22 | 20 | 0.9 | 3000 | 82
P8CREWX2 | James Trading Company Limited | JAMES | ZY-T8-18W1200-4 BONX (FROST 3000K) | Linear Replacement Lamp | Four-Foot | 4-lamp External Driver Lamp-Style Retrofit Kits (UL Type C) | Standard | FALSE | [9 empty] | 42709 |  |  | NotYetVerified |  | 4.1 | 2525 | 131 | 19.4 | 20 | 0.9 | 3000 | 82
PFSXQFFK | James Trading Company Limited | JAMES | ZY-T8-18W1200-3 BONX (FROST 3000K) | Linear Replacement Lamp | Four-Foot | 3-lamp External Driver Lamp-Style Retrofit Kits (UL Type C) | Standard | FALSE | [9 empty] | 42709 |  |  | NotYetVerified |  | 4.1 | 2366 | 131.15 | 18 | 20 | 0.9 | 3000 | 82
PER2ZA59 | James Trading Company Limited | JAMES | ZY-T8-15W1200-4 BONX (FROST 3000K) | Linear Replacement Lamp | Four-Foot | 4-lamp External Driver Lamp-Style Retrofit Kits (UL Type C) | Standard | FALSE | [9 empty] | 42709 |  |  | NotYetVerified |  | 4.1 | 1990 | 131.35 | 15 | 20 | 0.9 | 3000 | 82
PGDP97WF | James Trading Company Limited | JAMES | ZY-T8-15W1200-3 BONX (FROST 3000K) | Linear Replacement Lamp | Four-Foot | 3-lamp External Driver Lamp-Style Retrofit Kits (UL Type C) | Standard | FALSE | [9 empty] | 42709 |  |  | NotYetVerified |  | 4.1 | 1856 | 133 | 14 | 20 | 0.9 | 3000 | 82
PY47CUZD | James Trading Company Limited | JAMES | ZY-T8-22W1200-3 BODX (FROST 3000K) | Linear Replacement Lamp | Four-Foot | 3-lamp External Driver Lamp-Style Retrofit Kits (UL Type C) | Standard | FALSE | [9 empty] | 42709 |  |  | NotYetVerified |  | 4.1 | 3023 | 131 | 23 | 20 | 0.9 | 3000 | 82
P3SJDC8Q | James Trading Company Limited | JAMES | ZY-T8-22W1200-4 BODX (FROST 3000K) | Linear Replacement Lamp | Four-Foot | 4-lamp External Driver Lamp-Style Retrofit Kits (UL Type C) | Standard | FALSE | [9 empty] | 42709 |  |  | NotYetVerified |  | 4.1 | 2910 | 131 | 22 | 20 | 0.9 | 3000 | 82
PB93B41Y | James Trading Company Limited | JAMES | ZY-T8-18W1200-4 BODX (FROST 3000K) | Linear Replacement Lamp | Four-Foot | 4-lamp External Driver Lamp-Style Retrofit Kits (UL Type C) | Standard | FALSE | [9 empty] | 42709 |  |  | NotYetVerified |  | 4.1 | 2525 | 131 | 19.4 | 20 | 0.9 | 3000 | 82
P4AU7NW4 | James Trading Company Limited | JAMES | ZY-T8-18W1200-3 BODX (FROST 3000K) | Linear Replacement Lamp | Four-Foot | 3-lamp External Driver Lamp-Style Retrofit Kits (UL Type C) | Standard | FALSE | [9 empty] | 42709 |  |  | NotYetVerified |  | 4.1 | 2366 | 131.15 | 18 | 20 | 0.9 | 3000 | 82
PQHNJW6G | James Trading Company Limited | JAMES | ZY-T8-15W1200-4 BODX (FROST 3000K) | Linear Replacement Lamp | Four-Foot | 4-lamp External Driver Lamp-Style Retrofit Kits (UL Type C) | Standard | FALSE | [9 empty] | 42709 |  |  | NotYetVerified |  | 4.1 | 1990 | 131.35 | 15 | 20 | 0.9 | 3000 | 82
PXSBDPSA | James Trading Company Limited | JAMES | ZY-T8-15W1200-3 BODX (FROST 3000K) | Linear Replacement Lamp | Four-Foot | 3-lamp External Driver Lamp-Style Retrofit Kits (UL Type C) | Standard | FALSE | [9 empty] | 42709 |  |  | NotYetVerified |  | 4.1 | 1856 | 133 | 14 | 20 | 0.9 | 3000 | 82
PRGK4PNS | James Trading Company Limited | JAMES | ZY-T8-12W1200-3 BODX (FROST 3000K) | Linear Replacement Lamp | Four-Foot | 3-lamp External Driver Lamp-Style Retrofit Kits (UL Type C) | Standard | FALSE | [9 empty] | 42709 |  |  | NotYetVerified |  | 4.1 | 1618 | 130.59 | 12.39 | 20 | 0.9 | 3000 | 82
P1NYAMG6 | James Trading Company Limited | JAMES | ZY-T8-12W1200-4 BODX (FROST 3000K) | Linear Replacement Lamp | Four-Foot | 4-lamp External Driver Lamp-Style Retrofit Kits (UL Type C) | Standard | FALSE | [9 empty] | 42709 |  |  | NotYetVerified |  | 4.1 | 1592 | 131.03 | 12.15 | 20 | 0.9 | 3000 | 82
PXJEATN9 | ZHONGSHAN AIER LIGHTING TECHNOLOGY CO.LTD | Andwit | AA-T8S-1200-20W-30-C | Linear Replacement Lamp | Four-Foot | Internal Driver Lamp-Style Retrofit Kits (UL Type B) | Standard | TRUE | 2269 | 114.42 | 19.83 | 19.02 | 0.8947 | 3096 | 81.5 | 5 | 50000 | 42706 |  |  | Yes |  | 4.1 | 2269 | 114.42 | 19.83 | 19.02 | 0.89 | 3000 | 81.5
PP9K5GH9 | ZHONGSHAN AIER LIGHTING TECHNOLOGY CO.LTD | Andwit | AA-T8S-1200-20W-50-C | Linear Replacement Lamp | Four-Foot | Internal Driver Lamp-Style Retrofit Kits (UL Type B) | Standard | FALSE | [9 empty] | 42706 |  |  | Yes |  | 4.1 | 2375 | 119.29 | 19.91 | 19.4 | 0.9 | 5000 | 82.2
PRJW2QTW | ZHONGSHAN AIER LIGHTING TECHNOLOGY CO.LTD | Andwit | AA-T8S-1200-20W-45-C | Linear Replacement Lamp | Four-Foot | Internal Driver Lamp-Style Retrofit Kits (UL Type B) | Standard | FALSE | [9 empty] | 42706 |  |  | Yes |  | 4.1 | 2348.5 | 118.43 | 19.83 | 19.02 | 0.89 | 4500 | 81.5
PUMYSZMC | ZHONGSHAN AIER LIGHTING TECHNOLOGY CO.LTD | Andwit | AA-T8S-1200-20W-40-C | Linear Replacement Lamp | Four-Foot | Internal Driver Lamp-Style Retrofit Kits (UL Type B) | Standard | FALSE | [9 empty] | 42706 |  |  | Yes |  | 4.1 | 2322 | 117.1 | 19.83 | 19.02 | 0.89 | 4000 | 81.5
PCJFD4XK | ZHONGSHAN AIER LIGHTING TECHNOLOGY CO.LTD | Andwit | AA-T8S-1200-20W-35-C | Linear Replacement Lamp | Four-Foot | Internal Driver Lamp-Style Retrofit Kits (UL Type B) | Standard | FALSE | [9 empty] | 42706 |  |  | Yes |  | 4.1 | 2295.5 | 115.76 | 19.83 | 19.02 | 0.89 | 3500 | 81.5
P2P96Q6J | ELB Electronics Inc. | ELB | LED T8E-22-830-[FR]HF | Linear Replacement Lamp | Four-Foot | Replacement Lamps (plug and play) (UL Type A) | Standard | TRUE | 2408 | 113.4 | 21.24 | 6.27 | 0.981 | 3039 | 83.8 | 5 | 50000 | 42706 | Not Dimmable | Not Dimmable | No | Rotatable end caps lamp is qualified pointing straight down only | 4 | 2400 | 113 | 22 | 6 | 0.98 | 3000 | 83
PJW37JCZ | ELB Electronics Inc. | ELB | LED T8E-22-850-[FR]HF | Linear Replacement Lamp | Four-Foot | Replacement Lamps (plug and play) (UL Type A) | Standard | FALSE | [9 empty] | 42706 | Not Dimmable | Not Dimmable | No | Rotatable end caps lamp is qualified pointing straight down only | 4 | 2500 | 117 | 22 | 6 | 0.98 | 5000 | 83
PVK8ZGUK | ELB Electronics Inc. | ELB | LED T8E-22-840-[FR]HF | Linear Replacement Lamp | Four-Foot | Replacement Lamps (plug and play) (UL Type A) | Standard | FALSE | [9 empty] | 42706 | Not Dimmable | Not Dimmable | No | Rotatable end caps lamp is qualified pointing straight down only | 4 | 2480 | 115 | 22 | 6 | 0.98 | 4000 | 83
PKGM1D42 | ELB Electronics Inc. | ELB | LED T8E-22-835-[FR]HF | Linear Replacement Lamp | Four-Foot | Replacement Lamps (plug and play) (UL Type A) | Standard | FALSE | [9 empty] | 42706 | Not Dimmable | Not Dimmable | No | Rotatable end caps lamp is qualified pointing straight down only | 4 | 2440 | 114 | 22 | 6 | 0.98 | 3500 | 83
P3Z338XE | ELB Electronics Inc. | ELB | LED T8E-17-830-[FR]HF | Linear Replacement Lamp | Four-Foot | Replacement Lamps (plug and play) (UL Type A) | Standard | TRUE | 1905 | 113.2 | 16.83 | 7.91 | 0.971 | 3017 | 83.2 | 5 | 50000 | 42706 | Not Dimmable | Not Dimmable | No | Rotatable end caps lamp is qualified pointing straight down only | 4 | 1900 | 113 | 17 | 8 | 0.97 | 3000 | 83
PU5FJWJP | ELB Electronics Inc. | ELB | LED T8E-17-850-[FR]HF | Linear Replacement Lamp | Four-Foot | Replacement Lamps (plug and play) (UL Type A) | Standard | FALSE | [9 empty] | 42706 | Not Dimmable | Not Dimmable | No | Rotatable end caps lamp is qualified pointing straight down only | 4 | 2050 | 122 | 17 | 8 | 0.97 | 5000 | 83
PW3ZPDH8 | ELB Electronics Inc. | ELB | LED T8E-17-840-[FR]HF | Linear Replacement Lamp | Four-Foot | Replacement Lamps (plug and play) (UL Type A) | Standard | FALSE | [9 empty] | 42706 | Not Dimmable | Not Dimmable | No | Rotatable end caps lamp is qualified pointing straight down only | 4 | 2000 | 119 | 17 | 8 | 0.97 | 4000 | 83
P9YHVEXR | ELB Electronics Inc. | ELB | LED T8E-17-835-[FR]HF | Linear Replacement Lamp | Four-Foot | Replacement Lamps (plug and play) (UL Type A) | Standard | FALSE | [9 empty] | 42706 | Not Dimmable | Not Dimmable | No | Rotatable end caps lamp is qualified pointing straight down only | 4 | 1950 | 116 | 17 | 8 | 0.97 | 3500 | 83
P3UK17KS | Shat-R-Shield | Shat-R-Shield | 06610SAT | Linear Replacement Lamp | Four-Foot | Replacement Lamps (plug and play) (UL Type A) | Standard | TRUE | 2039 | 111.2 | 36.7 | 6.3 | 0.983 | 5152 | 85 | 7 | 50000 | 42706 | Not Dimmable | Not Dimmable | No |  | 3.1 | 2039 | 111.12 | 18.35 | 6.3 | 0.98 | 5152 | 85
PGKRB34T | ZHONGSHAN AIER LIGHTING TECHNOLOGY CO.LTD | Andwit | AA-T8R-1200-20W-30-C-B | Linear Replacement Lamp | Four-Foot | Internal Driver Lamp-Style Retrofit Kits (UL Type B) | Standard | TRUE | 2304 | 120.19 | 19.17 | 16.41 | 0.9057 | 3095 | 81.6 | 5 | 50000 | 42705 |  |  | No |  | 4.1 | 2304 | 120.19 | 19.17 | 16.41 | 0.91 | 3000 | 81.6
PQGNXUBW | ZHONGSHAN AIER LIGHTING TECHNOLOGY CO.LTD | Andwit | AA-T8R-1200-20W-50-C-B | Linear Replacement Lamp | Four-Foot | Internal Driver Lamp-Style Retrofit Kits (UL Type B) | Standard | FALSE | [9 empty] | 42705 |  |  | No |  | 4.1 | 2383 | 125.29 | 19.02 | 16.49 | 0.91 | 5000 | 82.2
PJ98XQ98 | ZHONGSHAN AIER LIGHTING TECHNOLOGY CO.LTD | Andwit | AA-T8R-1200-20W-45-C-B | Linear Replacement Lamp | Four-Foot | Internal Driver Lamp-Style Retrofit Kits (UL Type B) | Standard | FALSE | [9 empty] | 42705 |  |  | No |  | 4.1 | 2363.25 | 123.28 | 19.17 | 16.41 | 0.91 | 4500 | 81.6
PK91MKEM | ZHONGSHAN AIER LIGHTING TECHNOLOGY CO.LTD | Andwit | AA-T8R-1200-20W-40-C-B | Linear Replacement Lamp | Four-Foot | Internal Driver Lamp-Style Retrofit Kits (UL Type B) | Standard | FALSE | [9 empty] | 42705 |  |  | No |  | 4.1 | 2343.5 | 122.25 | 19.17 | 16.41 | 0.91 | 4000 | 81.6
PF1JMJE9 | ZHONGSHAN AIER LIGHTING TECHNOLOGY CO.LTD | Andwit | AA-T8R-1200-20W-35-C-B | Linear Replacement Lamp | Four-Foot | Internal Driver Lamp-Style Retrofit Kits (UL Type B) | Standard | FALSE | [9 empty] | 42705 |  |  | No |  | 4.1 | 2323.75 | 121.22 | 19.17 | 16.41 | 0.91 | 3500 | 81.6
P7C3WTE2 | Aurora Lighting Inc. | SimplyFit T8 Tube | AR-T8H184FFR/30 | Linear Replacement Lamp | Four-Foot | Dual Mode Internal Driver (UL Type A and Type B) | Standard | TRUE | 2931 | 115.72 | 17.43 | 22.07 | 0.9005 | 2949 | 81.2 | 5 | 50000 | 42703 |  |  | No |  | 4 | 2017 | 115.72 | 17.43 | 22.07 | 0.9 | 3000 | 81.2
PX2YS7TZ | Aurora Lighting Inc. | SimplyFit T8 Tube | AR-T8H184FFR/50 | Linear Replacement Lamp | Four-Foot | Dual Mode Internal Driver (UL Type A and Type B) | Standard | FALSE | [9 empty] | 42703 |  |  | No |  | 4 | 2186 | 125.85 | 17.37 | 22.59 | 0.9 | 5000 | 80.6
PZQURA3V | Aurora Lighting Inc. | SimplyFit T8 Tube | AR-T8H184FFR/45 | Linear Replacement Lamp | Four-Foot | Dual Mode Internal Driver (UL Type A and Type B) | Standard | FALSE | [9 empty] | 42703 |  |  | No |  | 4 | 2017 | 115.72 | 17.43 | 22.07 | 0.9 | 4500 | 81.2
PRTSD7QN | Aurora Lighting Inc. | SimplyFit T8 Tube | AR-T8H184FFR/40 | Linear Replacement Lamp | Four-Foot | Dual Mode Internal Driver (UL Type A and Type B) | Standard | FALSE | [9 empty] | 42703 |  |  | No |  | 4 | 2017 | 115.72 | 17.43 | 22.07 | 0.9 | 4000 | 81.2
P6SF5HDA | Aurora Lighting Inc. | SimplyFit T8 Tube | AR-T8H184FFR/35 | Linear Replacement Lamp | Four-Foot | Dual Mode Internal Driver (UL Type A and Type B) | Standard | FALSE | [9 empty] | 42703 |  |  | No |  | 4 | 2017 | 115.72 | 17.43 | 22.07 | 0.9 | 3500 | 81.2
PYH84M3J | Espen Technology | Espen | L48T8/830/15G-EB-AC SS | Linear Replacement Lamp | Four-Foot | Replacement Lamps (plug and play) (UL Type A) | Standard | TRUE | 2058 | 117.4 | 17.54 | 11.26 | 0.9669 | 3052 | 81.2 | 5 | 50000 | 42703 |  |  | No |  | 4 | 2000 | 110 | 18 | 11.26 | 0.99 | 3000 | 83
PMM8QE4J | Espen Technology | Espen | L48T8/850/15G-EB-AC SS | Linear Replacement Lamp | Four-Foot | Replacement Lamps (plug and play) (UL Type A) | Standard | FALSE | [9 empty] | 42703 |  |  | No |  | 4 | 2200 | 115 | 18 | 11.26 | 0.99 | 5000 | 83
P2EWG6QA | Espen Technology | Espen | L48T8/845/15G-EB-AC SS | Linear Replacement Lamp | Four-Foot | Replacement Lamps (plug and play) (UL Type A) | Standard | FALSE | [9 empty] | 42703 |  |  | No |  | 4 | 2100 | 112 | 18 | 11.26 | 0.99 | 4500 | 83
PMBG6T6P | Espen Technology | Espen | L48T8/840/15G-EB-AC SS | Linear Replacement Lamp | Four-Foot | Replacement Lamps (plug and play) (UL Type A) | Standard | FALSE | [9 empty] | 42703 |  |  | No |  | 4 | 2100 | 112 | 18 | 11.26 | 0.99 | 4000 | 83
PRJBNGZE | Espen Technology | Espen | L48T8/835/15G-EB-AC SS | Linear Replacement Lamp | Four-Foot | Replacement Lamps (plug and play) (UL Type A) | Standard | FALSE | [9 empty] | 42703 |  |  | No |  | 4 | 2000 | 110 | 18 | 11.26 | 0.99 | 3500 | 83
PGUB7TXG | Hangzhou Junction Imp. and Exp. Co. Ltd | Thinklux Lighting | TKT8BYP40840 | Linear Replacement Lamp | Four-Foot | Internal Driver Lamp-Style Retrofit Kits (UL Type B) | Standard | TRUE | 2476 | 142.22 | 17.41 | 17.61 | 0.9115 | 4073 | 82.4 | 5 | 50000 | 42702 |  |  | No |  | 4 | 2476 | 142.22 | 17.41 | 17.61 | 0.91 | 4000 | 82.4
P5K22E6Q | Lighting Science Group Corp. | LSPro | LSPro T8 B 13 3000K 48 MVOLT SB20 xxxx | Linear Replacement Lamp | Four-Foot | Internal Driver Lamp-Style Retrofit Kits (UL Type B) | Standard | TRUE | 1805 | 137.2 | 13.16 | 15.72 | 0.9072 | 3056 | 84.7 | 5 | 50000 | 42702 |  |  | No |  | 3 | 1800 | 135 | 12.5 | 20 | 0.9 | 3000 | 83
P277TPDE | RemPhos Technologies LLC | RempPhos | RPT-TOTALTUBE-T5-46IN-4500K-4 | Linear Replacement Lamp | Four-Foot | Replacement Lamps (plug and play) (UL Type A) | Standard | FALSE | [9 empty] | 42702 |  |  | No |  | 3 | 3100 | 125 | 27 | 12 | 0.95 | 4500 | 83
PU2SJ8ED | Lighting Science Group Corp. | LSPro | LSPro T8 B 13 5000K 48 MVOLT SB20 xxxx | Linear Replacement Lamp | Four-Foot | Internal Driver Lamp-Style Retrofit Kits (UL Type B) | Standard | FALSE | [9 empty] | 42702 |  |  | No |  | 3 | 1800 | 135 | 12.5 | 20 | 0.9 | 5000 | 83
PC39DXZX | Lighting Science Group Corp. | LSPro | LSPro T8 B 13 4000K 48 MVOLT SB20 xxxx | Linear Replacement Lamp | Four-Foot | Internal Driver Lamp-Style Retrofit Kits (UL Type B) | Standard | FALSE | [9 empty] | 42702 |  |  | No |  | 3 | 1800 | 135 | 12.5 | 20 | 0.9 | 4000 | 83
PEYUG9FJ | Hangzhou Junction Imp. and Exp. Co. Ltd | Thinklux Lighting | TKT8BYP40850 | Linear Replacement Lamp | Four-Foot | Internal Driver Lamp-Style Retrofit Kits (UL Type B) | Standard | FALSE | [9 empty] | 42702 |  |  | No |  | 4 | 2582 | 147.29 | 17.53 | 17.65 | 0.91 | 5000 | 81.3
P3B9X36N | Shat-R-Shield | Shat-R-Shield Inc. | 06614BSU | Linear Replacement Lamp | Four-Foot | Internal Driver Lamp-Style Retrofit Kits (UL Type B) | Standard | TRUE | 1751.25 | 135 | 12.95 | 15 | 0.98 | 4026 | 85 | 5 | 50000 | 42697 |  |  | No |  | 4 | 1751.25 | 135.23 | 12.95 | 15 | 0.98 | 4026 | 85
P42SSZN1 | Shat-R-Shield | Shat-R-Shield Inc. | 06615BSU | Linear Replacement Lamp | Four-Foot | Internal Driver Lamp-Style Retrofit Kits (UL Type B) | Standard | FALSE | [9 empty] | 42697 |  |  | No |  | 4 | 1752.1 | 136.46 | 12.84 | 19 | 0.98 | 5120 | 85
PEUQCUJW | MaxLite Inc | MaxLite | L25T5DF435-CG4 | Linear Replacement Lamp | Four-Foot | Replacement Lamps (plug and play) (UL Type A) | Standard | TRUE | 3391 | 116.6 | 29.08 | 16.34 | 0.9667 | 3511 | 82.5 | 5 | 50000 | 42696 | Not Dimmable | Not Dimmable | No |  | 4 | 3135 | 110 | 28.5 | 16.34 | 0.97 | 3500 | 83
P198RSM8 | MaxLite Inc | MaxLite | L13T8DF430-CG4 | Linear Replacement Lamp | Four-Foot | Replacement Lamps (plug and play) (UL Type A) | Standard | TRUE | 1955 | 119 | 16.43 | 12.41 | 0.9634 | 3056 | 81.3 | 5 | 50000 | 42696 | Not Dimmable | Not Dimmable | No |  | 4 | 1800 | 110 | 16 | 12.41 | 0.97 | 3000 | 83
PWPPGWVD | MaxLite Inc | MaxLite | L25T5DF450-CG4 | Linear Replacement Lamp | Four-Foot | Replacement Lamps (plug and play) (UL Type A) | Standard | FALSE | [9 empty] | 42696 | Not Dimmable | Not Dimmable | No |  | 4 | 3277.5 | 115 | 28.5 | 16.34 | 0.97 | 5000 | 83
PXFPSSFB | MaxLite Inc | MaxLite | L13T8DF450-CG4 | Linear Replacement Lamp | Four-Foot | Replacement Lamps (plug and play) (UL Type A) | Standard | FALSE | [9 empty] | 42696 | Not Dimmable | Not Dimmable | No |  | 4 | 2000 | 115 | 16 | 12.41 | 0.97 | 5000 | 83
P59BMNNQ | MaxLite Inc | MaxLite | L25T5DF445-CG4 | Linear Replacement Lamp | Four-Foot | Replacement Lamps (plug and play) (UL Type A) | Standard | FALSE | [9 empty] | 42696 | Not Dimmable | Not Dimmable | No |  | 4 | 3192 | 112 | 28.5 | 16.34 | 0.97 | 4500 | 83
PJVJMT2M | MaxLite Inc | MaxLite | L25T5DF440-CG4 | Linear Replacement Lamp | Four-Foot | Replacement Lamps (plug and play) (UL Type A) | Standard | FALSE | [9 empty] | 42696 | Not Dimmable | Not Dimmable | No |  | 4 | 3192 | 112 | 28.5 | 16.34 | 0.97 | 4000 | 83
PKAQFX94 | MaxLite Inc | MaxLite | L13T8DF440-CG4 | Linear Replacement Lamp | Four-Foot | Replacement Lamps (plug and play) (UL Type A) | Standard | FALSE | [9 empty] | 42696 | Not Dimmable | Not Dimmable | No |  | 4 | 1900 | 112 | 16 | 12.41 | 0.97 | 4000 | 83
P84CXVUU | MaxLite Inc | MaxLite | L13T8DF435-CG4 | Linear Replacement Lamp | Four-Foot | Replacement Lamps (plug and play) (UL Type A) | Standard | FALSE | [9 empty] | 42696 | Not Dimmable | Not Dimmable | No |  | 4 | 1800 | 110 | 16 | 12.41 | 0.97 | 3500 | 83
PQX7262U | Hengdian Group Tospo Lighting Co.Ltd | TOSPO | G7 TP120-277-18/T8 G13 DR-RS/IS 3500K | Linear Replacement Lamp | Four-Foot | Replacement Lamps (plug and play) (UL Type A) | Standard | TRUE | 2499.1 | 130.77 | 19.11 | 6.8 | 0.984 | 3398 | 81.6 | 5 | 50000 | 42695 |  |  | No |  | 4.1 | 2200 | 122.22 | 18 | 6.8 | 0.98 | 3500 | 80
P2HQ14CK | Hengdian Group Tospo Lighting Co.Ltd | TOSPO | G7 TP120-277-16/T8 G13 DR-RS/IS 3500K | Linear Replacement Lamp | Four-Foot | Replacement Lamps (plug and play) (UL Type A) | Standard | TRUE | 2218.9 | 130.37 | 17.02 | 7.5 | 0.98 | 3408 | 81.6 | 5 | 50000 | 42695 |  |  | No |  | 4.1 | 1800 | 112.5 | 16 | 7.5 | 0.98 | 3500 | 80
PGVKVEPM | Blue Arrow Contract Manufacturing Corporation | Shyanne | SHA84G-015-30K | Linear Replacement Lamp | Four-Foot | Replacement Lamps (plug and play) (UL Type A) | Standard | TRUE | 1735.383 | 114.926 | 15.1 | 17.4 | 0.958 | 2906 | 82 | 5 | 50000 | 42695 |  |  | No |  | 4 | 1735.3 | 114.9 | 15.1 | 17.4 | 0.96 | 2906 | 82
P3TJXC9R | Blue Arrow Contract Manufacturing Corporation | Shyanne | SHA84G-020-30K | Linear Replacement Lamp | Four-Foot | Replacement Lamps (plug and play) (UL Type A) | Standard | TRUE | 2309.87 | 114.35 | 20.2 | 17.9 | 0.957 | 2909 | 82.1 | 5 | 50000 | 42695 |  |  | No |  | 4 | 2309.8 | 114.3 | 20.2 | 17.9 | 0.96 | 2909 | 82.1
P7AGNZC6 | Blue Arrow Contract Manufacturing Corporation | Shyanne | SHA84G-018-30K | Linear Replacement Lamp | Four-Foot | Replacement Lamps (plug and play) (UL Type A) | Standard | TRUE | 2103.174 | 115.559 | 18.2 | 17.3 | 0.957 | 2903 | 82.3 | 5 | 50000 | 42695 |  |  | No |  | 4 | 2103.1 | 115.5 | 18.2 | 17.3 | 0.96 | 2903 | 82.3
PJ75S96Z | Blue Arrow Contract Manufacturing Corporation | Shyanne | SHB84G-018-30K | Linear Replacement Lamp | Four-Foot | Internal Driver Lamp-Style Retrofit Kits (UL Type B) | Standard | TRUE | 2295.424 | 125.433 | 18.3 | 17.4 | 0.951 | 2905 | 81.7 | 5 | 50000 | 42695 |  |  | No |  | 4 | 2295.4 | 125.4 | 18.3 | 17.4 | 0.95 | 2905 | 81.7
PMWH6EZ1 | Blue Arrow Contract Manufacturing Corporation | Shyanne | SHH84G-018-30K | Linear Replacement Lamp | Four-Foot | Dual Mode Internal Driver (UL Type A and Type B) | Standard | TRUE | 2447.478 | 112.787 | 21.7 | 13.6 | 0.925 | 3011 | 83 | 5 | 50000 | 42695 |  |  | No |  | 3.1 | 2447.48 | 112.79 | 21.7 | 13.6 | 0.99 | 3000 | 83
PBRRUDV3 | Blue Arrow Contract Manufacturing Corporation | Shyanne | SHH84G-015-30K | Linear Replacement Lamp | Four-Foot | Dual Mode Internal Driver (UL Type A and Type B) | Standard | TRUE | 2157.532 | 111.213 | 19.4 | 13.5 | 0.924 | 3022 | 83 | 5 | 50000 | 42695 |  |  | No |  | 4 | 2157.53 | 111.21 | 19.4 | 13.5 | 0.99 | 3000 | 83
P1RKUKB2 | Torshare Ltd | TORSHARE | T8-120-NPT-44(4000K) | Linear Replacement Lamp | Four-Foot | 4-lamp External Driver Lamp-Style Retrofit Kits (UL Type C) | Standard | TRUE | 1672 | 151.45 | 11.04 | 10.71 | 0.9219 | 4044 | 83.3 | 5 | 50000 | 42695 |  |  | No |  | 4 | 1672 | 151.45 | 11.04 | 10.71 | 0.92 | 4000 | 83.3
PVST37B6 | Blue Arrow Contract Manufacturing Corporation | Shyanne | SHH84G-020-30K | Linear Replacement Lamp | Four-Foot | Dual Mode Internal Driver (UL Type A and Type B) | Standard | TRUE | 2628.639 | 112.335 | 23.4 | 13.9 | 0.921 | 3016 | 82.9 | 5 | 50000 | 42695 |  |  | No |  | 4 | 2628.64 | 112.34 | 23.4 | 13.9 | 1 | 3000 | 82.9
P9B3WW63 | CH Lighting Co.Ltd. | CH | CH1152D-48-14.5W 830-2 | Linear Replacement Lamp | Four-Foot | Internal Driver Lamp-Style Retrofit Kits (UL Type B) | Standard | TRUE | 1864.36 | 127.15 | 14.663 | 15.52 | 0.9086 | 3069 | 82.61 | 5 | 50000 | 42695 |  |  | No |  | 4.1 | 1900 | 125 | 14.5 | 15.52 | 0.91 | 3000 | 83
PXKREM4W | Blue Arrow Contract Manufacturing Corporation | Shyanne | SHH84G-012-30K | Linear Replacement Lamp | Four-Foot | Dual Mode Internal Driver (UL Type A and Type B) | Standard | TRUE | 1786.261 | 110.263 | 16.2 | 13.9 | 0.907 | 2998 | 83.1 | 5 | 50000 | 42695 |  |  | No |  | 4 | 1786.26 | 110.26 | 16.2 | 13.9 | 0.99 | 3000 | 83.1
P4418AW1 | Blue Arrow Contract Manufacturing Corporation | Shyanne | SHA84G-012-30K | Linear Replacement Lamp | Four-Foot | Replacement Lamps (plug and play) (UL Type A) | Standard | TRUE | 1613 | 120.01 | 13.44 | 10.86 | 0.9046 | 3060 | 83.3 | 5 | 50000 | 42695 |  |  | No |  | 3.1 | 1613 | 120.01 | 13.44 | 10.86 | 0.9046 | 3000 | 83.3
PY46FG5X | Torshare Ltd | TORSHARE | T8-120-NPT-33(4000K) | Linear Replacement Lamp | Four-Foot | 3-lamp External Driver Lamp-Style Retrofit Kits (UL Type C) | Standard | TRUE | 1657 | 152.16 | 10.89 | 14.17 | 0.9045 | 4041 | 83.3 | 5 | 50000 | 42695 |  |  | No |  | 4 | 1657 | 152.16 | 10.89 | 14.17 | 0.9 | 4000 | 83.3
P1PEZHUM | Torshare Ltd | TORSHARE | T8-120-NPT-11(4000K) | Linear Replacement Lamp | Four-Foot | 2-lamp External Driver Lamp-Style Retrofit Kits (UL Type C) | Standard | TRUE | 1568 | 153.42 | 10.22 | 15.86 | 0.9042 | 4031 | 83.2 | 5 | 50000 | 42695 |  |  | No |  | 4 | 1568 | 153.42 | 10.22 | 15.86 | 0.9 | 4000 | 83.2
PD4F8MT3 | Torshare Ltd | TORSHARE | T8-120-NPT-22(4000K) | Linear Replacement Lamp | Four-Foot | 2-lamp External Driver Lamp-Style Retrofit Kits (UL Type C) | Standard | TRUE | 1553 | 151.51 | 10.25 | 15.87 | 0.9037 | 4033 | 83.2 | 5 | 50000 | 42695 |  |  | No |  | 4 | 1553 | 151.51 | 10.25 | 15.87 | 0.9 | 4000 | 83.2
PZQB6CXX | CH Lighting Co.Ltd. | CH | CH1152D-48-16.5W 830-2 | Linear Replacement Lamp | Four-Foot | Internal Driver Lamp-Style Retrofit Kits (UL Type B) | Standard | TRUE | 2183 | 126.47 | 17.261 | 16.06 | 0.9024 | 3066 | 82.58 | 5 | 50000 | 42695 |  |  | No |  | 4.1 | 2000 | 125 | 16.5 | 16.06 | 0.9 | 3000 | 83
PM9N2313 | Blue Arrow Contract Manufacturing Corporation | Shyanne | SHB84G-015-30K | Linear Replacement Lamp | Four-Foot | Internal Driver Lamp-Style Retrofit Kits (UL Type B) | Standard | TRUE | 1782.3 | 122.92 | 14.5 | 18.7 | 0.9 | 2967 | 80.8 | 5 | 50000 | 42695 |  |  | No |  | 3 | 1750 | 116.67 | 15 | 15 | 0.9 | 3000 | 81
PQBGPZ28 | SHENZHEN ZENITH TECHNOLOGY CO.LTD | Zenith | ZS-T8F1215R02(3000K) | Linear Replacement Lamp | Four-Foot | Replacement Lamps (plug and play) (UL Type A) | Standard | TRUE | 1991 | 127.96 | 15.56 | 8.03 | 0.8885 | 2937 | 82.3 | 5 | 50000 | 42695 |  |  | No |  | 4 | 2025 | 128.57 | 15.75 | 8.03 | 0.89 | 3000 | 82.3
PJNM8224 | Blue Arrow Contract Manufacturing Corporation | Shyanne | SHB84G-012-30K | Linear Replacement Lamp | Four-Foot | Internal Driver Lamp-Style Retrofit Kits (UL Type B) | Standard | TRUE | 1721.2 | 135.3 | 12.72 | 18.6 | 0.881 | 2987 | 81.2 | 5 | 50000 | 42695 |  |  | No |  | 3 | 1700 | 141.6667 | 12 | 15 | 0.9 | 3000 | 81
P59SHMGX | Blue Arrow Contract Manufacturing Corporation | Shyanne | SHA84G-012-50K | Linear Replacement Lamp | Four-Foot | Replacement Lamps (plug and play) (UL Type A) | Standard | FALSE | [9 empty] | 42695 |  |  | No |  | 3.1 | 1657 | 124.12 | 13.35 | 10.94 | 0.903 | 5000 | 84.2
PXX99A5T | Blue Arrow Contract Manufacturing Corporation | Shyanne | SHB84G-015-50K | Linear Replacement Lamp | Four-Foot | Internal Driver Lamp-Style Retrofit Kits (UL Type B) | Standard | FALSE | [9 empty] | 42695 |  |  | No |  | 3 | 1900 | 116.67 | 15 | 15 | 0.9 | 5000 | 81
PMZ1W8B1 | Blue Arrow Contract Manufacturing Corporation | Shyanne | SHB84G-012-50K | Linear Replacement Lamp | Four-Foot | Internal Driver Lamp-Style Retrofit Kits (UL Type B) | Standard | FALSE | [9 empty] | 42695 |  |  | No |  | 3 | 1750 | 145.8333 | 12 | 15 | 0.9 | 5000 | 81
PHKB2SU5 | Blue Arrow Contract Manufacturing Corporation | Shyanne | SHH84G-012-50K | Linear Replacement Lamp | Four-Foot | Dual Mode Internal Driver (UL Type A and Type B) | Standard | FALSE | [9 empty] | 42695 |  |  | No |  | 4 | 1819.16 | 112.99 | 16.1 | 14.1 | 0.99 | 5000 | 81.8
PMC3VPJG | Blue Arrow Contract Manufacturing Corporation | Shyanne | SHH84G-018-50K | Linear Replacement Lamp | Four-Foot | Dual Mode Internal Driver (UL Type A and Type B) | Standard | FALSE | [9 empty] | 42695 |  |  | No |  | 3.1 | 2521.3 | 115.66 | 21.8 | 13.8 | 1 | 5000 | 81.4
PZYESDRU | Blue Arrow Contract Manufacturing Corporation | Shyanne | SHH84G-020-50K | Linear Replacement Lamp | Four-Foot | Dual Mode Internal Driver (UL Type A and Type B) | Standard | FALSE | [9 empty] | 42695 |  |  | No |  | 4 | 2735.66 | 116.41 | 23.5 | 14.1 | 1 | 5000 | 81.3
P42P4EYJ | Blue Arrow Contract Manufacturing Corporation | Shyanne | SHH84G-015-50K | Linear Replacement Lamp | Four-Foot | Dual Mode Internal Driver (UL Type A and Type B) | Standard | FALSE | [9 empty] | 42695 |  |  | No |  | 4 | 2197.19 | 113.26 | 19.4 | 13.7 | 0.99 | 5000 | 81.3
PGJCBJPN | Blue Arrow Contract Manufacturing Corporation | Shyanne | SHA84G-020-50K | Linear Replacement Lamp | Four-Foot | Replacement Lamps (plug and play) (UL Type A) | Standard | FALSE | [9 empty] | 42695 |  |  | No |  | 4 | 2392.1 | 118.4 | 20.2 | 18.2 | 0.95 | 4896 | 82.2
PGZ4PR42 | Blue Arrow Contract Manufacturing Corporation | Shyanne | SHB84G-018-50K | Linear Replacement Lamp | Four-Foot | Internal Driver Lamp-Style Retrofit Kits (UL Type B) | Standard | FALSE | [9 empty] | 42695 |  |  | No |  | 4 | 2350.6 | 128.4 | 18.3 | 17.7 | 0.95 | 4887 | 81.1
PV2JJNJ4 | Blue Arrow Contract Manufacturing Corporation | Shyanne | SHA84G-015-50K | Linear Replacement Lamp | Four-Foot | Replacement Lamps (plug and play) (UL Type A) | Standard | FALSE | [9 empty] | 42695 |  |  | No |  | 4 | 1786.6 | 117.5 | 15.2 | 17.7 | 0.95 | 4885 | 82.3
PWTTVE5J | Blue Arrow Contract Manufacturing Corporation | Shyanne | SHA84G-018-50K | Linear Replacement Lamp | Four-Foot | Replacement Lamps (plug and play) (UL Type A) | Standard | FALSE | [9 empty] | 42695 |  |  | No |  | 4 | 2150 | 118.7 | 18.1 | 17.6 | 0.96 | 4884 | 82.4
P75TVVW2 | Blue Arrow Contract Manufacturing Corporation | Shyanne | SHA84G-012-45K | Linear Replacement Lamp | Four-Foot | Replacement Lamps (plug and play) (UL Type A) | Standard | FALSE | [9 empty] | 42695 |  |  | No |  | 3.1 | 1646 | 122.88 | 13.4 | 10.86 | 0.9046 | 4500 | 83.3
PJ8XGGTA | Blue Arrow Contract Manufacturing Corporation | Shyanne | SHB84G-015-45K | Linear Replacement Lamp | Four-Foot | Internal Driver Lamp-Style Retrofit Kits (UL Type B) | Standard | FALSE | [9 empty] | 42695 |  |  | No |  | 3 | 1900 | 116.67 | 15 | 15 | 0.9 | 4500 | 81
PRCPKUVK | Blue Arrow Contract Manufacturing Corporation | Shyanne | SHB84G-012-45K | Linear Replacement Lamp | Four-Foot | Internal Driver Lamp-Style Retrofit Kits (UL Type B) | Standard | FALSE | [9 empty] | 42695 |  |  | No |  | 3 | 1750 | 145.8333 | 12 | 15 | 0.9 | 4500 | 81
P51HDS86 | Blue Arrow Contract Manufacturing Corporation | Shyanne | SHH84G-012-45K | Linear Replacement Lamp | Four-Foot | Dual Mode Internal Driver (UL Type A and Type B) | Standard | FALSE | [9 empty] | 42695 |  |  | No |  | 4 | 1786.26 | 110.26 | 16.2 | 13.9 | 0.99 | 4500 | 83.1
PGQYH5NJ | Blue Arrow Contract Manufacturing Corporation | Shyanne | SHH84G-018-45K | Linear Replacement Lamp | Four-Foot | Dual Mode Internal Driver (UL Type A and Type B) | Standard | FALSE | [9 empty] | 42695 |  |  | No |  | 3.1 | 2447.48 | 112.79 | 21.7 | 13.6 | 0.99 | 4500 | 83
PUHA551R | Blue Arrow Contract Manufacturing Corporation | Shyanne | SHH84G-015-45K | Linear Replacement Lamp | Four-Foot | Dual Mode Internal Driver (UL Type A and Type B) | Standard | FALSE | [9 empty] | 42695 |  |  | No |  | 4 | 2157.53 | 111.21 | 19.4 | 13.5 | 0.99 | 4500 | 83
PGVXKNRK | Blue Arrow Contract Manufacturing Corporation | Shyanne | SHH84G-020-45K | Linear Replacement Lamp | Four-Foot | Dual Mode Internal Driver (UL Type A and Type B) | Standard | FALSE | [9 empty] | 42695 |  |  | No |  | 4 | 2628.64 | 112.34 | 23.4 | 13.9 | 1 | 4500 | 82.9
PN7EEQKR | Blue Arrow Contract Manufacturing Corporation | Shyanne | SHA84G-018-45K | Linear Replacement Lamp | Four-Foot | Replacement Lamps (plug and play) (UL Type A) | Standard | FALSE | [9 empty] | 42695 |  |  | No |  | 4 | 2103.1 | 115.5 | 18.2 | 17.3 | 0.96 | 4500 | 82.3
PDCGJ2R6 | Blue Arrow Contract Manufacturing Corporation | Shyanne | SHA84G-020-45K | Linear Replacement Lamp | Four-Foot | Replacement Lamps (plug and play) (UL Type A) | Standard | FALSE | [9 empty] | 42695 |  |  | No |  | 4 | 2309.8 | 114.3 | 20.2 | 17.9 | 0.96 | 4500 | 82.1
P8HPR98A | Blue Arrow Contract Manufacturing Corporation | Shyanne | SHA84G-015-45K | Linear Replacement Lamp | Four-Foot | Replacement Lamps (plug and play) (UL Type A) | Standard | FALSE | [9 empty] | 42695 |  |  | No |  | 4 | 1735.3 | 114.9 | 15.1 | 17.4 | 0.96 | 4500 | 82
PAZUVG3C | Blue Arrow Contract Manufacturing Corporation | Shyanne | SHB84G-018-45K | Linear Replacement Lamp | Four-Foot | Internal Driver Lamp-Style Retrofit Kits (UL Type B) | Standard | FALSE | [9 empty] | 42695 |  |  | No |  | 4 | 2295.4 | 125.4 | 18.3 | 17.4 | 0.95 | 4500 | 81.7
PASM3TDP | Blue Arrow Contract Manufacturing Corporation | Shyanne | SHA84G-012-40K | Linear Replacement Lamp | Four-Foot | Replacement Lamps (plug and play) (UL Type A) | Standard | FALSE | [9 empty] | 42695 |  |  | No |  | 3.1 | 1635 | 122.06 | 13.4 | 10.86 | 0.9046 | 4000 | 83.3
PB4Q9YY4 | Blue Arrow Contract Manufacturing Corporation | Shyanne | SHB84G-015-40K | Linear Replacement Lamp | Four-Foot | Internal Driver Lamp-Style Retrofit Kits (UL Type B) | Standard | FALSE | [9 empty] | 42695 |  |  | No |  | 3 | 1900 | 126.67 | 15 | 15 | 0.9 | 4000 | 81
P5HJXJZY | Blue Arrow Contract Manufacturing Corporation | Shyanne | SHB84G-012-40K | Linear Replacement Lamp | Four-Foot | Internal Driver Lamp-Style Retrofit Kits (UL Type B) | Standard | FALSE | [9 empty] | 42695 |  |  | No |  | 3 | 1750 | 145.8333 | 12 | 15 | 0.9 | 4000 | 81
PM3B39ZT | Blue Arrow Contract Manufacturing Corporation | Shyanne | SHH84G-012-40K | Linear Replacement Lamp | Four-Foot | Dual Mode Internal Driver (UL Type A and Type B) | Standard | FALSE | [9 empty] | 42695 |  |  | No |  | 4 | 1786.26 | 110.26 | 16.2 | 13.9 | 0.99 | 4000 | 83.1
PDKNU6CT | Blue Arrow Contract Manufacturing Corporation | Shyanne | SHH84G-018-40K | Linear Replacement Lamp | Four-Foot | Dual Mode Internal Driver (UL Type A and Type B) | Standard | FALSE | [9 empty] | 42695 |  |  | No |  | 3.1 | 2447.48 | 112.79 | 21.7 | 13.6 | 0.99 | 4000 | 83
PUG1P8X2 | Blue Arrow Contract Manufacturing Corporation | Shyanne | SHH84G-015-40K | Linear Replacement Lamp | Four-Foot | Dual Mode Internal Driver (UL Type A and Type B) | Standard | FALSE | [9 empty] | 42695 |  |  | No |  | 4 | 2157.53 | 111.21 | 19.4 | 13.5 | 0.99 | 4000 | 83
PRBKJW2D | Blue Arrow Contract Manufacturing Corporation | Shyanne | SHH84G-020-40K | Linear Replacement Lamp | Four-Foot | Dual Mode Internal Driver (UL Type A and Type B) | Standard | FALSE | [9 empty] | 42695 |  |  | No |  | 4 | 2628.64 | 112.34 | 23.4 | 13.9 | 1 | 4000 | 82.9
PF2W8B1H | Blue Arrow Contract Manufacturing Corporation | Shyanne | SHA84G-018-40K | Linear Replacement Lamp | Four-Foot | Replacement Lamps (plug and play) (UL Type A) | Standard | FALSE | [9 empty] | 42695 |  |  | No |  | 4 | 2103.1 | 115.5 | 18.2 | 17.3 | 0.96 | 4000 | 82.3
PAYKKTVV | Blue Arrow Contract Manufacturing Corporation | Shyanne | SHA84G-020-40K | Linear Replacement Lamp | Four-Foot | Replacement Lamps (plug and play) (UL Type A) | Standard | FALSE | [9 empty] | 42695 |  |  | No |  | 4 | 2309.8 | 114.3 | 20.2 | 17.9 | 0.96 | 4000 | 82.1
PG4ZWNE6 | Blue Arrow Contract Manufacturing Corporation | Shyanne | SHA84G-015-40K | Linear Replacement Lamp | Four-Foot | Replacement Lamps (plug and play) (UL Type A) | Standard | FALSE | [9 empty] | 42695 |  |  | No |  | 4 | 1735.3 | 114.9 | 15.1 | 17.4 | 0.96 | 4000 | 82
P5KWJP7B | Blue Arrow Contract Manufacturing Corporation | Shyanne | SHB84G-018-40K | Linear Replacement Lamp | Four-Foot | Internal Driver Lamp-Style Retrofit Kits (UL Type B) | Standard | FALSE | [9 empty] | 42695 |  |  | No |  | 4 | 2295.4 | 125.4 | 18.3 | 17.4 | 0.95 | 4000 | 81.7
P6UJTVU6 | Blue Arrow Contract Manufacturing Corporation | Shyanne | SHA84G-012-35K | Linear Replacement Lamp | Four-Foot | Replacement Lamps (plug and play) (UL Type A) | Standard | FALSE | [9 empty] | 42695 |  |  | No |  | 3.1 | 1624 | 121.24 | 13.4 | 10.86 | 0.9046 | 3500 | 83.3
P14Z4PKN | Blue Arrow Contract Manufacturing Corporation | Shyanne | SHB84G-015-35K | Linear Replacement Lamp | Four-Foot | Internal Driver Lamp-Style Retrofit Kits (UL Type B) | Standard | FALSE | [9 empty] | 42695 |  |  | No |  | 3 | 1750 | 116.67 | 15 | 15 | 0.9 | 3500 | 81
PMMNV8BW | Blue Arrow Contract Manufacturing Corporation | Shyanne | SHB84G-012-35K | Linear Replacement Lamp | Four-Foot | Internal Driver Lamp-Style Retrofit Kits (UL Type B) | Standard | FALSE | [9 empty] | 42695 |  |  | No |  | 3 | 1700 | 141.6667 | 12 | 15 | 0.9 | 3500 | 81
PYE3EMZT | Blue Arrow Contract Manufacturing Corporation | Shyanne | SHH84G-012-35K | Linear Replacement Lamp | Four-Foot | Dual Mode Internal Driver (UL Type A and Type B) | Standard | FALSE | [9 empty] | 42695 |  |  | No |  | 4 | 1786.26 | 110.26 | 16.2 | 13.9 | 0.99 | 3500 | 83.1
PX2S16NY | Blue Arrow Contract Manufacturing Corporation | Shyanne | SHH84G-018-35K | Linear Replacement Lamp | Four-Foot | Dual Mode Internal Driver (UL Type A and Type B) | Standard | FALSE | [9 empty] | 42695 |  |  | No |  | 3.1 | 2447.48 | 112.79 | 21.7 | 13.6 | 0.99 | 3500 | 83
PDDRX1CT | Blue Arrow Contract Manufacturing Corporation | Shyanne | SHH84G-015-35K | Linear Replacement Lamp | Four-Foot | Dual Mode Internal Driver (UL Type A and Type B) | Standard | FALSE | [9 empty] | 42695 |  |  | No |  | 4 | 2157.53 | 111.21 | 19.4 | 13.5 | 0.99 | 3500 | 83
PSUE9N21 | Blue Arrow Contract Manufacturing Corporation | Shyanne | SHH84G-020-35K | Linear Replacement Lamp | Four-Foot | Dual Mode Internal Driver (UL Type A and Type B) | Standard | FALSE | [9 empty] | 42695 |  |  | No |  | 4 | 2628.64 | 112.34 | 23.4 | 13.9 | 1 | 3500 | 82.9
PSZ3YGDY | Blue Arrow Contract Manufacturing Corporation | Shyanne | SHA84G-018-35K | Linear Replacement Lamp | Four-Foot | Replacement Lamps (plug and play) (UL Type A) | Standard | FALSE | [9 empty] | 42695 |  |  | No |  | 4 | 2103.1 | 115.5 | 18.2 | 17.3 | 0.96 | 3500 | 82.3
PTV335NQ | Blue Arrow Contract Manufacturing Corporation | Shyanne | SHA84G-020-35K | Linear Replacement Lamp | Four-Foot | Replacement Lamps (plug and play) (UL Type A) | Standard | FALSE | [9 empty] | 42695 |  |  | No |  | 4 | 2309.8 | 114.3 | 20.2 | 17.9 | 0.96 | 3500 | 82.1
PAP327PY | Blue Arrow Contract Manufacturing Corporation | Shyanne | SHA84G-015-35K | Linear Replacement Lamp | Four-Foot | Replacement Lamps (plug and play) (UL Type A) | Standard | FALSE | [9 empty] | 42695 |  |  | No |  | 4 | 1735.3 | 114.9 | 15.1 | 17.4 | 0.96 | 3500 | 82
PHYSFJ8J | Blue Arrow Contract Manufacturing Corporation | Shyanne | SHB84G-018-35K | Linear Replacement Lamp | Four-Foot | Internal Driver Lamp-Style Retrofit Kits (UL Type B) | Standard | FALSE | [9 empty] | 42695 |  |  | No |  | 4 | 2295.4 | 125.4 | 18.3 | 17.4 | 0.95 | 3500 | 81.7
PE9BP4PH | CH Lighting Co.Ltd. | CH | CH1152D-48-16.5W 850-2 | Linear Replacement Lamp | Four-Foot | Internal Driver Lamp-Style Retrofit Kits (UL Type B) | Standard | FALSE | [9 empty] | 42695 |  |  | No |  | 4.1 | 2400 | 132 | 16.5 | 16.06 | 0.9 | 5000 | 83
P1U3GD4Y | CH Lighting Co.Ltd. | CH | CH1152D-48-14.5W 850-2 | Linear Replacement Lamp | Four-Foot | Internal Driver Lamp-Style Retrofit Kits (UL Type B) | Standard | FALSE | [9 empty] | 42695 |  |  | No |  | 4.1 | 2100 | 132 | 14.5 | 15.52 | 0.91 | 5000 | 83
P6S8HSDW | CH Lighting Co.Ltd. | CH | CH1152D-48-16.5W 845-2 | Linear Replacement Lamp | Four-Foot | Internal Driver Lamp-Style Retrofit Kits (UL Type B) | Standard | FALSE | [9 empty] | 42695 |  |  | No |  | 4.1 | 2200 | 130 | 16.5 | 16.06 | 0.9 | 4500 | 83
P7CXVUAZ | CH Lighting Co.Ltd. | CH | CH1152D-48-14.5W 845-2 | Linear Replacement Lamp | Four-Foot | Internal Driver Lamp-Style Retrofit Kits (UL Type B) | Standard | FALSE | [9 empty] | 42695 |  |  | No |  | 4.1 | 2000 | 130 | 14.5 | 15.52 | 0.91 | 4500 | 83
PYQCP4K1 | CH Lighting Co.Ltd. | CH | CH1152D-48-16.5W 840-2 | Linear Replacement Lamp | Four-Foot | Internal Driver Lamp-Style Retrofit Kits (UL Type B) | Standard | FALSE | [9 empty] | 42695 |  |  | No |  | 4.1 | 2200 | 130 | 16.5 | 16.06 | 0.9 | 4000 | 83
P55W1S53 | CH Lighting Co.Ltd. | CH | CH1152D-48-14.5W 840-2 | Linear Replacement Lamp | Four-Foot | Internal Driver Lamp-Style Retrofit Kits (UL Type B) | Standard | FALSE | [9 empty] | 42695 |  |  | No |  | 4.1 | 2000 | 130 | 14.5 | 15.52 | 0.91 | 4000 | 83
P51VFATB | CH Lighting Co.Ltd. | CH | CH1152D-48-16.5W 835-2 | Linear Replacement Lamp | Four-Foot | Internal Driver Lamp-Style Retrofit Kits (UL Type B) | Standard | FALSE | [9 empty] | 42695 |  |  | No |  | 4.1 | 2000 | 125 | 16.5 | 16.06 | 0.9 | 3500 | 83
PHWXB2Q7 | CH Lighting Co.Ltd. | CH | CH1152D-48-14.5W 835-2 | Linear Replacement Lamp | Four-Foot | Internal Driver Lamp-Style Retrofit Kits (UL Type B) | Standard | FALSE | [9 empty] | 42695 |  |  | No |  | 4.1 | 1900 | 125 | 14.5 | 15.52 | 0.91 | 3500 | 83
P9J3DXES | Torshare Ltd | TORSHARE | T8-120-NPT-44(5000K) | Linear Replacement Lamp | Four-Foot | 4-lamp External Driver Lamp-Style Retrofit Kits (UL Type C) | Standard | FALSE | [9 empty] | 42695 |  |  | No |  | 4 | 1733 | 156.41 | 11.08 | 10.68 | 0.92 | 5000 | 83.5
PF9K3ZBU | Torshare Ltd | TORSHARE | T8-120-NPT-22(5000K) | Linear Replacement Lamp | Four-Foot | 2-lamp External Driver Lamp-Style Retrofit Kits (UL Type C) | Standard | FALSE | [9 empty] | 42695 |  |  | No |  | 4 | 1604 | 156.79 | 10.23 | 15.96 | 0.9 | 5000 | 83.4
PV926AUA | Torshare Ltd | TORSHARE | T8-120-NPT-33(5000K) | Linear Replacement Lamp | Four-Foot | 3-lamp External Driver Lamp-Style Retrofit Kits (UL Type C) | Standard | FALSE | [9 empty] | 42695 |  |  | No |  | 4 | 1726 | 157.91 | 10.93 | 14.04 | 0.9 | 5000 | 83.4
P7ZPSFJH | Torshare Ltd | TORSHARE | T8-120-NPT-11(5000K) | Linear Replacement Lamp | Four-Foot | 2-lamp External Driver Lamp-Style Retrofit Kits (UL Type C) | Standard | FALSE | [9 empty] | 42695 |  |  | No |  | 4 | 1619 | 157.49 | 10.28 | 15.82 | 0.9 | 5000 | 83.2
P1DK4EQX | Torshare Ltd | TORSHARE | T8-120-NPT-33(4500K) | Linear Replacement Lamp | Four-Foot | 3-lamp External Driver Lamp-Style Retrofit Kits (UL Type C) | Standard | FALSE | [9 empty] | 42695 |  |  | No |  | 4 | 1691.5 | 155.33 | 10.89 | 14.17 | 0.9 | 4500 | 83.3
PGFUFQJT | Torshare Ltd | TORSHARE | T8-120-NPT-22(4500K) | Linear Replacement Lamp | Four-Foot | 2-lamp External Driver Lamp-Style Retrofit Kits (UL Type C) | Standard | FALSE | [9 empty] | 42695 |  |  | No |  | 4 | 1578.5 | 154 | 10.25 | 15.87 | 0.9 | 4500 | 83.2
PH7AR8VU | Torshare Ltd | TORSHARE | T8-120-NPT-11(4500K) | Linear Replacement Lamp | Four-Foot | 2-lamp External Driver Lamp-Style Retrofit Kits (UL Type C) | Standard | FALSE | [9 empty] | 42695 |  |  | No |  | 4 | 1593.5 | 155.92 | 10.22 | 15.86 | 0.9 | 4500 | 83.2
P1DYSHYQ | Torshare Ltd | TORSHARE | T8-120-NPT-44(4500K) | Linear Replacement Lamp | Four-Foot | 4-lamp External Driver Lamp-Style Retrofit Kits (UL Type C) | Standard | FALSE | [9 empty] | 42695 |  |  | No |  | 4 | 1702.5 | 154.21 | 11.04 | 10.71 | 0.92 | 4000 | 83.3
PGAE2MSU | SHENZHEN ZENITH TECHNOLOGY CO.LTD | Zenith | ZS-T8F1215R02(5000K) | Linear Replacement Lamp | Four-Foot | Replacement Lamps (plug and play) (UL Type A) | Standard | FALSE | [9 empty] | 42695 |  |  | No |  | 4 | 2084 | 132.91 | 15.68 | 8.2 | 0.89 | 5000 | 84.8
P9JGBD62 | SHENZHEN ZENITH TECHNOLOGY CO.LTD | Zenith | ZS-T8F1215R02(4500K) | Linear Replacement Lamp | Four-Foot | Replacement Lamps (plug and play) (UL Type A) | Standard | FALSE | [9 empty] | 42695 |  |  | No |  | 4 | 2069.25 | 131.38 | 15.75 | 8.03 | 0.89 | 4500 | 82.3
P3MBWZ9A | SHENZHEN ZENITH TECHNOLOGY CO.LTD | Zenith | ZS-T8F1215R02(4000K) | Linear Replacement Lamp | Four-Foot | Replacement Lamps (plug and play) (UL Type A) | Standard | FALSE | [9 empty] | 42695 |  |  | No |  | 4 | 2054.5 | 130.44 | 15.75 | 8.03 | 0.89 | 4000 | 82.3
PN3D2WRA | SHENZHEN ZENITH TECHNOLOGY CO.LTD | Zenith | ZS-T8F1215R02(3500K) | Linear Replacement Lamp | Four-Foot | Replacement Lamps (plug and play) (UL Type A) | Standard | FALSE | [9 empty] | 42695 |  |  | No |  | 4 | 2039.75 | 129.51 | 15.75 | 8.03 | 0.89 | 3500 | 82.3
PTN12SVK | Hengdian Group Tospo Lighting Co.Ltd | TOSPO | G7 TP120-277-16/T8 G13 DR-RS/IS 5000K | Linear Replacement Lamp | Four-Foot | Replacement Lamps (plug and play) (UL Type A) | Standard | FALSE | [9 empty] | 42695 |  |  | No |  | 4.1 | 1800 | 112.5 | 16 | 7.5 | 0.98 | 5000 | 80
PAG7TAHN | Hengdian Group Tospo Lighting Co.Ltd | TOSPO | G7 TP120-277-18/T8 G13 DR-RS/IS 5000K | Linear Replacement Lamp | Four-Foot | Replacement Lamps (plug and play) (UL Type A) | Standard | FALSE | [9 empty] | 42695 |  |  | No |  | 4.1 | 2200 | 122.22 | 18 | 6.8 | 0.98 | 5000 | 80
PVSPW7WH | Hengdian Group Tospo Lighting Co.Ltd | TOSPO | G7 TP120-277-16/T8 G13 DR-RS/IS 4000K | Linear Replacement Lamp | Four-Foot | Replacement Lamps (plug and play) (UL Type A) | Standard | FALSE | [9 empty] | 42695 |  |  | No |  | 4.1 | 1800 | 112.5 | 16 | 7.5 | 0.98 | 4000 | 80
PPD75S6H | Hengdian Group Tospo Lighting Co.Ltd | TOSPO | G7 TP120-277-18/T8 G13 DR-RS/IS 4000K | Linear Replacement Lamp | Four-Foot | Replacement Lamps (plug and play) (UL Type A) | Standard | FALSE | [9 empty] | 42695 |  |  | No |  | 4.1 | 2200 | 122.22 | 18 | 6.8 | 0.98 | 4000 | 80
PCRP123K | SHENZHEN ZENITH TECHNOLOGY CO.LTD | Zenith | ZS-T8F1222R(3000K) | Linear Replacement Lamp | Four-Foot | Internal Driver Lamp-Style Retrofit Kits (UL Type B) | Standard | TRUE | 2667.1 | 119.87 | 22.25 | 19.9 | 0.948 | 3028 | 82.3 | 5 | 50000 | 42692 |  |  | No |  | 4 | 2640 | 120 | 22 | 15 | 0.9 | 3000 | 80
P7R86Z9N | CH Lighting Co.Ltd. | CH | CH1152D-48-12.5W 830-9 | Linear Replacement Lamp | Four-Foot | Internal Driver Lamp-Style Retrofit Kits (UL Type B) | Standard | TRUE | 1637 | 127.6 | 12.83 | 12.66 | 0.915 | 3050 | 82.5 | 5 | 50000 | 42692 |  |  | No |  | 4 | 1650 | 125 | 12.5 | 18.51 | 0.92 | 3000 | 83
PSCC5GRD | CH Lighting Co.Ltd. | CH | CH1152D-48-12.5W 850-9 | Linear Replacement Lamp | Four-Foot | Internal Driver Lamp-Style Retrofit Kits (UL Type B) | Standard | FALSE | [9 empty] | 42692 |  |  | No |  | 4 | 1800 | 135 | 12.5 | 18.82 | 0.91 | 5000 | 83
PDKUVR5K | CH Lighting Co.Ltd. | CH | CH1152D-48-12.5W 845-9 | Linear Replacement Lamp | Four-Foot | Internal Driver Lamp-Style Retrofit Kits (UL Type B) | Standard | FALSE | [9 empty] | 42692 |  |  | No |  | 4 | 1750 | 132 | 12.5 | 18.51 | 0.92 | 4500 | 83
PA3CN1KQ | CH Lighting Co.Ltd. | CH | CH1152D-48-12.5W 840-9 | Linear Replacement Lamp | Four-Foot | Internal Driver Lamp-Style Retrofit Kits (UL Type B) | Standard | FALSE | [9 empty] | 42692 |  |  | No |  | 4 | 1750 | 132 | 12.5 | 18.51 | 0.92 | 4000 | 83
PBHAYM64 | CH Lighting Co.Ltd. | CH | CH1152D-48-12.5W 835-9 | Linear Replacement Lamp | Four-Foot | Internal Driver Lamp-Style Retrofit Kits (UL Type B) | Standard | FALSE | [9 empty] | 42692 |  |  | No |  | 4 | 1650 | 125 | 12.5 | 18.51 | 0.92 | 3500 | 83
PEUA9VFV | SHENZHEN ZENITH TECHNOLOGY CO.LTD | Zenith | ZS-T8F1222R(5000K) | Linear Replacement Lamp | Four-Foot | Internal Driver Lamp-Style Retrofit Kits (UL Type B) | Standard | FALSE | [9 empty] | 42692 |  |  | No |  | 4 | 2640 | 120 | 22 | 15 | 0.9 | 5000 | 80
PDZ2BFN9 | SHENZHEN ZENITH TECHNOLOGY CO.LTD | Zenith | ZS-T8F1222R(4500K) | Linear Replacement Lamp | Four-Foot | Internal Driver Lamp-Style Retrofit Kits (UL Type B) | Standard | FALSE | [9 empty] | 42692 |  |  | No |  | 4 | 2640 | 120 | 22 | 15 | 0.9 | 4500 | 80
PBZZ9NRD | SHENZHEN ZENITH TECHNOLOGY CO.LTD | Zenith | ZS-T8F1222R(4000K) | Linear Replacement Lamp | Four-Foot | Internal Driver Lamp-Style Retrofit Kits (UL Type B) | Standard | FALSE | [9 empty] | 42692 |  |  | No |  | 4 | 2640 | 120 | 22 | 15 | 0.9 | 4000 | 80
PVG2E8PG | SHENZHEN ZENITH TECHNOLOGY CO.LTD | Zenith | ZS-T8F1222R(3500K) | Linear Replacement Lamp | Four-Foot | Internal Driver Lamp-Style Retrofit Kits (UL Type B) | Standard | FALSE | [9 empty] | 42692 |  |  | No |  | 4 | 2640 | 120 | 22 | 15 | 0.9 | 3500 | 80
PD83K8EU | SHENZHEN ZENITH TECHNOLOGY CO.LTD | Zenith | ZS-T8F1222T(3000K) | Linear Replacement Lamp | Four-Foot | Internal Driver Lamp-Style Retrofit Kits (UL Type B) | Standard | TRUE | 3038 | 132.03 | 23.01 | 17.2 | 0.951 | 3024 | 82 | 5 | 50000 | 42691 |  |  | No |  | 4 | 2860 | 130 | 22 | 15 | 0.9 | 3000 | 80
PZF6SQAA | DONG GUAN WALSTAR OPTOELECTRONICS TECHNOLOGY CO LTD | WALSTAR | FL-T8-12W1200 BIDS(4000K) | Linear Replacement Lamp | Four-Foot | Internal Driver Lamp-Style Retrofit Kits (UL Type B) | Standard | TRUE | 1763 | 144.86 | 12.17 | 19.53 | 0.9095 | 4190 | 81.7 | 5 | 50000 | 42691 |  |  | No |  | 4 | 1763 | 144.86 | 12.17 | 19.53 | 0.91 | 4000 | 81.7
PS5QXQAJ | Venture Lighting International | Venture Lighting International | T081504WAA01 | Linear Replacement Lamp | Four-Foot | Internal Driver Lamp-Style Retrofit Kits (UL Type B) | Standard | TRUE | 2132.02 | 137.2 | 15.54 | 12.4 | 0.9005 | 2983 | 81.8 | 5 | 50000 | 42691 |  |  | No |  | 4 | 1800 | 120 | 15 | 15 | 0.9 | 3000 | 83
PU2GR91V | DONG GUAN WALSTAR OPTOELECTRONICS TECHNOLOGY CO LTD | WALSTAR | FL-T8-12W1200 BIDS(5000K) | Linear Replacement Lamp | Four-Foot | Internal Driver Lamp-Style Retrofit Kits (UL Type B) | Standard | FALSE | [9 empty] | 42691 |  |  | No |  | 4 | 1784 | 146.83 | 12.15 | 19.48 | 0.91 | 5000 | 82.6
PFW2684D | DONG GUAN WALSTAR OPTOELECTRONICS TECHNOLOGY CO LTD | WALSTAR | FL-T8-12W1200 BISS(5000K) | Linear Replacement Lamp | Four-Foot | Internal Driver Lamp-Style Retrofit Kits (UL Type B) | Standard | FALSE | [9 empty] | 42691 |  |  | No |  | 4 | 1784 | 146.83 | 12.15 | 19.48 | 0.91 | 5000 | 82.6
PJQ2RYRE | DONG GUAN WALSTAR OPTOELECTRONICS TECHNOLOGY CO LTD | WALSTAR | FL-T8-12W1200 BISS(4500K) | Linear Replacement Lamp | Four-Foot | Internal Driver Lamp-Style Retrofit Kits (UL Type B) | Standard | FALSE | [9 empty] | 42691 |  |  | No |  | 4 | 1763 | 144.86 | 12.17 | 19.53 | 0.91 | 4500 | 81.7
PJ88MJ1P | DONG GUAN WALSTAR OPTOELECTRONICS TECHNOLOGY CO LTD | WALSTAR | FL-T8-12W1200 BIDS(4500K) | Linear Replacement Lamp | Four-Foot | Internal Driver Lamp-Style Retrofit Kits (UL Type B) | Standard | FALSE | [9 empty] | 42691 |  |  | No |  | 4 | 1763 | 144.86 | 12.17 | 19.53 | 0.91 | 4500 | 81.7
PBA35TKR | DONG GUAN WALSTAR OPTOELECTRONICS TECHNOLOGY CO LTD | WALSTAR | FL-T8-12W1200 BISS(4000K) | Linear Replacement Lamp | Four-Foot | Internal Driver Lamp-Style Retrofit Kits (UL Type B) | Standard | FALSE | [9 empty] | 42691 |  |  | No |  | 4 | 1763 | 144.86 | 12.17 | 19.53 | 0.91 | 4000 | 81.7
PQR7DYUT | Venture Lighting International | Venture Lighting International | T081504CAA01 | Linear Replacement Lamp | Four-Foot | Internal Driver Lamp-Style Retrofit Kits (UL Type B) | Standard | FALSE | [9 empty] | 42691 |  |  | No |  | 4 | 1800 | 120 | 15 | 15 | 0.9 | 5000 | 83
PQR8JKBX | Venture Lighting International | Venture Lighting International | T081504NAA01 | Linear Replacement Lamp | Four-Foot | Internal Driver Lamp-Style Retrofit Kits (UL Type B) | Standard | FALSE | [9 empty] | 42691 |  |  | No |  | 4 | 1800 | 120 | 15 | 15 | 0.9 | 4000 | 83
PWU2G3UA | Venture Lighting International | Venture Lighting International | T081504BAA01 | Linear Replacement Lamp | Four-Foot | Internal Driver Lamp-Style Retrofit Kits (UL Type B) | Standard | FALSE | [9 empty] | 42691 |  |  | No |  | 4 | 1800 | 120 | 15 | 15 | 0.9 | 3500 | 83
P99VR6HY | SHENZHEN ZENITH TECHNOLOGY CO.LTD | Zenith | ZS-T8F1222T(5000K) | Linear Replacement Lamp | Four-Foot | Internal Driver Lamp-Style Retrofit Kits (UL Type B) | Standard | FALSE | [9 empty] | 42691 |  |  | No |  | 4 | 2860 | 130 | 22 | 15 | 0.9 | 5000 | 80
PKXBM72S | SHENZHEN ZENITH TECHNOLOGY CO.LTD | Zenith | ZS-T8F1222T(4500K) | Linear Replacement Lamp | Four-Foot | Internal Driver Lamp-Style Retrofit Kits (UL Type B) | Standard | FALSE | [9 empty] | 42691 |  |  | No |  | 4 | 2860 | 130 | 22 | 15 | 0.9 | 4500 | 80
PHX1FFH5 | SHENZHEN ZENITH TECHNOLOGY CO.LTD | Zenith | ZS-T8F1222T(4000K) | Linear Replacement Lamp | Four-Foot | Internal Driver Lamp-Style Retrofit Kits (UL Type B) | Standard | FALSE | [9 empty] | 42691 |  |  | No |  | 4 | 2860 | 130 | 22 | 15 | 0.9 | 4000 | 80
PDHNZUTR | SHENZHEN ZENITH TECHNOLOGY CO.LTD | Zenith | ZS-T8F1222T(3500K) | Linear Replacement Lamp | Four-Foot | Internal Driver Lamp-Style Retrofit Kits (UL Type B) | Standard | FALSE | [9 empty] | 42691 |  |  | No |  | 4 | 2860 | 130 | 22 | 15 | 0.9 | 3500 | 80
PUYPP5YJ | Etrenzik Manufacturing Inc. | Etrenzik | ELT4151P405112 | Linear Replacement Lamp | Four-Foot | Internal Driver Lamp-Style Retrofit Kits (UL Type B) | Standard | TRUE | 1933.4 | 129.15 | 14.97 | 17.5 | 0.945 | 3960 | 83.3 | 5 | 50000 | 42690 |  |  | NotYetVerified |  | 4 | 1800 | 120 | 15 | 13 | 0.9 | 4000 | 80
PFPUPQKY | Etrenzik Manufacturing Inc. | Etrenzik | ELT4151P505112 | Linear Replacement Lamp | Four-Foot | Internal Driver Lamp-Style Retrofit Kits (UL Type B) | Standard | FALSE | 1938.9 | 129.95 | 14.92 | 17.4 | 0.945 | 5162 | 83.4 | 5 | 50000 | 42690 |  |  | NotYetVerified |  | 4 | 1800 | 120 | 15 | 13 | 0.9 | 5000 | 80
PK6X2AEF | HuiZhou King Star Opto-electric Co. Ltd | VENSTAR | T8-1914P 3500K | Linear Replacement Lamp | Four-Foot | Internal Driver Lamp-Style Retrofit Kits (UL Type B) | Standard | TRUE | 1957.75 | 140.24 | 13.96 | 18.61 | 0.931 | 3706 | 86.2 | 5 | 50000 | 42690 |  |  | No |  | 4 | 1957 | 140 | 14 | 7.23 | 0.99 | 3500 | 80
PETNAZR7 | Etrenzik Manufacturing Inc. | Etrenzik | ELT4121P405112 | Linear Replacement Lamp | Four-Foot | Internal Driver Lamp-Style Retrofit Kits (UL Type B) | Standard | TRUE | 1811 | 149.67 | 12.1 | 20.03 | 0.927 | 4014 | 82.4 | 5 | 50000 | 42690 |  |  | NotYetVerified |  | 4 | 1800 | 150 | 12 | 20 | 0.9 | 4000 | 80
PM19HUDX | Etrenzik Manufacturing Inc. | Etrenzik | ELT4151R405112 | Linear Replacement Lamp | Four-Foot | Internal Driver Lamp-Style Retrofit Kits (UL Type B) | Standard | TRUE | 2241.6 | 150.64 | 14.88 | 19.3 | 0.927 | 4125 | 83.1 | 5 | 50000 | 42690 |  |  | NotYetVerified | 41 through 50 characters identify 4000K version; even and odd digits represent different sales distribution regions | 4 | 2200 | 146.67 | 15 | 20 | 0.9 | 4000 | 80
PFF4FVB5 | Lumien Technology | LUMIEN | L48T8-830-18P-G4-BP | Linear Replacement Lamp | Four-Foot | Internal Driver Lamp-Style Retrofit Kits (UL Type B) | Standard | TRUE | 2340 | 130.5 | 17.93 | 23.94 | 0.902 | 3059 | 80.7 | 5 | 50000 | 42690 |  |  | No |  | 4 | 2250 | 125 | 18 | 23 | 0.9 | 3000 | 80
PBTENKA9 | Lumien Technology | LUMIEN | L48T8-830-18P-G3-BP | Linear Replacement Lamp | Four-Foot | Internal Driver Lamp-Style Retrofit Kits (UL Type B) | Standard | TRUE | 2202.6 | 122.8 | 17.93 | 23.94 | 0.902 | 2985 | 82 | 5 | 50000 | 42690 |  |  | No |  | 4 | 2250 | 120 | 18 | 23 | 0.9 | 3000 | 80
P9ND7XMH | Etrenzik Manufacturing Inc. | Etrenzik | ELT4151R505112 | Linear Replacement Lamp | Four-Foot | Internal Driver Lamp-Style Retrofit Kits (UL Type B) | Standard | FALSE | [9 empty] | 42690 |  |  | NotYetVerified | 61 through 70 characters identify 5000K version; even and odd digits represent different sales distribution regions | 4 | 2200 | 146.67 | 15 | 20 | 0.9 | 5000 | 80
P94H892F | Etrenzik Manufacturing Inc. | Etrenzik | ELT4121P505112 | Linear Replacement Lamp | Four-Foot | Internal Driver Lamp-Style Retrofit Kits (UL Type B) | Standard | FALSE | [9 empty] | 42690 |  |  | NotYetVerified |  | 4 | 1800 | 150 | 12 | 20 | 0.9 | 5000 | 80
PBKHWAG7 | Lumien Technology | LUMIEN | L48T8-850-18P-G3-BP | Linear Replacement Lamp | Four-Foot | Internal Driver Lamp-Style Retrofit Kits (UL Type B) | Standard | FALSE | [9 empty] | 42690 |  |  | No |  | 4 | 2400 | 125 | 18 | 23 | 0.9 | 5000 | 80
P783RD1A | Lumien Technology | LUMIEN | L48T8-850-18P-G4-BP | Linear Replacement Lamp | Four-Foot | Internal Driver Lamp-Style Retrofit Kits (UL Type B) | Standard | FALSE | [9 empty] | 42690 |  |  | No |  | 4 | 2350 | 130 | 18 | 23 | 0.9 | 5000 | 80
PWD6P34N | Lumien Technology | LUMIEN | L48T8-840-18P-G4-BP | Linear Replacement Lamp | Four-Foot | Internal Driver Lamp-Style Retrofit Kits (UL Type B) | Standard | FALSE | [9 empty] | 42690 |  |  | No |  | 4 | 2350 | 130 | 18 | 23 | 0.9 | 4000 | 80
PF94C33B | Lumien Technology | LUMIEN | L48T8-840-18P-G3-BP | Linear Replacement Lamp | Four-Foot | Internal Driver Lamp-Style Retrofit Kits (UL Type B) | Standard | FALSE | [9 empty] | 42690 |  |  | No |  | 4 | 2300 | 125 | 18 | 23 | 0.9 | 4000 | 80
PWX8X4MD | HuiZhou King Star Opto-electric Co. Ltd | VENSTAR | T8-1914P 4000K | Linear Replacement Lamp | Four-Foot | Internal Driver Lamp-Style Retrofit Kits (UL Type B) | Standard | FALSE | [9 empty] | 42690 | Not Dimmable | Not Dimmable | No |  | 4 | 1992 | 142 | 14 | 7.23 | 0.99 | 4000 | 80
PGK7R8P4 | Feit Electric Co. Inc. | Feit | T4819/840/LED[G2G2/MP] | Linear Replacement Lamp | Four-Foot | Internal Driver Lamp-Style Retrofit Kits (UL Type B) | Standard | TRUE | 2117.9 | 113.9 | 18.588 | 14.71 | 0.9303 | 3976 | 84.7 | 5 | 50000 | 42689 |  |  | No |  | 4 | 2090 | 110 | 19 | 20 | 0.9 | 4000 | 80
PTHAK4VV | Energy Planning Associates | Envirobrite | RLTDT1740F | Linear Replacement Lamp | Four-Foot | Dual Mode Internal Driver (UL Type A and Type B) | Standard | TRUE | 2226 | 111.19 | 20.02 | 15.17 | 0.9163 | 2998 | 83.2 | 5 | 50000 | 42689 |  |  | No |  | 4 | 2226 | 111.19 | 20.02 | 15.17 | 0.92 | 4000 | 83.2
PDWX9322 | Energy Planning Associates | Envirobrite | RLTDT1440F | Linear Replacement Lamp | Four-Foot | Dual Mode Internal Driver (UL Type A and Type B) | Standard | TRUE | 1902 | 110.65 | 17.19 | 17.87 | 0.9029 | 4026 | 83.4 | 5 | 50000 | 42689 |  |  | No |  | 4 | 1902 | 110.65 | 17.19 | 17.87 | 0.9 | 4000 | 83.4
PUGYT9F9 | LumiRich Co. Ltd | Lumirich | FL12HOKIT-3000K-G6-1 | Linear Replacement Lamp | Four-Foot | 2-lamp External Driver Lamp-Style Retrofit Kits (UL Type C) | Standard | TRUE | 2281.6 | 124.1 | 18.38 | 23.64 | 0.898 | 3096 | 83.8 | 5 | 50000 | 42689 |  |  | No | 1-lamp configuration | 4 | 2274 | 123 | 18.5 | 23.64 | 0.9 | 3000 | 84
P5PWPT29 | Feit Electric Co. Inc. | Feit | T4819/850/LED[G2G2/MP] | Linear Replacement Lamp | Four-Foot | Internal Driver Lamp-Style Retrofit Kits (UL Type B) | Standard | FALSE | [9 empty] | 42689 |  |  | No |  | 4 | 2090 | 110 | 19 | 20 | 0.9 | 4000 | 80
P7YFB68Y | LumiRich Co. Ltd | Lumirich | FL12HOKIT-5000K-G6-2 | Linear Replacement Lamp | Four-Foot | 2-lamp External Driver Lamp-Style Retrofit Kits (UL Type C) | Standard | FALSE | [9 empty] | 42689 |  |  | No |  | 4 | 2292 | 124 | 18.6 | 24.5 | 0.89 | 5000 | 84
P6Y13PMP | LumiRich Co. Ltd | Lumirich | FL12HOKIT-5000K-G6-1 | Linear Replacement Lamp | Four-Foot | 2-lamp External Driver Lamp-Style Retrofit Kits (UL Type C) | Standard | FALSE | [9 empty] | 42689 |  |  | No | 1-lamp configuration | 4 | 2274 | 123 | 18.5 | 23.64 | 0.9 | 5000 | 84
PHZ853MU | LumiRich Co. Ltd | Lumirich | FL12HOKIT-4100K-G6-2 | Linear Replacement Lamp | Four-Foot | 2-lamp External Driver Lamp-Style Retrofit Kits (UL Type C) | Standard | FALSE | [9 empty] | 42689 |  |  | No |  | 4 | 2292 | 124 | 18.6 | 24.5 | 0.89 | 4100 | 84
PKATVTNC | LumiRich Co. Ltd | Lumirich | FL12HOKIT-4100K-G6-1 | Linear Replacement Lamp | Four-Foot | 2-lamp External Driver Lamp-Style Retrofit Kits (UL Type C) | Standard | FALSE | [9 empty] | 42689 |  |  | No | 1-lamp configuration | 4 | 2274 | 123 | 18.5 | 23.64 | 0.9 | 4100 | 84
P7U7J4D9 | LumiRich Co. Ltd | Lumirich | FL12HOKIT-3500K-G6-2 | Linear Replacement Lamp | Four-Foot | 2-lamp External Driver Lamp-Style Retrofit Kits (UL Type C) | Standard | FALSE | [9 empty] | 42689 |  |  | No |  | 4 | 2292 | 124 | 18.6 | 24.5 | 0.89 | 3500 | 84
PEUAWCHD | LumiRich Co. Ltd | Lumirich | FL12HOKIT-3500K-G6-1 | Linear Replacement Lamp | Four-Foot | 2-lamp External Driver Lamp-Style Retrofit Kits (UL Type C) | Standard | FALSE | [9 empty] | 42689 |  |  | No | 1-lamp configuration | 4 | 2274 | 123 | 18.5 | 23.64 | 0.9 | 3500 | 84
PSRB3BDR | LumiRich Co. Ltd | Lumirich | FL12HOKIT-3000K-G6-2 | Linear Replacement Lamp | Four-Foot | 2-lamp External Driver Lamp-Style Retrofit Kits (UL Type C) | Standard | FALSE | [9 empty] | 42689 |  |  | No |  | 4 | 2292 | 124 | 18.6 | 24.5 | 0.89 | 3000 | 84
PPE2YAE1 | Energy Planning Associates | Envirobrite | RLTDT1450F | Linear Replacement Lamp | Four-Foot | Dual Mode Internal Driver (UL Type A and Type B) | Standard | FALSE | [9 empty] | 42689 |  |  | No |  | 4 | 1981 | 115.51 | 17.15 | 17.89 | 0.9 | 5000 | 83.1
PTZP9UC8 | Energy Planning Associates | Envirobrite | RLTDT1750F | Linear Replacement Lamp | Four-Foot | Dual Mode Internal Driver (UL Type A and Type B) | Standard | FALSE | [9 empty] | 42689 |  |  | No |  | 4 | 2314 | 115.82 | 19.98 | 15.19 | 0.92 | 5000 | 83.1
PXYCBSNS | Hengdian Group Tospo Lighting Co.Ltd | TOSPO | G7 TP120-277-18/T8 G13 DR 4000K | Linear Replacement Lamp | Four-Foot | Replacement Lamps (plug and play) (UL Type A) | Standard | TRUE | 2344.3 | 125.03 | 18.75 | 7 | 0.983 | 4107 | 84.9 | 5 | 50000 | 42688 |  |  | No |  | 4 | 2200 | 122.22 | 18 | 7 | 0.98 | 4000 | 80
PCSH1R6Z | Hengdian Group Tospo Lighting Co.Ltd | TOSPO | G7 TP120-277-16/T8 G13 DR 4000K | Linear Replacement Lamp | Four-Foot | Replacement Lamps (plug and play) (UL Type A) | Standard | TRUE | 2033.2 | 120.56 | 16.87 | 7.6 | 0.98 | 4095 | 84.9 | 5 | 50000 | 42688 |  |  | No |  | 4 | 1800 | 112.5 | 16 | 7.6 | 0.98 | 4000 | 80
PCUAX1MM | NEUTEX ADVANCED ENERGY GROUP | NEUTEX ADVANCED ENERGY GROUP INC | TBCFC4DY20K30 | Linear Replacement Lamp | Four-Foot | Dual Mode Internal Driver (UL Type A and Type B) | Standard | TRUE | 2395 | 114.8 | 20.86 | 5.79 | 0.9799 | 2887 | 81.9 | 5 | 50000 | 42688 |  |  | NotYetVerified | Product updated 9/21/2016 | 4 | 2600 | 130 | 20 | 5.79 | 0.9 | 3000 | 80
PMF7GH1X | NEUTEX ADVANCED ENERGY GROUP | NEUTEX ADVANCED ENERGY GROUP INC | TBCCC4DY20K30 | Linear Replacement Lamp | Four-Foot | Dual Mode Internal Driver (UL Type A and Type B) | Standard | TRUE | 2589.3 | 124.41 | 20.81 | 5.83 | 0.9791 | 2898 | 81.8 | 5 | 50000 | 42688 |  |  | NotYetVerified | Product updated 9/21/2016 | 4 | 2600 | 130 | 20 | 20 | 0.9 | 3000 | 80
PGHZC79F | NEUTEX ADVANCED ENERGY GROUP | NEUTEX ADVANCED ENERGY GROUP INC | TBCFC4DY12K30 | Linear Replacement Lamp | Four-Foot | Dual Mode Internal Driver (UL Type A and Type B) | Standard | TRUE | 1572.9 | 112.36 | 14 | 14.16 | 0.9756 | 2900 | 83.8 | 5 | 50000 | 42688 |  |  | NotYetVerified |  | 4 | 1620 | 135 | 12 | 14.16 | 0.9 | 3000 | 80
P4ZZH6AB | NEUTEX ADVANCED ENERGY GROUP | NEUTEX ADVANCED ENERGY GROUP INC | TBCCC4DY16K30 | Linear Replacement Lamp | Four-Foot | Dual Mode Internal Driver (UL Type A and Type B) | Standard | TRUE | 2195.5 | 123.34 | 17.8 | 7.7 | 0.9727 | 2896 | 81.9 | 5 | 50000 | 42688 |  |  | NotYetVerified |  | 4 | 2250 | 125 | 18 | 7.7 | 0.9 | 3000 | 80
P1YZSWTB | NEUTEX ADVANCED ENERGY GROUP | NEUTEX ADVANCED ENERGY GROUP INC | TBCFC4DY16K30 | Linear Replacement Lamp | Four-Foot | Dual Mode Internal Driver (UL Type A and Type B) | Standard | TRUE | 2034.7 | 114.76 | 17.73 | 7.63 | 0.9727 | 2884 | 81.9 | 5 | 50000 | 42688 |  |  | NotYetVerified |  | 4 | 2160 | 120 | 18 | 7.63 | 0.9 | 3000 | 80
P1Z3VUZP | Philips Lighting North America Corporation | Philips | 9290013033 | Linear Replacement Lamp | Four-Foot | Replacement Lamps (plug and play) (UL Type A) | Standard | TRUE | 1877 | 124.3 | 15.1 | 8.28 | 0.9664 | 3009 | 82.4 | 5 | 50000 | 42688 |  |  | No |  | 4 | 2000 | 117.65 | 17 | 15 | 0.9 | 3000 | 82
PY4D427S | NEUTEX ADVANCED ENERGY GROUP | NEUTEX ADVANCED ENERGY GROUP INC | TBCCC4DY12K30 | Linear Replacement Lamp | Four-Foot | Dual Mode Internal Driver (UL Type A and Type B) | Standard | TRUE | 1700.7 | 123.07 | 13.82 | 11.66 | 0.9585 | 2877 | 82 | 5 | 50000 | 42688 |  |  | NotYetVerified |  | 4 | 1680 | 140 | 12 | 11.66 | 0.9 | 3000 | 80
P71PWANN | NEUTEX ADVANCED ENERGY GROUP | NEUTEX ADVANCED ENERGY GROUP INC | TBNFC4DY22K30 | Linear Replacement Lamp | Four-Foot | Internal Driver Lamp-Style Retrofit Kits (UL Type B) | Standard | TRUE | 2736 | 126.37 | 21.65 | 15.68 | 0.9508 | 2984 | 83.2 | 5 | 50000 | 42688 |  |  | No |  | 4 | 2750 | 125 | 22 | 15.68 | 0.95 | 3000 | 83.2
PFMTWPR4 | NEUTEX ADVANCED ENERGY GROUP | NEUTEX ADVANCED ENERGY GROUP INC | TBNCC4DY22K30 | Linear Replacement Lamp | Four-Foot | Internal Driver Lamp-Style Retrofit Kits (UL Type B) | Standard | TRUE | 2648 | 122.37 | 21.64 | 15.72 | 0.9504 | 2937 | 82 | 5 | 50000 | 42688 |  |  | No |  | 4 | 2640 | 120 | 22 | 15.72 | 0.95 | 3000 | 82
P5JBG894 | NEUTEX ADVANCED ENERGY GROUP | NEUTEX ADVANCED ENERGY GROUP INC | TBNFC4DY18K30 | Linear Replacement Lamp | Four-Foot | Internal Driver Lamp-Style Retrofit Kits (UL Type B) | Standard | TRUE | 2144 | 120.31 | 17.82 | 17.57 | 0.9504 | 2929 | 82.5 | 5 | 50000 | 42688 |  |  | No |  | 4 | 2160 | 120 | 18 | 17.57 | 0.95 | 3000 | 82.5
PN2J7XGM | NEUTEX ADVANCED ENERGY GROUP | NEUTEX ADVANCED ENERGY GROUP INC | TBNCC4DY18K30 | Linear Replacement Lamp | Four-Foot | Internal Driver Lamp-Style Retrofit Kits (UL Type B) | Standard | TRUE | 2236 | 125.41 | 17.83 | 17.56 | 0.9297 | 2925 | 82 | 5 | 50000 | 42688 |  |  | No |  | 4 | 2250 | 125 | 18 | 17.56 | 0.93 | 3000 | 82
PPB6FVF4 | LEDone Distribution Inc. | LEDone | LOD-GT84FDM-18W30KF | Linear Replacement Lamp | Four-Foot | Dual Mode Internal Driver (UL Type A and Type B) | Standard | TRUE | 2447.478 | 112.787 | 21.7 | 13.6 | 0.925 | 3011 | 83 | 5 | 50000 | 42688 |  |  | No |  | 3.1 | 2447.48 | 112.79 | 21.7 | 13.6 | 0.99 | 3000 | 83
PMW7UJJX | LEDone Distribution Inc. | LEDone | LOD-GT84FDM-15W30KF | Linear Replacement Lamp | Four-Foot | Dual Mode Internal Driver (UL Type A and Type B) | Standard | TRUE | 2157.532 | 111.213 | 19.4 | 13.5 | 0.924 | 3022 | 83 | 5 | 50000 | 42688 |  |  | No |  | 4 | 2157.53 | 111.21 | 19.4 | 13.5 | 0.99 | 3000 | 83
P74H8FE9 | NEUTEX ADVANCED ENERGY GROUP | NEUTEX ADVANCED ENERGY GROUP INC | TBNMC4DY18K30 | Linear Replacement Lamp | Four-Foot | Internal Driver Lamp-Style Retrofit Kits (UL Type B) | Standard | TRUE | 2154 | 120.27 | 17.91 | 17.18 | 0.9089 | 2906 | 82.1 | 5 | 50000 | 42688 |  |  | No |  | 4 | 2160 | 120 | 18 | 17.18 | 0.91 | 3000 | 82.1
PAVKTCXP | Hengdian Group Tospo Lighting Co.Ltd | TOSPO | G7 TP120-277-13.5/T8 G13 BP 4000K | Linear Replacement Lamp | Four-Foot | Internal Driver Lamp-Style Retrofit Kits (UL Type B) | Standard | TRUE | 1731.4 | 122.62 | 14.12 | 19.9 | 0.908 | 4053 | 84.9 | 5 | 50000 | 42688 |  |  | No |  | 4 | 1600 | 118.52 | 13.5 | 19.9 | 0.91 | 4000 | 80
PNTQ1U3M | LEDone Distribution Inc. | LEDone | LOD-GT84FDM-12W30KF | Linear Replacement Lamp | Four-Foot | Dual Mode Internal Driver (UL Type A and Type B) | Standard | TRUE | 1786.261 | 110.263 | 16.2 | 13.9 | 0.907 | 2998 | 83.1 | 5 | 50000 | 42688 |  |  | No |  | 4 | 1786.26 | 110.26 | 16.2 | 13.9 | 0.99 | 3000 | 83.1
PXE8PBUC | Hengdian Group Tospo Lighting Co.Ltd | TOSPO | G7 TP120-277-18/T8 G13 BP 4000K | Linear Replacement Lamp | Four-Foot | Internal Driver Lamp-Style Retrofit Kits (UL Type B) | Standard | TRUE | 2252.8 | 118.82 | 18.96 | 13.2 | 0.875 | 4166 | 84.6 | 5 | 50000 | 42688 |  |  | No |  | 4 | 2200 | 122.22 | 18 | 13 | 0.87 | 4000 | 80
PBFFGPTM | NEUTEX ADVANCED ENERGY GROUP | NEUTEX ADVANCED ENERGY GROUP INC | TBNFC4DY22K50 | Linear Replacement Lamp | Four-Foot | Internal Driver Lamp-Style Retrofit Kits (UL Type B) | Standard | FALSE | [9 empty] | 42688 |  |  | No |  | 4 | 2860 | 130 | 22 | 15.64 | 0.95 | 5000 | 84.5
PT3FJSYT | NEUTEX ADVANCED ENERGY GROUP | NEUTEX ADVANCED ENERGY GROUP INC | TBNCC4DY22K50 | Linear Replacement Lamp | Four-Foot | Internal Driver Lamp-Style Retrofit Kits (UL Type B) | Standard | FALSE | [9 empty] | 42688 |  |  | No |  | 4 | 2750 | 125 | 22 | 15.68 | 0.95 | 5000 | 84.2
PRPC2EFK | NEUTEX ADVANCED ENERGY GROUP | NEUTEX ADVANCED ENERGY GROUP INC | TBNFC4DY22K45 | Linear Replacement Lamp | Four-Foot | Internal Driver Lamp-Style Retrofit Kits (UL Type B) | Standard | FALSE | [9 empty] | 42688 |  |  | No |  | 4 | 2860 | 130 | 22 | 15.68 | 0.95 | 4500 | 83.2
PNK55GBV | NEUTEX ADVANCED ENERGY GROUP | NEUTEX ADVANCED ENERGY GROUP INC | TBNCC4DY22K45 | Linear Replacement Lamp | Four-Foot | Internal Driver Lamp-Style Retrofit Kits (UL Type B) | Standard | FALSE | [9 empty] | 42688 |  |  | No |  | 4 | 2750 | 125 | 22 | 15.72 | 0.95 | 4500 | 82
PYSKEGSR | NEUTEX ADVANCED ENERGY GROUP | NEUTEX ADVANCED ENERGY GROUP INC | TBNFC4DY22K40 | Linear Replacement Lamp | Four-Foot | Internal Driver Lamp-Style Retrofit Kits (UL Type B) | Standard | FALSE | [9 empty] | 42688 |  |  | No |  | 4 | 2860 | 130 | 22 | 15.68 | 0.95 | 4000 | 83.2
PWTBKB5R | NEUTEX ADVANCED ENERGY GROUP | NEUTEX ADVANCED ENERGY GROUP INC | TBNCC4DY22K40 | Linear Replacement Lamp | Four-Foot | Internal Driver Lamp-Style Retrofit Kits (UL Type B) | Standard | FALSE | [9 empty] | 42688 |  |  | No |  | 4 | 2750 | 125 | 22 | 15.72 | 0.95 | 4000 | 82
PXZ9PYA9 | NEUTEX ADVANCED ENERGY GROUP | NEUTEX ADVANCED ENERGY GROUP INC | TBNFC4DY22K35 | Linear Replacement Lamp | Four-Foot | Internal Driver Lamp-Style Retrofit Kits (UL Type B) | Standard | FALSE | [9 empty] | 42688 |  |  | No |  | 4 | 2750 | 125 | 22 | 15.68 | 0.95 | 3500 | 83.2
PY5S1951 | NEUTEX ADVANCED ENERGY GROUP | NEUTEX ADVANCED ENERGY GROUP INC | TBNCC4DY22K35 | Linear Replacement Lamp | Four-Foot | Internal Driver Lamp-Style Retrofit Kits (UL Type B) | Standard | FALSE | [9 empty] | 42688 |  |  | No |  | 4 | 2640 | 120 | 22 | 15.72 | 0.95 | 3500 | 82
PQ2TMYAQ | Philips Lighting North America Corporation | Philips | 9290013036 | Linear Replacement Lamp | Four-Foot | Replacement Lamps (plug and play) (UL Type A) | Standard | FALSE | [9 empty] | 42688 |  |  | No |  | 4 | 2100 | 123.53 | 17 | 15 | 0.9 | 5000 | 82
P2R73QWZ | Philips Lighting North America Corporation | Philips | 9290013035 | Linear Replacement Lamp | Four-Foot | Replacement Lamps (plug and play) (UL Type A) | Standard | FALSE | [9 empty] | 42688 |  |  | No |  | 4 | 2100 | 123.53 | 17 | 15 | 0.9 | 4000 | 82
PMRXKRUT | Philips Lighting North America Corporation | Philips | 9290013034 | Linear Replacement Lamp | Four-Foot | Replacement Lamps (plug and play) (UL Type A) | Standard | FALSE | [9 empty] | 42688 |  |  | No |  | 4 | 2000 | 117.65 | 17 | 15 | 0.9 | 3500 | 82
PHDHGAQP | LEDone Distribution Inc. | LEDone | LOD-GT84FDM-12W50KF | Linear Replacement Lamp | Four-Foot | Dual Mode Internal Driver (UL Type A and Type B) | Standard | FALSE | [9 empty] | 42688 |  |  | No |  | 4 | 1819.16 | 112.99 | 16.1 | 14.1 | 0.99 | 5000 | 81.8
P7TGJTYY | LEDone Distribution Inc. | LEDone | LOD-GT84FDM-18W50KF | Linear Replacement Lamp | Four-Foot | Dual Mode Internal Driver (UL Type A and Type B) | Standard | FALSE | [9 empty] | 42688 |  |  | No |  | 3.1 | 2521.3 | 115.66 | 21.8 | 13.8 | 1 | 5000 | 81.4
PJTKZ9TC | LEDone Distribution Inc. | LEDone | LOD-GT84FDM-15W50KF | Linear Replacement Lamp | Four-Foot | Dual Mode Internal Driver (UL Type A and Type B) | Standard | FALSE | [9 empty] | 42688 |  |  | No |  | 4 | 2197.19 | 113.26 | 19.4 | 13.7 | 0.99 | 5000 | 81.3
P55DWKDF | LEDone Distribution Inc. | LEDone | LOD-GT84FDM-12W40KF | Linear Replacement Lamp | Four-Foot | Dual Mode Internal Driver (UL Type A and Type B) | Standard | FALSE | [9 empty] | 42688 |  |  | No |  | 4 | 1786.26 | 110.26 | 16.2 | 13.9 | 0.99 | 4000 | 83.1
PQKNSVSA | LEDone Distribution Inc. | LEDone | LOD-GT84FDM-18W40KF | Linear Replacement Lamp | Four-Foot | Dual Mode Internal Driver (UL Type A and Type B) | Standard | FALSE | [9 empty] | 42688 |  |  | No |  | 3.1 | 2447.48 | 112.79 | 21.7 | 13.6 | 0.99 | 4000 | 83
PGM3V5GZ | LEDone Distribution Inc. | LEDone | LOD-GT84FDM-15W40KF | Linear Replacement Lamp | Four-Foot | Dual Mode Internal Driver (UL Type A and Type B) | Standard | FALSE | [9 empty] | 42688 |  |  | No |  | 4 | 2157.53 | 111.21 | 19.4 | 13.5 | 0.99 | 4000 | 83
PYPEB33D | Hengdian Group Tospo Lighting Co.Ltd | TOSPO | G7 TP120-277-13.5/T8 G13 BP 5000K | Linear Replacement Lamp | Four-Foot | Internal Driver Lamp-Style Retrofit Kits (UL Type B) | Standard | FALSE | [9 empty] | 42688 |  |  | No |  | 4 | 1600 | 118.52 | 13.5 | 19.9 | 0.91 | 5000 | 80
P5FPXBW5 | Hengdian Group Tospo Lighting Co.Ltd | TOSPO | G7 TP120-277-18/T8 G13 BP 5000K | Linear Replacement Lamp | Four-Foot | Internal Driver Lamp-Style Retrofit Kits (UL Type B) | Standard | FALSE | [9 empty] | 42688 |  |  | No |  | 4 | 2200 | 122.22 | 18 | 13 | 0.87 | 5000 | 80
P3SBF92P | Hengdian Group Tospo Lighting Co.Ltd | TOSPO | G7 TP120-277-16/T8 G13 DR 5000K | Linear Replacement Lamp | Four-Foot | Replacement Lamps (plug and play) (UL Type A) | Standard | FALSE | [9 empty] | 42688 |  |  | No |  | 4 | 1800 | 112.5 | 16 | 7.6 | 0.98 | 5000 | 80
P4JUEECU | Hengdian Group Tospo Lighting Co.Ltd | TOSPO | G7 TP120-277-18/T8 G13 DR 5000K | Linear Replacement Lamp | Four-Foot | Replacement Lamps (plug and play) (UL Type A) | Standard | FALSE | [9 empty] | 42688 |  |  | No |  | 4 | 2200 | 122.22 | 18 | 7 | 0.98 | 5000 | 80
PGVGQ17K | NEUTEX ADVANCED ENERGY GROUP | NEUTEX ADVANCED ENERGY GROUP INC | TBNFC4DY18K50 | Linear Replacement Lamp | Four-Foot | Internal Driver Lamp-Style Retrofit Kits (UL Type B) | Standard | FALSE | [9 empty] | 42688 | Not Dimmable | Not Dimmable | No |  | 4 | 2250 | 125 | 18 | 17.56 | 0.95 | 5000 | 84.4
PC86C61C | NEUTEX ADVANCED ENERGY GROUP | NEUTEX ADVANCED ENERGY GROUP INC | TBNCC4DY18K50 | Linear Replacement Lamp | Four-Foot | Internal Driver Lamp-Style Retrofit Kits (UL Type B) | Standard | FALSE | [9 empty] | 42688 | Not Dimmable | Not Dimmable | No |  | 4 | 2340 | 130 | 18 | 17.42 | 0.93 | 5000 | 83.8
PQD4FSTM | NEUTEX ADVANCED ENERGY GROUP | NEUTEX ADVANCED ENERGY GROUP INC | TBNMC4DY18K50 | Linear Replacement Lamp | Four-Foot | Internal Driver Lamp-Style Retrofit Kits (UL Type B) | Standard | FALSE | [9 empty] | 42688 | Not Dimmable | Not Dimmable | No |  | 4 | 2250 | 125 | 18 | 17.27 | 0.91 | 5000 | 83.6
PQ3Y4JCR | NEUTEX ADVANCED ENERGY GROUP | NEUTEX ADVANCED ENERGY GROUP INC | TBCCC4DY20K50 | Linear Replacement Lamp | Four-Foot | Dual Mode Internal Driver (UL Type A and Type B) | Standard | FALSE | [9 empty] | 42688 | Not Dimmable | Not Dimmable | NotYetVerified | Product updated 9/21/2016 | 4 | 2600 | 130 | 20 | 20 | 0.9 | 5000 | 80
PJ7FQC82 | NEUTEX ADVANCED ENERGY GROUP | NEUTEX ADVANCED ENERGY GROUP INC | TBCFC4DY12K50 | Linear Replacement Lamp | Four-Foot | Dual Mode Internal Driver (UL Type A and Type B) | Standard | FALSE | [9 empty] | 42688 | Not Dimmable | Not Dimmable | NotYetVerified |  | 4 | 1680 | 140 | 12 | 14.16 | 0.9 | 5000 | 80
PC1DPDX7 | NEUTEX ADVANCED ENERGY GROUP | NEUTEX ADVANCED ENERGY GROUP INC | TBCCC4DY12K50 | Linear Replacement Lamp | Four-Foot | Dual Mode Internal Driver (UL Type A and Type B) | Standard | FALSE | [9 empty] | 42688 | Not Dimmable | Not Dimmable | NotYetVerified |  | 4 | 1800 | 150 | 12 | 11.66 | 0.9 | 5000 | 80
PEX4KWKV | NEUTEX ADVANCED ENERGY GROUP | NEUTEX ADVANCED ENERGY GROUP INC | TBCCC4DY16K50 | Linear Replacement Lamp | Four-Foot | Dual Mode Internal Driver (UL Type A and Type B) | Standard | FALSE | [9 empty] | 42688 | Not Dimmable | Not Dimmable | NotYetVerified |  | 4 | 2340 | 130 | 18 | 7.7 | 0.9 | 5000 | 80
P7XB2K5W | NEUTEX ADVANCED ENERGY GROUP | NEUTEX ADVANCED ENERGY GROUP INC | TBCFC4DY16K50 | Linear Replacement Lamp | Four-Foot | Dual Mode Internal Driver (UL Type A and Type B) | Standard | FALSE | [9 empty] | 42688 | Not Dimmable | Not Dimmable | NotYetVerified |  | 4 | 2160 | 120 | 18 | 7.63 | 0.9 | 5000 | 80
PWCV41D6 | NEUTEX ADVANCED ENERGY GROUP | NEUTEX ADVANCED ENERGY GROUP INC | TBCFC4DY20K50 | Linear Replacement Lamp | Four-Foot | Dual Mode Internal Driver (UL Type A and Type B) | Standard | FALSE | [9 empty] | 42688 | Not Dimmable | Not Dimmable | NotYetVerified | Product updated 9/21/2016 | 4 | 2600 | 130 | 20 | 5.79 | 0.9 | 5000 | 80
PC3YNCV4 | NEUTEX ADVANCED ENERGY GROUP | NEUTEX ADVANCED ENERGY GROUP INC | TBNFC4DY18K45 | Linear Replacement Lamp | Four-Foot | Internal Driver Lamp-Style Retrofit Kits (UL Type B) | Standard | FALSE | [9 empty] | 42688 | Not Dimmable | Not Dimmable | No |  | 4 | 2250 | 125 | 18 | 17.57 | 0.95 | 4500 | 82.5
PRN56P94 | NEUTEX ADVANCED ENERGY GROUP | NEUTEX ADVANCED ENERGY GROUP INC | TBNMC4DY18K45 | Linear Replacement Lamp | Four-Foot | Internal Driver Lamp-Style Retrofit Kits (UL Type B) | Standard | FALSE | [9 empty] | 42688 | Not Dimmable | Not Dimmable | No |  | 4 | 2250 | 125 | 18 | 17.18 | 0.91 | 4500 | 82.1
PBZRHJD1 | NEUTEX ADVANCED ENERGY GROUP | NEUTEX ADVANCED ENERGY GROUP INC | TBNCC4DY18K45 | Linear Replacement Lamp | Four-Foot | Internal Driver Lamp-Style Retrofit Kits (UL Type B) | Standard | FALSE | [9 empty] | 42688 | Not Dimmable | Not Dimmable | No |  | 4 | 2340 | 130 | 18 | 17.56 | 0.93 | 4500 | 82
PAQZ2XEJ | NEUTEX ADVANCED ENERGY GROUP | NEUTEX ADVANCED ENERGY GROUP INC | TBCCC4DY20K45 | Linear Replacement Lamp | Four-Foot | Dual Mode Internal Driver (UL Type A and Type B) | Standard | FALSE | [9 empty] | 42688 | Not Dimmable | Not Dimmable | NotYetVerified | Product updated 9/21/2016 | 4 | 2600 | 130 | 20 | 20 | 0.9 | 4500 | 80
PE8UERTH | NEUTEX ADVANCED ENERGY GROUP | NEUTEX ADVANCED ENERGY GROUP INC | TBCFC4DY12K45 | Linear Replacement Lamp | Four-Foot | Dual Mode Internal Driver (UL Type A and Type B) | Standard | FALSE | [9 empty] | 42688 | Not Dimmable | Not Dimmable | NotYetVerified |  | 4 | 1680 | 140 | 12 | 14.16 | 0.9 | 4500 | 80
PKE8RS77 | NEUTEX ADVANCED ENERGY GROUP | NEUTEX ADVANCED ENERGY GROUP INC | TBCCC4DY12K45 | Linear Replacement Lamp | Four-Foot | Dual Mode Internal Driver (UL Type A and Type B) | Standard | FALSE | [9 empty] | 42688 | Not Dimmable | Not Dimmable | NotYetVerified |  | 4 | 1800 | 150 | 12 | 11.66 | 0.9 | 4500 | 80
PUMGX8BM | NEUTEX ADVANCED ENERGY GROUP | NEUTEX ADVANCED ENERGY GROUP INC | TBCCC4DY16K45 | Linear Replacement Lamp | Four-Foot | Dual Mode Internal Driver (UL Type A and Type B) | Standard | FALSE | [9 empty] | 42688 | Not Dimmable | Not Dimmable | NotYetVerified |  | 4 | 2340 | 130 | 18 | 7.7 | 0.9 | 4500 | 80
PYENK9VA | NEUTEX ADVANCED ENERGY GROUP | NEUTEX ADVANCED ENERGY GROUP INC | TBCFC4DY16K45 | Linear Replacement Lamp | Four-Foot | Dual Mode Internal Driver (UL Type A and Type B) | Standard | FALSE | [9 empty] | 42688 | Not Dimmable | Not Dimmable | NotYetVerified |  | 4 | 2160 | 120 | 18 | 7.63 | 0.9 | 4500 | 80
PNTW88ZG | NEUTEX ADVANCED ENERGY GROUP | NEUTEX ADVANCED ENERGY GROUP INC | TBCFC4DY20K45 | Linear Replacement Lamp | Four-Foot | Dual Mode Internal Driver (UL Type A and Type B) | Standard | FALSE | [9 empty] | 42688 | Not Dimmable | Not Dimmable | NotYetVerified | Product updated 9/21/2016 | 4 | 2600 | 130 | 20 | 5.79 | 0.9 | 4500 | 80
PH19N2EM | NEUTEX ADVANCED ENERGY GROUP | NEUTEX ADVANCED ENERGY GROUP INC | TBNFC4DY18K40 | Linear Replacement Lamp | Four-Foot | Internal Driver Lamp-Style Retrofit Kits (UL Type B) | Standard | FALSE | [9 empty] | 42688 | Not Dimmable | Not Dimmable | No |  | 4 | 2250 | 125 | 18 | 17.57 | 0.95 | 4000 | 82.5
PH61EW13 | NEUTEX ADVANCED ENERGY GROUP | NEUTEX ADVANCED ENERGY GROUP INC | TBNMC4DY18K40 | Linear Replacement Lamp | Four-Foot | Internal Driver Lamp-Style Retrofit Kits (UL Type B) | Standard | FALSE | [9 empty] | 42688 | Not Dimmable | Not Dimmable | No |  | 4 | 2250 | 125 | 18 | 17.18 | 0.91 | 4000 | 82.1
PFF5Q7E8 | NEUTEX ADVANCED ENERGY GROUP | NEUTEX ADVANCED ENERGY GROUP INC | TBNCC4DY18K40 | Linear Replacement Lamp | Four-Foot | Internal Driver Lamp-Style Retrofit Kits (UL Type B) | Standard | FALSE | [9 empty] | 42688 | Not Dimmable | Not Dimmable | No |  | 4 | 2340 | 130 | 18 | 17.56 | 0.93 | 4000 | 82
P3X8M2JZ | NEUTEX ADVANCED ENERGY GROUP | NEUTEX ADVANCED ENERGY GROUP INC | TBCCC4DY20K40 | Linear Replacement Lamp | Four-Foot | Dual Mode Internal Driver (UL Type A and Type B) | Standard | FALSE | [9 empty] | 42688 | Not Dimmable | Not Dimmable | NotYetVerified | Product updated 9/21/2016 | 4 | 2600 | 130 | 20 | 20 | 0.9 | 4000 | 80
PWV3TJTA | NEUTEX ADVANCED ENERGY GROUP | NEUTEX ADVANCED ENERGY GROUP INC | TBCFC4DY12K40 | Linear Replacement Lamp | Four-Foot | Dual Mode Internal Driver (UL Type A and Type B) | Standard | FALSE | [9 empty] | 42688 | Not Dimmable | Not Dimmable | NotYetVerified |  | 4 | 1680 | 140 | 12 | 14.16 | 0.9 | 4000 | 80
PNTPF4QB | NEUTEX ADVANCED ENERGY GROUP | NEUTEX ADVANCED ENERGY GROUP INC | TBCCC4DY12K40 | Linear Replacement Lamp | Four-Foot | Dual Mode Internal Driver (UL Type A and Type B) | Standard | FALSE | [9 empty] | 42688 | Not Dimmable | Not Dimmable | NotYetVerified |  | 4 | 1800 | 150 | 12 | 11.66 | 0.9 | 4000 | 80
P85FV7UB | NEUTEX ADVANCED ENERGY GROUP | NEUTEX ADVANCED ENERGY GROUP INC | TBCCC4DY16K40 | Linear Replacement Lamp | Four-Foot | Dual Mode Internal Driver (UL Type A and Type B) | Standard | FALSE | [9 empty] | 42688 | Not Dimmable | Not Dimmable | NotYetVerified |  | 4 | 2340 | 130 | 18 | 7.7 | 0.9 | 4000 | 80
PP2HHU1N | NEUTEX ADVANCED ENERGY GROUP | NEUTEX ADVANCED ENERGY GROUP INC | TBCFC4DY16K40 | Linear Replacement Lamp | Four-Foot | Dual Mode Internal Driver (UL Type A and Type B) | Standard | FALSE | [9 empty] | 42688 | Not Dimmable | Not Dimmable | NotYetVerified |  | 4 | 2160 | 120 | 18 | 7.63 | 0.9 | 4000 | 80
P35GNKUK | NEUTEX ADVANCED ENERGY GROUP | NEUTEX ADVANCED ENERGY GROUP INC | TBCFC4DY20K40 | Linear Replacement Lamp | Four-Foot | Dual Mode Internal Driver (UL Type A and Type B) | Standard | FALSE | [9 empty] | 42688 | Not Dimmable | Not Dimmable | NotYetVerified | Product updated 9/21/2016 | 4 | 2600 | 130 | 20 | 5.79 | 0.9 | 4000 | 80
PB9MH7Q4 | NEUTEX ADVANCED ENERGY GROUP | NEUTEX ADVANCED ENERGY GROUP INC | TBNFC4DY18K35 | Linear Replacement Lamp | Four-Foot | Internal Driver Lamp-Style Retrofit Kits (UL Type B) | Standard | FALSE | [9 empty] | 42688 | Not Dimmable | Not Dimmable | No |  | 4 | 2160 | 120 | 18 | 17.57 | 0.95 | 3500 | 82.5
P1E9NZ74 | NEUTEX ADVANCED ENERGY GROUP | NEUTEX ADVANCED ENERGY GROUP INC | TBNMC4DY18K35 | Linear Replacement Lamp | Four-Foot | Internal Driver Lamp-Style Retrofit Kits (UL Type B) | Standard | FALSE | [9 empty] | 42688 | Not Dimmable | Not Dimmable | No |  | 4 | 2160 | 120 | 18 | 17.18 | 0.91 | 3500 | 82.1
P7FRKMR9 | NEUTEX ADVANCED ENERGY GROUP | NEUTEX ADVANCED ENERGY GROUP INC | TBNCC4DY18K35 | Linear Replacement Lamp | Four-Foot | Internal Driver Lamp-Style Retrofit Kits (UL Type B) | Standard | FALSE | [9 empty] | 42688 | Not Dimmable | Not Dimmable | No |  | 4 | 2250 | 125 | 18 | 17.56 | 0.93 | 3500 | 82
P43DPYNN | NEUTEX ADVANCED ENERGY GROUP | NEUTEX ADVANCED ENERGY GROUP INC | TBCCC4DY20K35 | Linear Replacement Lamp | Four-Foot | Dual Mode Internal Driver (UL Type A and Type B) | Standard | FALSE | [9 empty] | 42688 | Not Dimmable | Not Dimmable | NotYetVerified | Product updated 9/21/2016 | 4 | 2600 | 130 | 20 | 20 | 0.9 | 3500 | 80
PF97TSCQ | NEUTEX ADVANCED ENERGY GROUP | NEUTEX ADVANCED ENERGY GROUP INC | TBCFC4DY12K35 | Linear Replacement Lamp | Four-Foot | Dual Mode Internal Driver (UL Type A and Type B) | Standard | FALSE | [9 empty] | 42688 | Not Dimmable | Not Dimmable | NotYetVerified |  | 4 | 1620 | 135 | 12 | 14.16 | 0.9 | 3500 | 80
PDY1R672 | NEUTEX ADVANCED ENERGY GROUP | NEUTEX ADVANCED ENERGY GROUP INC | TBCCC4DY12K35 | Linear Replacement Lamp | Four-Foot | Dual Mode Internal Driver (UL Type A and Type B) | Standard | FALSE | [9 empty] | 42688 | Not Dimmable | Not Dimmable | NotYetVerified |  | 4 | 1680 | 140 | 12 | 11.66 | 0.9 | 3500 | 80
PNJ66RAY | NEUTEX ADVANCED ENERGY GROUP | NEUTEX ADVANCED ENERGY GROUP INC | TBCCC4DY16K35 | Linear Replacement Lamp | Four-Foot | Dual Mode Internal Driver (UL Type A and Type B) | Standard | FALSE | [9 empty] | 42688 | Not Dimmable | Not Dimmable | NotYetVerified |  | 4 | 2250 | 125 | 18 | 7.7 | 0.9 | 3500 | 80
PJ3ZVVR6 | NEUTEX ADVANCED ENERGY GROUP | NEUTEX ADVANCED ENERGY GROUP INC | TBCFC4DY16K35 | Linear Replacement Lamp | Four-Foot | Dual Mode Internal Driver (UL Type A and Type B) | Standard | FALSE | [9 empty] | 42688 | Not Dimmable | Not Dimmable | NotYetVerified |  | 4 | 2160 | 120 | 18 | 7.63 | 0.9 | 3500 | 80
P6SPTUN9 | NEUTEX ADVANCED ENERGY GROUP | NEUTEX ADVANCED ENERGY GROUP INC | TBCFC4DY20K35 | Linear Replacement Lamp | Four-Foot | Dual Mode Internal Driver (UL Type A and Type B) | Standard | FALSE | [9 empty] | 42688 | Not Dimmable | Not Dimmable | NotYetVerified | Product updated 9/21/2016 | 4 | 2600 | 130 | 20 | 5.79 | 0.9 | 3500 | 80
PF3N357N | Nuwave LLC | ALSET | TDT48-2L-30K-UL | Linear Replacement Lamp | Four-Foot | Dual Mode Internal Driver (UL Type A and Type B) | Standard | TRUE | 2931 | 115.72 | 17.43 | 22.07 | 0.9005 | 2949 | 81.2 | 5 | 50000 | 42685 |  |  | No |  | 4 | 2017 | 115.72 | 17.43 | 22.07 | 0.9 | 3000 | 81.2
PT7ZV4VY | LumiRich Co. Ltd | Lumirich | FL12HOKIT-3000K-G6-3 | Linear Replacement Lamp | Four-Foot | 3-lamp External Driver Lamp-Style Retrofit Kits (UL Type C) | Standard | TRUE | 2333.3 | 123.5 | 18.89 | 24.38 | 0.8928 | 3099 | 83.7 | 5 | 50000 | 42685 |  |  | No |  | 4 | 2333 | 124 | 18.9 | 24.4 | 0.89 | 3000 | 84
P362FE3P | LumiRich Co. Ltd | Lumirich | FL12HOKIT-3000K-G6-4 | Linear Replacement Lamp | Four-Foot | 4-lamp External Driver Lamp-Style Retrofit Kits (UL Type C) | Standard | TRUE | 2333.3 | 123.5 | 18.89 | 24.87 | 0.878 | 3098 | 83.6 | 5 | 50000 | 42685 |  |  | No |  | 4 | 2333 | 124 | 18.9 | 24.87 | 0.88 | 3000 | 84
PKYEDEA7 | Nuwave LLC | ALSET | TDT48-2L-50K-UL | Linear Replacement Lamp | Four-Foot | Dual Mode Internal Driver (UL Type A and Type B) | Standard | FALSE | [9 empty] | 42685 |  |  | No |  | 4 | 2186 | 125.85 | 17.37 | 22.59 | 0.9 | 5000 | 80.6
PUAQSNXZ | Nuwave LLC | ALSET | TDT48-2L-45K-UL | Linear Replacement Lamp | Four-Foot | Dual Mode Internal Driver (UL Type A and Type B) | Standard | FALSE | [9 empty] | 42685 |  |  | No |  | 4 | 2017 | 115.72 | 17.43 | 22.07 | 0.9 | 4500 | 81.2
PHXTZKK8 | Nuwave LLC | ALSET | TDT48-2L-40K-UL | Linear Replacement Lamp | Four-Foot | Dual Mode Internal Driver (UL Type A and Type B) | Standard | FALSE | [9 empty] | 42685 |  |  | No |  | 4 | 2017 | 115.72 | 17.43 | 22.07 | 0.9 | 4000 | 81.2
P78GYB86 | Nuwave LLC | ALSET | TDT48-2L-35K-UL | Linear Replacement Lamp | Four-Foot | Dual Mode Internal Driver (UL Type A and Type B) | Standard | FALSE | [9 empty] | 42685 |  |  | No |  | 4 | 2017 | 115.72 | 17.43 | 22.07 | 0.9 | 3500 | 81.2
PC5NX6AU | LumiRich Co. Ltd | Lumirich | FL12HOKIT-5000K-G6-4 | Linear Replacement Lamp | Four-Foot | 4-lamp External Driver Lamp-Style Retrofit Kits (UL Type C) | Standard | FALSE | [9 empty] | 42685 |  |  | No |  | 4 | 2333 | 124 | 18.9 | 24.87 | 0.88 | 5000 | 84
P937VA5U | LumiRich Co. Ltd | Lumirich | FL12HOKIT-5000K-G6-3 | Linear Replacement Lamp | Four-Foot | 3-lamp External Driver Lamp-Style Retrofit Kits (UL Type C) | Standard | FALSE | [9 empty] | 42685 |  |  | No |  | 4 | 2333 | 124 | 18.9 | 24.4 | 0.89 | 5000 | 84
P2F4YYFQ | LumiRich Co. Ltd | Lumirich | FL12HOKIT-4100K-G6-4 | Linear Replacement Lamp | Four-Foot | 4-lamp External Driver Lamp-Style Retrofit Kits (UL Type C) | Standard | FALSE | [9 empty] | 42685 |  |  | No |  | 4 | 2333 | 124 | 18.9 | 24.87 | 0.88 | 4100 | 84
PSWKZHCX | LumiRich Co. Ltd | Lumirich | FL12HOKIT-4100K-G6-3 | Linear Replacement Lamp | Four-Foot | 3-lamp External Driver Lamp-Style Retrofit Kits (UL Type C) | Standard | FALSE | [9 empty] | 42685 |  |  | No |  | 4 | 2333 | 124 | 18.9 | 24.4 | 0.89 | 4100 | 84
PWGZATME | LumiRich Co. Ltd | Lumirich | FL12HOKIT-3500K-G6-4 | Linear Replacement Lamp | Four-Foot | 4-lamp External Driver Lamp-Style Retrofit Kits (UL Type C) | Standard | FALSE | [9 empty] | 42685 |  |  | No |  | 4 | 2333 | 124 | 18.9 | 24.87 | 0.88 | 3500 | 84
PC83BEYP | LumiRich Co. Ltd | Lumirich | FL12HOKIT-3500K-G6-3 | Linear Replacement Lamp | Four-Foot | 3-lamp External Driver Lamp-Style Retrofit Kits (UL Type C) | Standard | FALSE | [9 empty] | 42685 |  |  | No |  | 4 | 2333 | 124 | 18.9 | 24.4 | 0.89 | 3500 | 84
PFX93SJH | Shenzhen Wanjia Lighting Co. Ltd | WONKA | 18T802B1-27M-N [Qualified at 120V Only] | Linear Replacement Lamp | Four-Foot | Internal Driver Lamp-Style Retrofit Kits (UL Type B) | Standard | TRUE | 1973.9 | 115.37 | 17.11 | 11.44 | 0.9876 | 2665 | 84.5 | 5 | 50000 | 42684 |  |  | No |  | 4 | 2000 | 111 | 18 | 15 | 0.9 | 2700 | 80
PF61AWGN | JIAXING SUPER LIGHTING ELECTRIC APPLIANCE CO.LTD | SUPER | T8L-IDDM13-2200-4ft-ABA-91 | Linear Replacement Lamp | Four-Foot | Replacement Lamps (plug and play) (UL Type A) | Standard | TRUE | 2177 | 128.9 | 16.9 | 9.83 | 0.9684 | 3061 | 82.9 | 5 | 50000 | 42684 |  |  | No |  | 4 | 2100 | 117 | 18 | 9.83 | 0.97 | 3000 | 82
P2BWWK97 | Keystone Technologies | Keystone | KT-LED27T5HO-48G-830-S | Linear Replacement Lamp | Four-Foot | Replacement Lamps (plug and play) (UL Type A) | Standard | TRUE | 3346 | 128.49 | 26.04 | 10.7 | 0.964 | 3117 | 82.7 | 5 | 50000 | 42684 |  |  | No |  | 4 | 3500 | 129.6 | 27 | 20 | 0.98 | 3000 | 80
P1WT8VGE | JIAXING SUPER LIGHTING ELECTRIC APPLIANCE CO.LTD | SUPER | T8L-IDDM13-1800-4ft-ABA-91 | Linear Replacement Lamp | Four-Foot | Replacement Lamps (plug and play) (UL Type A) | Standard | TRUE | 1729 | 128.6 | 13.44 | 13.61 | 0.9545 | 3051 | 83.1 | 5 | 50000 | 42684 |  |  | No |  | 4 | 1700 | 117 | 14.5 | 13.61 | 0.95 | 3000 | 82
P7EZ4U1M | GE Lighting Solutions | GE Lighting | LED21T8/G4/830US | Linear Replacement Lamp | Four-Foot | 2-lamp External Driver Lamp-Style Retrofit Kits (UL Type C) | Standard | TRUE | 2558.3 | 139.6 | 18.3 | 15.6 | 0.94 | 3049 | 82.8 | 5 | 50000 | 42684 |  |  | No |  | 4 | 2600 | 144.4 | 18 | 20 | 0.9 | 3000 | 80
PVTSYF43 | JIAXING SUPER LIGHTING ELECTRIC APPLIANCE CO.LTD | SUPER | T8L-IDDM13-1800-4ft-EBA-91 | Linear Replacement Lamp | Four-Foot | Replacement Lamps (plug and play) (UL Type A) | Standard | FALSE | [9 empty] | 42684 |  |  | No |  | 4 | 1800 | 124 | 14.5 | 14.44 | 0.96 | 5000 | 82
PHHG621T | JIAXING SUPER LIGHTING ELECTRIC APPLIANCE CO.LTD | SUPER | T8L-IDDM13-2200-4ft-EBA-91 | Linear Replacement Lamp | Four-Foot | Replacement Lamps (plug and play) (UL Type A) | Standard | FALSE | [9 empty] | 42684 |  |  | No |  | 4 | 2200 | 124 | 18 | 10.2 | 0.97 | 5000 | 82
P93KAMEV | JIAXING SUPER LIGHTING ELECTRIC APPLIANCE CO.LTD | SUPER | T8L-IDDM13-1800-4ft-DBA-91 | Linear Replacement Lamp | Four-Foot | Replacement Lamps (plug and play) (UL Type A) | Standard | FALSE | [9 empty] | 42684 |  |  | No |  | 4 | 1800 | 124 | 14.5 | 13.61 | 0.95 | 4500 | 82
P4G8HBVT | JIAXING SUPER LIGHTING ELECTRIC APPLIANCE CO.LTD | SUPER | T8L-IDDM13-2200-4ft-DBA-91 | Linear Replacement Lamp | Four-Foot | Replacement Lamps (plug and play) (UL Type A) | Standard | FALSE | [9 empty] | 42684 |  |  | No |  | 4 | 2200 | 124 | 18 | 9.83 | 0.97 | 4500 | 82
PZE9JAP5 | JIAXING SUPER LIGHTING ELECTRIC APPLIANCE CO.LTD | SUPER | T8L-IDDM13-1800-4ft-CBA-91 | Linear Replacement Lamp | Four-Foot | Replacement Lamps (plug and play) (UL Type A) | Standard | FALSE | [9 empty] | 42684 |  |  | No |  | 4 | 1800 | 124 | 14.5 | 13.61 | 0.95 | 4000 | 82
PMQGCJY2 | JIAXING SUPER LIGHTING ELECTRIC APPLIANCE CO.LTD | SUPER | T8L-IDDM13-2200-4ft-CBA-91 | Linear Replacement Lamp | Four-Foot | Replacement Lamps (plug and play) (UL Type A) | Standard | FALSE | [9 empty] | 42684 |  |  | No |  | 4 | 2200 | 124 | 18 | 9.83 | 0.97 | 4000 | 82
PC115CWT | JIAXING SUPER LIGHTING ELECTRIC APPLIANCE CO.LTD | SUPER | T8L-IDDM13-1800-4ft-BBA-91 | Linear Replacement Lamp | Four-Foot | Replacement Lamps (plug and play) (UL Type A) | Standard | FALSE | [9 empty] | 42684 |  |  | No |  | 4 | 1700 | 117 | 14.5 | 13.61 | 0.95 | 3500 | 82
P7FJG2M5 | JIAXING SUPER LIGHTING ELECTRIC APPLIANCE CO.LTD | SUPER | T8L-IDDM13-2200-4ft-BBA-91 | Linear Replacement Lamp | Four-Foot | Replacement Lamps (plug and play) (UL Type A) | Standard | FALSE | [9 empty] | 42684 |  |  | No |  | 4 | 2100 | 117 | 18 | 9.83 | 0.97 | 3500 | 82
PQYGPW3R | Keystone Technologies | Keystone | KT-LED27T5HO-48G-850-S | Linear Replacement Lamp | Four-Foot | Replacement Lamps (plug and play) (UL Type A) | Standard | FALSE | [9 empty] | 42684 |  |  | No |  | 4 | 3500 | 129.6 | 27 | 20 | 0.98 | 5000 | 80
PJVRC1BU | Keystone Technologies | Keystone | KT-LED27T5HO-48G-840-S | Linear Replacement Lamp | Four-Foot | Replacement Lamps (plug and play) (UL Type A) | Standard | FALSE | [9 empty] | 42684 |  |  | No |  | 4 | 3500 | 129.6 | 27 | 20 | 0.98 | 4000 | 80
P4R1RH4E | Keystone Technologies | Keystone | KT-LED27T5HO-48G-835-S | Linear Replacement Lamp | Four-Foot | Replacement Lamps (plug and play) (UL Type A) | Standard | FALSE | [9 empty] | 42684 |  |  | No |  | 4 | 3500 | 129.6 | 27 | 20 | 0.98 | 3500 | 80
PDWDNYBH | GE Lighting Solutions | GE Lighting | LED21T8/G4/850US | Linear Replacement Lamp | Four-Foot | 2-lamp External Driver Lamp-Style Retrofit Kits (UL Type C) | Standard | FALSE | [9 empty] | 42684 |  |  | No |  | 4 | 2600 | 144.4 | 18 | 20 | 0.9 | 5000 | 80
PY5PP49F | GE Lighting Solutions | GE Lighting | LED21T8/G4/840US | Linear Replacement Lamp | Four-Foot | 2-lamp External Driver Lamp-Style Retrofit Kits (UL Type C) | Standard | FALSE | [9 empty] | 42684 |  |  | No |  | 4 | 2600 | 144.4 | 18 | 20 | 0.9 | 4000 | 80
PPXJA3S2 | GE Lighting Solutions | GE Lighting | LED21T8/G4/835US | Linear Replacement Lamp | Four-Foot | 2-lamp External Driver Lamp-Style Retrofit Kits (UL Type C) | Standard | FALSE | [9 empty] | 42684 |  |  | No |  | 4 | 2600 | 144.4 | 18 | 20 | 0.9 | 3500 | 80
P6WFHRAG | Luxul Technology Inc. | Luxul | Q-Lux T8 4ft Q2 2700K | Linear Replacement Lamp | Four-Foot | Replacement Lamps (plug and play) (UL Type A) | Standard | TRUE | 1933.9 | 130.81 | 14.78 | 10.58 | 0.972 | 2756 | 82.5 | 5 | 50000 | 42683 |  |  | No |  | 4 | 1933.39 | 130.81 | 14.78 | 10.58 | 0.97 | 2756 | 82.5
PPB8A9R4 | Archipelago Lighting Inc. | LIFEBULB | LBP8F2130B | Linear Replacement Lamp | Four-Foot | Internal Driver Lamp-Style Retrofit Kits (UL Type B) | Standard | TRUE | 1888 | 126 | 14.99 | 21.32 | 0.9613 | 3122 | 82.2 | 5 | 50000 | 42683 |  |  | No |  | 4 | 1900 | 125 | 15 | 21.32 | 0.974 | 3000 | 83
P8S71K4A | Archipelago Lighting Inc. | ARCHIPELAGO | LT8F210030BP3 | Linear Replacement Lamp | Four-Foot | Internal Driver Lamp-Style Retrofit Kits (UL Type B) | Standard | TRUE | 1888 | 126 | 14.99 | 21.32 | 0.9613 | 3122 | 82.2 | 5 | 50000 | 42683 |  |  | No |  | 4 | 1900 | 125 | 15 | 21.32 | 0.974 | 3000 | 83
PWHVAYGK | AspirAsia Group Inc. | AspirAsia | T8A4FF18W30KBC | Linear Replacement Lamp | Four-Foot | Internal Driver Lamp-Style Retrofit Kits (UL Type B) | Standard | TRUE | 2115.6 | 122.64 | 17.25 | 20.5 | 0.938 | 3030 | 81.8 | 5 | 50000 | 42683 |  |  | No |  | 4 | 2340 | 130 | 18 | 16 | 0.97 | 3000 | 80
PCB14UF4 | Archipelago Lighting Inc. | LIFEBULB | LBP8F2530B | Linear Replacement Lamp | Four-Foot | Internal Driver Lamp-Style Retrofit Kits (UL Type B) | Standard | TRUE | 2470.89 | 128.45 | 19.23 | 8.2 | 0.9211 | 3068 | 82.65 | 5 | 50000 | 42683 |  |  | No |  | 4 | 2400 | 125 | 18.5 | 8.2 | 0.92 | 3000 | 83
PA6DQKM8 | Archipelago Lighting Inc. | ARCHIPELAGO | LT8F250030BP3 | Linear Replacement Lamp | Four-Foot | Internal Driver Lamp-Style Retrofit Kits (UL Type B) | Standard | TRUE | 2470.89 | 128.45 | 19.23 | 8.2 | 0.9211 | 3068 | 82.65 | 5 | 50000 | 42683 |  |  | No |  | 4 | 2400 | 125 | 18.5 | 8.2 | 0.92 | 3000 | 83
PTNY9RJW | Archipelago Lighting Inc. | ARCHIPELAGO | LT8F190030BP3 | Linear Replacement Lamp | Four-Foot | Internal Driver Lamp-Style Retrofit Kits (UL Type B) | Standard | TRUE | 1804.74 | 125.9 | 14.33 | 15.2 | 0.9199 | 3091 | 83.02 | 5 | 50000 | 42683 |  |  | No | Updated on 11/2/2016 | 4 | 1800 | 125 | 13.5 | 15.2 | 0.92 | 3000 | 83
PT8K23SA | Archipelago Lighting Inc. | LIFEBULB | LBP8F1930B | Linear Replacement Lamp | Four-Foot | Internal Driver Lamp-Style Retrofit Kits (UL Type B) | Standard | TRUE | 1804.74 | 125.9 | 14.33 | 15.2 | 0.9199 | 3091 | 83.02 | 5 | 50000 | 42683 |  |  | No | Updated on 11/2/2016 | 4 | 1800 | 125 | 13.5 | 15.2 | 0.92 | 3000 | 83
P49N1TAG | AspirAsia Group Inc. | AspirAsia | T8P4FF18W30KBC | Linear Replacement Lamp | Four-Foot | Internal Driver Lamp-Style Retrofit Kits (UL Type B) | Standard | TRUE | 2204.3 | 127.42 | 17.3 | 21.43 | 0.918 | 3081 | 81.6 | 5 | 50000 | 42683 |  |  | No |  | 4 | 2340 | 130 | 18 | 16 | 0.97 | 3000 | 80
PT3MBZFB | Archipelago Lighting Inc. | ARCHIPELAGO | LT8F170030BP3 | Linear Replacement Lamp | Four-Foot | Internal Driver Lamp-Style Retrofit Kits (UL Type B) | Standard | TRUE | 1624 | 127.1 | 12.78 | 20.42 | 0.8954 | 3022 | 81.9 | 5 | 50000 | 42683 |  |  | No | Updated 11/9/2016 | 3.1 | 1650 | 125 | 12.5 | 20 | 0.9 | 3000 | 83
P5HH3DKW | Archipelago Lighting Inc. | LIFEBULB | LBP8F1730B | Linear Replacement Lamp | Four-Foot | Internal Driver Lamp-Style Retrofit Kits (UL Type B) | Standard | TRUE | 1624 | 127.1 | 12.78 | 20.42 | 0.8954 | 3022 | 81.9 | 5 | 50000 | 42683 |  |  | No | Updated 11/9/2016 | 3.1 | 1650 | 125 | 12.5 | 20 | 0.9 | 3000 | 83
PQE1BNW7 | Archipelago Lighting Inc. | ARCHIPELAGO | LT8F170050BP3 | Linear Replacement Lamp | Four-Foot | Internal Driver Lamp-Style Retrofit Kits (UL Type B) | Standard | FALSE | [9 empty] | 42683 |  |  | No | Updated 11/9/2016 | 3.1 | 1800 | 135 | 12.5 | 20 | 0.9 | 5000 | 83
P1J65ZEM | Archipelago Lighting Inc. | LIFEBULB | LBP8F1750B | Linear Replacement Lamp | Four-Foot | Internal Driver Lamp-Style Retrofit Kits (UL Type B) | Standard | FALSE | [9 empty] | 42683 |  |  | No | Updated 11/9/2016 | 3.1 | 1800 | 135 | 12.5 | 20 | 0.9 | 5000 | 83
PRNBJ9ZB | Archipelago Lighting Inc. | LIFEBULB | LBP8F1950B | Linear Replacement Lamp | Four-Foot | Internal Driver Lamp-Style Retrofit Kits (UL Type B) | Standard | FALSE | [9 empty] | 42683 |  |  | No | Updated on 11/2/2016 | 4 | 2000 | 132 | 13.5 | 15.2 | 0.92 | 5000 | 83
PDUFQ3D1 | Archipelago Lighting Inc. | ARCHIPELAGO | LT8F190050BP3 | Linear Replacement Lamp | Four-Foot | Internal Driver Lamp-Style Retrofit Kits (UL Type B) | Standard | FALSE | [9 empty] | 42683 |  |  | No | Updated on 11/2/2016 | 4 | 2000 | 132 | 13.5 | 15.2 | 0.92 | 5000 | 83
PRFUHEFW | Archipelago Lighting Inc. | ARCHIPELAGO | LT8F210050BP3 | Linear Replacement Lamp | Four-Foot | Internal Driver Lamp-Style Retrofit Kits (UL Type B) | Standard | FALSE | [9 empty] | 42683 |  |  | No |  | 4 | 2100 | 132 | 15 | 21.32 | 0.974 | 5000 | 83
PQD1C1SF | Archipelago Lighting Inc. | LIFEBULB | LBP8F2150B | Linear Replacement Lamp | Four-Foot | Internal Driver Lamp-Style Retrofit Kits (UL Type B) | Standard | FALSE | [9 empty] | 42683 |  |  | No |  | 4 | 2100 | 132 | 15 | 21.32 | 0.974 | 5000 | 83
PQ5ZRFJY | Archipelago Lighting Inc. | ARCHIPELAGO | LT8F250050BP3 | Linear Replacement Lamp | Four-Foot | Internal Driver Lamp-Style Retrofit Kits (UL Type B) | Standard | FALSE | [9 empty] | 42683 |  |  | No |  | 4 | 2600 | 132 | 18.5 | 8.2 | 0.92 | 5000 | 83
PMT5HB9B | Archipelago Lighting Inc. | LIFEBULB | LBP8F2550B | Linear Replacement Lamp | Four-Foot | Internal Driver Lamp-Style Retrofit Kits (UL Type B) | Standard | FALSE | [9 empty] | 42683 |  |  | No |  | 4 | 2600 | 132 | 18.5 | 8.2 | 0.92 | 5000 | 83
PFQ8N85J | Archipelago Lighting Inc. | ARCHIPELAGO | LT8F170045BP3 | Linear Replacement Lamp | Four-Foot | Internal Driver Lamp-Style Retrofit Kits (UL Type B) | Standard | FALSE | [9 empty] | 42683 |  |  | No | Updated 11/9/2016 | 3.1 | 1750 | 132 | 12.5 | 20 | 0.9 | 4500 | 83
P5VWG9QD | Archipelago Lighting Inc. | LIFEBULB | LBP8F1745B | Linear Replacement Lamp | Four-Foot | Internal Driver Lamp-Style Retrofit Kits (UL Type B) | Standard | FALSE | [9 empty] | 42683 |  |  | No | Updated 11/9/2016 | 3.1 | 1750 | 132 | 12.5 | 20 | 0.9 | 4500 | 83
PXXWE6TC | Archipelago Lighting Inc. | LIFEBULB | LBP8F1945B | Linear Replacement Lamp | Four-Foot | Internal Driver Lamp-Style Retrofit Kits (UL Type B) | Standard | FALSE | [9 empty] | 42683 |  |  | No | Updated on 11/2/2016 | 4 | 1900 | 130 | 13.5 | 15.2 | 0.92 | 4500 | 83
PNPY2K26 | Archipelago Lighting Inc. | ARCHIPELAGO | LT8F190045BP3 | Linear Replacement Lamp | Four-Foot | Internal Driver Lamp-Style Retrofit Kits (UL Type B) | Standard | FALSE | [9 empty] | 42683 |  |  | No | Updated on 11/2/2016 | 4 | 1900 | 130 | 13.5 | 15.2 | 0.92 | 4500 | 83
PMZX798U | Archipelago Lighting Inc. | LIFEBULB | LBP8F2145B | Linear Replacement Lamp | Four-Foot | Internal Driver Lamp-Style Retrofit Kits (UL Type B) | Standard | FALSE | [9 empty] | 42683 |  |  | No |  | 4 | 2000 | 130 | 15 | 21.32 | 0.974 | 4500 | 83
P89GFT1C | Archipelago Lighting Inc. | ARCHIPELAGO | LT8F210045BP3 | Linear Replacement Lamp | Four-Foot | Internal Driver Lamp-Style Retrofit Kits (UL Type B) | Standard | FALSE | [9 empty] | 42683 |  |  | No |  | 4 | 2000 | 130 | 15 | 21.32 | 0.974 | 4500 | 83
PSZV3D89 | Archipelago Lighting Inc. | ARCHIPELAGO | LT8F250045BP3 | Linear Replacement Lamp | Four-Foot | Internal Driver Lamp-Style Retrofit Kits (UL Type B) | Standard | FALSE | [9 empty] | 42683 |  |  | No |  | 4 | 2500 | 130 | 18.5 | 8.2 | 0.92 | 4500 | 83
PMMDATJQ | Archipelago Lighting Inc. | LIFEBULB | LBP8F2545B | Linear Replacement Lamp | Four-Foot | Internal Driver Lamp-Style Retrofit Kits (UL Type B) | Standard | FALSE | [9 empty] | 42683 |  |  | No |  | 4 | 2500 | 130 | 18.5 | 8.2 | 0.92 | 4500 | 83
PVNN14SS | Archipelago Lighting Inc. | LIFEBULB | LBP8F1741B | Linear Replacement Lamp | Four-Foot | Internal Driver Lamp-Style Retrofit Kits (UL Type B) | Standard | FALSE | [9 empty] | 42683 |  |  | No | Updated 11/9/2016 | 3.1 | 1750 | 132 | 12.5 | 20 | 0.9 | 4000 | 83
PJKE7GVQ | Archipelago Lighting Inc. | ARCHIPELAGO | LT8F170041BP3 | Linear Replacement Lamp | Four-Foot | Internal Driver Lamp-Style Retrofit Kits (UL Type B) | Standard | FALSE | [9 empty] | 42683 |  |  | No | Updated 11/9/2016 | 3.1 | 1750 | 132 | 12.5 | 20 | 0.9 | 4000 | 83
PVEA24AA | Archipelago Lighting Inc. | LIFEBULB | LBP8F1941B | Linear Replacement Lamp | Four-Foot | Internal Driver Lamp-Style Retrofit Kits (UL Type B) | Standard | FALSE | [9 empty] | 42683 |  |  | No | Updated on 11/2/2016 | 4 | 1900 | 130 | 13.5 | 15.2 | 0.92 | 4000 | 83
PUS341DN | Archipelago Lighting Inc. | ARCHIPELAGO | LT8F190041BP3 | Linear Replacement Lamp | Four-Foot | Internal Driver Lamp-Style Retrofit Kits (UL Type B) | Standard | FALSE | [9 empty] | 42683 |  |  | No | Updated on 11/2/2016 | 4 | 1900 | 130 | 13.5 | 15.2 | 0.92 | 4000 | 83
PY7GXTVF | Archipelago Lighting Inc. | ARCHIPELAGO | LT8F210041BP3 | Linear Replacement Lamp | Four-Foot | Internal Driver Lamp-Style Retrofit Kits (UL Type B) | Standard | FALSE | [9 empty] | 42683 |  |  | No |  | 4 | 2000 | 130 | 15 | 21.32 | 0.974 | 4000 | 83
PE5D5DM6 | Archipelago Lighting Inc. | LIFEBULB | LBP8F2141B | Linear Replacement Lamp | Four-Foot | Internal Driver Lamp-Style Retrofit Kits (UL Type B) | Standard | FALSE | [9 empty] | 42683 |  |  | No |  | 4 | 2000 | 130 | 15 | 21.32 | 0.974 | 4000 | 83
PX83KUV9 | Archipelago Lighting Inc. | ARCHIPELAGO | LT8F250041BP3 | Linear Replacement Lamp | Four-Foot | Internal Driver Lamp-Style Retrofit Kits (UL Type B) | Standard | FALSE | [9 empty] | 42683 |  |  | No |  | 4 | 2500 | 130 | 18.5 | 8.2 | 0.92 | 4000 | 83
PS7P5PFC | Archipelago Lighting Inc. | LIFEBULB | LBP8F2541B | Linear Replacement Lamp | Four-Foot | Internal Driver Lamp-Style Retrofit Kits (UL Type B) | Standard | FALSE | [9 empty] | 42683 |  |  | No |  | 4 | 2500 | 130 | 18.5 | 8.2 | 0.92 | 4000 | 83
PKHKG3QA | Archipelago Lighting Inc. | ARCHIPELAGO | LT8F170035BP3 | Linear Replacement Lamp | Four-Foot | Internal Driver Lamp-Style Retrofit Kits (UL Type B) | Standard | FALSE | [9 empty] | 42683 |  |  | No | Updated 11/9/2016 | 3.1 | 1650 | 125 | 12.5 | 20 | 0.9 | 3500 | 83
P31H68DB | Archipelago Lighting Inc. | LIFEBULB | LBP8F1735B | Linear Replacement Lamp | Four-Foot | Internal Driver Lamp-Style Retrofit Kits (UL Type B) | Standard | FALSE | [9 empty] | 42683 |  |  | No | Updated 11/9/2016 | 3.1 | 1650 | 125 | 12.5 | 20 | 0.9 | 3500 | 83
PFAM8AH6 | Archipelago Lighting Inc. | ARCHIPELAGO | LT8F190035BP3 | Linear Replacement Lamp | Four-Foot | Internal Driver Lamp-Style Retrofit Kits (UL Type B) | Standard | FALSE | [9 empty] | 42683 |  |  | No | Updated on 11/2/2016 | 4 | 1800 | 125 | 13.5 | 15.2 | 0.92 | 3500 | 83
PA2E9BQU | Archipelago Lighting Inc. | LIFEBULB | LBP8F1935B | Linear Replacement Lamp | Four-Foot | Internal Driver Lamp-Style Retrofit Kits (UL Type B) | Standard | FALSE | [9 empty] | 42683 |  |  | No | Updated on 11/2/2016 | 4 | 1800 | 125 | 13.5 | 15.2 | 0.92 | 3500 | 83
PQWP7WN5 | Archipelago Lighting Inc. | ARCHIPELAGO | LT8F210035BP3 | Linear Replacement Lamp | Four-Foot | Internal Driver Lamp-Style Retrofit Kits (UL Type B) | Standard | FALSE | [9 empty] | 42683 |  |  | No |  | 4 | 1900 | 125 | 15 | 21.32 | 0.974 | 3500 | 83
P4RH89UE | Archipelago Lighting Inc. | LIFEBULB | LBP8F2135B | Linear Replacement Lamp | Four-Foot | Internal Driver Lamp-Style Retrofit Kits (UL Type B) | Standard | FALSE | [9 empty] | 42683 |  |  | No |  | 4 | 1900 | 125 | 15 | 21.32 | 0.974 | 3500 | 83
PGNG797M | Archipelago Lighting Inc. | LIFEBULB | LBP8F2535B | Linear Replacement Lamp | Four-Foot | Internal Driver Lamp-Style Retrofit Kits (UL Type B) | Standard | FALSE | [9 empty] | 42683 |  |  | No |  | 4 | 2400 | 125 | 18.5 | 8.2 | 0.92 | 3500 | 83
P3K5YQAQ | Archipelago Lighting Inc. | ARCHIPELAGO | LT8F250035BP3 | Linear Replacement Lamp | Four-Foot | Internal Driver Lamp-Style Retrofit Kits (UL Type B) | Standard | FALSE | [9 empty] | 42683 |  |  | No |  | 4 | 2400 | 125 | 18.5 | 8.2 | 0.92 | 3500 | 83
PZET4FHC | AspirAsia Group Inc. | AspirAsia | T8A4FF18W50KBC | Linear Replacement Lamp | Four-Foot | Internal Driver Lamp-Style Retrofit Kits (UL Type B) | Standard | FALSE | [9 empty] | 42683 |  |  | No |  | 4 | 2700 | 150 | 18 | 16 | 0.97 | 5000 | 80
P3P7MH3X | AspirAsia Group Inc. | AspirAsia | T8P4FF18W50KBC | Linear Replacement Lamp | Four-Foot | Internal Driver Lamp-Style Retrofit Kits (UL Type B) | Standard | FALSE | [9 empty] | 42683 |  |  | No |  | 4 | 2700 | 150 | 18 | 16 | 0.97 | 5000 | 80
PN4PJZ8U | AspirAsia Group Inc. | AspirAsia | T8P4FF18W45KBC | Linear Replacement Lamp | Four-Foot | Internal Driver Lamp-Style Retrofit Kits (UL Type B) | Standard | FALSE | [9 empty] | 42683 |  |  | No |  | 4 | 2700 | 150 | 18 | 16 | 0.97 | 4500 | 80
PE9R3CXW | AspirAsia Group Inc. | AspirAsia | T8A4FF18W45KBC | Linear Replacement Lamp | Four-Foot | Internal Driver Lamp-Style Retrofit Kits (UL Type B) | Standard | FALSE | [9 empty] | 42683 |  |  | No |  | 4 | 2700 | 150 | 18 | 16 | 0.97 | 4500 | 80
PZVFPXTS | AspirAsia Group Inc. | AspirAsia | T8P4FF18W40KBC | Linear Replacement Lamp | Four-Foot | Internal Driver Lamp-Style Retrofit Kits (UL Type B) | Standard | FALSE | [9 empty] | 42683 |  |  | No |  | 4 | 2700 | 150 | 18 | 16 | 0.97 | 4000 | 80
PV76DVGS | AspirAsia Group Inc. | AspirAsia | T8A4FF18W40KBC | Linear Replacement Lamp | Four-Foot | Internal Driver Lamp-Style Retrofit Kits (UL Type B) | Standard | FALSE | [9 empty] | 42683 |  |  | No |  | 4 | 2700 | 150 | 18 | 16 | 0.97 | 4000 | 80
PTRU33MP | AspirAsia Group Inc. | AspirAsia | T8A4FF18W35KBC | Linear Replacement Lamp | Four-Foot | Internal Driver Lamp-Style Retrofit Kits (UL Type B) | Standard | FALSE | [9 empty] | 42683 |  |  | No |  | 4 | 2340 | 130 | 18 | 16 | 0.97 | 3500 | 80
PPCB4C96 | AspirAsia Group Inc. | AspirAsia | T8P4FF18W35KBC | Linear Replacement Lamp | Four-Foot | Internal Driver Lamp-Style Retrofit Kits (UL Type B) | Standard | FALSE | [9 empty] | 42683 |  |  | No |  | 4 | 2340 | 130 | 18 | 16 | 0.97 | 3500 | 80
P1SZF8KW | Luxul Technology Inc. | Luxul | E-Lux T8 4ft D20-WMF | Linear Replacement Lamp | Four-Foot | Dual Mode Internal Driver (UL Type A and Type B) | Standard | TRUE | 2395 | 114.8 | 20.86 | 5.79 | 0.9799 | 2887 | 81.9 | 5 | 50000 | 42682 |  |  | NotYetVerified | Product updated 9/21/2016 | 4 | 2600 | 130 | 20 | 5.79 | 0.9 | 3000 | 80
P7EN4WXE | Luxul Technology Inc. | Luxul | E-Lux T8 4ft D12-WMF | Linear Replacement Lamp | Four-Foot | Dual Mode Internal Driver (UL Type A and Type B) | Standard | TRUE | 1572.9 | 112.36 | 14 | 14.16 | 0.9756 | 2900 | 83.8 | 5 | 50000 | 42682 |  |  | NotYetVerified |  | 4 | 1620 | 135 | 12 | 14.16 | 0.9 | 3000 | 80
PYPNM27G | Luxul Technology Inc. | Luxul | E-Lux T8 4ft F16-SWMF | Linear Replacement Lamp | Four-Foot | Replacement Lamps (plug and play) (UL Type A) | Standard | TRUE | 2209 | 114.69 | 19.26 | 10.58 | 0.9751 | 2897 | 82.7 | 5 | 50000 | 42682 |  |  | No |  | 3 | 2209 | 114.69 | 19.26 | 10.58 | 0.9751 | 3000 | 82.7
P3VCSNVV | Luxul Technology Inc. | Luxul | E-Lux T8 4ft D16-WMF | Linear Replacement Lamp | Four-Foot | Dual Mode Internal Driver (UL Type A and Type B) | Standard | TRUE | 2034.7 | 114.76 | 17.73 | 7.63 | 0.9727 | 2884 | 81.9 | 5 | 50000 | 42682 |  |  | NotYetVerified |  | 4 | 2160 | 120 | 18 | 7.63 | 0.9 | 3000 | 80
PXYP6RFP | Luxul Technology Inc. | Luxul | E-Lux T8 4ft BP22-SWMF | Linear Replacement Lamp | Four-Foot | Internal Driver Lamp-Style Retrofit Kits (UL Type B) | Standard | TRUE | 2648 | 122.37 | 21.64 | 15.72 | 0.9504 | 2937 | 82 | 5 | 50000 | 42682 |  |  | No |  | 4 | 2640 | 120 | 22 | 15.72 | 0.95 | 3000 | 82
PA37ZTK8 | Luxul Technology Inc. | Luxul | E-Lux T8 4ft BP18-SWMF | Linear Replacement Lamp | Four-Foot | Internal Driver Lamp-Style Retrofit Kits (UL Type B) | Standard | TRUE | 2144 | 120.31 | 17.82 | 17.57 | 0.9504 | 2929 | 82.5 | 5 | 50000 | 42682 |  |  | No |  | 4 | 2160 | 120 | 18 | 17.57 | 0.95 | 3000 | 82.5
PXKRHHR4 | Luxul Technology Inc. | Luxul | E-Lux T8 4ft F20-SWMF | Linear Replacement Lamp | Four-Foot | Replacement Lamps (plug and play) (UL Type A) | Standard | TRUE | 2511 | 115.93 | 21.66 | 6.15 | 0.9149 | 2908 | 82.3 | 5 | 50000 | 42682 |  |  | No |  | 3 | 2511 | 115.93 | 21.66 | 6.15 | 0.9149 | 3000 | 82.3
P3JWJJXZ | Luxul Technology Inc. | Luxul | E-Lux T8 4ft F12-SWMF | Linear Replacement Lamp | Four-Foot | Replacement Lamps (plug and play) (UL Type A) | Standard | TRUE | 1771 | 119.74 | 14.76 | 9.08 | 0.9047 | 2885 | 82.6 | 5 |  | 42682 |  |  | No |  | 3 | 1778 | 120.46 | 14.76 | 9.08 | 0.9047 | 3000 | 82.6
PB72FJTB | Luxul Technology Inc. | Luxul | E-Lux T8 4ft BP22-SDMF | Linear Replacement Lamp | Four-Foot | Internal Driver Lamp-Style Retrofit Kits (UL Type B) | Standard | FALSE | [9 empty] | 42682 |  |  | No |  | 4 | 2750 | 125 | 22 | 15.68 | 0.95 | 5000 | 84.2
PN8K52PN | Luxul Technology Inc. | Luxul | E-Lux T8 4ft BP22-SHMF | Linear Replacement Lamp | Four-Foot | Internal Driver Lamp-Style Retrofit Kits (UL Type B) | Standard | FALSE | [9 empty] | 42682 |  |  | No |  | 4 | 2750 | 125 | 22 | 15.72 | 0.95 | 4500 | 82
PEY5FDYM | Luxul Technology Inc. | Luxul | E-Lux T8 4ft BP22-SNMF | Linear Replacement Lamp | Four-Foot | Internal Driver Lamp-Style Retrofit Kits (UL Type B) | Standard | FALSE | [9 empty] | 42682 |  |  | No |  | 4 | 2750 | 125 | 22 | 15.72 | 0.95 | 4000 | 82
P8UPG11M | Luxul Technology Inc. | Luxul | E-Lux T8 4ft BP22-SBMF | Linear Replacement Lamp | Four-Foot | Internal Driver Lamp-Style Retrofit Kits (UL Type B) | Standard | FALSE | [9 empty] | 42682 |  |  | No |  | 4 | 2640 | 120 | 22 | 15.72 | 0.95 | 3500 | 82
PAWUEQ3A | Luxul Technology Inc. | Luxul | E-Lux T8 4ft BP18-SDMF | Linear Replacement Lamp | Four-Foot | Internal Driver Lamp-Style Retrofit Kits (UL Type B) | Standard | FALSE | [9 empty] | 42682 |  |  | No |  | 4 | 2250 | 125 | 18 | 17.56 | 0.95 | 5000 | 84.4
PVEW74CC | Luxul Technology Inc. | Luxul | E-Lux T8 4ft F16-SDMF | Linear Replacement Lamp | Four-Foot | Replacement Lamps (plug and play) (UL Type A) | Standard | FALSE | [9 empty] | 42682 |  |  | No |  | 3 | 2268 | 118.87 | 19.08 | 10.95 | 0.9744 | 5000 | 84.2
PAFTKRBT | Luxul Technology Inc. | Luxul | E-Lux T8 4ft F20-SDMF | Linear Replacement Lamp | Four-Foot | Replacement Lamps (plug and play) (UL Type A) | Standard | FALSE | [9 empty] | 42682 |  |  | No |  | 3 | 2631 | 120.63 | 21.81 | 6.39 | 0.9093 | 5000 | 84
PSNY1BP6 | Luxul Technology Inc. | Luxul | E-Lux T8 4ft F12-SDMF | Linear Replacement Lamp | Four-Foot | Replacement Lamps (plug and play) (UL Type A) | Standard | FALSE | [9 empty] | 42682 |  |  | No |  | 3 | 1987 | 133.62 | 14.87 | 9.31 | 0.9055 | 5000 | 83.8
PP7635DW | Luxul Technology Inc. | Luxul | E-Lux T8 4ft D12-DMF | Linear Replacement Lamp | Four-Foot | Dual Mode Internal Driver (UL Type A and Type B) | Standard | FALSE | [9 empty] | 42682 |  |  | NotYetVerified |  | 4 | 1680 | 140 | 12 | 14.16 | 0.9 | 5000 | 80
PWYAJNP2 | Luxul Technology Inc. | Luxul | E-Lux T8 4ft D16-DMF | Linear Replacement Lamp | Four-Foot | Dual Mode Internal Driver (UL Type A and Type B) | Standard | FALSE | [9 empty] | 42682 |  |  | NotYetVerified |  | 4 | 2160 | 120 | 18 | 7.63 | 0.9 | 5000 | 80
P5F8AECX | Luxul Technology Inc. | Luxul | E-Lux T8 4ft D20-DMF | Linear Replacement Lamp | Four-Foot | Dual Mode Internal Driver (UL Type A and Type B) | Standard | FALSE | [9 empty] | 42682 |  |  | NotYetVerified | Product updated 9/21/2016 | 4 | 2600 | 130 | 20 | 5.79 | 0.9 | 5000 | 80
PUW1KSDP | Luxul Technology Inc. | Luxul | E-Lux T8 4ft F16-SHMF | Linear Replacement Lamp | Four-Foot | Replacement Lamps (plug and play) (UL Type A) | Standard | FALSE | [9 empty] | 42682 |  |  | No |  | 3 | 2251 | 117.73 | 19.12 | 10.62 | 0.9745 | 4500 | 85.2
PY1AU8EW | Luxul Technology Inc. | Luxul | E-Lux T8 4ft F12-SHMF | Linear Replacement Lamp | Four-Foot | Replacement Lamps (plug and play) (UL Type A) | Standard | FALSE | [9 empty] | 42682 |  |  | No |  | 3 | 1912 | 123.66 | 14.86 | 9.35 | 0.9073 | 4500 | 85.2
P3WAJ43J | Luxul Technology Inc. | Luxul | E-Lux T8 4ft F20-SHMF | Linear Replacement Lamp | Four-Foot | Replacement Lamps (plug and play) (UL Type A) | Standard | FALSE | [9 empty] | 42682 |  |  | No |  | 3 | 2605 | 119.66 | 21.77 | 5.87 | 0.911 | 4500 | 84.4
PYR8PXUV | Luxul Technology Inc. | Luxul | E-Lux T8 4ft BP18-SHMF | Linear Replacement Lamp | Four-Foot | Internal Driver Lamp-Style Retrofit Kits (UL Type B) | Standard | FALSE | [9 empty] | 42682 |  |  | No |  | 4 | 2250 | 125 | 18 | 17.57 | 0.95 | 4500 | 82.5
PZ95UCPA | Luxul Technology Inc. | Luxul | E-Lux T8 4ft D12-HMF | Linear Replacement Lamp | Four-Foot | Dual Mode Internal Driver (UL Type A and Type B) | Standard | FALSE | [9 empty] | 42682 |  |  | NotYetVerified |  | 4 | 1680 | 140 | 12 | 14.16 | 0.9 | 4500 | 80
PFTJTHEH | Luxul Technology Inc. | Luxul | E-Lux T8 4ft D16-HMF | Linear Replacement Lamp | Four-Foot | Dual Mode Internal Driver (UL Type A and Type B) | Standard | FALSE | [9 empty] | 42682 |  |  | NotYetVerified |  | 4 | 2160 | 120 | 18 | 7.63 | 0.9 | 4500 | 80
PC38EQNS | Luxul Technology Inc. | Luxul | E-Lux T8 4ft D20-HMF | Linear Replacement Lamp | Four-Foot | Dual Mode Internal Driver (UL Type A and Type B) | Standard | FALSE | [9 empty] | 42682 |  |  | NotYetVerified | Product updated 9/21/2016 | 4 | 2600 | 130 | 20 | 5.79 | 0.9 | 4500 | 80
PEMJE89D | Luxul Technology Inc. | Luxul | E-Lux T8 4ft F16-SNMF | Linear Replacement Lamp | Four-Foot | Replacement Lamps (plug and play) (UL Type A) | Standard | FALSE | [9 empty] | 42682 |  |  | No |  | 3 | 2234 | 116.66 | 19.15 | 10.62 | 0.9745 | 4000 | 85.2
P1AX2AEY | Luxul Technology Inc. | Luxul | E-Lux T8 4ft F12-SNMF | Linear Replacement Lamp | Four-Foot | Replacement Lamps (plug and play) (UL Type A) | Standard | FALSE | [9 empty] | 42682 |  |  | No |  | 3 | 1836 | 123.64 | 14.85 | 9.35 | 0.9073 | 4000 | 85.2
PBQVDQ2E | Luxul Technology Inc. | Luxul | E-Lux T8 4ft F20-SNMF | Linear Replacement Lamp | Four-Foot | Replacement Lamps (plug and play) (UL Type A) | Standard | FALSE | [9 empty] | 42682 |  |  | No |  | 3 | 2579 | 118.74 | 21.72 | 5.87 | 0.911 | 4000 | 84.4
PZA4QK85 | Luxul Technology Inc. | Luxul | E-Lux T8 4ft BP18-SNMF | Linear Replacement Lamp | Four-Foot | Internal Driver Lamp-Style Retrofit Kits (UL Type B) | Standard | FALSE | [9 empty] | 42682 |  |  | No |  | 4 | 2250 | 125 | 18 | 17.57 | 0.95 | 4000 | 82.5
PUMUFTU6 | Luxul Technology Inc. | Luxul | E-Lux T8 4ft D12-NMF | Linear Replacement Lamp | Four-Foot | Dual Mode Internal Driver (UL Type A and Type B) | Standard | FALSE | [9 empty] | 42682 |  |  | NotYetVerified |  | 4 | 1680 | 140 | 12 | 14.16 | 0.9 | 4000 | 80
PNJ93HUH | Luxul Technology Inc. | Luxul | E-Lux T8 4ft D16-NMF | Linear Replacement Lamp | Four-Foot | Dual Mode Internal Driver (UL Type A and Type B) | Standard | FALSE | [9 empty] | 42682 |  |  | NotYetVerified |  | 4 | 2160 | 120 | 18 | 7.63 | 0.9 | 4000 | 80
PY7AWVPW | Luxul Technology Inc. | Luxul | E-Lux T8 4ft D20-NMF | Linear Replacement Lamp | Four-Foot | Dual Mode Internal Driver (UL Type A and Type B) | Standard | FALSE | [9 empty] | 42682 |  |  | NotYetVerified | Product updated 9/21/2016 | 4 | 2600 | 130 | 20 | 5.79 | 0.9 | 4000 | 80
P5E3QDTD | Luxul Technology Inc. | Luxul | E-Lux T8 4ft F16-SBMF | Linear Replacement Lamp | Four-Foot | Replacement Lamps (plug and play) (UL Type A) | Standard | FALSE | [9 empty] | 42682 |  |  | No |  | 3 | 2221 | 115.62 | 19.21 | 10.58 | 0.9751 | 3500 | 82.7
P583N9H8 | Luxul Technology Inc. | Luxul | E-Lux T8 4ft F12-SBMF | Linear Replacement Lamp | Four-Foot | Replacement Lamps (plug and play) (UL Type A) | Standard | FALSE | [9 empty] | 42682 |  |  | No |  | 3 | 1807 | 122.01 | 14.81 | 9.08 | 0.9047 | 3500 | 82.6
PPXR6WCT | Luxul Technology Inc. | Luxul | E-Lux T8 4ft BP18-SBMF | Linear Replacement Lamp | Four-Foot | Internal Driver Lamp-Style Retrofit Kits (UL Type B) | Standard | FALSE | [9 empty] | 42682 |  |  | No |  | 4 | 2160 | 120 | 18 | 17.57 | 0.95 | 3500 | 82.5
PVGD4WSM | Luxul Technology Inc. | Luxul | E-Lux T8 4ft F20-SBMF | Linear Replacement Lamp | Four-Foot | Replacement Lamps (plug and play) (UL Type A) | Standard | FALSE | [9 empty] | 42682 |  |  | No |  | 3 | 2545 | 117.34 | 21.69 | 6.15 | 0.9149 | 3500 | 82.3
PXUV4DRA | Luxul Technology Inc. | Luxul | E-Lux T8 4ft D12-BMF | Linear Replacement Lamp | Four-Foot | Dual Mode Internal Driver (UL Type A and Type B) | Standard | FALSE | [9 empty] | 42682 |  |  | NotYetVerified |  | 4 | 1620 | 135 | 12 | 14.16 | 0.9 | 3500 | 80
PCTGGNU5 | Luxul Technology Inc. | Luxul | E-Lux T8 4ft D16-BMF | Linear Replacement Lamp | Four-Foot | Dual Mode Internal Driver (UL Type A and Type B) | Standard | FALSE | [9 empty] | 42682 |  |  | NotYetVerified |  | 4 | 2160 | 120 | 18 | 7.63 | 0.9 | 3500 | 80
PRXMZ5EA | Luxul Technology Inc. | Luxul | E-Lux T8 4ft D20-BMF | Linear Replacement Lamp | Four-Foot | Dual Mode Internal Driver (UL Type A and Type B) | Standard | FALSE | [9 empty] | 42682 |  |  | NotYetVerified | Product updated 9/21/2016 | 4 | 2600 | 130 | 20 | 5.79 | 0.9 | 3500 | 80
PMEM5UES | Global Energy & Lighting | Global Energy & Lighting | GLEDT82-4'-20W-3000-FC-D | Linear Replacement Lamp | Four-Foot | Dual Mode Internal Driver (UL Type A and Type B) | Standard | TRUE | 2395 | 114.8 | 20.86 | 5.79 | 0.9799 | 2887 | 81.9 | 5 | 50000 | 42681 |  |  | NotYetVerified | Product updated 9/21/2016 | 4 | 2600 | 130 | 20 | 5.79 | 0.9 | 3000 | 80
PSEH7UCS | Global Energy & Lighting | Global Energy & Lighting | GLEDT82-4'-20W-3000-CC-D | Linear Replacement Lamp | Four-Foot | Dual Mode Internal Driver (UL Type A and Type B) | Standard | TRUE | 2589.3 | 124.41 | 20.81 | 5.83 | 0.9791 | 2898 | 81.8 | 5 | 50000 | 42681 |  |  | NotYetVerified | Product updated 9/21/2016 | 4 | 2600 | 130 | 20 | 20 | 0.9 | 3000 | 80
PX756X5E | Global Energy & Lighting | Global Energy & Lighting | GLEDT82-4'-12W-3000-FC-D | Linear Replacement Lamp | Four-Foot | Dual Mode Internal Driver (UL Type A and Type B) | Standard | TRUE | 1572.9 | 112.36 | 14 | 14.16 | 0.9756 | 2900 | 83.8 | 5 | 50000 | 42681 |  |  | NotYetVerified |  | 4 | 1620 | 135 | 12 | 14.16 | 0.9 | 3000 | 80
PGVDEA6Q | Global Energy & Lighting | Global Energy & Lighting | GLEDT82-4'-16W-3000-FC-A | Linear Replacement Lamp | Four-Foot | Replacement Lamps (plug and play) (UL Type A) | Standard | TRUE | 2209 | 114.69 | 19.26 | 10.58 | 0.9751 | 2897 | 82.7 | 5 | 50000 | 42681 |  |  | No |  | 3 | 2209 | 114.69 | 19.26 | 10.58 | 0.9751 | 3000 | 82.7
PM7XG473 | Global Energy & Lighting | Global Energy & Lighting | GLEDT82-4'-16W-3000-CC-A | Linear Replacement Lamp | Four-Foot | Replacement Lamps (plug and play) (UL Type A) | Standard | TRUE | 2368 | 127.24 | 18.61 | 10.69 | 0.9739 | 2886 | 82.6 | 5 | 50000 | 42681 |  |  | No |  | 3 | 2368 | 127.24 | 18.61 | 10.69 | 0.9739 | 3000 | 82.6
PZKPS2VC | Global Energy & Lighting | Global Energy & Lighting | GLEDT82-4'-16W-3000-CC-D | Linear Replacement Lamp | Four-Foot | Dual Mode Internal Driver (UL Type A and Type B) | Standard | TRUE | 2195.5 | 123.34 | 17.8 | 7.7 | 0.9727 | 2896 | 81.9 | 5 | 50000 | 42681 |  |  | NotYetVerified |  | 4 | 2250 | 125 | 18 | 7.7 | 0.9 | 3000 | 80
PWFYKVHS | Global Energy & Lighting | Global Energy & Lighting | GLEDT82-4'-16W-3000-FC-D | Linear Replacement Lamp | Four-Foot | Dual Mode Internal Driver (UL Type A and Type B) | Standard | TRUE | 2034.7 | 114.76 | 17.73 | 7.63 | 0.9727 | 2884 | 81.9 | 5 | 50000 | 42681 |  |  | NotYetVerified |  | 4 | 2160 | 120 | 18 | 7.63 | 0.9 | 3000 | 80
PZM5HRXF | Global Energy & Lighting | Global Energy & Lighting | GLEDT82-4'-12W-3000-CC-D | Linear Replacement Lamp | Four-Foot | Dual Mode Internal Driver (UL Type A and Type B) | Standard | TRUE | 1700.7 | 123.07 | 13.82 | 11.66 | 0.9585 | 2877 | 82 | 5 | 50000 | 42681 |  |  | NotYetVerified |  | 4 | 1680 | 140 | 12 | 11.66 | 0.9 | 3000 | 80
PS3TNBPN | Global Energy & Lighting | Global Energy & Lighting | GLEDT82-4'-20W-3000-FC-A | Linear Replacement Lamp | Four-Foot | Replacement Lamps (plug and play) (UL Type A) | Standard | TRUE | 2511 | 115.93 | 21.66 | 6.15 | 0.9149 | 2908 | 82.3 | 5 | 50000 | 42681 |  |  | No |  | 3 | 2511 | 115.93 | 21.66 | 6.15 | 0.9149 | 3000 | 82.3
P1ASHADQ | Global Energy & Lighting | Global Energy & Lighting | GLEDT82-4'-20W-3000-CC-A | Linear Replacement Lamp | Four-Foot | Replacement Lamps (plug and play) (UL Type A) | Standard | TRUE | 2834 | 131.33 | 21.58 | 6.08 | 0.9126 | 2893 | 82.4 | 5 | 50000 | 42681 |  |  | No |  | 3 | 2834 | 131.33 | 21.58 | 6.08 | 0.9126 | 3000 | 82.4
PP7FUAUG | Global Energy & Lighting | Global Energy & Lighting | GLEDT82-4'-12W-3000-CC-A | Linear Replacement Lamp | Four-Foot | Replacement Lamps (plug and play) (UL Type A) | Standard | TRUE | 1968 | 132.53 | 14.82 | 9.11 | 0.9072 | 2871 | 82.6 | 5 |  | 42681 |  |  | No |  | 3 | 1972 | 133.06 | 14.82 | 9.11 | 0.9072 | 3000 | 82.6
P7GV6YD7 | Global Energy & Lighting | Global Energy & Lighting | GLEDT82-4'-12W-3000-FC-A | Linear Replacement Lamp | Four-Foot | Replacement Lamps (plug and play) (UL Type A) | Standard | TRUE | 1771 | 119.74 | 14.76 | 9.08 | 0.9047 | 2885 | 82.6 | 5 |  | 42681 |  |  | No |  | 3 | 1778 | 120.46 | 14.76 | 9.08 | 0.9047 | 3000 | 82.6
PM3REGNF | IEM-Innovation Engineering Modular LLC | IEM | T8WH-4F5K-AC16-SM03 | Linear Replacement Lamp | Four-Foot | Internal Driver Lamp-Style Retrofit Kits (UL Type B) | Standard | TRUE | 1954 | 128.6 | 15.19 | 17.4 | 0.904 | 5166 | 84.6 | 5 | 50000 | 42681 |  |  | Yes |  | 4 | 1954 | 128.64 | 15.19 | 17.4 | 0.9 | 5166 | 84.6
PUA9Q4H4 | Global Energy & Lighting | Global Energy & Lighting | GLEDT82-4'-16W-5000-FC-A | Linear Replacement Lamp | Four-Foot | Replacement Lamps (plug and play) (UL Type A) | Standard | FALSE | [9 empty] | 42681 | Not Dimmable | Not Dimmable | No |  | 3 | 2268 | 118.87 | 19.08 | 10.95 | 0.9744 | 5000 | 84.2
P4R4XF63 | Global Energy & Lighting | Global Energy & Lighting | GLEDT82-4'-16W-5000-CC-A | Linear Replacement Lamp | Four-Foot | Replacement Lamps (plug and play) (UL Type A) | Standard | FALSE | [9 empty] | 42681 | Not Dimmable | Not Dimmable | No |  | 3 | 2481 | 133.89 | 18.53 | 10.89 | 0.9729 | 5000 | 84
PN1GQN9E | Global Energy & Lighting | Global Energy & Lighting | GLEDT82-4'-20W-5000-FC-A | Linear Replacement Lamp | Four-Foot | Replacement Lamps (plug and play) (UL Type A) | Standard | FALSE | [9 empty] | 42681 | Not Dimmable | Not Dimmable | No |  | 3 | 2631 | 120.63 | 21.81 | 6.39 | 0.9093 | 5000 | 84
PX2W22HD | Global Energy & Lighting | Global Energy & Lighting | GLEDT82-4'-20W-5000-CC-A | Linear Replacement Lamp | Four-Foot | Replacement Lamps (plug and play) (UL Type A) | Standard | FALSE | [9 empty] | 42681 | Not Dimmable | Not Dimmable | No |  | 3 | 2937 | 135.85 | 21.62 | 6.12 | 0.9117 | 5000 | 84
PTWWR9GZ | Global Energy & Lighting | Global Energy & Lighting | GLEDT82-4'-12W-5000-FC-A | Linear Replacement Lamp | Four-Foot | Replacement Lamps (plug and play) (UL Type A) | Standard | FALSE | [9 empty] | 42681 | Not Dimmable | Not Dimmable | No |  | 3 | 1987 | 133.62 | 14.87 | 9.31 | 0.9055 | 5000 | 83.8
PDHUQSPU | Global Energy & Lighting | Global Energy & Lighting | GLEDT82-4'-12W-5000-CC-A | Linear Replacement Lamp | Four-Foot | Replacement Lamps (plug and play) (UL Type A) | Standard | FALSE | [9 empty] | 42681 | Not Dimmable | Not Dimmable | No |  | 3 | 2077 | 138.74 | 14.97 | 9.48 | 0.9051 | 5000 | 83.6
PEV5HYY8 | Global Energy & Lighting | Global Energy & Lighting | GLEDT82-4'-20W-5000-CC-D | Linear Replacement Lamp | Four-Foot | Dual Mode Internal Driver (UL Type A and Type B) | Standard | FALSE | [9 empty] | 42681 | Not Dimmable | Not Dimmable | NotYetVerified | Product updated 9/21/2016 | 4 | 2600 | 130 | 20 | 20 | 0.9 | 5000 | 80
PNKWFT1U | Global Energy & Lighting | Global Energy & Lighting | GLEDT82-4'-12W-5000-FC-D | Linear Replacement Lamp | Four-Foot | Dual Mode Internal Driver (UL Type A and Type B) | Standard | FALSE | [9 empty] | 42681 | Not Dimmable | Not Dimmable | NotYetVerified |  | 4 | 1680 | 140 | 12 | 14.16 | 0.9 | 5000 | 80
PJQ3XAJW | Global Energy & Lighting | Global Energy & Lighting | GLEDT82-4'-12W-5000-CC-D | Linear Replacement Lamp | Four-Foot | Dual Mode Internal Driver (UL Type A and Type B) | Standard | FALSE | [9 empty] | 42681 | Not Dimmable | Not Dimmable | NotYetVerified |  | 4 | 1800 | 150 | 12 | 11.66 | 0.9 | 5000 | 80
PE6Q863Q | Global Energy & Lighting | Global Energy & Lighting | GLEDT82-4'-16W-5000-CC-D | Linear Replacement Lamp | Four-Foot | Dual Mode Internal Driver (UL Type A and Type B) | Standard | FALSE | [9 empty] | 42681 | Not Dimmable | Not Dimmable | NotYetVerified |  | 4 | 2340 | 130 | 18 | 7.7 | 0.9 | 5000 | 80
P1WUVC4C | Global Energy & Lighting | Global Energy & Lighting | GLEDT82-4'-16W-5000-FC-D | Linear Replacement Lamp | Four-Foot | Dual Mode Internal Driver (UL Type A and Type B) | Standard | FALSE | [9 empty] | 42681 | Not Dimmable | Not Dimmable | NotYetVerified |  | 4 | 2160 | 120 | 18 | 7.63 | 0.9 | 5000 | 80
PVJX8EPT | Global Energy & Lighting | Global Energy & Lighting | GLEDT82-4'-20W-5000-FC-D | Linear Replacement Lamp | Four-Foot | Dual Mode Internal Driver (UL Type A and Type B) | Standard | FALSE | [9 empty] | 42681 | Not Dimmable | Not Dimmable | NotYetVerified | Product updated 9/21/2016 | 4 | 2600 | 130 | 20 | 5.79 | 0.9 | 5000 | 80
PQKNQJK3 | Global Energy & Lighting | Global Energy & Lighting | GLEDT82-4'-16W-4500-FC-A | Linear Replacement Lamp | Four-Foot | Replacement Lamps (plug and play) (UL Type A) | Standard | FALSE | [9 empty] | 42681 | Not Dimmable | Not Dimmable | No |  | 3 | 2251 | 117.73 | 19.12 | 10.62 | 0.9745 | 4500 | 85.2
PGSGTQPR | Global Energy & Lighting | Global Energy & Lighting | GLEDT82-4'-12W-4500-FC-A | Linear Replacement Lamp | Four-Foot | Replacement Lamps (plug and play) (UL Type A) | Standard | FALSE | [9 empty] | 42681 | Not Dimmable | Not Dimmable | No |  | 3 | 1912 | 123.66 | 14.86 | 9.35 | 0.9073 | 4500 | 85.2
P3QAD96Q | Global Energy & Lighting | Global Energy & Lighting | GLEDT82-4'-16W-4500-CC-A | Linear Replacement Lamp | Four-Foot | Replacement Lamps (plug and play) (UL Type A) | Standard | FALSE | [9 empty] | 42681 | Not Dimmable | Not Dimmable | No |  | 3 | 2451 | 132.13 | 18.55 | 11.06 | 0.9715 | 4500 | 85.1
PSWXGCU7 | Global Energy & Lighting | Global Energy & Lighting | GLEDT82-4'-12W-4500-CC-A | Linear Replacement Lamp | Four-Foot | Replacement Lamps (plug and play) (UL Type A) | Standard | FALSE | [9 empty] | 42681 | Not Dimmable | Not Dimmable | No |  | 3 | 2053 | 137.42 | 14.94 | 9.08 | 0.9068 | 4500 | 85.1
PAG1X9YW | Global Energy & Lighting | Global Energy & Lighting | GLEDT82-4'-20W-4500-CC-A | Linear Replacement Lamp | Four-Foot | Replacement Lamps (plug and play) (UL Type A) | Standard | FALSE | [9 empty] | 42681 | Not Dimmable | Not Dimmable | No |  | 3 | 2911 | 134.96 | 21.57 | 5.97 | 0.9133 | 4500 | 84.5
PK9VXD86 | Global Energy & Lighting | Global Energy & Lighting | GLEDT82-4'-20W-4500-FC-A | Linear Replacement Lamp | Four-Foot | Replacement Lamps (plug and play) (UL Type A) | Standard | FALSE | [9 empty] | 42681 | Not Dimmable | Not Dimmable | No |  | 3 | 2605 | 119.66 | 21.77 | 5.87 | 0.911 | 4500 | 84.4
P9JVCPA9 | Global Energy & Lighting | Global Energy & Lighting | GLEDT82-4'-20W-4500-CC-D | Linear Replacement Lamp | Four-Foot | Dual Mode Internal Driver (UL Type A and Type B) | Standard | FALSE | [9 empty] | 42681 | Not Dimmable | Not Dimmable | NotYetVerified | Product updated 9/21/2016 | 4 | 2600 | 130 | 20 | 20 | 0.9 | 4500 | 80
PDBS2BZ9 | Global Energy & Lighting | Global Energy & Lighting | GLEDT82-4'-12W-4500-FC-D | Linear Replacement Lamp | Four-Foot | Dual Mode Internal Driver (UL Type A and Type B) | Standard | FALSE | [9 empty] | 42681 | Not Dimmable | Not Dimmable | NotYetVerified |  | 4 | 1680 | 140 | 12 | 14.16 | 0.9 | 4500 | 80
PJDXBXGF | Global Energy & Lighting | Global Energy & Lighting | GLEDT82-4'-12W-4500-CC-D | Linear Replacement Lamp | Four-Foot | Dual Mode Internal Driver (UL Type A and Type B) | Standard | FALSE | [9 empty] | 42681 | Not Dimmable | Not Dimmable | NotYetVerified |  | 4 | 1800 | 150 | 12 | 11.66 | 0.9 | 4500 | 80
PEVUWKPM | Global Energy & Lighting | Global Energy & Lighting | GLEDT82-4'-16W-4500-CC-D | Linear Replacement Lamp | Four-Foot | Dual Mode Internal Driver (UL Type A and Type B) | Standard | FALSE | [9 empty] | 42681 | Not Dimmable | Not Dimmable | NotYetVerified |  | 4 | 2340 | 130 | 18 | 7.7 | 0.9 | 4500 | 80
PY6YEZ1S | Global Energy & Lighting | Global Energy & Lighting | GLEDT82-4'-16W-4500-FC-D | Linear Replacement Lamp | Four-Foot | Dual Mode Internal Driver (UL Type A and Type B) | Standard | FALSE | [9 empty] | 42681 | Not Dimmable | Not Dimmable | NotYetVerified |  | 4 | 2160 | 120 | 18 | 7.63 | 0.9 | 4500 | 80
PYFU92BH | Global Energy & Lighting | Global Energy & Lighting | GLEDT82-4'-20W-4500-FC-D | Linear Replacement Lamp | Four-Foot | Dual Mode Internal Driver (UL Type A and Type B) | Standard | FALSE | [9 empty] | 42681 | Not Dimmable | Not Dimmable | NotYetVerified | Product updated 9/21/2016 | 4 | 2600 | 130 | 20 | 5.79 | 0.9 | 4500 | 80
P22HSGDF | Global Energy & Lighting | Global Energy & Lighting | GLEDT82-4'-16W-4000-FC-A | Linear Replacement Lamp | Four-Foot | Replacement Lamps (plug and play) (UL Type A) | Standard | FALSE | [9 empty] | 42681 | Not Dimmable | Not Dimmable | No |  | 3 | 2234 | 116.66 | 19.15 | 10.62 | 0.9745 | 4000 | 85.2
PE2GPQNB | Global Energy & Lighting | Global Energy & Lighting | GLEDT82-4'-12W-4000-FC-A | Linear Replacement Lamp | Four-Foot | Replacement Lamps (plug and play) (UL Type A) | Standard | FALSE | [9 empty] | 42681 | Not Dimmable | Not Dimmable | No |  | 3 | 1836 | 123.64 | 14.85 | 9.35 | 0.9073 | 4000 | 85.2
PMVM6Y6D | Global Energy & Lighting | Global Energy & Lighting | GLEDT82-4'-16W-4000-CC-A | Linear Replacement Lamp | Four-Foot | Replacement Lamps (plug and play) (UL Type A) | Standard | FALSE | [9 empty] | 42681 | Not Dimmable | Not Dimmable | No |  | 3 | 2421 | 130.37 | 18.57 | 11.06 | 0.9715 | 4000 | 85.1
P29962C3 | Global Energy & Lighting | Global Energy & Lighting | GLEDT82-4'-12W-4000-CC-A | Linear Replacement Lamp | Four-Foot | Replacement Lamps (plug and play) (UL Type A) | Standard | FALSE | [9 empty] | 42681 | Not Dimmable | Not Dimmable | No |  | 3 | 2028 | 136.02 | 14.91 | 9.08 | 0.9068 | 4000 | 85.1
PJCBSF3U | Global Energy & Lighting | Global Energy & Lighting | GLEDT82-4'-20W-4000-CC-A | Linear Replacement Lamp | Four-Foot | Replacement Lamps (plug and play) (UL Type A) | Standard | FALSE | [9 empty] | 42681 | Not Dimmable | Not Dimmable | No |  | 3 | 2885 | 134.12 | 21.51 | 5.97 | 0.9133 | 4000 | 84.5
P3TPHYM2 | Global Energy & Lighting | Global Energy & Lighting | GLEDT82-4'-20W-4000-FC-A | Linear Replacement Lamp | Four-Foot | Replacement Lamps (plug and play) (UL Type A) | Standard | FALSE | [9 empty] | 42681 | Not Dimmable | Not Dimmable | No |  | 3 | 2579 | 118.74 | 21.72 | 5.87 | 0.911 | 4000 | 84.4
PZYCUA7S | Global Energy & Lighting | Global Energy & Lighting | GLEDT82-4'-20W-4000-CC-D | Linear Replacement Lamp | Four-Foot | Dual Mode Internal Driver (UL Type A and Type B) | Standard | FALSE | [9 empty] | 42681 | Not Dimmable | Not Dimmable | NotYetVerified | Product updated 9/21/2016 | 4 | 2600 | 130 | 20 | 20 | 0.9 | 4000 | 80
PZ91XZMP | Global Energy & Lighting | Global Energy & Lighting | GLEDT82-4'-12W-4000-FC-D | Linear Replacement Lamp | Four-Foot | Dual Mode Internal Driver (UL Type A and Type B) | Standard | FALSE | [9 empty] | 42681 | Not Dimmable | Not Dimmable | NotYetVerified |  | 4 | 1680 | 140 | 12 | 14.16 | 0.9 | 4000 | 80
PZCQRHEU | Global Energy & Lighting | Global Energy & Lighting | GLEDT82-4'-12W-4000-CC-D | Linear Replacement Lamp | Four-Foot | Dual Mode Internal Driver (UL Type A and Type B) | Standard | FALSE | [9 empty] | 42681 | Not Dimmable | Not Dimmable | NotYetVerified |  | 4 | 1800 | 150 | 12 | 11.66 | 0.9 | 4000 | 80
PEE85YWS | Global Energy & Lighting | Global Energy & Lighting | GLEDT82-4'-16W-4000-CC-D | Linear Replacement Lamp | Four-Foot | Dual Mode Internal Driver (UL Type A and Type B) | Standard | FALSE | [9 empty] | 42681 | Not Dimmable | Not Dimmable | NotYetVerified |  | 4 | 2340 | 130 | 18 | 7.7 | 0.9 | 4000 | 80
PAQ81B1X | Global Energy & Lighting | Global Energy & Lighting | GLEDT82-4'-16W-4000-FC-D | Linear Replacement Lamp | Four-Foot | Dual Mode Internal Driver (UL Type A and Type B) | Standard | FALSE | [9 empty] | 42681 | Not Dimmable | Not Dimmable | NotYetVerified |  | 4 | 2160 | 120 | 18 | 7.63 | 0.9 | 4000 | 80
PV4C6UTR | Global Energy & Lighting | Global Energy & Lighting | GLEDT82-4'-20W-4000-FC-D | Linear Replacement Lamp | Four-Foot | Dual Mode Internal Driver (UL Type A and Type B) | Standard | FALSE | [9 empty] | 42681 | Not Dimmable | Not Dimmable | NotYetVerified | Product updated 9/21/2016 | 4 | 2600 | 130 | 20 | 5.79 | 0.9 | 4000 | 80
PWWVHD6M | Global Energy & Lighting | Global Energy & Lighting | GLEDT82-4'-16W-3500-FC-A | Linear Replacement Lamp | Four-Foot | Replacement Lamps (plug and play) (UL Type A) | Standard | FALSE | [9 empty] | 42681 | Not Dimmable | Not Dimmable | No |  | 3 | 2221 | 115.62 | 19.21 | 10.58 | 0.9751 | 3500 | 82.7
P1N6BAC2 | Global Energy & Lighting | Global Energy & Lighting | GLEDT82-4'-16W-3500-CC-A | Linear Replacement Lamp | Four-Foot | Replacement Lamps (plug and play) (UL Type A) | Standard | FALSE | [9 empty] | 42681 | Not Dimmable | Not Dimmable | No |  | 3 | 2395 | 128.83 | 18.59 | 10.69 | 0.9739 | 3500 | 82.6
PU9UXTGJ | Global Energy & Lighting | Global Energy & Lighting | GLEDT82-4'-12W-3500-CC-A | Linear Replacement Lamp | Four-Foot | Replacement Lamps (plug and play) (UL Type A) | Standard | FALSE | [9 empty] | 42681 | Not Dimmable | Not Dimmable | No |  | 3 | 2000 | 134.59 | 14.86 | 9.11 | 0.9072 | 3500 | 82.6
PYT538GA | Global Energy & Lighting | Global Energy & Lighting | GLEDT82-4'-12W-3500-FC-A | Linear Replacement Lamp | Four-Foot | Replacement Lamps (plug and play) (UL Type A) | Standard | FALSE | [9 empty] | 42681 | Not Dimmable | Not Dimmable | No |  | 3 | 1807 | 122.01 | 14.81 | 9.08 | 0.9047 | 3500 | 82.6
PERH7VAH | Global Energy & Lighting | Global Energy & Lighting | GLEDT82-4'-20W-3500-CC-A | Linear Replacement Lamp | Four-Foot | Replacement Lamps (plug and play) (UL Type A) | Standard | FALSE | [9 empty] | 42681 | Not Dimmable | Not Dimmable | No |  | 3 | 2860 | 132.71 | 21.55 | 6.08 | 0.9126 | 3500 | 82.4
PRYUFN1A | Global Energy & Lighting | Global Energy & Lighting | GLEDT82-4'-20W-3500-FC-A | Linear Replacement Lamp | Four-Foot | Replacement Lamps (plug and play) (UL Type A) | Standard | FALSE | [9 empty] | 42681 | Not Dimmable | Not Dimmable | No |  | 3 | 2545 | 117.34 | 21.69 | 6.15 | 0.9149 | 3500 | 82.3
PA23FC8V | Global Energy & Lighting | Global Energy & Lighting | GLEDT82-4'-20W-3500-CC-D | Linear Replacement Lamp | Four-Foot | Dual Mode Internal Driver (UL Type A and Type B) | Standard | FALSE | [9 empty] | 42681 | Not Dimmable | Not Dimmable | NotYetVerified | Product updated 9/21/2016 | 4 | 2600 | 130 | 20 | 20 | 0.9 | 3500 | 80
PQ2U7U5A | Global Energy & Lighting | Global Energy & Lighting | GLEDT82-4'-12W-3500-FC-D | Linear Replacement Lamp | Four-Foot | Dual Mode Internal Driver (UL Type A and Type B) | Standard | FALSE | [9 empty] | 42681 | Not Dimmable | Not Dimmable | NotYetVerified |  | 4 | 1620 | 135 | 12 | 14.16 | 0.9 | 3500 | 80
P198B1FF | Global Energy & Lighting | Global Energy & Lighting | GLEDT82-4'-12W-3500-CC-D | Linear Replacement Lamp | Four-Foot | Dual Mode Internal Driver (UL Type A and Type B) | Standard | FALSE | [9 empty] | 42681 | Not Dimmable | Not Dimmable | NotYetVerified |  | 4 | 1680 | 140 | 12 | 11.66 | 0.9 | 3500 | 80
PPM58UWX | Global Energy & Lighting | Global Energy & Lighting | GLEDT82-4'-16W-3500-CC-D | Linear Replacement Lamp | Four-Foot | Dual Mode Internal Driver (UL Type A and Type B) | Standard | FALSE | [9 empty] | 42681 | Not Dimmable | Not Dimmable | NotYetVerified |  | 4 | 2250 | 125 | 18 | 7.7 | 0.9 | 3500 | 80
PHF1JV9U | Global Energy & Lighting | Global Energy & Lighting | GLEDT82-4'-16W-3500-FC-D | Linear Replacement Lamp | Four-Foot | Dual Mode Internal Driver (UL Type A and Type B) | Standard | FALSE | [9 empty] | 42681 | Not Dimmable | Not Dimmable | NotYetVerified |  | 4 | 2160 | 120 | 18 | 7.63 | 0.9 | 3500 | 80
PRWZPHVE | Global Energy & Lighting | Global Energy & Lighting | GLEDT82-4'-20W-3500-FC-D | Linear Replacement Lamp | Four-Foot | Dual Mode Internal Driver (UL Type A and Type B) | Standard | FALSE | [9 empty] | 42681 | Not Dimmable | Not Dimmable | NotYetVerified | Product updated 9/21/2016 | 4 | 2600 | 130 | 20 | 5.79 | 0.9 | 3500 | 80
PMTMGTUS | Shenzhen MTC Optronics Co. Ltd | BMTC | T8-012T096UW-18 | Linear Replacement Lamp | Four-Foot | Replacement Lamps (plug and play) (UL Type A) | Standard | TRUE | 1837.3 | 130.8 | 14.05 | 8.46 | 0.9903 | 2909 | 82.9 | 5 | 50000 | 42678 |  |  | No |  | 4 | 1560 | 130 | 12 | 8.46 | 0.99 | 3000 | 80
PPNQYJWZ | Start Lighting | START LIGHTING | HUT14-RDW16D-30 | Linear Replacement Lamp | Four-Foot | Replacement Lamps (plug and play) (UL Type A) | Standard | TRUE | 2209 | 114.69 | 19.26 | 10.58 | 0.9751 | 2897 | 82.7 | 5 | 50000 | 42678 |  |  | No |  | 3 | 2209 | 114.69 | 19.26 | 10.58 | 0.9751 | 3000 | 82.7
PJHP3KZ1 | Amati International LLC | AMATRON | AMUL-18W4F-GBC 3000K | Linear Replacement Lamp | Four-Foot | Replacement Lamps (plug and play) (UL Type A) | Standard | TRUE | 2078 | 112.08 | 18.54 | 6.87 | 0.9664 | 3056 | 82.5 | 5 | 50000 | 42678 |  |  | No |  | 4 | 2078 | 112.08 | 18.54 | 6.87 | 0.97 | 3000 | 82.5
P253FND4 | Start Lighting | START LIGHTING | HUT14-RDW20D-30 | Linear Replacement Lamp | Four-Foot | Replacement Lamps (plug and play) (UL Type A) | Standard | TRUE | 2511 | 115.93 | 21.66 | 6.15 | 0.9149 | 2908 | 82.3 | 5 | 50000 | 42678 |  |  | No |  | 3 | 2511 | 115.93 | 21.66 | 6.15 | 0.9149 | 3000 | 82.3
PVXYMCN1 | ARK Intelligent Technology Co. Ltd | ARK SMART | ARK/UB/10K(3000K) | Linear Replacement Lamp | Four-Foot | Dual Mode Internal Driver (UL Type A and Type B) | Standard | TRUE | 1614 | 145.01 | 11.13 | 16.49 | 0.9016 | 2939 | 83 | 5 | 50000 | 42678 |  |  | No |  | 4 | 1608 | 145.39 | 11.06 | 16.49 | 0.9 | 3000 | 83
PK3UN6QT | Start Lighting | START LIGHTING | HUT14-RDW16D-50 | Linear Replacement Lamp | Four-Foot | Replacement Lamps (plug and play) (UL Type A) | Standard | FALSE | [9 empty] | 42678 |  |  | No |  | 3 | 2268 | 118.87 | 19.08 | 10.95 | 0.9744 | 5000 | 84.2
P3V55WMH | Start Lighting | START LIGHTING | HUT14-RDW20D-50 | Linear Replacement Lamp | Four-Foot | Replacement Lamps (plug and play) (UL Type A) | Standard | FALSE | [9 empty] | 42678 |  |  | No |  | 3 | 2631 | 120.63 | 21.81 | 6.39 | 0.9093 | 5000 | 84
PWEZE8MS | Start Lighting | START LIGHTING | HUT14-RDW16D-40 | Linear Replacement Lamp | Four-Foot | Replacement Lamps (plug and play) (UL Type A) | Standard | FALSE | [9 empty] | 42678 |  |  | No |  | 3 | 2234 | 116.66 | 19.15 | 10.62 | 0.9745 | 4000 | 85.2
PQEVJK96 | Start Lighting | START LIGHTING | HUT14-RDW20D-40 | Linear Replacement Lamp | Four-Foot | Replacement Lamps (plug and play) (UL Type A) | Standard | FALSE | [9 empty] | 42678 |  |  | No |  | 3 | 2579 | 118.74 | 21.72 | 5.87 | 0.911 | 4000 | 84.4
PVBMA1Z8 | ARK Intelligent Technology Co. Ltd | ARK SMART | ARK/UB/10K(5000K) | Linear Replacement Lamp | Four-Foot | Dual Mode Internal Driver (UL Type A and Type B) | Standard | FALSE | [9 empty] | 42678 | Not Dimmable | Not Dimmable | No |  | 4 | 1645 | 148.06 | 11.11 | 16.45 | 0.9 | 5000 | 80.4
PQ6GUXR7 | ARK Intelligent Technology Co. Ltd | ARK SMART | ARK/UB/10K(4500K) | Linear Replacement Lamp | Four-Foot | Dual Mode Internal Driver (UL Type A and Type B) | Standard | FALSE | [9 empty] | 42678 | Not Dimmable | Not Dimmable | No |  | 4 | 1608 | 145.39 | 11.06 | 16.49 | 0.9 | 4500 | 83
PYVG6KSZ | ARK Intelligent Technology Co. Ltd | ARK SMART | ARK/UB/10K(4000K) | Linear Replacement Lamp | Four-Foot | Dual Mode Internal Driver (UL Type A and Type B) | Standard | FALSE | [9 empty] | 42678 | Not Dimmable | Not Dimmable | No |  | 4 | 1608 | 145.39 | 11.06 | 16.49 | 0.9 | 4000 | 83
PSN3KMP6 | ARK Intelligent Technology Co. Ltd | ARK SMART | ARK/UB/10K(3500K) | Linear Replacement Lamp | Four-Foot | Dual Mode Internal Driver (UL Type A and Type B) | Standard | FALSE | [9 empty] | 42678 | Not Dimmable | Not Dimmable | No |  | 4 | 1608 | 145.39 | 11.06 | 16.49 | 0.9 | 3500 | 83
PK2ED61F | Amati International LLC | AMATRON | AMUL-18W4F-GBC 5000K | Linear Replacement Lamp | Four-Foot | Replacement Lamps (plug and play) (UL Type A) | Standard | FALSE | [9 empty] | 42678 | Not Dimmable | Not Dimmable | No |  | 4 | 2251 | 121.15 | 18.58 | 6.82 | 0.97 | 5000 | 82.3
PVQ1PV5Y | Amati International LLC | AMATRON | AMUL-18W4F-GBC 4000K | Linear Replacement Lamp | Four-Foot | Replacement Lamps (plug and play) (UL Type A) | Standard | FALSE | [9 empty] | 42678 | Not Dimmable | Not Dimmable | No |  | 4 | 2078 | 112.08 | 18.54 | 6.87 | 0.97 | 4000 | 82.5
PG1K1GBY | Shenzhen MTC Optronics Co. Ltd | BMTC | T8-012T096UD-18 | Linear Replacement Lamp | Four-Foot | Replacement Lamps (plug and play) (UL Type A) | Standard | FALSE | [9 empty] | 42678 | Not Dimmable | Not Dimmable | No |  | 4 | 1560 | 130 | 12 | 8.46 | 0.99 | 5000 | 80
P51R4FZJ | Shenzhen MTC Optronics Co. Ltd | BMTC | T8-012T096UN-18 | Linear Replacement Lamp | Four-Foot | Replacement Lamps (plug and play) (UL Type A) | Standard | FALSE | [9 empty] | 42678 | Not Dimmable | Not Dimmable | No |  | 4 | 1560 | 130 | 12 | 8.46 | 0.99 | 4000 | 80
PNG7JZED | TOGGLED | TOGGLED | A423-40230 | Linear Replacement Lamp | Four-Foot | Internal Driver Lamp-Style Retrofit Kits (UL Type B) | Standard | TRUE | 3167 | 140.8 | 22.4 | 16.7 | 0.983 | 4220 | 82.2 | 5 | 50000 | 42677 |  |  | No |  | 4 | 3100 | 134.78 | 23 | 0.16 | 0.94 | 4000 | 80
PKUUNEXU | JIAXING SUPER LIGHTING ELECTRIC APPLIANCE CO.LTD | SUPER | T8L-IDDM13-2200-4ft-ABA-71 | Linear Replacement Lamp | Four-Foot | Replacement Lamps (plug and play) (UL Type A) | Standard | TRUE | 2097 | 123.1 | 17.04 | 10.3 | 0.9691 | 3091 | 82.8 | 5 | 50000 | 42677 |  |  | No |  | 4 | 2100 | 120 | 17.5 | 10.3 | 0.9691 | 3000 | 82
PEXZGA3G | Hawaii LED Star LLC | SLI LIGHTING | T5-25.5-35K-PNP-A | Linear Replacement Lamp | Four-Foot | Replacement Lamps (plug and play) (UL Type A) | Standard | TRUE | 3391 | 116.6 | 29.08 | 16.34 | 0.9667 | 3511 | 82.5 | 5 | 50000 | 42677 |  |  | No |  | 3.1 | 3135 | 110 | 28.5 | 16.34 | 0.97 | 3500 | 83
P3ZQRV7Z | MaxLite Inc | MaxLite | L17T8DF430 | Linear Replacement Lamp | Four-Foot | Replacement Lamps (plug and play) (UL Type A) | Standard | TRUE | 2230.5 | 113.8 | 20 | 10.72 | 0.964 | 3102 | 84.2 | 5 | 50000 | 42677 |  |  | No |  | 4 | 2230 | 113.8 | 19.6 | 10.72 | 0.96 | 3000 | 84.2
PT7QB96Q | Celeritas Lighting Group LLC | Celeritas | ST8BCLED-15W-30K | Linear Replacement Lamp | Four-Foot | Replacement Lamps (plug and play) (UL Type A) | Standard | TRUE | 1735.383 | 114.926 | 15.1 | 17.4 | 0.958 | 2906 | 82 | 5 | 50000 | 42677 |  |  | No |  | 4 | 1735.3 | 114.9 | 15.1 | 17.4 | 0.96 | 2906 | 82
PXFR17W5 | JIAXING SUPER LIGHTING ELECTRIC APPLIANCE CO.LTD | SUPER | T8L-IDDM13-1800-4ft-ABA-71 | Linear Replacement Lamp | Four-Foot | Replacement Lamps (plug and play) (UL Type A) | Standard | TRUE | 1723 | 122.4 | 14.08 | 13.78 | 0.9576 | 3077 | 83 | 5 | 50000 | 42677 |  |  | No |  | 4 | 1700 | 120 | 14.5 | 13.78 | 0.9576 | 3000 | 82
PTBJ3X2C | Celeritas Lighting Group LLC | Celeritas | ST8DUALLED-15W-30K-G | Linear Replacement Lamp | Four-Foot | Dual Mode Internal Driver (UL Type A and Type B) | Standard | TRUE | 2157.532 | 111.213 | 19.4 | 13.5 | 0.924 | 3022 | 83 | 5 | 50000 | 42677 |  |  | No |  | 4 | 2157.53 | 111.21 | 19.4 | 13.5 | 0.99 | 3000 | 83
PVHUUCEE | Celeritas Lighting Group LLC | Celeritas | ST8LED-48-15W-3000K | Linear Replacement Lamp | Four-Foot | Internal Driver Lamp-Style Retrofit Kits (UL Type B) | Standard | TRUE | 1838 | 125.46 | 14.65 | 16.34 | 0.9126 | 2981 | 82.3 | 5 | 50000 | 42677 |  |  | No |  | 3 | 1837 | 128.46 | 14.3 | 16.34 | 0.9126 | 3000 | 82.3
P9WHY6U7 | JIAXING SUPER LIGHTING ELECTRIC APPLIANCE CO.LTD | SUPER | T8L-IDDM13-2200-4ft-EBA-71 | Linear Replacement Lamp | Four-Foot | Replacement Lamps (plug and play) (UL Type A) | Standard | FALSE | [9 empty] | 42677 |  |  | No |  | 4 | 2200 | 125 | 17.5 | 10.33 | 0.9694 | 5000 | 82
PS2GBYEN | JIAXING SUPER LIGHTING ELECTRIC APPLIANCE CO.LTD | SUPER | T8L-IDDM13-1800-4ft-EBA-71 | Linear Replacement Lamp | Four-Foot | Replacement Lamps (plug and play) (UL Type A) | Standard | FALSE | [9 empty] | 42677 |  |  | No |  | 4 | 1800 | 125 | 14.5 | 13.62 | 0.9582 | 5000 | 82
PFP8VD2Z | JIAXING SUPER LIGHTING ELECTRIC APPLIANCE CO.LTD | SUPER | T8L-IDDM13-1800-4ft-DBA-71 | Linear Replacement Lamp | Four-Foot | Replacement Lamps (plug and play) (UL Type A) | Standard | FALSE | [9 empty] | 42677 |  |  | No |  | 4 | 1800 | 125 | 14.5 | 13.78 | 0.9576 | 4500 | 82
PRT1R289 | JIAXING SUPER LIGHTING ELECTRIC APPLIANCE CO.LTD | SUPER | T8L-IDDM13-2200-4ft-DBA-71 | Linear Replacement Lamp | Four-Foot | Replacement Lamps (plug and play) (UL Type A) | Standard | FALSE | [9 empty] | 42677 |  |  | No |  | 4 | 2200 | 125 | 17.5 | 10.3 | 0.9691 | 4500 | 82
P1K2SPAJ | JIAXING SUPER LIGHTING ELECTRIC APPLIANCE CO.LTD | SUPER | T8L-IDDM13-1800-4ft-CBA-71 | Linear Replacement Lamp | Four-Foot | Replacement Lamps (plug and play) (UL Type A) | Standard | FALSE | [9 empty] | 42677 |  |  | No |  | 4 | 1800 | 125 | 14.5 | 13.78 | 0.9576 | 4000 | 82
PTHQBQ7V | JIAXING SUPER LIGHTING ELECTRIC APPLIANCE CO.LTD | SUPER | T8L-IDDM13-2200-4ft-CBA-71 | Linear Replacement Lamp | Four-Foot | Replacement Lamps (plug and play) (UL Type A) | Standard | FALSE | [9 empty] | 42677 |  |  | No |  | 4 | 2200 | 125 | 17.5 | 10.3 | 0.9691 | 4000 | 82
PA47PYUK | JIAXING SUPER LIGHTING ELECTRIC APPLIANCE CO.LTD | SUPER | T8L-IDDM13-1800-4ft-BBA-71 | Linear Replacement Lamp | Four-Foot | Replacement Lamps (plug and play) (UL Type A) | Standard | FALSE | [9 empty] | 42677 |  |  | No |  | 4 | 1700 | 120 | 14.5 | 13.78 | 0.9576 | 3500 | 82
PKMUQP87 | JIAXING SUPER LIGHTING ELECTRIC APPLIANCE CO.LTD | SUPER | T8L-IDDM13-2200-4ft-BBA-71 | Linear Replacement Lamp | Four-Foot | Replacement Lamps (plug and play) (UL Type A) | Standard | FALSE | [9 empty] | 42677 |  |  | No |  | 4 | 2100 | 120 | 17.5 | 10.3 | 0.9691 | 3500 | 82
PGCBT169 | Hawaii LED Star LLC | SLI LIGHTING | T5-25.5-50K-PNP-A | Linear Replacement Lamp | Four-Foot | Replacement Lamps (plug and play) (UL Type A) | Standard | FALSE | [9 empty] | 42677 |  |  | No |  | 3.1 | 3277.5 | 115 | 28.5 | 16.34 | 0.97 | 5000 | 83
PCG8GJ2R | Hawaii LED Star LLC | SLI LIGHTING | T5-25.5-45K-PNP-A | Linear Replacement Lamp | Four-Foot | Replacement Lamps (plug and play) (UL Type A) | Standard | FALSE | [9 empty] | 42677 |  |  | No |  | 3.1 | 3192 | 112 | 28.5 | 16.34 | 0.97 | 4500 | 83
P1NU1XKP | Hawaii LED Star LLC | SLI LIGHTING | T5-25.5-40K-PNP-A | Linear Replacement Lamp | Four-Foot | Replacement Lamps (plug and play) (UL Type A) | Standard | FALSE | [9 empty] | 42677 |  |  | No |  | 3.1 | 3192 | 112 | 28.5 | 16.34 | 0.97 | 4000 | 83
P8KDCF1N | TOGGLED | TOGGLED | A423-50230 | Linear Replacement Lamp | Four-Foot | Internal Driver Lamp-Style Retrofit Kits (UL Type B) | Standard | FALSE | [9 empty] | 42677 |  |  | No |  | 4 | 3100 | 134.78 | 23 | 0.16 | 0.94 | 5000 | 80
P1FUUHAQ | MaxLite Inc | MaxLite | L17T8DF450 | Linear Replacement Lamp | Four-Foot | Replacement Lamps (plug and play) (UL Type A) | Standard | FALSE | [9 empty] | 42677 |  |  | No |  | 4 | 2230 | 113.8 | 19.6 | 10.72 | 0.96 | 5000 | 83.5
PQWVUWCD | MaxLite Inc | MaxLite | L17T8DF440 | Linear Replacement Lamp | Four-Foot | Replacement Lamps (plug and play) (UL Type A) | Standard | FALSE | [9 empty] | 42677 |  |  | No |  | 4 | 2230 | 113.8 | 19.6 | 10.72 | 0.96 | 4100 | 84
PFVFEH9P | MaxLite Inc | MaxLite | L17T8DF435 | Linear Replacement Lamp | Four-Foot | Replacement Lamps (plug and play) (UL Type A) | Standard | FALSE | [9 empty] | 42677 |  |  | No |  | 4 | 2230 | 113.8 | 19.6 | 10.72 | 0.96 | 3500 | 84
PZA3VD44 | Celeritas Lighting Group LLC | Celeritas | ST8LED-48-15W-5000K | Linear Replacement Lamp | Four-Foot | Internal Driver Lamp-Style Retrofit Kits (UL Type B) | Standard | FALSE | [9 empty] | 42677 | Not Dimmable | Not Dimmable | No |  | 3 | 1985 | 134.49 | 14.76 | 16.34 | 0.9021 | 5000 | 82.4
PS4QRZST | Celeritas Lighting Group LLC | Celeritas | ST8DUALLED-15W-50K-G | Linear Replacement Lamp | Four-Foot | Dual Mode Internal Driver (UL Type A and Type B) | Standard | FALSE | [9 empty] | 42677 | Dimmable | Continuous Below 10 | No |  | 4 | 2197.19 | 113.26 | 19.4 | 13.7 | 0.99 | 5000 | 81.3
PMTZNF2H | Celeritas Lighting Group LLC | Celeritas | ST8BCLED-15W-50K | Linear Replacement Lamp | Four-Foot | Replacement Lamps (plug and play) (UL Type A) | Standard | FALSE | [9 empty] | 42677 | Dimmable | Continuous Below 10 | No |  | 4 | 1786.6 | 117.5 | 15.2 | 17.7 | 0.95 | 4885 | 82.3
PVYQ4KUW | Celeritas Lighting Group LLC | Celeritas | ST8LED-48-15W-4500K | Linear Replacement Lamp | Four-Foot | Internal Driver Lamp-Style Retrofit Kits (UL Type B) | Standard | FALSE | [9 empty] | 42677 | Not Dimmable | Not Dimmable | No |  | 3 | 1837 | 128.46 | 14.3 | 16.34 | 0.9126 | 4500 | 82.3
P3ZJPMZF | Celeritas Lighting Group LLC | Celeritas | ST8DUALLED-15W-45K-G | Linear Replacement Lamp | Four-Foot | Dual Mode Internal Driver (UL Type A and Type B) | Standard | FALSE | [9 empty] | 42677 | Dimmable | Continuous Below 10 | No |  | 4 | 2157.53 | 111.21 | 19.4 | 13.5 | 0.99 | 4500 | 83
PUD12WUZ | Celeritas Lighting Group LLC | Celeritas | ST8BCLED-15W-45K | Linear Replacement Lamp | Four-Foot | Replacement Lamps (plug and play) (UL Type A) | Standard | FALSE | [9 empty] | 42677 | Dimmable | Continuous Below 10 | No |  | 4 | 1735.3 | 114.9 | 15.1 | 17.4 | 0.96 | 4500 | 82
P2QSM2TF | Celeritas Lighting Group LLC | Celeritas | ST8LED-48-15W-4000K | Linear Replacement Lamp | Four-Foot | Internal Driver Lamp-Style Retrofit Kits (UL Type B) | Standard | FALSE | [9 empty] | 42677 | Not Dimmable | Not Dimmable | No |  | 3 | 1837 | 128.46 | 14.3 | 16.34 | 0.9126 | 4000 | 82.3
PHTE3R48 | Celeritas Lighting Group LLC | Celeritas | ST8DUALLED-15W-40K-G | Linear Replacement Lamp | Four-Foot | Dual Mode Internal Driver (UL Type A and Type B) | Standard | FALSE | [9 empty] | 42677 | Dimmable | Continuous Below 10 | No |  | 4 | 2157.53 | 111.21 | 19.4 | 13.5 | 0.99 | 4000 | 83
PA2JRKP9 | Celeritas Lighting Group LLC | Celeritas | ST8BCLED-15W-40K | Linear Replacement Lamp | Four-Foot | Replacement Lamps (plug and play) (UL Type A) | Standard | FALSE | [9 empty] | 42677 | Dimmable | Continuous Below 10 | No |  | 4 | 1735.3 | 114.9 | 15.1 | 17.4 | 0.96 | 4000 | 82
PPNKJR9V | Celeritas Lighting Group LLC | Celeritas | ST8LED-48-15W-3500K | Linear Replacement Lamp | Four-Foot | Internal Driver Lamp-Style Retrofit Kits (UL Type B) | Standard | FALSE | [9 empty] | 42677 | Not Dimmable | Not Dimmable | No |  | 3 | 1837 | 128.46 | 14.3 | 16.34 | 0.9126 | 3500 | 82.3
PZ7BYC6Y | Celeritas Lighting Group LLC | Celeritas | ST8DUALLED-15W-35K-G | Linear Replacement Lamp | Four-Foot | Dual Mode Internal Driver (UL Type A and Type B) | Standard | FALSE | [9 empty] | 42677 | Dimmable | Continuous Below 10 | No |  | 4 | 2157.53 | 111.21 | 19.4 | 13.5 | 0.99 | 3500 | 83
PS9T2WR1 | Celeritas Lighting Group LLC | Celeritas | ST8BCLED-15W-35K | Linear Replacement Lamp | Four-Foot | Replacement Lamps (plug and play) (UL Type A) | Standard | FALSE | [9 empty] | 42677 | Dimmable | Continuous Below 10 | No |  | 4 | 1735.3 | 114.9 | 15.1 | 17.4 | 0.96 | 3500 | 82
P3M58CPT | Luxul Technology Inc. | Luxul | G-Lux T8 4ft LXBP-15W 830-9 | Linear Replacement Lamp | Four-Foot | Internal Driver Lamp-Style Retrofit Kits (UL Type B) | Standard | TRUE | 1888 | 126 | 14.99 | 21.32 | 0.9613 | 3122 | 82.2 | 5 | 50000 | 42676 |  |  | No |  | 4 | 1900 | 125 | 15 | 21.32 | 0.974 | 3000 | 83
PUAV173N | Luxul Technology Inc. | Luxul | G-Lux T8 4ft LXBP-15W 850-9 | Linear Replacement Lamp | Four-Foot | Internal Driver Lamp-Style Retrofit Kits (UL Type B) | Standard | FALSE | [9 empty] | 42676 |  |  | No |  | 4 | 2100 | 132 | 15 | 21.32 | 0.974 | 5000 | 83
P8C6J71E | Luxul Technology Inc. | Luxul | G-Lux T8 4ft LXBP-15W 845-9 | Linear Replacement Lamp | Four-Foot | Internal Driver Lamp-Style Retrofit Kits (UL Type B) | Standard | FALSE | [9 empty] | 42676 |  |  | No |  | 4 | 2000 | 130 | 15 | 21.32 | 0.974 | 4500 | 83
PP81MGFR | Luxul Technology Inc. | Luxul | G-Lux T8 4ft LXBP-15W 840-9 | Linear Replacement Lamp | Four-Foot | Internal Driver Lamp-Style Retrofit Kits (UL Type B) | Standard | FALSE | [9 empty] | 42676 |  |  | No |  | 4 | 2000 | 130 | 15 | 21.32 | 0.974 | 4000 | 83
PD9176AU | Luxul Technology Inc. | Luxul | G-Lux T8 4ft LXBP-15W 835-9 | Linear Replacement Lamp | Four-Foot | Internal Driver Lamp-Style Retrofit Kits (UL Type B) | Standard | FALSE | [9 empty] | 42676 |  |  | No |  | 4 | 1900 | 125 | 15 | 21.32 | 0.974 | 3500 | 83
PGBNM6QD | Elec-Tech International Co. Ltd | ETI | 542964[41-50]-A | Linear Replacement Lamp | Four-Foot | Internal Driver Lamp-Style Retrofit Kits (UL Type B) | Standard | TRUE | 2203.8 | 146.92 | 15 | 17.93 | 0.945 | 3975 | 84.6 | 5 | 50000 | 42674 |  |  | No |  | 4 | 2200 | 146.67 | 15 | 20 | 0.9 | 4000 | 80
P9DHBB6Z | Energy Focus Inc. | Energy Focus | LEDFLT8-835-420- [5005B2] F | Linear Replacement Lamp | Four-Foot | Internal Driver Lamp-Style Retrofit Kits (UL Type B) | Standard | TRUE | 2577 | 135.68 | 18.99 | 5.73 | 0.921 | 3482 | 84.8 | 5 | 50000 | 42674 |  |  | No |  | 4 | 2577 | 135.68 | 18.99 | 5.73 | 0.92 | 3482 | 84.8
P6X412FC | Energy Focus Inc. | Energy Focus | LEDFLT8-850-420- [5005B2] F | Linear Replacement Lamp | Four-Foot | Internal Driver Lamp-Style Retrofit Kits (UL Type B) | Standard | FALSE | [9 empty] | 42674 |  |  | No |  | 4 | 2655.7 | 141.67 | 18.75 | 6.23 | 0.92 | 5193 | 84.6
P5Z17NA6 | Energy Focus Inc. | Energy Focus | LEDFLT8-850-420- [5NR5NB2] F | Linear Replacement Lamp | Four-Foot | Internal Driver Lamp-Style Retrofit Kits (UL Type B) | Standard | FALSE | [9 empty] | 42674 |  |  | No |  | 4 | 2655.7 | 141.67 | 18.75 | 6.23 | 0.92 | 5193 | 84.6
PXZ5KQKU | Energy Focus Inc. | Energy Focus | LEDFLT8-840-420- [5005B2] F | Linear Replacement Lamp | Four-Foot | Internal Driver Lamp-Style Retrofit Kits (UL Type B) | Standard | FALSE | [9 empty] | 42674 |  |  | No |  | 4 | 2632 | 140 | 18.8 | 6.23 | 0.92 | 4000 | 85
P7RQEQWC | Energy Focus Inc. | Energy Focus | LEDFLT8-840-420- [5NR5NB2] F | Linear Replacement Lamp | Four-Foot | Internal Driver Lamp-Style Retrofit Kits (UL Type B) | Standard | FALSE | [9 empty] | 42674 |  |  | No |  | 4 | 2632 | 140 | 18.8 | 6.23 | 0.92 | 4000 | 85
PTVHXSKC | Energy Focus Inc. | Energy Focus | LEDFLT8-835-420- [5NR5NB2] F | Linear Replacement Lamp | Four-Foot | Internal Driver Lamp-Style Retrofit Kits (UL Type B) | Standard | FALSE | [9 empty] | 42674 |  |  | No |  | 4 | 2577 | 135.68 | 18.99 | 5.73 | 0.92 | 3482 | 84.8
PGBCXRCX | Elec-Tech International Co. Ltd | ETI | 542964[61-70]-A | Linear Replacement Lamp | Four-Foot | Internal Driver Lamp-Style Retrofit Kits (UL Type B) | Standard | FALSE | [9 empty] | 42674 |  |  | No |  | 4 | 2200 | 146.67 | 15 | 20 | 0.9 | 5000 | 80
PAWR4Z49 | Shenzhen MTC Optronics Co. Ltd | BMTC | T8-016T076UW-18 | Linear Replacement Lamp | Four-Foot | Internal Driver Lamp-Style Retrofit Kits (UL Type B) | Standard | TRUE | 2114.1 | 132.14 | 16 | 4.95 | 0.9967 | 2962 | 82.8 | 5 | 50000 | 42671 |  |  | No |  | 4 | 2080 | 130 | 16 | 20 | 0.9 | 3000 | 80
PSD58EWA | Shenzhen MTC Optronics Co. Ltd | BMTC | T8-014T076UW-18 | Linear Replacement Lamp | Four-Foot | Internal Driver Lamp-Style Retrofit Kits (UL Type B) | Standard | TRUE | 1816.1 | 129.88 | 13.98 | 5.45 | 0.9958 | 2956 | 82.9 | 5 | 50000 | 42671 |  |  | No |  | 4 | 1848 | 132 | 14 | 20 | 0.9 | 3000 | 80
PG89CU9E | Silver Stream AiCos | Silver Stream | SST8NB808-10A (3000K) | Linear Replacement Lamp | Four-Foot | Replacement Lamps (plug and play) (UL Type A) | Standard | TRUE | 1662.59 | 130.2 | 12.77 | 7.39 | 0.9684 | 3021 | 82.6 | 5 | 50000 | 42671 |  |  | No |  | 4 | 1615 | 150 | 10 | 20 | 0.95 | 3000 | 83
PKK5176Z | Philips Lighting North America Corporation | Philips | 9290011585(ICN-3P16-TLED-N 3L) | Linear Replacement Lamp | Four-Foot | 3-lamp External Driver Lamp-Style Retrofit Kits (UL Type C) | Standard | TRUE | 1735 | 120.34 | 14.42 | 7.2 | 0.968 | 3045 | 83.6 | 5 | 50000 | 42671 |  |  | No |  | 4 | 1680 | 120 | 14 | 7.2 | 0.97 | 3000 | 84
PQDQZB8Z | Luxul Technology Inc. | Luxul | G-Lux T8 4ft LX2-15W 830-9 | Linear Replacement Lamp | Four-Foot | Replacement Lamps (plug and play) (UL Type A) | Standard | TRUE | 2058 | 117.4 | 17.54 | 11.26 | 0.9669 | 3052 | 81.2 | 5 | 50000 | 42671 |  |  | No |  | 4 | 2000 | 110 | 18 | 11.26 | 0.99 | 3000 | 83
PB5DKXKS | Luxul Technology Inc. | Luxul | G-Lux T5HO 4ft LX1-25.5W-835-9 | Linear Replacement Lamp | Four-Foot | Replacement Lamps (plug and play) (UL Type A) | Standard | TRUE | 3391 | 116.6 | 29.08 | 16.34 | 0.9667 | 3511 | 82.5 | 5 | 50000 | 42671 |  |  | No |  | 3.1 | 3135 | 110 | 28.5 | 16.34 | 0.97 | 3500 | 83
PPT78BUQ | Technical Consumer Products | TCP | LS4T815IS41K | Linear Replacement Lamp | Four-Foot | Replacement Lamps (plug and play) (UL Type A) | Standard | TRUE | 1785 | 104 | 17 | 6.71 | 0.964 | 3984 | 83 | 5 | 50000 | 42671 |  |  | No |  | 3.1 | 1785 | 104.39 | 17.1 | 7.75 | 0.96 | 3984 | 82
PNTRHDUJ | Luxul Technology Inc. | Luxul | G-Lux T8 4ft LX2-13W 830-9 | Linear Replacement Lamp | Four-Foot | Replacement Lamps (plug and play) (UL Type A) | Standard | TRUE | 1955 | 119 | 16.43 | 12.41 | 0.9634 | 3056 | 81.3 | 5 | 50000 | 42671 |  |  | No |  | 4 | 1800 | 110 | 16 | 12.41 | 0.97 | 3000 | 83
PHZZDZ4Z | Luxul Technology Inc. | Luxul | G-Lux T5HO 4ft LX1-22.5W-835-9 | Linear Replacement Lamp | Four-Foot | Replacement Lamps (plug and play) (UL Type A) | Standard | TRUE | 2924 | 118.5 | 24.68 | 17.29 | 0.96 | 3507 | 82.5 | 5 | 50000 | 42671 |  |  | No |  | 3.1 | 2805 | 110 | 25.5 | 17.29 | 0.96 | 3500 | 83
PJHYX3QV | Philips Lighting North America Corporation | Philips | 9290012840 | Linear Replacement Lamp | Four-Foot | Replacement Lamps (plug and play) (UL Type A) | Standard | TRUE | 2677 | 131.35 | 20.38 | 13.7 | 0.945 | 5054 | 84.7 | 5 | 50000 | 42671 |  |  | No |  | 4 | 3500 | 145.83 | 24 | 0.12 | 0.9 | 5000 | 80
PR7H998W | Philips Lighting North America Corporation | Philips | 9290012838 | Linear Replacement Lamp | Four-Foot | Replacement Lamps (plug and play) (UL Type A) | Standard | TRUE | 2734.6 | 134.8 | 20.286 | 13.7 | 0.9447 | 3530 | 83.1 | 5 | 50000 | 42671 |  |  | No |  | 4 | 3300 | 137.5 | 24 | 0.12 | 0.9 | 3500 | 80
PGY2BP4E | Fudakinled Lighting Ltd. | FUDAKINLED | FDK-LT8G-4-183FAB | Linear Replacement Lamp | Four-Foot | Dual Mode Internal Driver (UL Type A and Type B) | Standard | TRUE | 2447.478 | 112.787 | 21.7 | 13.6 | 0.925 | 3011 | 83 | 5 | 50000 | 42671 |  |  | No |  | 3.1 | 2447.48 | 112.79 | 21.7 | 13.6 | 0.99 | 3000 | 83
P1ZHWGVT | Luxul Technology Inc. | Luxul | G-Lux T8 4ft LXBP-18.5W 830-9 | Linear Replacement Lamp | Four-Foot | Internal Driver Lamp-Style Retrofit Kits (UL Type B) | Standard | TRUE | 2508 | 132 | 19 | 8.04 | 0.9239 | 3055 | 82.7 | 5 | 50000 | 42671 |  |  | No |  | 4 | 2312.5 | 125 | 18.5 | 7.81 | 0.92 | 3000 | 83
PHUGEJQP | Luxul Technology Inc. | Luxul | G-Lux T8 4ft LXBP-13.5W 830-9 | Linear Replacement Lamp | Four-Foot | Internal Driver Lamp-Style Retrofit Kits (UL Type B) | Standard | TRUE | 1875 | 129.8 | 14.44 | 15.06 | 0.9172 | 3047 | 82.8 | 5 | 50000 | 42671 |  |  | No |  | 4 | 1687.5 | 125 | 13.5 | 19.11 | 0.92 | 3000 | 83
PNGMGAAA | CCP-MART TECHNOLOGY CORPORATION | CCP-MART | CCP-T-T84F12WC-3000KM | Linear Replacement Lamp | Four-Foot | Dual Mode Internal Driver (UL Type A and Type B) | Standard | TRUE | 1586 | 120.06 | 13.21 | 13.14 | 0.9006 | 2918 | 83.6 | 5 | 50000 | 42671 |  |  | No |  | 4 | 1579 | 123.05 | 12.81 | 10.76 | 0.9 | 3000 | 83.6
P46PEEGY | Luxul Technology Inc. | Luxul | G-Lux T8 4ft LXBP-12.5W 830-2 | Linear Replacement Lamp | Four-Foot | Internal Driver Lamp-Style Retrofit Kits (UL Type B) | Standard | TRUE | 1624 | 127.1 | 12.78 | 20.42 | 0.8954 | 3022 | 81.9 | 5 | 50000 | 42671 |  |  | No |  | 3.1 | 1650 | 125 | 12.5 | 20 | 0.9 | 3000 | 83
P2C3813B | Silver Stream AiCos | Silver Stream | SST8NB808-10A (5000K) | Linear Replacement Lamp | Four-Foot | Replacement Lamps (plug and play) (UL Type A) | Standard | FALSE | [9 empty] | 42671 |  |  | No |  | 4 | 1734 | 160 | 10 | 20 | 0.95 | 5000 | 83
P2EA9KVK | Silver Stream AiCos | Silver Stream | SST8NB808-10A (4500K) | Linear Replacement Lamp | Four-Foot | Replacement Lamps (plug and play) (UL Type A) | Standard | FALSE | [9 empty] | 42671 |  |  | No |  | 4 | 1734 | 160 | 10 | 20 | 0.95 | 4500 | 83
P1PYXD7J | Silver Stream AiCos | Silver Stream | SST8NB808-10A (4000K) | Linear Replacement Lamp | Four-Foot | Replacement Lamps (plug and play) (UL Type A) | Standard | FALSE | [9 empty] | 42671 |  |  | No |  | 4 | 1650 | 160 | 10 | 20 | 0.95 | 4000 | 83
P3JUK3TT | Silver Stream AiCos | Silver Stream | SST8NB808-10A (3500K) | Linear Replacement Lamp | Four-Foot | Replacement Lamps (plug and play) (UL Type A) | Standard | FALSE | [9 empty] | 42671 |  |  | No |  | 4 | 1620 | 150 | 10 | 20 | 0.95 | 3500 | 83
P9B444FV | CCP-MART TECHNOLOGY CORPORATION | CCP-MART | CCP-T-T84F18WC-5000KM | Linear Replacement Lamp | Four-Foot | Dual Mode Internal Driver (UL Type A and Type B) | Standard | FALSE | [9 empty] | 42671 |  |  | No |  | 4 | 2214 | 128.73 | 17.2 | 14.05 | 0.9 | 5000 | 84.3
PTWPEWD1 | CCP-MART TECHNOLOGY CORPORATION | CCP-MART | CCP-T-T84F15WC-5000KM | Linear Replacement Lamp | Four-Foot | Dual Mode Internal Driver (UL Type A and Type B) | Standard | FALSE | [9 empty] | 42671 |  |  | No |  | 4 | 2034 | 134.15 | 15.16 | 13.47 | 0.9 | 5000 | 84.3
PD35YRTK | CCP-MART TECHNOLOGY CORPORATION | CCP-MART | CCP-T-T84F18WC-5000KC | Linear Replacement Lamp | Four-Foot | Dual Mode Internal Driver (UL Type A and Type B) | Standard | FALSE | [9 empty] | 42671 |  |  | No |  | 4 | 2464 | 142.91 | 17.24 | 14.12 | 0.9 | 5000 | 84.2
PH5VV8SS | CCP-MART TECHNOLOGY CORPORATION | CCP-MART | CCP-T-T84F15WC-5000KC | Linear Replacement Lamp | Four-Foot | Dual Mode Internal Driver (UL Type A and Type B) | Standard | FALSE | [9 empty] | 42671 |  |  | No |  | 4 | 2232 | 146.18 | 15.27 | 12.44 | 0.9 | 5000 | 84.2
PDTM2ZF5 | CCP-MART TECHNOLOGY CORPORATION | CCP-MART | CCP-T-T84F15WC-4000KM | Linear Replacement Lamp | Four-Foot | Dual Mode Internal Driver (UL Type A and Type B) | Standard | FALSE | [9 empty] | 42671 |  |  | No |  | 4 | 1950 | 129.07 | 15.11 | 13.91 | 0.9 | 4000 | 83.5
P1TJZ4PZ | CCP-MART TECHNOLOGY CORPORATION | CCP-MART | CCP-T-T84F18WC-4000KM | Linear Replacement Lamp | Four-Foot | Dual Mode Internal Driver (UL Type A and Type B) | Standard | FALSE | [9 empty] | 42671 |  |  | No |  | 4 | 2122 | 124.17 | 17.09 | 14.19 | 0.9 | 4000 | 83.2
PHS4T6DT | CCP-MART TECHNOLOGY CORPORATION | CCP-MART | CCP-T-T84F18WC-4000KC | Linear Replacement Lamp | Four-Foot | Dual Mode Internal Driver (UL Type A and Type B) | Standard | FALSE | [9 empty] | 42671 |  |  | No |  | 4 | 2367 | 138.66 | 17.07 | 14.07 | 0.9 | 4000 | 83.2
PD9VR4D2 | CCP-MART TECHNOLOGY CORPORATION | CCP-MART | CCP-T-T84F15WC-4000KC | Linear Replacement Lamp | Four-Foot | Dual Mode Internal Driver (UL Type A and Type B) | Standard | FALSE | [9 empty] | 42671 |  |  | No |  | 4 | 2146 | 141.82 | 15.13 | 12.34 | 0.9 | 4000 | 83.2
P1WM8QT7 | Fudakinled Lighting Ltd. | FUDAKINLED | FDK-LT8G-4-185FAB | Linear Replacement Lamp | Four-Foot | Dual Mode Internal Driver (UL Type A and Type B) | Standard | FALSE | [9 empty] | 42671 |  |  | No |  | 3.1 | 2521.3 | 115.66 | 21.8 | 13.8 | 1 | 5000 | 81.4
PM7FCT6E | Fudakinled Lighting Ltd. | FUDAKINLED | FDK-LT8G-4-184FAB | Linear Replacement Lamp | Four-Foot | Dual Mode Internal Driver (UL Type A and Type B) | Standard | FALSE | [9 empty] | 42671 |  |  | No |  | 3.1 | 2447.48 | 112.79 | 21.7 | 13.6 | 0.99 | 4000 | 83
PF7JWCXX | Philips Lighting North America Corporation | Philips | 9290011588(ICN-3P16-TLED-N 3L) | Linear Replacement Lamp | Four-Foot | 3-lamp External Driver Lamp-Style Retrofit Kits (UL Type C) | Standard | FALSE | [9 empty] | 42671 |  |  | No |  | 4 | 1680 | 120 | 14 | 7.2 | 0.97 | 5000 | 84
P7X8NMK8 | Philips Lighting North America Corporation | Philips | 9290011587(ICN-3P16-TLED-N 3L) | Linear Replacement Lamp | Four-Foot | 3-lamp External Driver Lamp-Style Retrofit Kits (UL Type C) | Standard | FALSE | [9 empty] | 42671 |  |  | No |  | 4 | 1680 | 120 | 14 | 7.2 | 0.97 | 4000 | 84
PUFNVUMP | Philips Lighting North America Corporation | Philips | 9290012839 | Linear Replacement Lamp | Four-Foot | Replacement Lamps (plug and play) (UL Type A) | Standard | FALSE | [9 empty] | 42671 |  |  | No |  | 4 | 3500 | 145.83 | 24 | 0.12 | 0.9 | 4000 | 80
P1RHRJKB | Philips Lighting North America Corporation | Philips | 9290011586(ICN-3P16-TLED-N 3L) | Linear Replacement Lamp | Four-Foot | 3-lamp External Driver Lamp-Style Retrofit Kits (UL Type C) | Standard | FALSE | [9 empty] | 42671 |  |  | No |  | 4 | 1680 | 120 | 14 | 7.2 | 0.97 | 3500 | 84
PBKQW9GX | Luxul Technology Inc. | Luxul | G-Lux T8 4ft LXBP-13.5W 850-9 | Linear Replacement Lamp | Four-Foot | Internal Driver Lamp-Style Retrofit Kits (UL Type B) | Standard | FALSE | [9 empty] | 42671 |  |  | No |  | 4 | 1782 | 132 | 13.5 | 17.79 | 0.92 | 5000 | 83
PTDX2WX3 | Luxul Technology Inc. | Luxul | G-Lux T8 4ft LXBP-18.5W 850-9 | Linear Replacement Lamp | Four-Foot | Internal Driver Lamp-Style Retrofit Kits (UL Type B) | Standard | FALSE | [9 empty] | 42671 |  |  | No |  | 4 | 2442 | 132 | 18.5 | 8.05 | 0.92 | 5000 | 83
PCA7HVEJ | Luxul Technology Inc. | Luxul | G-Lux T8 4ft LXBP-12.5W 850-2 | Linear Replacement Lamp | Four-Foot | Internal Driver Lamp-Style Retrofit Kits (UL Type B) | Standard | FALSE | [9 empty] | 42671 |  |  | No |  | 3.1 | 1800 | 135 | 12.5 | 20 | 0.9 | 5000 | 83
PC6WEUQ5 | Luxul Technology Inc. | Luxul | G-Lux T5HO 4ft LX1-22.5W-850-9 | Linear Replacement Lamp | Four-Foot | Replacement Lamps (plug and play) (UL Type A) | Standard | FALSE | [9 empty] | 42671 |  |  | No |  | 3.1 | 2932.5 | 115 | 25.5 | 17.29 | 0.96 | 5000 | 83
PNKDCPWF | Luxul Technology Inc. | Luxul | G-Lux T5HO 4ft LX1-25.5W-850-9 | Linear Replacement Lamp | Four-Foot | Replacement Lamps (plug and play) (UL Type A) | Standard | FALSE | [9 empty] | 42671 |  |  | No |  | 3.1 | 3277.5 | 115 | 28.5 | 16.34 | 0.97 | 5000 | 83
P4DFCDPJ | Luxul Technology Inc. | Luxul | G-Lux T8 4ft LX2-13W 850-9 | Linear Replacement Lamp | Four-Foot | Replacement Lamps (plug and play) (UL Type A) | Standard | FALSE | [9 empty] | 42671 |  |  | No |  | 4 | 2000 | 115 | 16 | 12.41 | 0.97 | 5000 | 83
PNS6KRGX | Luxul Technology Inc. | Luxul | G-Lux T8 4ft LX2-15W 850-9 | Linear Replacement Lamp | Four-Foot | Replacement Lamps (plug and play) (UL Type A) | Standard | FALSE | [9 empty] | 42671 |  |  | No |  | 4 | 2200 | 115 | 18 | 11.26 | 0.99 | 5000 | 83
P63Y4745 | Luxul Technology Inc. | Luxul | G-Lux T8 4ft LXBP-13.5W 845-9 | Linear Replacement Lamp | Four-Foot | Internal Driver Lamp-Style Retrofit Kits (UL Type B) | Standard | FALSE | [9 empty] | 42671 |  |  | No |  | 4 | 1755 | 130 | 13.5 | 19.11 | 0.92 | 4500 | 83
P2UMMWT5 | Luxul Technology Inc. | Luxul | G-Lux T8 4ft LXBP-18.5W 845-9 | Linear Replacement Lamp | Four-Foot | Internal Driver Lamp-Style Retrofit Kits (UL Type B) | Standard | FALSE | [9 empty] | 42671 |  |  | No |  | 4 | 2405 | 130 | 18.5 | 7.81 | 0.92 | 4500 | 83
PQAVSMJ5 | Luxul Technology Inc. | Luxul | G-Lux T8 4ft LXBP-12.5W 845-2 | Linear Replacement Lamp | Four-Foot | Internal Driver Lamp-Style Retrofit Kits (UL Type B) | Standard | FALSE | [9 empty] | 42671 |  |  | No |  | 3.1 | 1750 | 132 | 12.5 | 20 | 0.9 | 4500 | 83
P5DVGN4B | Luxul Technology Inc. | Luxul | G-Lux T5HO 4ft LX1-22.5W-845-9 | Linear Replacement Lamp | Four-Foot | Replacement Lamps (plug and play) (UL Type A) | Standard | FALSE | [9 empty] | 42671 |  |  | No |  | 3.1 | 2856 | 112 | 25.5 | 17.29 | 0.96 | 4500 | 83
PNG4DSFS | Luxul Technology Inc. | Luxul | G-Lux T5HO 4ft LX1-25.5W-845-9 | Linear Replacement Lamp | Four-Foot | Replacement Lamps (plug and play) (UL Type A) | Standard | FALSE | [9 empty] | 42671 |  |  | No |  | 3.1 | 3192 | 112 | 28.5 | 16.34 | 0.97 | 4500 | 83
P6FQ1AX5 | Luxul Technology Inc. | Luxul | G-Lux T8 4ft LX2-13W 845-9 | Linear Replacement Lamp | Four-Foot | Replacement Lamps (plug and play) (UL Type A) | Standard | FALSE | [9 empty] | 42671 |  |  | No |  | 4 | 1900 | 112 | 16 | 12.41 | 0.97 | 4500 | 83
PNATD7PK | Luxul Technology Inc. | Luxul | G-Lux T8 4ft LX2-15W 845-9 | Linear Replacement Lamp | Four-Foot | Replacement Lamps (plug and play) (UL Type A) | Standard | FALSE | [9 empty] | 42671 |  |  | No |  | 4 | 2100 | 112 | 18 | 11.26 | 0.99 | 4500 | 83
PTAUR8SQ | Luxul Technology Inc. | Luxul | G-Lux T8 4ft LXBP-13.5W 840-9 | Linear Replacement Lamp | Four-Foot | Internal Driver Lamp-Style Retrofit Kits (UL Type B) | Standard | FALSE | [9 empty] | 42671 |  |  | No |  | 4 | 1755 | 130 | 13.5 | 19.11 | 0.92 | 4000 | 83
PAP3XX5N | Luxul Technology Inc. | Luxul | G-Lux T8 4ft LXBP-18.5W 840-9 | Linear Replacement Lamp | Four-Foot | Internal Driver Lamp-Style Retrofit Kits (UL Type B) | Standard | FALSE | [9 empty] | 42671 |  |  | No |  | 4 | 2405 | 130 | 18.5 | 7.81 | 0.92 | 4000 | 83
P6J7P5X9 | Luxul Technology Inc. | Luxul | G-Lux T8 4ft LXBP-12.5W 840-2 | Linear Replacement Lamp | Four-Foot | Internal Driver Lamp-Style Retrofit Kits (UL Type B) | Standard | FALSE | [9 empty] | 42671 |  |  | No |  | 3.1 | 1750 | 132 | 12.5 | 20 | 0.9 | 4000 | 83
PXYKJ37D | Luxul Technology Inc. | Luxul | G-Lux T5HO 4ft LX1-22.5W-840-9 | Linear Replacement Lamp | Four-Foot | Replacement Lamps (plug and play) (UL Type A) | Standard | FALSE | [9 empty] | 42671 |  |  | No |  | 3.1 | 2856 | 112 | 25.5 | 17.29 | 0.96 | 4000 | 83
PUNNGG21 | Luxul Technology Inc. | Luxul | G-Lux T5HO 4ft LX1-25.5W-840-9 | Linear Replacement Lamp | Four-Foot | Replacement Lamps (plug and play) (UL Type A) | Standard | FALSE | [9 empty] | 42671 |  |  | No |  | 3.1 | 3192 | 112 | 28.5 | 16.34 | 0.97 | 4000 | 83
PCNDQFYT | Luxul Technology Inc. | Luxul | G-Lux T8 4ft LX2-13W 840-9 | Linear Replacement Lamp | Four-Foot | Replacement Lamps (plug and play) (UL Type A) | Standard | FALSE | [9 empty] | 42671 |  |  | No |  | 4 | 1900 | 112 | 16 | 12.41 | 0.97 | 4000 | 83
P1JBS7AR | Luxul Technology Inc. | Luxul | G-Lux T8 4ft LX2-15W 840-9 | Linear Replacement Lamp | Four-Foot | Replacement Lamps (plug and play) (UL Type A) | Standard | FALSE | [9 empty] | 42671 |  |  | No |  | 4 | 2100 | 112 | 18 | 11.26 | 0.99 | 4000 | 83
P74TJ13K | Luxul Technology Inc. | Luxul | G-Lux T8 4ft LXBP-13.5W 835-9 | Linear Replacement Lamp | Four-Foot | Internal Driver Lamp-Style Retrofit Kits (UL Type B) | Standard | FALSE | [9 empty] | 42671 |  |  | No |  | 4 | 1687.5 | 125 | 13.5 | 19.11 | 0.92 | 3500 | 83
PFCGVRUU | Luxul Technology Inc. | Luxul | G-Lux T8 4ft LXBP-18.5W 835-9 | Linear Replacement Lamp | Four-Foot | Internal Driver Lamp-Style Retrofit Kits (UL Type B) | Standard | FALSE | [9 empty] | 42671 |  |  | No |  | 4 | 2312.5 | 125 | 18.5 | 7.81 | 0.92 | 3500 | 83
P7CHYGDR | Luxul Technology Inc. | Luxul | G-Lux T8 4ft LXBP-12.5W 835-2 | Linear Replacement Lamp | Four-Foot | Internal Driver Lamp-Style Retrofit Kits (UL Type B) | Standard | FALSE | [9 empty] | 42671 |  |  | No |  | 3.1 | 1650 | 125 | 12.5 | 20 | 0.9 | 3500 | 83
PDSX9Q4S | Luxul Technology Inc. | Luxul | G-Lux T8 4ft LX2-13W 835-9 | Linear Replacement Lamp | Four-Foot | Replacement Lamps (plug and play) (UL Type A) | Standard | FALSE | [9 empty] | 42671 |  |  | No |  | 4 | 1800 | 110 | 16 | 12.41 | 0.97 | 3500 | 83
PGT2Q148 | Luxul Technology Inc. | Luxul | G-Lux T8 4ft LX2-15W 835-9 | Linear Replacement Lamp | Four-Foot | Replacement Lamps (plug and play) (UL Type A) | Standard | FALSE | [9 empty] | 42671 |  |  | No |  | 4 | 2000 | 110 | 18 | 11.26 | 0.99 | 3500 | 83
P3JNX8K4 | Shenzhen MTC Optronics Co. Ltd | BMTC | T8-016T076UD-18 | Linear Replacement Lamp | Four-Foot | Internal Driver Lamp-Style Retrofit Kits (UL Type B) | Standard | FALSE | [9 empty] | 42671 | Not Dimmable | Not Dimmable | No |  | 4 | 2080 | 130 | 16 | 20 | 0.9 | 5000 | 80
P7XYAYWE | Shenzhen MTC Optronics Co. Ltd | BMTC | T8-014T076UD-18 | Linear Replacement Lamp | Four-Foot | Internal Driver Lamp-Style Retrofit Kits (UL Type B) | Standard | FALSE | [9 empty] | 42671 | Not Dimmable | Not Dimmable | No |  | 4 | 1848 | 132 | 14 | 20 | 0.9 | 5000 | 80
P9MUWC8H | Shenzhen MTC Optronics Co. Ltd | BMTC | T8-016T076UN-18 | Linear Replacement Lamp | Four-Foot | Internal Driver Lamp-Style Retrofit Kits (UL Type B) | Standard | FALSE | [9 empty] | 42671 | Not Dimmable | Not Dimmable | No |  | 4 | 2080 | 130 | 16 | 20 | 0.9 | 4000 | 80
PBX8VJSN | Shenzhen MTC Optronics Co. Ltd | BMTC | T8-014T076UN-18 | Linear Replacement Lamp | Four-Foot | Internal Driver Lamp-Style Retrofit Kits (UL Type B) | Standard | FALSE | [9 empty] | 42671 | Not Dimmable | Not Dimmable | No |  | 4 | 1848 | 132 | 14 | 20 | 0.9 | 4000 | 80
P5NAMUZW | Globalux Lighting | GlobaLux | LHT8-18-830-F | Linear Replacement Lamp | Four-Foot | Replacement Lamps (plug and play) (UL Type A) | Standard | TRUE | 2108.773 | 101.58 | 20.76 | 10.82 | 0.9921 | 2952 | 81.1 | 5 | 50000 | 42670 |  |  | No |  | 3.1 | 2100 | 117 | 18 | 12 | 0.9 | 3000 | 80
PMB2GZEZ | Shenzhen Victory Lighting Co. Ltd | Victory Lighting | WYP718-T8-4ft-24 | Linear Replacement Lamp | Four-Foot | Internal Driver Lamp-Style Retrofit Kits (UL Type B) | Standard | TRUE | 2951 | 120.4 | 24.5 | 19.6 | 0.947 | 4426 | 82 | 5 | 50000 | 42670 |  |  | No |  | 4 | 2951 | 120.4 | 24.5 | 19.6 | 0.95 | 4426 | 82
P2G39779 | JIAXING SUPER LIGHTING ELECTRIC APPLIANCE CO.LTD | SUPER | T8L-EXZM13-2200-4ft-ABA-00 | Linear Replacement Lamp | Four-Foot | 2-lamp External Driver Lamp-Style Retrofit Kits (UL Type C) | Standard | TRUE | 2260.72 | 126.58 | 17.86 | 5.47 | 0.9243 | 3091 | 84.3 | 5 | 50000 | 42670 |  |  | No |  | 4 | 2100 | 120 | 17.5 | 20 | 0.9 | 3000 | 82
P67H67UX | Shenzhen Victory Lighting Co. Ltd | Victory Lighting | WYP718-T8-4ft-18 | Linear Replacement Lamp | Four-Foot | Internal Driver Lamp-Style Retrofit Kits (UL Type B) | Standard | TRUE | 2293 | 118.7 | 19.3 | 11 | 0.911 | 4424 | 82 | 5 | 50000 | 42670 |  |  | No |  | 4 | 2293 | 118.7 | 19.3 | 11 | 0.91 | 4424 | 82
PGC1DATH | JIAXING SUPER LIGHTING ELECTRIC APPLIANCE CO.LTD | SUPER | T8L-EXZM13-2200-4ft-EBA-00 | Linear Replacement Lamp | Four-Foot | 2-lamp External Driver Lamp-Style Retrofit Kits (UL Type C) | Standard | FALSE | [9 empty] | 42670 |  |  | No |  | 4 | 2200 | 125 | 17.5 | 20 | 0.9 | 5000 | 82
PJ174NPS | JIAXING SUPER LIGHTING ELECTRIC APPLIANCE CO.LTD | SUPER | T8L-EXZM13-2200-4ft-DBA-00 | Linear Replacement Lamp | Four-Foot | 2-lamp External Driver Lamp-Style Retrofit Kits (UL Type C) | Standard | FALSE | [9 empty] | 42670 |  |  | No |  | 4 | 2200 | 125 | 17.5 | 20 | 0.9 | 4500 | 82
PKX8G6TP | JIAXING SUPER LIGHTING ELECTRIC APPLIANCE CO.LTD | SUPER | T8L-EXZM13-2200-4ft-CBA-00 | Linear Replacement Lamp | Four-Foot | 2-lamp External Driver Lamp-Style Retrofit Kits (UL Type C) | Standard | FALSE | [9 empty] | 42670 |  |  | No |  | 4 | 2200 | 125 | 17.5 | 20 | 0.9 | 4000 | 82
PRF86C9V | JIAXING SUPER LIGHTING ELECTRIC APPLIANCE CO.LTD | SUPER | T8L-EXZM13-2200-4ft-BBA-00 | Linear Replacement Lamp | Four-Foot | 2-lamp External Driver Lamp-Style Retrofit Kits (UL Type C) | Standard | FALSE | [9 empty] | 42670 |  |  | No |  | 4 | 2100 | 120 | 17.5 | 20 | 0.9 | 3500 | 82
PURNHYVX | Globalux Lighting | GlobaLux | LHT8-18-850-F | Linear Replacement Lamp | Four-Foot | Replacement Lamps (plug and play) (UL Type A) | Standard | FALSE | [9 empty] | 42670 |  |  | No |  | 3.1 | 2200 | 122 | 18 | 12 | 0.9 | 5000 | 80
PK6T1ME9 | Globalux Lighting | GlobaLux | LHT8-18-845-F | Linear Replacement Lamp | Four-Foot | Replacement Lamps (plug and play) (UL Type A) | Standard | FALSE | [9 empty] | 42670 |  |  | No |  | 3.1 | 2100 | 117 | 18 | 12 | 0.9 | 4500 | 80
PT6CKKB1 | Globalux Lighting | GlobaLux | LHT8-18-840-F | Linear Replacement Lamp | Four-Foot | Replacement Lamps (plug and play) (UL Type A) | Standard | FALSE | [9 empty] | 42670 |  |  | No |  | 3.1 | 2100 | 117 | 18 | 12 | 0.9 | 4000 | 80
PXUM8H4N | Globalux Lighting | GlobaLux | LHT8-18-835-F | Linear Replacement Lamp | Four-Foot | Replacement Lamps (plug and play) (UL Type A) | Standard | FALSE | [9 empty] | 42670 |  |  | No |  | 3.1 | 2100 | 117 | 18 | 12 | 0.9 | 3500 | 80
P1CU9PUY | Shenzhen MTC Optronics Co. Ltd | BMTC? | T8-018T096UW-18 | Linear Replacement Lamp | Four-Foot | Replacement Lamps (plug and play) (UL Type A) | Standard | TRUE | 2527.8 | 131.04 | 19.29 | 6.34 | 0.9915 | 2912 | 82.7 | 5 | 50000 | 42669 |  |  | No |  | 4 | 2340 | 130 | 18 | 6.34 | 0.99 | 3000 | 80
P2Q9CZWJ | Shenzhen MTC Optronics Co. Ltd | BMTC | T8-012T076UW-18 | Linear Replacement Lamp | Four-Foot | Internal Driver Lamp-Style Retrofit Kits (UL Type B) | Standard | TRUE | 1532.7 | 130.75 | 11.72 | 8.81 | 0.9886 | 2935 | 82.4 | 5 | 50000 | 42669 |  |  | No |  | 4 | 1600 | 133 | 12 | 20 | 0.9 | 3000 | 80
P7HP8K4G | JIAXING SUPER LIGHTING ELECTRIC APPLIANCE CO.LTD | SUPER | T8L-IDFH13-1800-4ft-ABA-20 | Linear Replacement Lamp | Four-Foot | Internal Driver Lamp-Style Retrofit Kits (UL Type B) | Standard | TRUE | 1748 | 145.9 | 11.98 | 13.49 | 0.9061 | 3103 | 83 | 5 | 50000 | 42669 |  |  | No |  | 4 | 1700 | 140 | 11.5 | 15.46 | 0.9061 | 3000 | 82
P7XDGY7K | JIAXING SUPER LIGHTING ELECTRIC APPLIANCE CO.LTD | SUPER | T8L-IDFH13-1800-4ft-EBA-20 | Linear Replacement Lamp | Four-Foot | Internal Driver Lamp-Style Retrofit Kits (UL Type B) | Standard | FALSE | [9 empty] | 42669 |  |  | No |  | 4 | 1800 | 150 | 11.5 | 17.04 | 0.9073 | 5000 | 82
PE58BPW3 | JIAXING SUPER LIGHTING ELECTRIC APPLIANCE CO.LTD | SUPER | T8L-IDFH13-1800-4ft-DBA-20 | Linear Replacement Lamp | Four-Foot | Internal Driver Lamp-Style Retrofit Kits (UL Type B) | Standard | FALSE | [9 empty] | 42669 |  |  | No |  | 4 | 1800 | 150 | 11.5 | 15.46 | 0.9061 | 4500 | 82
PH1BYCAA | JIAXING SUPER LIGHTING ELECTRIC APPLIANCE CO.LTD | SUPER | T8L-IDFH13-1800-4ft-CBA-20 | Linear Replacement Lamp | Four-Foot | Internal Driver Lamp-Style Retrofit Kits (UL Type B) | Standard | FALSE | [9 empty] | 42669 |  |  | No |  | 4 | 1800 | 150 | 11.5 | 15.46 | 0.9061 | 4000 | 82
PMQ3H1VF | JIAXING SUPER LIGHTING ELECTRIC APPLIANCE CO.LTD | SUPER | T8L-IDFH13-1800-4ft-BBA-20 | Linear Replacement Lamp | Four-Foot | Internal Driver Lamp-Style Retrofit Kits (UL Type B) | Standard | FALSE | [9 empty] | 42669 |  |  | No |  | 4 | 1700 | 140 | 11.5 | 15.46 | 0.9061 | 3500 | 82
PTGT3V2H | Shenzhen MTC Optronics Co. Ltd | BMTC | T8-012T076UD-18 | Linear Replacement Lamp | Four-Foot | Internal Driver Lamp-Style Retrofit Kits (UL Type B) | Standard | FALSE | [9 empty] | 42669 | Not Dimmable | Not Dimmable | No |  | 4 | 1600 | 133 | 12 | 20 | 0.9 | 5000 | 80
PY5MZC4K | Shenzhen MTC Optronics Co. Ltd | BMTC? | T8-018T096UD-18 | Linear Replacement Lamp | Four-Foot | Replacement Lamps (plug and play) (UL Type A) | Standard | FALSE | [9 empty] | 42669 | Not Dimmable | Not Dimmable | No |  | 4 | 2340 | 130 | 18 | 6.34 | 0.99 | 5000 | 80
PNYEHTWZ | Shenzhen MTC Optronics Co. Ltd | BMTC | T8-012T076UN-18 | Linear Replacement Lamp | Four-Foot | Internal Driver Lamp-Style Retrofit Kits (UL Type B) | Standard | FALSE | [9 empty] | 42669 | Not Dimmable | Not Dimmable | No |  | 4 | 1600 | 133 | 12 | 20 | 0.9 | 4000 | 80
PYMBUVGV | Shenzhen MTC Optronics Co. Ltd | BMTC? | T8-018T096UN-18 | Linear Replacement Lamp | Four-Foot | Replacement Lamps (plug and play) (UL Type A) | Standard | FALSE | [9 empty] | 42669 | Not Dimmable | Not Dimmable | No |  | 4 | 2340 | 130 | 18 | 6.34 | 0.99 | 4000 | 80
P8RTJG29 | Shenzhen MTC Optronics Co. Ltd | BMTC? | T8-015T096UW-18 | Linear Replacement Lamp | Four-Foot | Replacement Lamps (plug and play) (UL Type A) | Standard | TRUE | 2220.1 | 132.97 | 16.7 | 7.36 | 0.9903 | 2906 | 82.8 | 5 | 50000 | 42668 |  |  | No |  | 4 | 1950 | 130 | 15 | 7.36 | 0.99 | 3000 | 80
PQU1P41K | APEX LED | APEX LED | APEX-BP-EPE(3000K) | Linear Replacement Lamp | Four-Foot | Internal Driver Lamp-Style Retrofit Kits (UL Type B) | Standard | TRUE | 2198 | 119.09 | 18.46 | 20.6 | 0.953 | 3086 | 84 | 5 | 50000 | 42668 |  |  | NotYetVerified | Internal Driver | 3 | 2200 | 122 | 18 |  | 0.95 | 3000 | 80
PAJH9ZJY | APEX LED | APEX LED | APEX-PNP-EPE(3000K) | Linear Replacement Lamp | Four-Foot | Replacement Lamps (plug and play) (UL Type A) | Standard | TRUE | 2236 | 117.13 | 19.09 | 14.96 | 0.9014 | 2959 | 81.1 | 5 | 50000 | 42668 |  |  | No |  | 3.1 | 2236 | 117.13 | 19.09 | 14.96 | 0.9014 | 3000 | 81.1
PKAJKPHJ | APEX LED | APEX LED | APEX-BP-EPE(5000K) | Linear Replacement Lamp | Four-Foot | Internal Driver Lamp-Style Retrofit Kits (UL Type B) | Standard | FALSE | [9 empty] | 42668 |  |  | NotYetVerified | Internal Driver | 3 | 2200 | 122 | 18 |  | 0.95 | 5000 | 80
PAS9UY3U | APEX LED | APEX LED | APEX-PNP-EPE(5000K) | Linear Replacement Lamp | Four-Foot | Replacement Lamps (plug and play) (UL Type A) | Standard | FALSE | [9 empty] | 42668 |  |  | No |  | 3.1 | 2332 | 122.03 | 19.11 | 14.14 | 0.902 | 5000 | 83.4
PGS1N5V1 | APEX LED | APEX LED | APEX-BP-EPE(4500K) | Linear Replacement Lamp | Four-Foot | Internal Driver Lamp-Style Retrofit Kits (UL Type B) | Standard | FALSE | [9 empty] | 42668 |  |  | NotYetVerified | Internal Driver | 3 | 2200 | 122 | 18 |  | 0.95 | 4500 | 80
P6B1JNPC | APEX LED | APEX LED | APEX-PNP-EPE(4500K) | Linear Replacement Lamp | Four-Foot | Replacement Lamps (plug and play) (UL Type A) | Standard | FALSE | [9 empty] | 42668 |  |  | No |  | 3.1 | 2308 | 120.84 | 19.1 | 14.96 | 0.9014 | 4500 | 81.1
P633RCRD | APEX LED | APEX LED | APEX-BP-EPE(4000K) | Linear Replacement Lamp | Four-Foot | Internal Driver Lamp-Style Retrofit Kits (UL Type B) | Standard | FALSE | [9 empty] | 42668 |  |  | NotYetVerified | Internal Driver | 3 | 2200 | 122 | 18 |  | 0.95 | 4000 | 80
PZMAXETE | APEX LED | APEX LED | APEX-PNP-EPE(4000K) | Linear Replacement Lamp | Four-Foot | Replacement Lamps (plug and play) (UL Type A) | Standard | FALSE | [9 empty] | 42668 |  |  | No |  | 3.1 | 2284 | 119.58 | 19.1 | 14.96 | 0.9014 | 4000 | 81.1
PYYPNNYZ | APEX LED | APEX LED | APEX-BP-EPE(3500K) | Linear Replacement Lamp | Four-Foot | Internal Driver Lamp-Style Retrofit Kits (UL Type B) | Standard | FALSE | [9 empty] | 42668 |  |  | NotYetVerified | Internal Driver | 3 | 2200 | 122 | 18 |  | 0.95 | 3500 | 80
P13948F2 | APEX LED | APEX LED | APEX-PNP-EPE(3500K) | Linear Replacement Lamp | Four-Foot | Replacement Lamps (plug and play) (UL Type A) | Standard | FALSE | [9 empty] | 42668 |  |  | No |  | 3.1 | 2260 | 118.32 | 19.1 | 14.96 | 0.9014 | 3500 | 81.1
PQ6A2D4Q | Shenzhen MTC Optronics Co. Ltd | BMTC? | T8-015T096UD-18 | Linear Replacement Lamp | Four-Foot | Replacement Lamps (plug and play) (UL Type A) | Standard | FALSE | [9 empty] | 42668 | Not Dimmable | Not Dimmable | No |  | 4 | 1950 | 130 | 15 | 7.36 | 0.99 | 5000 | 80
PCDJKFP4 | Shenzhen MTC Optronics Co. Ltd | BMTC? | T8-015T096UN-18 | Linear Replacement Lamp | Four-Foot | Replacement Lamps (plug and play) (UL Type A) | Standard | FALSE | [9 empty] | 42668 | Not Dimmable | Not Dimmable | No |  | 4 | 1950 | 130 | 15 | 7.36 | 0.99 | 4000 | 80
PG9PR8QR | Magic Lighting Inc | Magic Lighting | KL-N4T8DF-18W(3000K) | Linear Replacement Lamp | Four-Foot | Replacement Lamps (plug and play) (UL Type A) | Standard | TRUE | 2283 | 122.68 | 18.61 | 14.57 | 0.9355 | 2923 | 81 | 5 | 50000 | 42667 |  |  | No |  | 3.1 | 2283 | 122.68 | 18.61 | 14.57 | 0.9355 | 3000 | 81
PN8AHBXT | JIAXING SUPER LIGHTING ELECTRIC APPLIANCE CO.LTD | SUPER | T8L-IDFH13-2200-4ft-ABA-20 | Linear Replacement Lamp | Four-Foot | Internal Driver Lamp-Style Retrofit Kits (UL Type B) | Standard | TRUE | 2116 | 143.1 | 14.79 | 14.67 | 0.9051 | 3090 | 82.8 | 5 | 50000 | 42667 |  |  | No |  | 4 | 2100 | 140 | 14.5 | 15.8 | 0.9051 | 3000 | 82
PZUVTABU | Magic Lighting Inc | Magic Lighting | KL-T8-A4FBP-18W(3000K) | Linear Replacement Lamp | Four-Foot | Internal Driver Lamp-Style Retrofit Kits (UL Type B) | Standard | TRUE | 2151 | 119.24 | 18.04 | 16.06 | 0.9017 | 3074 | 82.1 | 5 | 50000 | 42667 |  |  | No |  | 3.1 | 2151 | 119.24 | 18.04 | 16.06 | 0.9017 | 3000 | 82.1
PHKAF8FZ | Magic Lighting Inc | Magic Lighting | KL-N4T8VHO-15W(3000K) | Linear Replacement Lamp | Four-Foot | Internal Driver Lamp-Style Retrofit Kits (UL Type B) | Standard | TRUE | 2033 | 133.82 | 14.76 | 12.79 | 0.901 | 2970 | 81.9 | 5 | 50000 | 42667 |  |  | No |  | 3.1 | 2004 | 135.74 | 14.76 | 12.79 | 0.901 | 3000 | 81.9
PUNZK4A8 | JIAXING SUPER LIGHTING ELECTRIC APPLIANCE CO.LTD | SUPER | T8L-IDFH13-2200-4ft-EBA-20 | Linear Replacement Lamp | Four-Foot | Internal Driver Lamp-Style Retrofit Kits (UL Type B) | Standard | FALSE | [9 empty] | 42667 |  |  | No |  | 4 | 2200 | 150 | 14.5 | 15.53 | 0.9091 | 5000 | 82
PKMSYKSH | JIAXING SUPER LIGHTING ELECTRIC APPLIANCE CO.LTD | SUPER | T8L-IDFH13-2200-4ft-DBA-20 | Linear Replacement Lamp | Four-Foot | Internal Driver Lamp-Style Retrofit Kits (UL Type B) | Standard | FALSE | [9 empty] | 42667 |  |  | No |  | 4 | 2200 | 150 | 14.5 | 15.8 | 0.9051 | 4500 | 82
PRCGKBWC | JIAXING SUPER LIGHTING ELECTRIC APPLIANCE CO.LTD | SUPER | T8L-IDFH13-2200-4ft-CBA-20 | Linear Replacement Lamp | Four-Foot | Internal Driver Lamp-Style Retrofit Kits (UL Type B) | Standard | FALSE | [9 empty] | 42667 |  |  | No |  | 4 | 2200 | 150 | 14.5 | 15.8 | 0.9051 | 4000 | 82
PHRUMMD2 | JIAXING SUPER LIGHTING ELECTRIC APPLIANCE CO.LTD | SUPER | T8L-IDFH13-2200-4ft-BBA-20 | Linear Replacement Lamp | Four-Foot | Internal Driver Lamp-Style Retrofit Kits (UL Type B) | Standard | FALSE | [9 empty] | 42667 |  |  | No |  | 4 | 2100 | 140 | 14.5 | 15.8 | 0.9051 | 3500 | 82
P49SCUCT | Magic Lighting Inc | Magic Lighting | KL-N4T8VHO-15W(5000K) | Linear Replacement Lamp | Four-Foot | Internal Driver Lamp-Style Retrofit Kits (UL Type B) | Standard | FALSE | [9 empty] | 42667 | Not Dimmable | Not Dimmable | No |  | 3.1 | 2120 | 142.95 | 14.83 | 12.61 | 0.9007 | 5000 | 83.9
P77Q9QPW | Magic Lighting Inc | Magic Lighting | KL-T8-A4FBP-18W(5000K) | Linear Replacement Lamp | Four-Foot | Internal Driver Lamp-Style Retrofit Kits (UL Type B) | Standard | FALSE | [9 empty] | 42667 | Not Dimmable | Not Dimmable | No |  | 3.1 | 2220 | 122.11 | 18.18 | 16.29 | 0.9011 | 5000 | 83.6
PJF95EKA | Magic Lighting Inc | Magic Lighting | KL-N4T8DF-18W(5000K) | Linear Replacement Lamp | Four-Foot | Replacement Lamps (plug and play) (UL Type A) | Standard | FALSE | [9 empty] | 42667 | Not Dimmable | Not Dimmable | No |  | 3.1 | 2357 | 126.72 | 18.6 | 14.65 | 0.9319 | 5000 | 83
P4THQ3T6 | Magic Lighting Inc | Magic Lighting | KL-T8-A4FBP-18W(4000K) | Linear Replacement Lamp | Four-Foot | Internal Driver Lamp-Style Retrofit Kits (UL Type B) | Standard | FALSE | [9 empty] | 42667 | Not Dimmable | Not Dimmable | No |  | 3.1 | 2186 | 120.68 | 18.11 | 16.06 | 0.9017 | 4000 | 82.1
PFAF9AH4 | Magic Lighting Inc | Magic Lighting | KL-N4T8VHO-15W(4000K) | Linear Replacement Lamp | Four-Foot | Internal Driver Lamp-Style Retrofit Kits (UL Type B) | Standard | FALSE | [9 empty] | 42667 | Not Dimmable | Not Dimmable | No |  | 3.1 | 2062 | 139.35 | 14.8 | 12.79 | 0.901 | 4000 | 81.9
PRKXQTH2 | Magic Lighting Inc | Magic Lighting | KL-N4T8DF-18W(4000K) | Linear Replacement Lamp | Four-Foot | Replacement Lamps (plug and play) (UL Type A) | Standard | FALSE | [9 empty] | 42667 | Not Dimmable | Not Dimmable | No |  | 3.1 | 2320 | 124.7 | 18.61 | 14.57 | 0.9355 | 4000 | 81
P3PJNV5D | Xiamen Bymea Lighting Co. Ltd | BYMEA | T08J01-40H2 | Linear Replacement Lamp | Four-Foot | Replacement Lamps (plug and play) (UL Type A) | Standard | TRUE | 2449.3 | 140.93 | 17.38 | 7.21 | 0.9772 | 3889 | 84.2 | 5 | 50000 | 42664 |  |  | No |  | 4 | 2200 | 147 | 15 | 7 | 1 | 4000 | 80
P31HEG7H | Xiamen Bymea Lighting Co. Ltd | BYMEA | T08J11-40H2 | Linear Replacement Lamp | Four-Foot | Replacement Lamps (plug and play) (UL Type A) | Standard | TRUE | 2016.2 | 139.76 | 14.43 | 11.04 | 0.9604 | 3885 | 84.6 | 5 | 50000 | 42664 |  |  | No |  | 4 | 1800 | 150 | 12 | 11 | 1 | 4000 | 80
PUUCFRRN | YANKON LIGHTING INC. | Yankon | YGA05A21-T8-18W-840-5 | Linear Replacement Lamp | Four-Foot | Internal Driver Lamp-Style Retrofit Kits (UL Type B) | Standard | TRUE | 2476 | 142.22 | 17.41 | 17.61 | 0.9115 | 4073 | 82.4 | 5 | 50000 | 42664 |  |  | No |  | 4 | 2476 | 142.22 | 17.41 | 17.61 | 0.91 | 4000 | 82.4
PDDHM7KW | Shenzhen 3NLED Lighting Co.Ltd. | 3NlED | SNT8B-12S | Linear Replacement Lamp | Four-Foot | Internal Driver Lamp-Style Retrofit Kits (UL Type B) | Standard | TRUE | 2610.2 | 147.63 | 17.68 | 23.06 | 0.8996 | 4891 | 84.7 | 5 | 50000 | 42664 |  |  | No |  | 4 | 2700 | 150 | 18 | 23 | 0.9 | 5000 | 80
P4H12A5B | Xiamen Bymea Lighting Co. Ltd | BYMEA | T08J31-40H2 | Linear Replacement Lamp | Four-Foot | Internal Driver Lamp-Style Retrofit Kits (UL Type B) | Standard | TRUE | 2113.3 | 154.7 | 13.66 | 23.49 | 0.8763 | 3887 | 84 | 5 | 50000 | 42664 |  |  | No |  | 4 | 1900 | 136 | 14 | 20 | 1 | 4000 | 80
PGN86GT8 | Xiamen Bymea Lighting Co. Ltd | BYMEA | T08J31-50H2 | Linear Replacement Lamp | Four-Foot | Internal Driver Lamp-Style Retrofit Kits (UL Type B) | Standard | FALSE | [9 empty] | 42664 | Not Dimmable | Not Dimmable | No |  | 4 | 1900 | 136 | 14 | 20 | 0.96 | 5000 | 80
P97QDGEK | Xiamen Bymea Lighting Co. Ltd | BYMEA | T08J11-50H2 | Linear Replacement Lamp | Four-Foot | Replacement Lamps (plug and play) (UL Type A) | Standard | FALSE | [9 empty] | 42664 | Not Dimmable | Not Dimmable | No |  | 4 | 1800 | 150 | 12 | 11 | 1 | 5000 | 80
PCJWHZ2Q | Xiamen Bymea Lighting Co. Ltd | BYMEA | T08J01-50H2 | Linear Replacement Lamp | Four-Foot | Replacement Lamps (plug and play) (UL Type A) | Standard | FALSE | [9 empty] | 42664 | Not Dimmable | Not Dimmable | No |  | 4 | 2200 | 147 | 15 | 7 | 1 | 5000 | 80
PYQSH9XA | Xiamen Bymea Lighting Co. Ltd | BYMEA | T08J31-45H2 | Linear Replacement Lamp | Four-Foot | Internal Driver Lamp-Style Retrofit Kits (UL Type B) | Standard | FALSE | [9 empty] | 42664 | Not Dimmable | Not Dimmable | No |  | 4 | 1900 | 136 | 14 | 20 | 1 | 4500 | 80
P4YY3UJ3 | Xiamen Bymea Lighting Co. Ltd | BYMEA | T08J11-45H2 | Linear Replacement Lamp | Four-Foot | Replacement Lamps (plug and play) (UL Type A) | Standard | FALSE | [9 empty] | 42664 | Not Dimmable | Not Dimmable | No |  | 4 | 1800 | 150 | 12 | 11 | 1 | 4500 | 80
PBFWX2FV | Xiamen Bymea Lighting Co. Ltd | BYMEA | T08J01-45H2 | Linear Replacement Lamp | Four-Foot | Replacement Lamps (plug and play) (UL Type A) | Standard | FALSE | [9 empty] | 42664 | Not Dimmable | Not Dimmable | No |  | 4 | 2200 | 147 | 15 | 7 | 1 | 4500 | 80
P82A16AY | YANKON LIGHTING INC. | Yankon | YGA05A21-T8-18W-850-5 | Linear Replacement Lamp | Four-Foot | Internal Driver Lamp-Style Retrofit Kits (UL Type B) | Standard | FALSE | [9 empty] | 42664 | Not Dimmable | Not Dimmable | No |  | 4 | 2582 | 147.29 | 17.53 | 17.65 | 0.91 | 5000 | 81.3
P6PUM2NW | Ledsion Lighting Technology CO.LTD | LEDSION | LS-SMDT8-20WABF30K | Linear Replacement Lamp | Four-Foot | Dual Mode Internal Driver (UL Type A and Type B) | Standard | TRUE | 2395 | 114.8 | 20.86 | 5.79 | 0.9799 | 2887 | 81.9 | 5 | 50000 | 42663 |  |  | NotYetVerified | Product updated 9/21/2016 | 4 | 2600 | 130 | 20 | 5.79 | 0.9 | 3000 | 80
PRF7SRVS | Ledsion Lighting Technology CO.LTD | LEDSION | LS-SMDT8-20WABC30K | Linear Replacement Lamp | Four-Foot | Dual Mode Internal Driver (UL Type A and Type B) | Standard | TRUE | 2589.3 | 124.41 | 20.81 | 5.83 | 0.9791 | 2898 | 81.8 | 5 | 50000 | 42663 |  |  | NotYetVerified | Product updated 9/21/2016 | 4 | 2600 | 130 | 20 | 20 | 0.9 | 3000 | 80
PDJUB75Z | Ledsion Lighting Technology CO.LTD | LEDSION | LS-SMDT8-16WABC30K | Linear Replacement Lamp | Four-Foot | Dual Mode Internal Driver (UL Type A and Type B) | Standard | TRUE | 2195.5 | 123.34 | 17.8 | 7.7 | 0.9727 | 2896 | 81.9 | 5 | 50000 | 42663 |  |  | NotYetVerified |  | 4 | 2250 | 125 | 18 | 7.7 | 0.9 | 3000 | 80
P8E69RQX | Ledsion Lighting Technology CO.LTD | LEDSION | LS-SMDT8-16WABF30K | Linear Replacement Lamp | Four-Foot | Dual Mode Internal Driver (UL Type A and Type B) | Standard | TRUE | 2034.7 | 114.76 | 17.73 | 7.63 | 0.9727 | 2884 | 81.9 | 5 | 50000 | 42663 |  |  | NotYetVerified |  | 4 | 2160 | 120 | 18 | 7.63 | 0.9 | 3000 | 80
P94TMMVB | Ledsion Lighting Technology CO.LTD | LEDSION | LS-SMDT8-22WBC30K | Linear Replacement Lamp | Four-Foot | Internal Driver Lamp-Style Retrofit Kits (UL Type B) | Standard | TRUE | 2736 | 126.37 | 21.65 | 15.68 | 0.9508 | 2984 | 83.2 | 5 | 50000 | 42663 |  |  | No |  | 4 | 2750 | 125 | 22 | 15.68 | 0.95 | 3000 | 83.2
PFPVCPSP | Ledsion Lighting Technology CO.LTD | LEDSION | LS-SMDT8-22WBF30K | Linear Replacement Lamp | Four-Foot | Internal Driver Lamp-Style Retrofit Kits (UL Type B) | Standard | TRUE | 2648 | 122.37 | 21.64 | 15.72 | 0.9504 | 2937 | 82 | 5 | 50000 | 42663 |  |  | No |  | 4 | 2640 | 120 | 22 | 15.72 | 0.95 | 3000 | 82
PHNTTQXR | Ledsion Lighting Technology CO.LTD | LEDSION | LS-SMDT8-18WBF30K | Linear Replacement Lamp | Four-Foot | Internal Driver Lamp-Style Retrofit Kits (UL Type B) | Standard | TRUE | 2144 | 120.31 | 17.82 | 17.57 | 0.9504 | 2929 | 82.5 | 5 | 50000 | 42663 |  |  | No |  | 4 | 2160 | 120 | 18 | 17.57 | 0.95 | 3000 | 82.5
PM7MNP3Y | Shenzhen Syhdee Co.Ltd. | SYHDEE | SYH-GT08-EP1212D-1(3000K) | Linear Replacement Lamp | Four-Foot | 2-lamp External Driver Lamp-Style Retrofit Kits (UL Type C) | Standard | TRUE | 1650.636 | 135.298 | 12.2 | 14.3 | 0.941 | 2913 | 81.5 | 5 | 50000 | 42663 |  |  | No |  | 4 | 1650.6 | 135.2 | 12.2 | 14.3 | 0.94 | 2913 | 81.5
PJ4CJEKM | Hyperikon Inc. | Hyperikon | HyperBC90-4C-40 | Linear Replacement Lamp | Four-Foot | Dual Mode Internal Driver (UL Type A and Type B) | Standard | TRUE | 2057 | 115.56 | 17.8 | 15.94 | 0.9358 | 4068 | 94.7 | 5 | 50000 | 42663 |  |  | No |  | 4 | 2051 | 116.53 | 17.6 | 15.94 | 0.94 | 4000 | 94.7
PCNCDWSG | DAUER MANUFACTURING CORP | DAUER LED | LED-4T8-PARADIGM(3000K) | Linear Replacement Lamp | Four-Foot | Replacement Lamps (plug and play) (UL Type A) | Standard | TRUE | 2283 | 122.68 | 18.61 | 14.57 | 0.9355 | 2923 | 81 | 5 | 50000 | 42663 |  |  | No |  | 3.1 | 2283 | 122.68 | 18.61 | 14.57 | 0.9355 | 3000 | 81
PZ77KJWJ | Hyperikon Inc. | Hyperikon | HyperBC90-4F-40 | Linear Replacement Lamp | Four-Foot | Dual Mode Internal Driver (UL Type A and Type B) | Standard | TRUE | 1963 | 111.03 | 17.68 | 17.51 | 0.9306 | 4019 | 90.3 | 5 | 50000 | 42663 |  |  | No |  | 4 | 1963 | 111.03 | 17.68 | 17.51 | 0.93 | 4000 | 90.3
PFNNNPT4 | Ledsion Lighting Technology CO.LTD | LEDSION | LS-SMDT8-18WBC30K | Linear Replacement Lamp | Four-Foot | Internal Driver Lamp-Style Retrofit Kits (UL Type B) | Standard | TRUE | 2236 | 125.41 | 17.83 | 17.56 | 0.9297 | 2925 | 82 | 5 | 50000 | 42663 |  |  | No |  | 4 | 2250 | 125 | 18 | 17.56 | 0.93 | 3000 | 82
PYF9DE8U | Energy Focus Inc. | Energy Focus | LEDFLT5-835-426-300F | Linear Replacement Lamp | Four-Foot | Internal Driver Lamp-Style Retrofit Kits (UL Type B) | Standard | TRUE | 3128.3 | 124.95 | 25.04 | 5.61 | 0.921 | 3492 | 83.8 | 5 | 50000 | 42663 |  |  | No |  | 4 | 3128.3 | 124.95 | 25.04 | 5.61 | 0.92 | 3492 | 83.8
PCAJMU4D | Eiko Global LLC | EIKO | T8-PF-05C-30K-U | Linear Replacement Lamp | Four-Foot | Internal Driver Lamp-Style Retrofit Kits (UL Type B) | Standard | TRUE | 2570.967 | 125.413 | 20.5 | 15.1 | 0.905 | 2896 | 83.4 | 5 | 50000 | 42663 |  |  | No |  | 4 | 2570.9 | 125.4 | 20.5 | 15.1 | 0.91 | 2896 | 83.4
PR8ZBS1A | LEDone Distribution Inc. | LEDone | T8B15554A2AF | Linear Replacement Lamp | Four-Foot | Internal Driver Lamp-Style Retrofit Kits (UL Type B) | Standard | TRUE | 1940 | 134.91 | 14.38 | 13.92 | 0.9018 | 4000 | 84.1 | 5 | 50000 | 42663 |  |  | No |  | 4 | 1954 | 135.88 | 14.38 | 13.92 | 0.9006 | 4000 | 84.1
PRCKXDT6 | LEDone Distribution Inc. | LEDone | T8B15556A2AF | Linear Replacement Lamp | Four-Foot | Internal Driver Lamp-Style Retrofit Kits (UL Type B) | Standard | FALSE | [9 empty] | 42663 |  |  | No |  | 4 | 1971 | 137.93 | 14.29 | 13.47 | 0.9025 | 5000 | 84.1
PUNPVARG | Ledsion Lighting Technology CO.LTD | LEDSION | LS-SMDT8-22WBC50K | Linear Replacement Lamp | Four-Foot | Internal Driver Lamp-Style Retrofit Kits (UL Type B) | Standard | FALSE | [9 empty] | 42663 |  |  | No |  | 4 | 2860 | 130 | 22 | 15.64 | 0.95 | 5000 | 84.5
PH651KWG | Ledsion Lighting Technology CO.LTD | LEDSION | LS-SMDT8-22WBF50K | Linear Replacement Lamp | Four-Foot | Internal Driver Lamp-Style Retrofit Kits (UL Type B) | Standard | FALSE | [9 empty] | 42663 |  |  | No |  | 4 | 2750 | 125 | 22 | 15.68 | 0.95 | 5000 | 84.2
PUDD867P | Ledsion Lighting Technology CO.LTD | LEDSION | LS-SMDT8-22WBC45K | Linear Replacement Lamp | Four-Foot | Internal Driver Lamp-Style Retrofit Kits (UL Type B) | Standard | FALSE | [9 empty] | 42663 |  |  | No |  | 4 | 2860 | 130 | 22 | 15.68 | 0.95 | 4500 | 83.2
PA5S8QVS | Ledsion Lighting Technology CO.LTD | LEDSION | LS-SMDT8-22WBF45K | Linear Replacement Lamp | Four-Foot | Internal Driver Lamp-Style Retrofit Kits (UL Type B) | Standard | FALSE | [9 empty] | 42663 |  |  | No |  | 4 | 2750 | 125 | 22 | 15.72 | 0.95 | 4500 | 82
P1W8UCZF | Ledsion Lighting Technology CO.LTD | LEDSION | LS-SMDT8-22WBC40K | Linear Replacement Lamp | Four-Foot | Internal Driver Lamp-Style Retrofit Kits (UL Type B) | Standard | FALSE | [9 empty] | 42663 |  |  | No |  | 4 | 2860 | 130 | 22 | 15.68 | 0.95 | 4000 | 83.2
PGBG9D9R | Ledsion Lighting Technology CO.LTD | LEDSION | LS-SMDT8-22WBF40K | Linear Replacement Lamp | Four-Foot | Internal Driver Lamp-Style Retrofit Kits (UL Type B) | Standard | FALSE | [9 empty] | 42663 |  |  | No |  | 4 | 2750 | 125 | 22 | 15.72 | 0.95 | 4000 | 82
P7JZWSWH | Ledsion Lighting Technology CO.LTD | LEDSION | LS-SMDT8-22WBC35K | Linear Replacement Lamp | Four-Foot | Internal Driver Lamp-Style Retrofit Kits (UL Type B) | Standard | FALSE | [9 empty] | 42663 |  |  | No |  | 4 | 2750 | 125 | 22 | 15.68 | 0.95 | 3500 | 83.2
PXRGE5WX | Ledsion Lighting Technology CO.LTD | LEDSION | LS-SMDT8-22WBF35K | Linear Replacement Lamp | Four-Foot | Internal Driver Lamp-Style Retrofit Kits (UL Type B) | Standard | FALSE | [9 empty] | 42663 |  |  | No |  | 4 | 2640 | 120 | 22 | 15.72 | 0.95 | 3500 | 82
PMV9WDW5 | Shenzhen Syhdee Co.Ltd. | SYHDEE | SYH-GT08-EP1212D-1(5000K) | Linear Replacement Lamp | Four-Foot | 2-lamp External Driver Lamp-Style Retrofit Kits (UL Type C) | Standard | FALSE | [9 empty] | 42663 |  |  | No |  | 4 | 1746.8 | 142 | 12.3 | 14.8 | 0.95 | 4798 | 82.1
PE47X11M | Shenzhen Syhdee Co.Ltd. | SYHDEE | SYH-GT08-EP1212D-1(4500K) | Linear Replacement Lamp | Four-Foot | 2-lamp External Driver Lamp-Style Retrofit Kits (UL Type C) | Standard | FALSE | [9 empty] | 42663 |  |  | No |  | 4 | 1650.6 | 135.2 | 12.2 | 14.3 | 0.94 | 4500 | 81.5
PUCAJG58 | Shenzhen Syhdee Co.Ltd. | SYHDEE | SYH-GT08-EP1212D-1(4000K) | Linear Replacement Lamp | Four-Foot | 2-lamp External Driver Lamp-Style Retrofit Kits (UL Type C) | Standard | FALSE | [9 empty] | 42663 |  |  | No |  | 4 | 1650.6 | 135.2 | 12.2 | 14.3 | 0.94 | 4000 | 81.5
PB1WBGYM | Shenzhen Syhdee Co.Ltd. | SYHDEE | SYH-GT08-EP1212D-1(3500K) | Linear Replacement Lamp | Four-Foot | 2-lamp External Driver Lamp-Style Retrofit Kits (UL Type C) | Standard | FALSE | [9 empty] | 42663 |  |  | No |  | 4 | 1650.6 | 135.2 | 12.2 | 14.3 | 0.94 | 3500 | 81.5
PC6N2XQR | Hyperikon Inc. | Hyperikon | HyperBC90-4C-50 | Linear Replacement Lamp | Four-Foot | Dual Mode Internal Driver (UL Type A and Type B) | Standard | FALSE | [9 empty] | 42663 |  |  | No |  | 4 | 2092 | 118.34 | 17.68 | 16.57 | 0.94 | 5000 | 94.1
P4JJNZR1 | Hyperikon Inc. | Hyperikon | HyperBC90-4F-50 | Linear Replacement Lamp | Four-Foot | Dual Mode Internal Driver (UL Type A and Type B) | Standard | FALSE | [9 empty] | 42663 |  |  | No |  | 4 | 2035 | 113.58 | 17.92 | 18.03 | 0.93 | 5000 | 91.8
PPF1GXQ2 | Energy Focus Inc. | Energy Focus | LEDFLT5-850-426-300F | Linear Replacement Lamp | Four-Foot | Internal Driver Lamp-Style Retrofit Kits (UL Type B) | Standard | FALSE | [9 empty] | 42663 |  |  | No |  | 4 | 3153.7 | 127.61 | 24.71 | 8.31 | 0.95 | 5130 | 84.3
PXUVT489 | Energy Focus Inc. | Energy Focus | LEDFLT5-840-426-300F | Linear Replacement Lamp | Four-Foot | Internal Driver Lamp-Style Retrofit Kits (UL Type B) | Standard | FALSE | [9 empty] | 42663 |  |  | No |  | 4 | 3150 | 125 | 25.2 | 5.61 | 0.92 | 4000 | 85
PYG3ZCJA | Eiko Global LLC | EIKO | T8-PF-05C-50K-U | Linear Replacement Lamp | Four-Foot | Internal Driver Lamp-Style Retrofit Kits (UL Type B) | Standard | FALSE | [9 empty] | 42663 |  |  | No |  | 4 | 2773.8 | 136.6 | 20.3 | 15.5 | 0.91 | 4918 | 83.6
PBVR3Z77 | Ledsion Lighting Technology CO.LTD | LEDSION | LS-SMDT8-18WBF50K | Linear Replacement Lamp | Four-Foot | Internal Driver Lamp-Style Retrofit Kits (UL Type B) | Standard | FALSE | [9 empty] | 42663 | Not Dimmable | Not Dimmable | No |  | 4 | 2250 | 125 | 18 | 17.56 | 0.95 | 5000 | 84.4
PQ248YBF | Ledsion Lighting Technology CO.LTD | LEDSION | LS-SMDT8-18WBC50K | Linear Replacement Lamp | Four-Foot | Internal Driver Lamp-Style Retrofit Kits (UL Type B) | Standard | FALSE | [9 empty] | 42663 | Not Dimmable | Not Dimmable | No |  | 4 | 2340 | 130 | 18 | 17.42 | 0.93 | 5000 | 83.8
PC7DNBWD | Ledsion Lighting Technology CO.LTD | LEDSION | LS-SMDT8-20WABC50K | Linear Replacement Lamp | Four-Foot | Dual Mode Internal Driver (UL Type A and Type B) | Standard | FALSE | [9 empty] | 42663 | Not Dimmable | Not Dimmable | NotYetVerified | Product updated 9/21/2016 | 4 | 2600 | 130 | 20 | 20 | 0.9 | 5000 | 80
PUV2632F | Ledsion Lighting Technology CO.LTD | LEDSION | LS-SMDT8-16WABC50K | Linear Replacement Lamp | Four-Foot | Dual Mode Internal Driver (UL Type A and Type B) | Standard | FALSE | [9 empty] | 42663 | Not Dimmable | Not Dimmable | NotYetVerified |  | 4 | 2340 | 130 | 18 | 7.7 | 0.9 | 5000 | 80
PHNDSJ2F | Ledsion Lighting Technology CO.LTD | LEDSION | LS-SMDT8-16WABF50K | Linear Replacement Lamp | Four-Foot | Dual Mode Internal Driver (UL Type A and Type B) | Standard | FALSE | [9 empty] | 42663 | Not Dimmable | Not Dimmable | NotYetVerified |  | 4 | 2160 | 120 | 18 | 7.63 | 0.9 | 5000 | 80
PE4QVZT6 | Ledsion Lighting Technology CO.LTD | LEDSION | LS-SMDT8-20WABF50K | Linear Replacement Lamp | Four-Foot | Dual Mode Internal Driver (UL Type A and Type B) | Standard | FALSE | [9 empty] | 42663 | Not Dimmable | Not Dimmable | NotYetVerified | Product updated 9/21/2016 | 4 | 2600 | 130 | 20 | 5.79 | 0.9 | 5000 | 80
PKXFAVGN | Ledsion Lighting Technology CO.LTD | LEDSION | LS-SMDT8-18WBF45K | Linear Replacement Lamp | Four-Foot | Internal Driver Lamp-Style Retrofit Kits (UL Type B) | Standard | FALSE | [9 empty] | 42663 | Not Dimmable | Not Dimmable | No |  | 4 | 2250 | 125 | 18 | 17.57 | 0.95 | 4500 | 82.5
PZNS5RCJ | Ledsion Lighting Technology CO.LTD | LEDSION | LS-SMDT8-18WBC45K | Linear Replacement Lamp | Four-Foot | Internal Driver Lamp-Style Retrofit Kits (UL Type B) | Standard | FALSE | [9 empty] | 42663 | Not Dimmable | Not Dimmable | No |  | 4 | 2340 | 130 | 18 | 17.56 | 0.93 | 4500 | 82
PE6JMQAK | Ledsion Lighting Technology CO.LTD | LEDSION | LS-SMDT8-20WABC45K | Linear Replacement Lamp | Four-Foot | Dual Mode Internal Driver (UL Type A and Type B) | Standard | FALSE | [9 empty] | 42663 | Not Dimmable | Not Dimmable | NotYetVerified | Product updated 9/21/2016 | 4 | 2600 | 130 | 20 | 20 | 0.9 | 4500 | 80
P8NKP6Q2 | Ledsion Lighting Technology CO.LTD | LEDSION | LS-SMDT8-16WABC45K | Linear Replacement Lamp | Four-Foot | Dual Mode Internal Driver (UL Type A and Type B) | Standard | FALSE | [9 empty] | 42663 | Not Dimmable | Not Dimmable | NotYetVerified |  | 4 | 2340 | 130 | 18 | 7.7 | 0.9 | 4500 | 80
P2FTYCUH | Ledsion Lighting Technology CO.LTD | LEDSION | LS-SMDT8-16WABF45K | Linear Replacement Lamp | Four-Foot | Dual Mode Internal Driver (UL Type A and Type B) | Standard | FALSE | [9 empty] | 42663 | Not Dimmable | Not Dimmable | NotYetVerified |  | 4 | 2160 | 120 | 18 | 7.63 | 0.9 | 4500 | 80
P6HYBR7W | Ledsion Lighting Technology CO.LTD | LEDSION | LS-SMDT8-20WABF45K | Linear Replacement Lamp | Four-Foot | Dual Mode Internal Driver (UL Type A and Type B) | Standard | FALSE | [9 empty] | 42663 | Not Dimmable | Not Dimmable | NotYetVerified | Product updated 9/21/2016 | 4 | 2600 | 130 | 20 | 5.79 | 0.9 | 4500 | 80
PMU17R6K | Ledsion Lighting Technology CO.LTD | LEDSION | LS-SMDT8-18WBF40K | Linear Replacement Lamp | Four-Foot | Internal Driver Lamp-Style Retrofit Kits (UL Type B) | Standard | FALSE | [9 empty] | 42663 | Not Dimmable | Not Dimmable | No |  | 4 | 2250 | 125 | 18 | 17.57 | 0.95 | 4000 | 82.5
PPPQVZ38 | Ledsion Lighting Technology CO.LTD | LEDSION | LS-SMDT8-18WBC40K | Linear Replacement Lamp | Four-Foot | Internal Driver Lamp-Style Retrofit Kits (UL Type B) | Standard | FALSE | [9 empty] | 42663 | Not Dimmable | Not Dimmable | No |  | 4 | 2340 | 130 | 18 | 17.56 | 0.93 | 4000 | 82
PFT652B9 | Ledsion Lighting Technology CO.LTD | LEDSION | LS-SMDT8-20WABC40K | Linear Replacement Lamp | Four-Foot | Dual Mode Internal Driver (UL Type A and Type B) | Standard | FALSE | [9 empty] | 42663 | Not Dimmable | Not Dimmable | NotYetVerified | Product updated 9/21/2016 | 4 | 2600 | 130 | 20 | 20 | 0.9 | 4000 | 80
P24ZHJ4F | Ledsion Lighting Technology CO.LTD | LEDSION | LS-SMDT8-16WABC40K | Linear Replacement Lamp | Four-Foot | Dual Mode Internal Driver (UL Type A and Type B) | Standard | FALSE | [9 empty] | 42663 | Not Dimmable | Not Dimmable | NotYetVerified |  | 4 | 2340 | 130 | 18 | 7.7 | 0.9 | 4000 | 80
PJE8WJXC | Ledsion Lighting Technology CO.LTD | LEDSION | LS-SMDT8-16WABF40K | Linear Replacement Lamp | Four-Foot | Dual Mode Internal Driver (UL Type A and Type B) | Standard | FALSE | [9 empty] | 42663 | Not Dimmable | Not Dimmable | NotYetVerified |  | 4 | 2160 | 120 | 18 | 7.63 | 0.9 | 4000 | 80
PUPJA89E | Ledsion Lighting Technology CO.LTD | LEDSION | LS-SMDT8-20WABF40K | Linear Replacement Lamp | Four-Foot | Dual Mode Internal Driver (UL Type A and Type B) | Standard | FALSE | [9 empty] | 42663 | Not Dimmable | Not Dimmable | NotYetVerified | Product updated 9/21/2016 | 4 | 2600 | 130 | 20 | 5.79 | 0.9 | 4000 | 80
PK9HWXV9 | Ledsion Lighting Technology CO.LTD | LEDSION | LS-SMDT8-18WBF35K | Linear Replacement Lamp | Four-Foot | Internal Driver Lamp-Style Retrofit Kits (UL Type B) | Standard | FALSE | [9 empty] | 42663 | Not Dimmable | Not Dimmable | No |  | 4 | 2160 | 120 | 18 | 17.57 | 0.95 | 3500 | 82.5
P6AZ3QM2 | Ledsion Lighting Technology CO.LTD | LEDSION | LS-SMDT8-18WBC35K | Linear Replacement Lamp | Four-Foot | Internal Driver Lamp-Style Retrofit Kits (UL Type B) | Standard | FALSE | [9 empty] | 42663 | Not Dimmable | Not Dimmable | No |  | 4 | 2250 | 125 | 18 | 17.56 | 0.93 | 3500 | 82
PR8Y45KA | Ledsion Lighting Technology CO.LTD | LEDSION | LS-SMDT8-20WABC35K | Linear Replacement Lamp | Four-Foot | Dual Mode Internal Driver (UL Type A and Type B) | Standard | FALSE | [9 empty] | 42663 | Not Dimmable | Not Dimmable | NotYetVerified | Product updated 9/21/2016 | 4 | 2600 | 130 | 20 | 20 | 0.9 | 3500 | 80
PF1WMPSY | Ledsion Lighting Technology CO.LTD | LEDSION | LS-SMDT8-16WABC35K | Linear Replacement Lamp | Four-Foot | Dual Mode Internal Driver (UL Type A and Type B) | Standard | FALSE | [9 empty] | 42663 | Not Dimmable | Not Dimmable | NotYetVerified |  | 4 | 2250 | 125 | 18 | 7.7 | 0.9 | 3500 | 80
PA7ZJFU7 | Ledsion Lighting Technology CO.LTD | LEDSION | LS-SMDT8-16WABF35K | Linear Replacement Lamp | Four-Foot | Dual Mode Internal Driver (UL Type A and Type B) | Standard | FALSE | [9 empty] | 42663 | Not Dimmable | Not Dimmable | NotYetVerified |  | 4 | 2160 | 120 | 18 | 7.63 | 0.9 | 3500 | 80
PR7NZBUS | Ledsion Lighting Technology CO.LTD | LEDSION | LS-SMDT8-20WABF35K | Linear Replacement Lamp | Four-Foot | Dual Mode Internal Driver (UL Type A and Type B) | Standard | FALSE | [9 empty] | 42663 | Not Dimmable | Not Dimmable | NotYetVerified | Product updated 9/21/2016 | 4 | 2600 | 130 | 20 | 5.79 | 0.9 | 3500 | 80
PUYH5TC5 | DAUER MANUFACTURING CORP | DAUER LED | LED-4T8-PARADIGM(5000K) | Linear Replacement Lamp | Four-Foot | Replacement Lamps (plug and play) (UL Type A) | Standard | FALSE | [9 empty] | 42663 | Not Dimmable | Not Dimmable | No |  | 3.1 | 2357 | 126.72 | 18.6 | 14.65 | 0.9319 | 5000 | 83
PPE318RE | DAUER MANUFACTURING CORP | DAUER LED | LED-4T8-PARADIGM(4500K) | Linear Replacement Lamp | Four-Foot | Replacement Lamps (plug and play) (UL Type A) | Standard | FALSE | [9 empty] | 42663 | Not Dimmable | Not Dimmable | No |  | 3.1 | 2339 | 125.69 | 18.61 | 14.57 | 0.9355 | 4500 | 81
P3HPG8T5 | DAUER MANUFACTURING CORP | DAUER LED | LED-4T8-PARADIGM(4000K) | Linear Replacement Lamp | Four-Foot | Replacement Lamps (plug and play) (UL Type A) | Standard | FALSE | [9 empty] | 42663 | Not Dimmable | Not Dimmable | No |  | 3.1 | 2320 | 124.7 | 18.61 | 14.57 | 0.9355 | 4000 | 81
PV7UPNGU | DAUER MANUFACTURING CORP | DAUER LED | LED-4T8-PARADIGM(3500K) | Linear Replacement Lamp | Four-Foot | Replacement Lamps (plug and play) (UL Type A) | Standard | FALSE | [9 empty] | 42663 | Not Dimmable | Not Dimmable | No |  | 3.1 | 2302 | 123.7 | 18.61 | 14.57 | 0.9355 | 3500 | 81
PT8JQ8WY | Nutube Limited | Nutube Retrofit kit | NU418W KIT | Linear Replacement Lamp | Four-Foot | 2-lamp External Driver Lamp-Style Retrofit Kits (UL Type C) | Standard | TRUE | 1868 | 104 | 17.97 | 17.8 | 0.8878 | 3307 | 82.85 | 5 | 50000 | 42663 | Not Dimmable | Not Dimmable | No |  | 3.1 | 1868 | 104 | 18 | 6.79 | 0.99 | 3353 | 82.84
PGBTQSDR | Nutube Limited | Nutube Retrofit kit | NU418WCLR KIT | Linear Replacement Lamp | Four-Foot | 2-lamp External Driver Lamp-Style Retrofit Kits (UL Type C) | Standard | FALSE | [9 empty] | 42663 | Not Dimmable | Not Dimmable | No |  | 3.1 | 1990.8 | 110.6 | 18 | 6.79 | 0.99 | 3353 | 82.84
P1KSCRKG | Pure Bright Lighting LLC | Pure Bright Lighting | PBT8-WW3004EFX-U | Linear Replacement Lamp | Four-Foot | Replacement Lamps (plug and play) (UL Type A) | Standard | TRUE | 2013.22 | 122.98 | 16.37 | 10.77 | 0.97 | 3065 | 82 | 5 | 50000 | 42662 |  |  | No |  | 4 | 2013.22 | 122.98 | 16.37 | 10.77 | 0.97 | 3065 | 82
PX5DB23U | EcoLight LED Solutions | Ecolight LED Solutions | EL-T8-15W1200 BIXG (4000K) | Linear Replacement Lamp | Four-Foot | Replacement Lamps (plug and play) (UL Type A) | Standard | TRUE | 1813 | 119.51 | 15.17 | 18.26 | 0.9584 | 4089 | 82.2 | 5 | 50000 | 42662 |  |  | No |  | 4 | 1816 | 120.19 | 15.11 | 18.26 | 0.96 | 4000 | 82.2
PPVHP2ZQ | Renesola Zhejiang Ltd. | Renesola | RT8018X0402 | Linear Replacement Lamp | Four-Foot | Replacement Lamps (plug and play) (UL Type A) | Standard | TRUE | 1945 | 121.71 | 15.98 | 8.71 | 0.9562 | 3006 | 81.9 | 5 | 50000 | 42662 |  |  | No |  | 4 | 2069 | 122.86 | 16.84 | 8.71 | 0.96 | 3000 | 81.9
P9KTB251 | EcoLight LED Solutions | Ecolight LED Solutions | EL-T8-18W1200 BIXG (4000K) | Linear Replacement Lamp | Four-Foot | Replacement Lamps (plug and play) (UL Type A) | Standard | TRUE | 2247 | 122.72 | 18.31 | 17.53 | 0.9539 | 4241 | 81.9 | 5 | 50000 | 42662 |  |  | No |  | 4 | 2247 | 122.72 | 18.31 | 17.53 | 0.95 | 4000 | 81.9
PRAN87BQ | Energy Focus Inc. | Energy Focus | LEDFLT8-835-411-[5NR5NB]F | Linear Replacement Lamp | Four-Foot | Internal Driver Lamp-Style Retrofit Kits (UL Type B) | Standard | TRUE | 1622.9 | 146.72 | 11.06 | 10.52 | 0.921 | 3477 | 82.5 | 10 | 60000 | 42662 |  |  | No |  | 4 | 1622.9 | 146.72 | 11.06 | 5.81 | 0.92 | 3477 | 82.5
PVN1GCBX | Energy Focus Inc. | Energy Focus | LEDFLT8-835-411-[5NR5NB]C | Linear Replacement Lamp | Four-Foot | Internal Driver Lamp-Style Retrofit Kits (UL Type B) | Standard | TRUE | 1715.5 | 155.33 | 11.04 | 10.49 | 0.921 | 3498 | 82.1 | 5 | 60000 | 42662 |  |  | No |  | 4 | 1715.5 | 155.33 | 11.04 | 5.79 | 0.92 | 3498 | 82.1
PM5KUW81 | Energy Focus Inc. | Energy Focus | LEDFLT8-835-413-[5NR5NB]C | Linear Replacement Lamp | Four-Foot | Internal Driver Lamp-Style Retrofit Kits (UL Type B) | Standard | TRUE | 1822.4 | 146.74 | 12.42 | 10.45 | 0.921 | 3501 | 84.7 | 10 | 60000 | 42662 |  |  | No |  | 4 | 1822.4 | 146.74 | 12.42 | 5.81 | 0.92 | 3501 | 84.7
PVETCF7T | Energy Focus Inc. | Energy Focus | LEDFLT8-835-413-[5NR5NB]F | Linear Replacement Lamp | Four-Foot | Internal Driver Lamp-Style Retrofit Kits (UL Type B) | Standard | TRUE | 1712.8 | 138.97 | 12.32 | 10.31 | 0.921 | 3485 | 85.1 | 10 | 60000 | 42662 |  |  | No |  | 4 | 1712.8 | 138.97 | 12.32 | 5.82 | 0.92 | 3485 | 85.1
PKEKS71F | Energy Focus Inc. | Energy Focus | LEDFLT8-835-420-[500 5B2]C | Linear Replacement Lamp | Four-Foot | Internal Driver Lamp-Style Retrofit Kits (UL Type B) | Standard | TRUE | 2726.9 | 144.56 | 18.86 | 5.82 | 0.921 | 3513 | 84.6 | 5 | 50000 | 42662 |  |  | No |  | 4 | 2726.9 | 144.56 | 18.86 | 5.82 | 0.92 | 3513 | 84.6
P1644XA3 | Energy Focus Inc. | Energy Focus | LEDFLT5-835-426-300C | Linear Replacement Lamp | Four-Foot | Internal Driver Lamp-Style Retrofit Kits (UL Type B) | Standard | TRUE | 3323.4 | 132.88 | 25.01 | 5.67 | 0.921 | 3520 | 83.6 | 5 | 50000 | 42662 |  |  | No |  | 4 | 3323.4 | 132.88 | 25.01 | 5.67 | 0.92 | 3520 | 83.6
PDEYYA7C | JIAXING SUPER LIGHTING ELECTRIC APPLIANCE CO.LTD | SUPER | T8L-IDUH11-1800-4ft-ABA | Linear Replacement Lamp | Four-Foot | Internal Driver Lamp-Style Retrofit Kits (UL Type B) | Standard | TRUE | 1953.5 | 133.8 | 14.6 | 16.1 | 0.919 | 3085 | 83.5 | 5 | 50000 | 42662 |  |  | No |  | 4 | 1700 | 113 | 15 | 20 | 0.9 | 3000 | 82
P7GE297A | E2 Lighting International Inc. | E2 Lighting International Inc | E2T815W1230K | Linear Replacement Lamp | Four-Foot | Internal Driver Lamp-Style Retrofit Kits (UL Type B) | Standard | TRUE | 1838 | 125.46 | 14.65 | 16.34 | 0.9126 | 2981 | 82.3 | 5 | 50000 | 42662 |  |  | No |  | 3 | 1837 | 128.46 | 14.3 | 16.34 | 0.9126 | 3000 | 82.3
PRV8AHHG | EcoLight LED Solutions | Ecolight LED Solutions | EL-T8-22W1200 BIXG (4000K) | Linear Replacement Lamp | Four-Foot | Replacement Lamps (plug and play) (UL Type A) | Standard | TRUE | 2673 | 119.65 | 22.34 | 16.08 | 0.9113 | 4116 | 82.1 | 5 | 50000 | 42662 |  |  | No |  | 4 | 2673 | 119.65 | 22.34 | 16.08 | 0.91 | 4000 | 82.1
P15CAEBM | E2 Lighting International Inc. | E2 Lighting International Inc | E2T812W1230K | Linear Replacement Lamp | Four-Foot | Internal Driver Lamp-Style Retrofit Kits (UL Type B) | Standard | TRUE | 1754 | 136.29 | 12.87 | 16.98 | 0.9104 | 2971 | 82.2 | 5 | 50000 | 42662 |  |  | No |  | 3 | 1740 | 138.54 | 12.56 | 16.98 | 0.9104 | 3000 | 82.2
PSEQYD2H | E2 Lighting International Inc. | E2 Lighting International Inc | E2T818W1230K | Linear Replacement Lamp | Four-Foot | Internal Driver Lamp-Style Retrofit Kits (UL Type B) | Standard | TRUE | 2217 | 126.04 | 17.59 | 17.77 | 0.9096 | 2986 | 82.5 | 5 | 50000 | 42662 |  |  | No |  | 3 | 2234 | 128.32 | 17.41 | 17.77 | 0.9096 | 3000 | 82.5
P2BNTTK9 | JIAXING SUPER LIGHTING ELECTRIC APPLIANCE CO.LTD | SUPER | T8L-IDUH11-1800-4ft-EBA | Linear Replacement Lamp | Four-Foot | Internal Driver Lamp-Style Retrofit Kits (UL Type B) | Standard | FALSE | [9 empty] | 42662 |  |  | No |  | 4 | 1800 | 120 | 15 | 20 | 0.9 | 5000 | 82
PC47N6NG | JIAXING SUPER LIGHTING ELECTRIC APPLIANCE CO.LTD | SUPER | T8L-IDUH11-1800-4ft-DBA | Linear Replacement Lamp | Four-Foot | Internal Driver Lamp-Style Retrofit Kits (UL Type B) | Standard | FALSE | [9 empty] | 42662 |  |  | No |  | 4 | 1800 | 120 | 15 | 20 | 0.9 | 4500 | 82
PWPSM8VS | JIAXING SUPER LIGHTING ELECTRIC APPLIANCE CO.LTD | SUPER | T8L-IDUH11-1800-4ft-CBA | Linear Replacement Lamp | Four-Foot | Internal Driver Lamp-Style Retrofit Kits (UL Type B) | Standard | FALSE | [9 empty] | 42662 |  |  | No |  | 4 | 1800 | 120 | 15 | 20 | 0.9 | 4000 | 82
P83HQM7F | JIAXING SUPER LIGHTING ELECTRIC APPLIANCE CO.LTD | SUPER | T8L-IDUH11-1800-4ft-BBA | Linear Replacement Lamp | Four-Foot | Internal Driver Lamp-Style Retrofit Kits (UL Type B) | Standard | FALSE | [9 empty] | 42662 |  |  | No |  | 4 | 1700 | 113 | 15 | 20 | 0.9 | 3500 | 82
P13VXW67 | EcoLight LED Solutions | Ecolight LED Solutions | EL-T8-15W1200 BIXG (5000K) | Linear Replacement Lamp | Four-Foot | Replacement Lamps (plug and play) (UL Type A) | Standard | FALSE | [9 empty] | 42662 |  |  | No |  | 4 | 1852 | 122.24 | 15.15 | 18.19 | 0.96 | 5000 | 82.4
PBJW5NHD | EcoLight LED Solutions | Ecolight LED Solutions | EL-T8-18W1200 BIXG (5000K) | Linear Replacement Lamp | Four-Foot | Replacement Lamps (plug and play) (UL Type A) | Standard | FALSE | [9 empty] | 42662 |  |  | No |  | 4 | 2269 | 124.19 | 18.27 | 17.58 | 0.99 | 5000 | 82.4
PW7BRJE3 | EcoLight LED Solutions | Ecolight LED Solutions | EL-T8-22W1200 BIXG (5000K) | Linear Replacement Lamp | Four-Foot | Replacement Lamps (plug and play) (UL Type A) | Standard | FALSE | [9 empty] | 42662 |  |  | No |  | 4 | 2726 | 121.86 | 22.37 | 16.06 | 0.91 | 5000 | 82.4
P2C5J87C | Renesola Zhejiang Ltd. | Renesola | RT8018X0401 | Linear Replacement Lamp | Four-Foot | Replacement Lamps (plug and play) (UL Type A) | Standard | FALSE | [9 empty] | 42662 |  |  | No |  | 4 | 2195 | 129.5 | 16.95 | 8.65 | 0.96 | 5000 | 82.7
PPR3XQ32 | Renesola Zhejiang Ltd. | Renesola | RT8018X0403 | Linear Replacement Lamp | Four-Foot | Replacement Lamps (plug and play) (UL Type A) | Standard | FALSE | [9 empty] | 42662 |  |  | No |  | 4 | 2069 | 122.86 | 16.84 | 8.71 | 0.96 | 4000 | 81.9
PH537UVX | Renesola Zhejiang Ltd. | Renesola | RT8018X0405 | Linear Replacement Lamp | Four-Foot | Replacement Lamps (plug and play) (UL Type A) | Standard | FALSE | [9 empty] | 42662 |  |  | No |  | 4 | 2069 | 122.86 | 16.84 | 8.71 | 0.96 | 3500 | 81.9
PG222GDA | Energy Focus Inc. | Energy Focus | LEDFLT8-850-413-[5005B2]C | Linear Replacement Lamp | Four-Foot | Internal Driver Lamp-Style Retrofit Kits (UL Type B) | Standard | FALSE | [9 empty] | 42662 |  |  | No |  | 4 | 1854.8 | 149.05 | 12.44 | 6.22 | 0.92 | 5225 | 83.6
PQNW62QZ | Energy Focus Inc. | Energy Focus | LEDFLT8-850-420-[500 5B2]C | Linear Replacement Lamp | Four-Foot | Internal Driver Lamp-Style Retrofit Kits (UL Type B) | Standard | FALSE | [9 empty] | 42662 |  |  | No |  | 4 | 2742.5 | 146.66 | 18.7 | 6.21 | 0.92 | 5225 | 83.6
PRVTBU18 | Energy Focus Inc. | Energy Focus | LEDFLT8-850-413-[5NR5NB]C | Linear Replacement Lamp | Four-Foot | Internal Driver Lamp-Style Retrofit Kits (UL Type B) | Standard | FALSE | [9 empty] | 42662 |  |  | No |  | 4 | 1854.8 | 149.05 | 12.44 | 6.22 | 0.92 | 5225 | 83.6
PYX8SMDF | Energy Focus Inc. | Energy Focus | LEDFLT8-850-420-[5NR 5NB]C | Linear Replacement Lamp | Four-Foot | Internal Driver Lamp-Style Retrofit Kits (UL Type B) | Standard | FALSE | [9 empty] | 42662 |  |  | No |  | 4 | 2742.5 | 146.66 | 18.7 | 6.21 | 0.92 | 5225 | 83.6
P9XQ33E6 | Energy Focus Inc. | Energy Focus | LEDFLT5-850-426-300C | Linear Replacement Lamp | Four-Foot | Internal Driver Lamp-Style Retrofit Kits (UL Type B) | Standard | FALSE | [9 empty] | 42662 |  |  | No |  | 4 | 3351.1 | 135.78 | 24.68 | 8.32 | 0.95 | 5196 | 84.2
PXUYXWC5 | Energy Focus Inc. | Energy Focus | LEDFLT8-850-413-[5005B2]F | Linear Replacement Lamp | Four-Foot | Internal Driver Lamp-Style Retrofit Kits (UL Type B) | Standard | FALSE | [9 empty] | 42662 |  |  | No |  | 4 | 1753.3 | 140.96 | 12.44 | 6.15 | 0.92 | 5186 | 84.7
PG8ZDY1A | Energy Focus Inc. | Energy Focus | LEDFLT8-850-413-[5NR5NB]F | Linear Replacement Lamp | Four-Foot | Internal Driver Lamp-Style Retrofit Kits (UL Type B) | Standard | FALSE | [9 empty] | 42662 |  |  | No |  | 4 | 1753.3 | 140.96 | 12.44 | 6.15 | 0.92 | 5186 | 84.7
PUBYKP23 | Energy Focus Inc. | Energy Focus | LEDFLT8-850-411-[5005B2]C | Linear Replacement Lamp | Four-Foot | Internal Driver Lamp-Style Retrofit Kits (UL Type B) | Standard | FALSE | [9 empty] | 42662 |  |  | No |  | 4 | 1721.4 | 155.56 | 11.06 | 6.08 | 0.92 | 5115 | 83.6
PTKR2Y2Y | Energy Focus Inc. | Energy Focus | LEDFLT8-850-411-[5NR5NB]C | Linear Replacement Lamp | Four-Foot | Internal Driver Lamp-Style Retrofit Kits (UL Type B) | Standard | FALSE | [9 empty] | 42662 |  |  | No |  | 4 | 1721.4 | 155.56 | 11.06 | 6.08 | 0.92 | 5115 | 83.6
PNX354WX | Energy Focus Inc. | Energy Focus | LEDFLT8-850-411-[5005B2]F | Linear Replacement Lamp | Four-Foot | Internal Driver Lamp-Style Retrofit Kits (UL Type B) | Standard | FALSE | [9 empty] | 42662 |  |  | No |  | 4 | 1633.9 | 147.7 | 11.06 | 6.15 | 0.92 | 5075 | 83.8
PSER9PWM | Energy Focus Inc. | Energy Focus | LEDFLT8-850-411-[5NR5NB]F | Linear Replacement Lamp | Four-Foot | Internal Driver Lamp-Style Retrofit Kits (UL Type B) | Standard | FALSE | [9 empty] | 42662 |  |  | No |  | 4 | 1633.9 | 147.7 | 11.06 | 6.15 | 0.92 | 5075 | 83.8
PD12B6X1 | Energy Focus Inc. | Energy Focus | LEDFLT8-840-413-[5005B2]C | Linear Replacement Lamp | Four-Foot | Internal Driver Lamp-Style Retrofit Kits (UL Type B) | Standard | FALSE | [9 empty] | 42662 |  |  | No |  | 4 | 1847.6 | 149 | 12.4 | 6.15 | 0.92 | 4000 | 85
PKBBMNE5 | Energy Focus Inc. | Energy Focus | LEDFLT8-840-413-[5005B2]F | Linear Replacement Lamp | Four-Foot | Internal Driver Lamp-Style Retrofit Kits (UL Type B) | Standard | FALSE | [9 empty] | 42662 |  |  | No |  | 4 | 1722 | 140 | 12.3 | 6.11 | 0.92 | 4000 | 85
PTMP5J5Z | Energy Focus Inc. | Energy Focus | LEDFLT8-840-420-[500 5B2]C | Linear Replacement Lamp | Four-Foot | Internal Driver Lamp-Style Retrofit Kits (UL Type B) | Standard | FALSE | [9 empty] | 42662 |  |  | No |  | 4 | 2744.8 | 146 | 18.8 | 5.82 | 0.92 | 4000 | 85
PSWAJ4CN | Energy Focus Inc. | Energy Focus | LEDFLT5-840-426-300C | Linear Replacement Lamp | Four-Foot | Internal Driver Lamp-Style Retrofit Kits (UL Type B) | Standard | FALSE | [9 empty] | 42662 |  |  | No |  | 4 | 3334.5 | 135 | 24.7 | 5.67 | 0.92 | 4000 | 85
P4MMWFUW | Energy Focus Inc. | Energy Focus | LEDFLT8-840-411-[5005B2]C | Linear Replacement Lamp | Four-Foot | Internal Driver Lamp-Style Retrofit Kits (UL Type B) | Standard | FALSE | [9 empty] | 42662 |  |  | No |  | 4 | 1718.2 | 155.5 | 11.05 | 6.1 | 0.92 | 4000 | 83
PJ636NRP | Energy Focus Inc. | Energy Focus | LEDFLT8-840-411-[5005B2]F | Linear Replacement Lamp | Four-Foot | Internal Driver Lamp-Style Retrofit Kits (UL Type B) | Standard | FALSE | [9 empty] | 42662 |  |  | No |  | 4 | 1625.82 | 147 | 11.06 | 6.1 | 0.92 | 4000 | 83
PDS242YR | Energy Focus Inc. | Energy Focus | LEDFLT8-840-413-[5NR5NB]C | Linear Replacement Lamp | Four-Foot | Internal Driver Lamp-Style Retrofit Kits (UL Type B) | Standard | FALSE | [9 empty] | 42662 |  |  | No |  | 4 | 1847.6 | 149 | 12.4 | 6.15 | 0.92 | 4000 | 85
PPAHFXWV | Energy Focus Inc. | Energy Focus | LEDFLT8-840-413-[5NR5NB]F | Linear Replacement Lamp | Four-Foot | Internal Driver Lamp-Style Retrofit Kits (UL Type B) | Standard | FALSE | [9 empty] | 42662 |  |  | No |  | 4 | 1722 | 140 | 12.3 | 6.11 | 0.92 | 4000 | 85
P8VHA6XP | Energy Focus Inc. | Energy Focus | LEDFLT8-840-420-[5NR 5NB]C | Linear Replacement Lamp | Four-Foot | Internal Driver Lamp-Style Retrofit Kits (UL Type B) | Standard | FALSE | [9 empty] | 42662 |  |  | No |  | 4 | 2744.8 | 146 | 18.8 | 5.82 | 0.92 | 4000 | 85
PEUCVVAB | Energy Focus Inc. | Energy Focus | LEDFLT8-840-411-[5NR5NB]C | Linear Replacement Lamp | Four-Foot | Internal Driver Lamp-Style Retrofit Kits (UL Type B) | Standard | FALSE | [9 empty] | 42662 |  |  | No |  | 4 | 1718.2 | 155.5 | 11.05 | 6.1 | 0.92 | 4000 | 83
P8EDMWJQ | Energy Focus Inc. | Energy Focus | LEDFLT8-840-411-[5NR5NB]F | Linear Replacement Lamp | Four-Foot | Internal Driver Lamp-Style Retrofit Kits (UL Type B) | Standard | FALSE | [9 empty] | 42662 |  |  | No |  | 4 | 1625.82 | 147 | 11.06 | 6.1 | 0.92 | 4000 | 83
PMFXY8M8 | Energy Focus Inc. | Energy Focus | LEDFLT8-835-420-[5NR 5NB]C | Linear Replacement Lamp | Four-Foot | Internal Driver Lamp-Style Retrofit Kits (UL Type B) | Standard | FALSE | [9 empty] | 42662 |  |  | No |  | 4 | 2726.9 | 144.56 | 18.86 | 5.82 | 0.92 | 3513 | 84.6
PGPA125K | Energy Focus Inc. | Energy Focus | LEDFLT8-835-413-[5005B2]C | Linear Replacement Lamp | Four-Foot | Internal Driver Lamp-Style Retrofit Kits (UL Type B) | Standard | FALSE | [9 empty] | 42662 |  |  | No |  | 4 | 1822.4 | 146.74 | 12.42 | 5.81 | 0.92 | 3501 | 84.7
PY6J5QWF | Energy Focus Inc. | Energy Focus | LEDFLT8-835-411-[5005B2]C | Linear Replacement Lamp | Four-Foot | Internal Driver Lamp-Style Retrofit Kits (UL Type B) | Standard | FALSE | [9 empty] | 42662 |  |  | No |  | 4 | 1715.5 | 155.33 | 11.04 | 5.79 | 0.92 | 3498 | 82.1
PXCQ6ZXX | Energy Focus Inc. | Energy Focus | LEDFLT8-835-413-[5005B2]F | Linear Replacement Lamp | Four-Foot | Internal Driver Lamp-Style Retrofit Kits (UL Type B) | Standard | FALSE | [9 empty] | 42662 |  |  | No |  | 4 | 1712.8 | 138.97 | 12.32 | 5.82 | 0.92 | 3485 | 85.1
PT93KA36 | Energy Focus Inc. | Energy Focus | LEDFLT8-835-411-[5005B2]F | Linear Replacement Lamp | Four-Foot | Internal Driver Lamp-Style Retrofit Kits (UL Type B) | Standard | FALSE | [9 empty] | 42662 |  |  | No |  | 4 | 1622.9 | 146.72 | 11.06 | 5.81 | 0.92 | 3477 | 82.5
PB4336RE | E2 Lighting International Inc. | E2 Lighting International Inc | E2T818W1250K | Linear Replacement Lamp | Four-Foot | Internal Driver Lamp-Style Retrofit Kits (UL Type B) | Standard | FALSE | [9 empty] | 42662 |  |  | No |  | 3 | 2373 | 134.68 | 17.62 | 17.37 | 0.9115 | 5000 | 82.6
PGN8VS7U | E2 Lighting International Inc. | E2 Lighting International Inc | E2T812W1250K | Linear Replacement Lamp | Four-Foot | Internal Driver Lamp-Style Retrofit Kits (UL Type B) | Standard | FALSE | [9 empty] | 42662 |  |  | No |  | 3 | 1855 | 145.04 | 12.79 | 16.98 | 0.9209 | 5000 | 82.5
P2C1E6PT | E2 Lighting International Inc. | E2 Lighting International Inc | E2T815W1250K | Linear Replacement Lamp | Four-Foot | Internal Driver Lamp-Style Retrofit Kits (UL Type B) | Standard | FALSE | [9 empty] | 42662 |  |  | No |  | 3 | 1985 | 134.49 | 14.76 | 16.34 | 0.9021 | 5000 | 82.4
PVZ4KA63 | E2 Lighting International Inc. | E2 Lighting International Inc | E2T818W1240K | Linear Replacement Lamp | Four-Foot | Internal Driver Lamp-Style Retrofit Kits (UL Type B) | Standard | FALSE | [9 empty] | 42662 |  |  | No |  | 3 | 2234 | 128.32 | 17.41 | 17.77 | 0.9096 | 4000 | 82.5
PQMD3YAD | E2 Lighting International Inc. | E2 Lighting International Inc | E2T815W1240K | Linear Replacement Lamp | Four-Foot | Internal Driver Lamp-Style Retrofit Kits (UL Type B) | Standard | FALSE | [9 empty] | 42662 |  |  | No |  | 3 | 1837 | 128.46 | 14.3 | 16.34 | 0.9126 | 4000 | 82.3
PMDSEDP2 | E2 Lighting International Inc. | E2 Lighting International Inc | E2T812W1240K | Linear Replacement Lamp | Four-Foot | Internal Driver Lamp-Style Retrofit Kits (UL Type B) | Standard | FALSE | [9 empty] | 42662 |  |  | No |  | 3 | 1740 | 138.54 | 12.56 | 16.98 | 0.9104 | 4000 | 82.2
PE7C4747 | E2 Lighting International Inc. | E2 Lighting International Inc | E2T818W1235K | Linear Replacement Lamp | Four-Foot | Internal Driver Lamp-Style Retrofit Kits (UL Type B) | Standard | FALSE | [9 empty] | 42662 |  |  | No |  | 3 | 2234 | 128.32 | 17.41 | 17.77 | 0.9096 | 3500 | 82.5
PPT3K3P5 | E2 Lighting International Inc. | E2 Lighting International Inc | E2T815W1235K | Linear Replacement Lamp | Four-Foot | Internal Driver Lamp-Style Retrofit Kits (UL Type B) | Standard | FALSE | [9 empty] | 42662 |  |  | No |  | 3 | 1837 | 128.46 | 14.3 | 16.34 | 0.9126 | 3500 | 82.3
PEMC5445 | E2 Lighting International Inc. | E2 Lighting International Inc | E2T812W1235K | Linear Replacement Lamp | Four-Foot | Internal Driver Lamp-Style Retrofit Kits (UL Type B) | Standard | FALSE | [9 empty] | 42662 |  |  | No |  | 3 | 1740 | 138.54 | 12.56 | 16.98 | 0.9104 | 3500 | 82.2
PKTUDEXK | Pure Bright Lighting LLC | Pure Bright Lighting | PBT8-DL5004EFX-U | Linear Replacement Lamp | Four-Foot | Replacement Lamps (plug and play) (UL Type A) | Standard | FALSE | [9 empty] | 42662 | Not Dimmable | Not Dimmable | No |  | 4 | 2181.2 | 128.31 | 17 | 10.78 | 0.97 | 5040 | 83.4
PUTSB5KG | Pure Bright Lighting LLC | Pure Bright Lighting | PBT8-NW4004EFX-U | Linear Replacement Lamp | Four-Foot | Replacement Lamps (plug and play) (UL Type A) | Standard | FALSE | [9 empty] | 42662 | Not Dimmable | Not Dimmable | No |  | 4 | 2081.1 | 126.9 | 16.4 | 10.78 | 0.97 | 4065 | 83.8
P7G6SBGY | Espen Technology | Espen | L48T5/835/24G-XT H | Linear Replacement Lamp | Four-Foot | 2-lamp External Driver Lamp-Style Retrofit Kits (UL Type C) | Standard | TRUE | 3349.9 | 121.2 | 27.65 | 8.07 | 0.969 | 3504 | 84 | 5 | 50000 | 42661 |  |  | Yes |  | 4 | 3349.9 | 121.2 | 27.65 | 7.63 | 1 | 3504 | 84
P49BB9FV | LITELINE CORPORATION | Liteline | L154T8-30K | Linear Replacement Lamp | Four-Foot | Replacement Lamps (plug and play) (UL Type A) | Standard | TRUE | 2058 | 117.4 | 17.54 | 11.26 | 0.9669 | 3052 | 81.2 | 5 | 50000 | 42661 |  |  | No |  | 4 | 2000 | 110 | 18 | 11.26 | 0.99 | 3000 | 83
PTEMGSZ8 | Fusion Lamps | Fusion Lamps | FLED15T8/830DIRECTG3 | Linear Replacement Lamp | Four-Foot | Replacement Lamps (plug and play) (UL Type A) | Standard | TRUE | 2058 | 117.4 | 17.54 | 11.26 | 0.9669 | 3052 | 81.2 | 5 | 50000 | 42661 |  |  | No |  | 4 | 2000 | 110 | 18 | 11.26 | 0.99 | 3000 | 83
PC63GZT6 | Espen Technology | Espen | L48T5/835/24G-XT N | Linear Replacement Lamp | Four-Foot | 2-lamp External Driver Lamp-Style Retrofit Kits (UL Type C) | Standard | TRUE | 2297 | 133.5 | 17.2 | 14.72 | 0.929 | 3446 | 84.4 | 5 | 50000 | 42661 |  |  | Yes |  | 4 | 2297 | 133.5 | 17.2 | 7.09 | 0.99 | 3446 | 84.4
PFVHF8WC | EarthTronics Inc. | EarthTronics | LT812830BP | Linear Replacement Lamp | Four-Foot | Internal Driver Lamp-Style Retrofit Kits (UL Type B) | Standard | TRUE | 1805 | 137.2 | 13.16 | 15.72 | 0.9072 | 3056 | 84.7 | 5 | 50000 | 42661 |  |  | No |  | 3 | 1800 | 135 | 12.5 | 20 | 0.9 | 3000 | 83
PYWPK191 | EarthTronics Inc. | EarthTronics | LT812850BP | Linear Replacement Lamp | Four-Foot | Internal Driver Lamp-Style Retrofit Kits (UL Type B) | Standard | FALSE | 1810 | 141 | 12.84 | 16.29 | 0.9063 | 5108 | 85.2 |  |  | 42661 |  |  | No |  | 3 | 1800 | 135 | 12.5 | 20 | 0.9 | 5000 | 83
P3FFD943 | Parth I Inc dba Midwest circuits | Midwest circuits | MC-T8-4-15WB-30MF | Linear Replacement Lamp | Four-Foot | Dual Mode Internal Driver (UL Type A and Type B) | Standard | TRUE | 2068 | 114.83 | 18.01 | 16.87 | 0.906 | 2923 | 82.6 | 5 | 50000 | 42661 |  |  | No |  | 4 | 1800 | 120 | 15 | 16.43 | 0.91 | 3000 | 82.6
PBE8WPHV | Parth I Inc dba Midwest circuits | Midwest circuits | MC-T8-4-15WB-30CF | Linear Replacement Lamp | Four-Foot | Dual Mode Internal Driver (UL Type A and Type B) | Standard | TRUE | 2221 | 123.59 | 17.97 | 17.02 | 0.905 | 2919 | 82 | 5 | 50000 | 42661 |  |  | No |  | 4 | 1800 | 120 | 15 | 16.57 | 0.91 | 3000 | 82
PZHBF9BW | SHENZHEN ZENITH TECHNOLOGY CO.LTD | Zenith | ZS-T8F1213R02(3000K) | Linear Replacement Lamp | Four-Foot | Replacement Lamps (plug and play) (UL Type A) | Standard | TRUE | 1613 | 125.14 | 12.89 | 18.82 | 0.8975 | 2975 | 82.8 | 5 | 50000 | 42661 |  |  | No |  | 4 | 1602 | 128.06 | 12.51 | 18.82 | 0.9 | 3000 | 82.8
PC7NV8PN | LITELINE CORPORATION | Liteline | L154T8-50K | Linear Replacement Lamp | Four-Foot | Replacement Lamps (plug and play) (UL Type A) | Standard | FALSE | [9 empty] | 42661 |  |  | No |  | 4 | 2200 | 115 | 18 | 11.26 | 0.99 | 5000 | 83
P4PM69AD | LITELINE CORPORATION | Liteline | L154T8-45K | Linear Replacement Lamp | Four-Foot | Replacement Lamps (plug and play) (UL Type A) | Standard | FALSE | [9 empty] | 42661 |  |  | No |  | 4 | 2100 | 112 | 18 | 11.26 | 0.99 | 4500 | 83
P57Q8HYV | LITELINE CORPORATION | Liteline | L154T8-40K | Linear Replacement Lamp | Four-Foot | Replacement Lamps (plug and play) (UL Type A) | Standard | FALSE | [9 empty] | 42661 |  |  | No |  | 4 | 2100 | 112 | 18 | 11.26 | 0.99 | 4000 | 83
PREYSZXM | LITELINE CORPORATION | Liteline | L154T8-35K | Linear Replacement Lamp | Four-Foot | Replacement Lamps (plug and play) (UL Type A) | Standard | FALSE | [9 empty] | 42661 |  |  | No |  | 4 | 2000 | 110 | 18 | 11.26 | 0.99 | 3500 | 83
PHK72H8F | SHENZHEN ZENITH TECHNOLOGY CO.LTD | Zenith | ZS-T8F1213R02(5000K) | Linear Replacement Lamp | Four-Foot | Replacement Lamps (plug and play) (UL Type A) | Standard | FALSE | [9 empty] | 42661 |  |  | No |  | 4 | 1677 | 132.36 | 12.67 | 18.58 | 0.9 | 5000 | 84.1
PW1FAFRP | SHENZHEN ZENITH TECHNOLOGY CO.LTD | Zenith | ZS-T8F1213R02(4500K) | Linear Replacement Lamp | Four-Foot | Replacement Lamps (plug and play) (UL Type A) | Standard | FALSE | [9 empty] | 42661 |  |  | No |  | 4 | 1602 | 128.06 | 12.51 | 18.82 | 0.9 | 4500 | 82.8
PMZXMVDA | SHENZHEN ZENITH TECHNOLOGY CO.LTD | Zenith | ZS-T8F1213R02(4000K) | Linear Replacement Lamp | Four-Foot | Replacement Lamps (plug and play) (UL Type A) | Standard | FALSE | [9 empty] | 42661 |  |  | No |  | 4 | 1602 | 128.06 | 12.51 | 18.82 | 0.9 | 4000 | 82.8
PC48XTJA | SHENZHEN ZENITH TECHNOLOGY CO.LTD | Zenith | ZS-T8F1213R02(3500K) | Linear Replacement Lamp | Four-Foot | Replacement Lamps (plug and play) (UL Type A) | Standard | FALSE | [9 empty] | 42661 |  |  | No |  | 4 | 1602 | 128.06 | 12.51 | 18.82 | 0.9 | 3500 | 82.8
PV8S3MXZ | Fusion Lamps | Fusion Lamps | FLED15T8/850DIRECTG3 | Linear Replacement Lamp | Four-Foot | Replacement Lamps (plug and play) (UL Type A) | Standard | FALSE | [9 empty] | 42661 |  |  | No |  | 4 | 2200 | 115 | 18 | 11.26 | 0.99 | 5000 | 83
PB4N8V3C | Fusion Lamps | Fusion Lamps | FLED15T8/840DIRECTG3 | Linear Replacement Lamp | Four-Foot | Replacement Lamps (plug and play) (UL Type A) | Standard | FALSE | [9 empty] | 42661 |  |  | No |  | 4 | 2100 | 112 | 18 | 11.26 | 0.99 | 4000 | 83
PA4TXTDH | Fusion Lamps | Fusion Lamps | FLED15T8/835DIRECTG3 | Linear Replacement Lamp | Four-Foot | Replacement Lamps (plug and play) (UL Type A) | Standard | FALSE | [9 empty] | 42661 |  |  | No |  | 4 | 2000 | 110 | 18 | 11.26 | 0.99 | 3500 | 83
P54XFHD8 | Espen Technology | Espen | L48T5/850/24G-XT H | Linear Replacement Lamp | Four-Foot | 2-lamp External Driver Lamp-Style Retrofit Kits (UL Type C) | Standard | FALSE | [9 empty] | 42661 |  |  | Yes |  | 4 | 3415 | 124.9 | 27.35 | 7.67 | 0.99 | 5182 | 84.7
P1AYUVRB | Espen Technology | Espen | L48T5/850/24G-XT N | Linear Replacement Lamp | Four-Foot | 2-lamp External Driver Lamp-Style Retrofit Kits (UL Type C) | Standard | FALSE | [9 empty] | 42661 |  |  | Yes |  | 4 | 2500 | 145.8 | 17.15 | 7.08 | 0.99 | 5118 | 84.2
PTYWKCAU | Espen Technology | Espen | L48T5/840/24G-XT H | Linear Replacement Lamp | Four-Foot | 2-lamp External Driver Lamp-Style Retrofit Kits (UL Type C) | Standard | FALSE | [9 empty] | 42661 |  |  | Yes |  | 4 | 3352.1 | 123 | 27.25 | 7.69 | 0.99 | 4063 | 83.8
P2P8HRRK | Espen Technology | Espen | L48T5/840/24G-XT N | Linear Replacement Lamp | Four-Foot | 2-lamp External Driver Lamp-Style Retrofit Kits (UL Type C) | Standard | FALSE | [9 empty] | 42661 |  |  | Yes |  | 4 | 2476 | 145.6 | 17 | 7.16 | 0.99 | 4026 | 83.3
PJ2RNMUD | Parth I Inc dba Midwest circuits | Midwest circuits | MC-T8-4-15WB-50MF | Linear Replacement Lamp | Four-Foot | Dual Mode Internal Driver (UL Type A and Type B) | Standard | FALSE | [9 empty] | 42661 | Not Dimmable | Not Dimmable | No |  | 4 | 1800 | 120 | 15 | 16.49 | 0.91 | 5000 | 84.2
PE2R93RB | Parth I Inc dba Midwest circuits | Midwest circuits | MC-T8-4-15WB-50CF | Linear Replacement Lamp | Four-Foot | Dual Mode Internal Driver (UL Type A and Type B) | Standard | FALSE | [9 empty] | 42661 | Not Dimmable | Not Dimmable | No |  | 4 | 1800 | 120 | 15 | 16.52 | 0.91 | 5000 | 83.8
PC9YF7UV | Parth I Inc dba Midwest circuits | Midwest circuits | MC-T8-4-15WB-45MF | Linear Replacement Lamp | Four-Foot | Dual Mode Internal Driver (UL Type A and Type B) | Standard | FALSE | [9 empty] | 42661 | Not Dimmable | Not Dimmable | No |  | 4 | 1800 | 120 | 15 | 16.43 | 0.91 | 4500 | 82.6
PA9WQ9EW | Parth I Inc dba Midwest circuits | Midwest circuits | MC-T8-4-15WB-45CF | Linear Replacement Lamp | Four-Foot | Dual Mode Internal Driver (UL Type A and Type B) | Standard | FALSE | [9 empty] | 42661 | Not Dimmable | Not Dimmable | No |  | 4 | 1800 | 120 | 15 | 16.57 | 0.91 | 4500 | 82
P25AFNFP | Parth I Inc dba Midwest circuits | Midwest circuits | MC-T8-4-15WB-40MF | Linear Replacement Lamp | Four-Foot | Dual Mode Internal Driver (UL Type A and Type B) | Standard | FALSE | [9 empty] | 42661 | Not Dimmable | Not Dimmable | No |  | 4 | 1800 | 120 | 15 | 16.43 | 0.91 | 4000 | 82.6
PS5KW7PJ | Parth I Inc dba Midwest circuits | Midwest circuits | MC-T8-4-15WB-40CF | Linear Replacement Lamp | Four-Foot | Dual Mode Internal Driver (UL Type A and Type B) | Standard | FALSE | [9 empty] | 42661 | Not Dimmable | Not Dimmable | No |  | 4 | 1800 | 120 | 15 | 16.57 | 0.91 | 4000 | 82
PZQWBTVT | Parth I Inc dba Midwest circuits | Midwest circuits | MC-T8-4-15WB-35MF | Linear Replacement Lamp | Four-Foot | Dual Mode Internal Driver (UL Type A and Type B) | Standard | FALSE | [9 empty] | 42661 | Not Dimmable | Not Dimmable | No |  | 4 | 1800 | 120 | 15 | 16.43 | 0.91 | 3500 | 82.6
P37PTNZ3 | Parth I Inc dba Midwest circuits | Midwest circuits | MC-T8-4-15WB-35CF | Linear Replacement Lamp | Four-Foot | Dual Mode Internal Driver (UL Type A and Type B) | Standard | FALSE | [9 empty] | 42661 | Not Dimmable | Not Dimmable | No |  | 4 | 1800 | 120 | 15 | 16.57 | 0.91 | 3500 | 82
P77MMDMJ | EarthTronics Inc. | EarthTronics | LT812840BP | Linear Replacement Lamp | Four-Foot | Internal Driver Lamp-Style Retrofit Kits (UL Type B) | Standard | FALSE | [9 empty] | 42661 | Not Dimmable | Not Dimmable | No |  | 3 | 1800 | 135 | 12.5 | 20 | 0.9 | 4000 | 83
PEP91Q7G | EarthTronics Inc. | EarthTronics | LT812835BP | Linear Replacement Lamp | Four-Foot | Internal Driver Lamp-Style Retrofit Kits (UL Type B) | Standard | FALSE | [9 empty] | 42661 | Not Dimmable | Not Dimmable | No |  | 3 | 1800 | 135 | 12.5 | 20 | 0.9 | 3500 | 83
PB4JUG33 | Shat-R-Shield | Shat-R-Shield | 06611BSU | Linear Replacement Lamp | Four-Foot | Internal Driver Lamp-Style Retrofit Kits (UL Type B) | Standard | TRUE | 2180.86 | 119 | 18.39 | 9 | 0.95 | 5114 | 85 | 5 | 50000 | 42660 |  |  | No |  | 3.1 | 2180 | 118.54 | 18.39 | 9 | 1 | 5114 | 85
PRN2AQ4Y | Shenzhen Syhdee Co.Ltd. | SYHDEE | SYH-ET08-EP1245D-3(3000K) | Linear Replacement Lamp | Four-Foot | 3-lamp External Driver Lamp-Style Retrofit Kits (UL Type C) | Standard | TRUE | 1640.458 | 119.019 | 13.9 | 12.5 | 0.922 | 2880 | 82.7 | 5 | 50000 | 42660 |  |  | No |  | 4 | 1640.4 | 118 | 13.9 | 12.5 | 0.92 | 2880 | 82.7
PWGUF9HN | Shenzhen Syhdee Co.Ltd. | SYHDEE | SYH-ET08-EP1254D-3(3000K) | Linear Replacement Lamp | Four-Foot | 3-lamp External Driver Lamp-Style Retrofit Kits (UL Type C) | Standard | TRUE | 2296.164 | 128.277 | 17.9 | 12.6 | 0.916 | 2885 | 82.8 | 5 | 50000 | 42660 |  |  | No |  | 4 | 2296.1 | 128.2 | 17.9 | 12.6 | 0.92 | 2885 | 82.8
P7AQNG3S | Shenzhen Syhdee Co.Ltd. | SYHDEE | SYH-ET08-EP1260D-4(3000K) | Linear Replacement Lamp | Four-Foot | 4-lamp External Driver Lamp-Style Retrofit Kits (UL Type C) | Standard | TRUE | 1701.884 | 120.701 | 14.1 | 12.2 | 0.914 | 2886 | 82.9 | 5 | 50000 | 42660 |  |  | No |  | 4 | 1701.8 | 120.7 | 14.1 | 12.2 | 0.91 | 2886 | 82.9
P33WP8XV | Shenzhen Syhdee Co.Ltd. | SYHDEE | SYH-GT08-EP1220D-1(3000K) | Linear Replacement Lamp | Four-Foot | 2-lamp External Driver Lamp-Style Retrofit Kits (UL Type C) | Standard | TRUE | 2607.997 | 127.843 | 20.4 | 12 | 0.913 | 2905 | 82.5 | 5 | 50000 | 42660 |  |  | No |  | 4 | 2607.9 | 127.8 | 20.4 | 12 | 0.91 | 2905 | 82.5
PRKFFG72 | Shenzhen Syhdee Co.Ltd. | SYHDEE | SYH-GT08-EP1230D-2(3000K) | Linear Replacement Lamp | Four-Foot | 2-lamp External Driver Lamp-Style Retrofit Kits (UL Type C) | Standard | TRUE | 2131.597 | 130.773 | 16.3 | 12.7 | 0.912 | 2902 | 82.4 | 5 | 50000 | 42660 |  |  | No |  | 4 | 2131.5 | 130.7 | 16.3 | 12.7 | 0.91 | 2902 | 82.4
PFTHY7SV | Shenzhen Syhdee Co.Ltd. | SYHDEE | SYH-GT08-EP1215D-1(3000K) | Linear Replacement Lamp | Four-Foot | 2-lamp External Driver Lamp-Style Retrofit Kits (UL Type C) | Standard | TRUE | 1856.144 | 122.923 | 15.1 | 12.4 | 0.91 | 2899 | 82.5 | 5 | 50000 | 42660 |  |  | No |  | 4 | 1856.1 | 122.9 | 15.1 | 12.4 | 0.91 | 2899 | 82.5
PJ3CTKPJ | Shenzhen Syhdee Co.Ltd. | SYHDEE | SYH-ET08-EP1224D-2(3000K) | Linear Replacement Lamp | Four-Foot | 2-lamp External Driver Lamp-Style Retrofit Kits (UL Type C) | Standard | TRUE | 1611.909 | 136.602 | 11.8 | 12.2 | 0.91 | 2878 | 82.8 | 5 | 50000 | 42660 |  |  | No |  | 4 | 1611.9 | 136.6 | 11.8 | 12.2 | 0.91 | 2878 | 82.8
PX7MFMQG | Ledsion Lighting Technology CO.LTD | LEDSION | LS-SMDT8-18W(3000K) | Linear Replacement Lamp | Four-Foot | Internal Driver Lamp-Style Retrofit Kits (UL Type B) | Standard | TRUE | 2151 | 119.24 | 18.04 | 16.06 | 0.9017 | 3074 | 82.1 | 5 | 50000 | 42660 |  |  | No |  | 3.1 | 2151 | 119.24 | 18.04 | 16.06 | 0.9017 | 3000 | 82.1
P1R11X98 | Shenzhen Syhdee Co.Ltd. | SYHDEE | SYH-ET08-EP1245D-3(5000K) | Linear Replacement Lamp | Four-Foot | 3-lamp External Driver Lamp-Style Retrofit Kits (UL Type C) | Standard | FALSE | [9 empty] | 42660 |  |  | No |  | 4 | 1728 | 124.3 | 13.9 | 13.1 | 0.92 | 4869 | 83.7
PY7327UM | Shenzhen Syhdee Co.Ltd. | SYHDEE | SYH-ET08-EP1260D-4(5000K) | Linear Replacement Lamp | Four-Foot | 4-lamp External Driver Lamp-Style Retrofit Kits (UL Type C) | Standard | FALSE | [9 empty] | 42660 |  |  | No |  | 4 | 1817.7 | 128.9 | 14.1 | 13 | 0.92 | 4868 | 83.5
PFNDU1VB | Shenzhen Syhdee Co.Ltd. | SYHDEE | SYH-ET08-EP1254D-3(5000K) | Linear Replacement Lamp | Four-Foot | 3-lamp External Driver Lamp-Style Retrofit Kits (UL Type C) | Standard | FALSE | [9 empty] | 42660 |  |  | No |  | 4 | 2419.7 | 135.1 | 17.9 | 13.7 | 0.92 | 4854 | 83.3
PC1GYPFU | Shenzhen Syhdee Co.Ltd. | SYHDEE | SYH-ET08-EP1224D-2(5000K) | Linear Replacement Lamp | Four-Foot | 2-lamp External Driver Lamp-Style Retrofit Kits (UL Type C) | Standard | FALSE | [9 empty] | 42660 |  |  | No |  | 4 | 1669.5 | 142.6 | 11.7 | 13.2 | 0.91 | 4846 | 83.5
PP7DDHGY | Shenzhen Syhdee Co.Ltd. | SYHDEE | SYH-GT08-EP1220D-1(5000K) | Linear Replacement Lamp | Four-Foot | 2-lamp External Driver Lamp-Style Retrofit Kits (UL Type C) | Standard | FALSE | [9 empty] | 42660 |  |  | No |  | 4 | 2714.2 | 135 | 20.1 | 13.1 | 0.92 | 4829 | 82.4
P4TNK7KC | Shenzhen Syhdee Co.Ltd. | SYHDEE | SYH-GT08-EP1230D-2(5000K) | Linear Replacement Lamp | Four-Foot | 2-lamp External Driver Lamp-Style Retrofit Kits (UL Type C) | Standard | FALSE | [9 empty] | 42660 |  |  | No |  | 4 | 2255 | 139.1 | 16.2 | 13.6 | 0.91 | 4813 | 82.1
P6W73F9V | Shenzhen Syhdee Co.Ltd. | SYHDEE | SYH-GT08-EP1215D-1(5000K) | Linear Replacement Lamp | Four-Foot | 2-lamp External Driver Lamp-Style Retrofit Kits (UL Type C) | Standard | FALSE | [9 empty] | 42660 |  |  | No |  | 4 | 1919.4 | 127.9 | 15 | 13.4 | 0.92 | 4788 | 82.4
P18G4CU1 | Shenzhen Syhdee Co.Ltd. | SYHDEE | SYH-ET08-EP1260D-4(4500K) | Linear Replacement Lamp | Four-Foot | 4-lamp External Driver Lamp-Style Retrofit Kits (UL Type C) | Standard | FALSE | [9 empty] | 42660 |  |  | No |  | 4 | 1701.8 | 120.7 | 14.1 | 12.2 | 0.91 | 4500 | 82.9
P4SDXFFJ | Shenzhen Syhdee Co.Ltd. | SYHDEE | SYH-ET08-EP1254D-3(4500K) | Linear Replacement Lamp | Four-Foot | 3-lamp External Driver Lamp-Style Retrofit Kits (UL Type C) | Standard | FALSE | [9 empty] | 42660 |  |  | No |  | 4 | 2296.1 | 128.2 | 17.9 | 12.6 | 0.92 | 4500 | 82.8
PZ1AUUAG | Shenzhen Syhdee Co.Ltd. | SYHDEE | SYH-ET08-EP1224D-2(4500K) | Linear Replacement Lamp | Four-Foot | 2-lamp External Driver Lamp-Style Retrofit Kits (UL Type C) | Standard | FALSE | [9 empty] | 42660 |  |  | No |  | 4 | 1611.9 | 136.6 | 11.8 | 12.2 | 0.91 | 4500 | 82.8
PCQJK94Q | Shenzhen Syhdee Co.Ltd. | SYHDEE | SYH-ET08-EP1245D-3(4500K) | Linear Replacement Lamp | Four-Foot | 3-lamp External Driver Lamp-Style Retrofit Kits (UL Type C) | Standard | FALSE | [9 empty] | 42660 |  |  | No |  | 4 | 1640.4 | 118 | 13.9 | 12.5 | 0.92 | 4500 | 82.7
PK687PJD | Shenzhen Syhdee Co.Ltd. | SYHDEE | SYH-GT08-EP1215D-1(4500K) | Linear Replacement Lamp | Four-Foot | 2-lamp External Driver Lamp-Style Retrofit Kits (UL Type C) | Standard | FALSE | [9 empty] | 42660 |  |  | No |  | 4 | 1856.1 | 122.9 | 15.1 | 12.4 | 0.91 | 4500 | 82.5
P7T1QAJM | Shenzhen Syhdee Co.Ltd. | SYHDEE | SYH-GT08-EP1220D-1(4500K) | Linear Replacement Lamp | Four-Foot | 2-lamp External Driver Lamp-Style Retrofit Kits (UL Type C) | Standard | FALSE | [9 empty] | 42660 |  |  | No |  | 4 | 2607.9 | 127.8 | 20.4 | 12 | 0.91 | 4500 | 82.5
PBWREXN2 | Shenzhen Syhdee Co.Ltd. | SYHDEE | SYH-GT08-EP1230D-2(4500K) | Linear Replacement Lamp | Four-Foot | 2-lamp External Driver Lamp-Style Retrofit Kits (UL Type C) | Standard | FALSE | [9 empty] | 42660 |  |  | No |  | 4 | 2131.5 | 130.7 | 16.3 | 12.7 | 0.91 | 4500 | 82.4
PHAWU8PM | Shenzhen Syhdee Co.Ltd. | SYHDEE | SYH-ET08-EP1260D-4(4000K) | Linear Replacement Lamp | Four-Foot | 4-lamp External Driver Lamp-Style Retrofit Kits (UL Type C) | Standard | FALSE | [9 empty] | 42660 |  |  | No |  | 4 | 1701.8 | 120.7 | 14.1 | 12.2 | 0.91 | 4000 | 82.9
PYCPEQCC | Shenzhen Syhdee Co.Ltd. | SYHDEE | SYH-ET08-EP1254D-3(4000K) | Linear Replacement Lamp | Four-Foot | 3-lamp External Driver Lamp-Style Retrofit Kits (UL Type C) | Standard | FALSE | [9 empty] | 42660 |  |  | No |  | 4 | 2296.1 | 128.2 | 17.9 | 12.6 | 0.92 | 4000 | 82.8
P699Q9KP | Shenzhen Syhdee Co.Ltd. | SYHDEE | SYH-ET08-EP1224D-2(4000K) | Linear Replacement Lamp | Four-Foot | 2-lamp External Driver Lamp-Style Retrofit Kits (UL Type C) | Standard | FALSE | [9 empty] | 42660 |  |  | No |  | 4 | 1611.9 | 136.6 | 11.8 | 12.2 | 0.91 | 4000 | 82.8
PS9DWWUC | Shenzhen Syhdee Co.Ltd. | SYHDEE | SYH-ET08-EP1245D-3(4000K) | Linear Replacement Lamp | Four-Foot | 3-lamp External Driver Lamp-Style Retrofit Kits (UL Type C) | Standard | FALSE | [9 empty] | 42660 |  |  | No |  | 4 | 1640.4 | 118 | 13.9 | 12.5 | 0.92 | 4000 | 82.7
PWFYK7V6 | Shenzhen Syhdee Co.Ltd. | SYHDEE | SYH-GT08-EP1215D-1(4000K) | Linear Replacement Lamp | Four-Foot | 2-lamp External Driver Lamp-Style Retrofit Kits (UL Type C) | Standard | FALSE | [9 empty] | 42660 |  |  | No |  | 4 | 1856.1 | 122.9 | 15.1 | 12.4 | 0.91 | 4000 | 82.5
P15VBMCP | Shenzhen Syhdee Co.Ltd. | SYHDEE | SYH-GT08-EP1220D-1(4000K) | Linear Replacement Lamp | Four-Foot | 2-lamp External Driver Lamp-Style Retrofit Kits (UL Type C) | Standard | FALSE | [9 empty] | 42660 |  |  | No |  | 4 | 2607.9 | 127.8 | 20.4 | 12 | 0.91 | 4000 | 82.5
P4VGRV48 | Shenzhen Syhdee Co.Ltd. | SYHDEE | SYH-GT08-EP1230D-2(4000K) | Linear Replacement Lamp | Four-Foot | 2-lamp External Driver Lamp-Style Retrofit Kits (UL Type C) | Standard | FALSE | [9 empty] | 42660 |  |  | No |  | 4 | 2131.5 | 130.7 | 16.3 | 12.7 | 0.91 | 4000 | 82.4
PFTMNP1A | Shenzhen Syhdee Co.Ltd. | SYHDEE | SYH-ET08-EP1260D-4(3500K) | Linear Replacement Lamp | Four-Foot | 4-lamp External Driver Lamp-Style Retrofit Kits (UL Type C) | Standard | FALSE | [9 empty] | 42660 |  |  | No |  | 4 | 1701.8 | 120.7 | 14.1 | 12.2 | 0.91 | 3500 | 82.9
PFU1QGNE | Shenzhen Syhdee Co.Ltd. | SYHDEE | SYH-ET08-EP1254D-3(3500K) | Linear Replacement Lamp | Four-Foot | 3-lamp External Driver Lamp-Style Retrofit Kits (UL Type C) | Standard | FALSE | [9 empty] | 42660 |  |  | No |  | 4 | 2296.1 | 128.2 | 17.9 | 12.6 | 0.92 | 3500 | 82.8
PCX7TJA9 | Shenzhen Syhdee Co.Ltd. | SYHDEE | SYH-ET08-EP1224D-2(3500K) | Linear Replacement Lamp | Four-Foot | 2-lamp External Driver Lamp-Style Retrofit Kits (UL Type C) | Standard | FALSE | [9 empty] | 42660 |  |  | No |  | 4 | 1611.9 | 136.6 | 11.8 | 12.2 | 0.91 | 3500 | 82.8
PB5Y51HE | Shenzhen Syhdee Co.Ltd. | SYHDEE | SYH-ET08-EP1245D-3(3500K) | Linear Replacement Lamp | Four-Foot | 3-lamp External Driver Lamp-Style Retrofit Kits (UL Type C) | Standard | FALSE | [9 empty] | 42660 |  |  | No |  | 4 | 1640.4 | 118 | 13.9 | 12.5 | 0.92 | 3500 | 82.7
PVUK9S19 | Shenzhen Syhdee Co.Ltd. | SYHDEE | SYH-GT08-EP1215D-1(3500K) | Linear Replacement Lamp | Four-Foot | 2-lamp External Driver Lamp-Style Retrofit Kits (UL Type C) | Standard | FALSE | [9 empty] | 42660 |  |  | No |  | 4 | 1856.1 | 122.9 | 15.1 | 12.4 | 0.91 | 3500 | 82.5
PS4ZAANY | Shenzhen Syhdee Co.Ltd. | SYHDEE | SYH-GT08-EP1220D-1(3500K) | Linear Replacement Lamp | Four-Foot | 2-lamp External Driver Lamp-Style Retrofit Kits (UL Type C) | Standard | FALSE | [9 empty] | 42660 |  |  | No |  | 4 | 2607.9 | 127.8 | 20.4 | 12 | 0.91 | 3500 | 82.5
PAVDSWZH | Shenzhen Syhdee Co.Ltd. | SYHDEE | SYH-GT08-EP1230D-2(3500K) | Linear Replacement Lamp | Four-Foot | 2-lamp External Driver Lamp-Style Retrofit Kits (UL Type C) | Standard | FALSE | [9 empty] | 42660 |  |  | No |  | 4 | 2131.5 | 130.7 | 16.3 | 12.7 | 0.91 | 3500 | 82.4
PCR45R55 | Ledsion Lighting Technology CO.LTD | LEDSION | LS-SMDT8-18W(5000K) | Linear Replacement Lamp | Four-Foot | Internal Driver Lamp-Style Retrofit Kits (UL Type B) | Standard | FALSE | [9 empty] | 42660 | Not Dimmable | Not Dimmable | No |  | 3.1 | 2220 | 122.11 | 18.18 | 16.29 | 0.9011 | 5000 | 83.6
P733NXYF | Ledsion Lighting Technology CO.LTD | LEDSION | LS-SMDT8-18W(4000K) | Linear Replacement Lamp | Four-Foot | Internal Driver Lamp-Style Retrofit Kits (UL Type B) | Standard | FALSE | [9 empty] | 42660 | Not Dimmable | Not Dimmable | No |  | 3.1 | 2186 | 120.68 | 18.11 | 16.06 | 0.9017 | 4000 | 82.1
P91AKAW4 | LED LEADER INC. | LED LEADER | L4PC-10T8LEDMVBF30 | Linear Replacement Lamp | Four-Foot | Replacement Lamps (plug and play) (UL Type A) | Standard | TRUE | 1662.59 | 130.2 | 12.77 | 7.39 | 0.9684 | 3021 | 82.6 | 5 | 50000 | 42657 |  |  | No |  | 4 | 1615 | 150 | 10 | 20 | 0.95 | 3000 | 83
PQZTYQKY | Technical Consumer Products | TCP | LED4T820IS30K | Linear Replacement Lamp | Four-Foot | Replacement Lamps (plug and play) (UL Type A) | Standard | TRUE | 2051 | 99 | 21 | 7.86 | 0.944 | 3133 | 85 | 5 | 50000 | 42657 |  |  | No |  | 3 | 2051 | 97.67 | 21 | 8 | 0.94 | 3133 | 85
PNTTFSA9 | LED LEADER INC. | LED LEADER | L4PC-10T8LEDMVBF50 | Linear Replacement Lamp | Four-Foot | Replacement Lamps (plug and play) (UL Type A) | Standard | FALSE | [9 empty] | 42657 |  |  | No |  | 4 | 1734 | 160 | 10 | 20 | 0.95 | 5000 | 83
PMN1AAPC | LED LEADER INC. | LED LEADER | L4PC-10T8LEDMVBF45 | Linear Replacement Lamp | Four-Foot | Replacement Lamps (plug and play) (UL Type A) | Standard | FALSE | [9 empty] | 42657 |  |  | No |  | 4 | 1734 | 160 | 10 | 20 | 0.95 | 4500 | 83
P5FCRNQ8 | LED LEADER INC. | LED LEADER | L4PC-10T8LEDMVBF40 | Linear Replacement Lamp | Four-Foot | Replacement Lamps (plug and play) (UL Type A) | Standard | FALSE | [9 empty] | 42657 |  |  | No |  | 4 | 1650 | 160 | 10 | 20 | 0.95 | 4000 | 83
PS2FPMNA | LED LEADER INC. | LED LEADER | L4PC-10T8LEDMVBF35 | Linear Replacement Lamp | Four-Foot | Replacement Lamps (plug and play) (UL Type A) | Standard | FALSE | [9 empty] | 42657 |  |  | No |  | 4 | 1620 | 150 | 10 | 20 | 0.95 | 3500 | 83
PNA669V9 | Technical Consumer Products | TCP | LED4T820IS50K | Linear Replacement Lamp | Four-Foot | Replacement Lamps (plug and play) (UL Type A) | Standard | FALSE | [9 empty] | 42657 |  |  | No |  | 3 | 2093 | 99.67 | 21 | 8 | 0.94 | 5218 | 84
P1QPJPHQ | Technical Consumer Products | TCP | LED4T820IS41K | Linear Replacement Lamp | Four-Foot | Replacement Lamps (plug and play) (UL Type A) | Standard | FALSE | [9 empty] | 42657 |  |  | No |  | 3 | 2072 | 98.67 | 21 | 8 | 0.94 | 4100 | 85
PABM2WQF | Technical Consumer Products | TCP | LED4T820IS35K | Linear Replacement Lamp | Four-Foot | Replacement Lamps (plug and play) (UL Type A) | Standard | FALSE | [9 empty] | 42657 |  |  | No |  | 3 | 2062 | 98.19 | 21 | 8 | 0.94 | 3500 | 85
PZMGSWZ4 | E2 Lighting International Inc. | E2 Lighting International Inc | E2-T8-GL-AB1215 (3000K) | Linear Replacement Lamp | Four-Foot | Dual Mode Internal Driver (UL Type A and Type B) | Standard | TRUE | 2157.532 | 111.213 | 19.4 | 13.5 | 0.924 | 3022 | 83 | 5 | 50000 | 42656 |  |  | No |  | 4 | 2157.53 | 111.21 | 19.4 | 13.5 | 0.99 | 3000 | 83
P82UY7FB | seniorled limited | Seniorled | SLPV-4FT-18(3000K) | Linear Replacement Lamp | Four-Foot | Internal Driver Lamp-Style Retrofit Kits (UL Type B) | Standard | TRUE | 2287.062 | 127.059 | 18 | 15.2 | 0.924 | 2894 | 83.5 | 5 | 50000 | 42656 |  |  | No |  | 4 | 2287 | 127 | 18 | 15.2 | 0.92 | 2894 | 83.5
P5RQG7Y9 | Best Lighting Products | BEST LIGHTING | BP-2200LM-4FT-18W-3K | Linear Replacement Lamp | Four-Foot | Internal Driver Lamp-Style Retrofit Kits (UL Type B) | Standard | TRUE | 2225 | 124.2 | 17.92 | 19.37 | 0.917 | 3080 | 84.1 | 5 | 50000 | 42656 |  |  | No |  | 3 | 2200 | 122 | 18 | 20 | 0.9 | 3000 | 83
PVS3B7PV | seniorled limited | Seniorled | SLPV-4FT-12(3000K) | Linear Replacement Lamp | Four-Foot | Internal Driver Lamp-Style Retrofit Kits (UL Type B) | Standard | TRUE | 1674.706 | 136.155 | 12.3 | 15.4 | 0.913 | 2892 | 83.8 | 5 | 50000 | 42656 |  |  | No |  | 4 | 1674.7 | 136.1 | 12.3 | 15.4 | 0.91 | 2892 | 83.8
PWECPRUM | Best Lighting Products | BEST LIGHTING | BP-2200LM-4FT-16.5W-3K | Linear Replacement Lamp | Four-Foot | Internal Driver Lamp-Style Retrofit Kits (UL Type B) | Standard | TRUE | 2250 | 128.5 | 17.51 | 20.01 | 0.9129 | 3066 | 84.5 | 5 | 50000 | 42656 |  |  | No |  | 3 | 2200 | 130 | 16.5 | 20.01 | 0.9129 | 3000 | 83
PKWD1U8D | Best Lighting Products | BEST LIGHTING | BP-2200LM-4FT-16.5W-5K | Linear Replacement Lamp | Four-Foot | Internal Driver Lamp-Style Retrofit Kits (UL Type B) | Standard | TRUE | 2213 | 134.8 | 16.41 | 20.17 | 0.9087 | 5152 | 85.3 | 5 | 50000 | 42656 |  |  | No |  | 3 | 2200 | 130 | 16.5 | 20.17 | 0.9087 | 5000 | 83
PU7JGU8K | Best Lighting Products | BEST LIGHTING | BP-1800LM-4FT-12.5W-3K | Linear Replacement Lamp | Four-Foot | Internal Driver Lamp-Style Retrofit Kits (UL Type B) | Standard | TRUE | 1805 | 137.2 | 13.16 | 15.72 | 0.9072 | 3056 | 84.7 | 5 | 50000 | 42656 |  |  | No |  | 3 | 1800 | 135 | 12.5 | 20 | 0.9 | 3000 | 83
P7RT1G4G | E2 Lighting International Inc. | E2 Lighting International Inc | E2-T8-GL-AB1212 (3000K) | Linear Replacement Lamp | Four-Foot | Dual Mode Internal Driver (UL Type A and Type B) | Standard | TRUE | 1786.261 | 110.263 | 16.2 | 13.9 | 0.907 | 2998 | 83.1 | 5 | 50000 | 42656 |  |  | No |  | 4 | 1786.26 | 110.26 | 16.2 | 13.9 | 0.99 | 3000 | 83.1
P2DRFR3J | E2 Lighting International Inc. | E2 Lighting International Inc | E2-T8-AP-AB1215 (3000K) | Linear Replacement Lamp | Four-Foot | Dual Mode Internal Driver (UL Type A and Type B) | Standard | TRUE | 2140.461 | 112.066 | 19.1 | 13.6 | 0.907 | 2983 | 82.1 | 5 | 50000 | 42656 |  |  | No |  | 4 | 2140.46 | 112.07 | 19.1 | 13.6 | 0.95 | 3000 | 82.1
P5QYVHV8 | seniorled limited | Seniorled | SLPV-4FT-20(3000K) | Linear Replacement Lamp | Four-Foot | Internal Driver Lamp-Style Retrofit Kits (UL Type B) | Standard | TRUE | 2570.967 | 125.413 | 20.5 | 15.1 | 0.905 | 2896 | 83.4 | 5 | 50000 | 42656 |  |  | No |  | 4 | 2570.9 | 125.4 | 20.5 | 15.1 | 0.91 | 2896 | 83.4
PJ76BXAQ | Shenzhen GCL Electronics Co. Ltd | GCL | SL-TL-003-22W-B (3000K) | Linear Replacement Lamp | Four-Foot | Internal Driver Lamp-Style Retrofit Kits (UL Type B) | Standard | TRUE | 2998.626 | 137.552 | 21.8 | 17.3 | 0.904 | 2884 | 82.6 | 5 | 50000 | 42656 |  |  | No |  | 4 | 2998.6 | 137.5 | 21.8 | 17.3 | 0.9 | 2884 | 82.6
P1HGPW4H | Shenzhen GCL Electronics Co. Ltd | GCL | SL-TL-003-18W-B (3000K) | Linear Replacement Lamp | Four-Foot | Internal Driver Lamp-Style Retrofit Kits (UL Type B) | Standard | TRUE | 2459.645 | 138.963 | 17.7 | 17.7 | 0.903 | 2892 | 82.6 | 5 | 50000 | 42656 |  |  | No |  | 4 | 2459.6 | 138.9 | 17.7 | 17.7 | 0.9 | 2892 | 82.6
PNR6UUZS | Best Lighting Products | BEST LIGHTING | BP-2200LM-4FT-18W-5K | Linear Replacement Lamp | Four-Foot | Internal Driver Lamp-Style Retrofit Kits (UL Type B) | Standard | FALSE | [9 empty] | 42656 |  |  | No |  | 3 | 2200 | 122 | 18 | 20 | 0.9 | 5000 | 83
PWXPKRDM | Best Lighting Products | BEST LIGHTING | BP-1800LM-4FT-12.5W-5K | Linear Replacement Lamp | Four-Foot | Internal Driver Lamp-Style Retrofit Kits (UL Type B) | Standard | FALSE | [9 empty] | 42656 |  |  | No |  | 3 | 1800 | 135 | 12.5 | 20 | 0.9 | 5000 | 83
PVJAMUUU | Best Lighting Products | BEST LIGHTING | BP-2200LM-4FT-18W-45K | Linear Replacement Lamp | Four-Foot | Internal Driver Lamp-Style Retrofit Kits (UL Type B) | Standard | FALSE | [9 empty] | 42656 |  |  | No |  | 3 | 2200 | 122 | 18 | 20 | 0.9 | 4500 | 83
PUV3ND93 | Best Lighting Products | BEST LIGHTING | BP-2200LM-4FT-16.5W-45K | Linear Replacement Lamp | Four-Foot | Internal Driver Lamp-Style Retrofit Kits (UL Type B) | Standard | FALSE | [9 empty] | 42656 |  |  | No |  | 3 | 2200 | 130 | 16.5 | 20 | 0.9 | 4500 | 83
P5NZPF4M | Best Lighting Products | BEST LIGHTING | BP-1800LM-4FT-12.5W-45K | Linear Replacement Lamp | Four-Foot | Internal Driver Lamp-Style Retrofit Kits (UL Type B) | Standard | FALSE | [9 empty] | 42656 |  |  | No |  | 3 | 1800 | 135 | 12.5 | 20 | 0.9 | 4500 | 83
PMP5DCQZ | Best Lighting Products | BEST LIGHTING | BP-2200LM-4FT-16.5W-4K | Linear Replacement Lamp | Four-Foot | Internal Driver Lamp-Style Retrofit Kits (UL Type B) | Standard | FALSE | [9 empty] | 42656 |  |  | No |  | 3 | 2200 | 130 | 16.5 | 20 | 0.9 | 4000 | 83
PJUGPYXC | Best Lighting Products | BEST LIGHTING | BP-2200LM-4FT-18W-4K | Linear Replacement Lamp | Four-Foot | Internal Driver Lamp-Style Retrofit Kits (UL Type B) | Standard | FALSE | [9 empty] | 42656 |  |  | No |  | 3 | 2200 | 122 | 18 | 20 | 0.9 | 4000 | 83
P1AU4XRA | Best Lighting Products | BEST LIGHTING | BP-1800LM-4FT-12.5W-4K | Linear Replacement Lamp | Four-Foot | Internal Driver Lamp-Style Retrofit Kits (UL Type B) | Standard | FALSE | [9 empty] | 42656 |  |  | No |  | 3 | 1800 | 135 | 12.5 | 20 | 0.9 | 4000 | 83
PPF2CMTJ | Best Lighting Products | BEST LIGHTING | BP-2200LM-4FT-18W-35K | Linear Replacement Lamp | Four-Foot | Internal Driver Lamp-Style Retrofit Kits (UL Type B) | Standard | FALSE | [9 empty] | 42656 |  |  | No |  | 3 | 2200 | 122 | 18 | 20 | 0.9 | 3500 | 83
P59UWCS4 | Best Lighting Products | BEST LIGHTING | BP-2200LM-4FT-16.5W-35K | Linear Replacement Lamp | Four-Foot | Internal Driver Lamp-Style Retrofit Kits (UL Type B) | Standard | FALSE | [9 empty] | 42656 |  |  | No |  | 3 | 2200 | 130 | 16.5 | 20 | 0.9 | 3500 | 83
PP8APGXJ | Best Lighting Products | BEST LIGHTING | BP-1800LM-4FT-12.5W-35K | Linear Replacement Lamp | Four-Foot | Internal Driver Lamp-Style Retrofit Kits (UL Type B) | Standard | FALSE | [9 empty] | 42656 |  |  | No |  | 3 | 1800 | 135 | 12.5 | 20 | 0.9 | 3500 | 83
PGQD99FV | E2 Lighting International Inc. | E2 Lighting International Inc | E2-T8-AP-AB1215 (5000K) | Linear Replacement Lamp | Four-Foot | Dual Mode Internal Driver (UL Type A and Type B) | Standard | FALSE | [9 empty] | 42656 |  |  | No |  | 4 | 2238.16 | 117.18 | 19.1 | 13.9 | 0.95 | 5000 | 82.9
PYMK3NCU | E2 Lighting International Inc. | E2 Lighting International Inc | E2-T8-GL-AB1212 (5000K) | Linear Replacement Lamp | Four-Foot | Dual Mode Internal Driver (UL Type A and Type B) | Standard | FALSE | [9 empty] | 42656 |  |  | No |  | 4 | 1819.16 | 112.99 | 16.1 | 14.1 | 0.99 | 5000 | 81.8
PATMQ48J | E2 Lighting International Inc. | E2 Lighting International Inc | E2-T8-GL-AB1215 (5000K) | Linear Replacement Lamp | Four-Foot | Dual Mode Internal Driver (UL Type A and Type B) | Standard | FALSE | [9 empty] | 42656 |  |  | No |  | 4 | 2197.19 | 113.26 | 19.4 | 13.7 | 0.99 | 5000 | 81.3
P1PWYUNX | E2 Lighting International Inc. | E2 Lighting International Inc | E2-T8-GL-AB1212 (4000K) | Linear Replacement Lamp | Four-Foot | Dual Mode Internal Driver (UL Type A and Type B) | Standard | FALSE | [9 empty] | 42656 |  |  | No |  | 4 | 1786.26 | 110.26 | 16.2 | 13.9 | 0.99 | 4000 | 83.1
PN8JHENR | E2 Lighting International Inc. | E2 Lighting International Inc | E2-T8-GL-AB1215 (4000K) | Linear Replacement Lamp | Four-Foot | Dual Mode Internal Driver (UL Type A and Type B) | Standard | FALSE | [9 empty] | 42656 |  |  | No |  | 4 | 2157.53 | 111.21 | 19.4 | 13.5 | 0.99 | 4000 | 83
P2AE561Z | E2 Lighting International Inc. | E2 Lighting International Inc | E2-T8-AP-AB1215 (4000K) | Linear Replacement Lamp | Four-Foot | Dual Mode Internal Driver (UL Type A and Type B) | Standard | FALSE | [9 empty] | 42656 |  |  | No |  | 4 | 2140.46 | 112.07 | 19.1 | 13.6 | 0.95 | 4000 | 82.1
PCXFVXVN | E2 Lighting International Inc. | E2 Lighting International Inc | E2-T8-GL-AB1212 (3500K) | Linear Replacement Lamp | Four-Foot | Dual Mode Internal Driver (UL Type A and Type B) | Standard | FALSE | [9 empty] | 42656 |  |  | No |  | 4 | 1786.26 | 110.26 | 16.2 | 13.9 | 0.99 | 3500 | 83.1
PAMZCTZZ | E2 Lighting International Inc. | E2 Lighting International Inc | E2-T8-GL-AB1215 (3500K) | Linear Replacement Lamp | Four-Foot | Dual Mode Internal Driver (UL Type A and Type B) | Standard | FALSE | [9 empty] | 42656 |  |  | No |  | 4 | 2157.53 | 111.21 | 19.4 | 13.5 | 0.99 | 3500 | 83
P2S5QKM6 | E2 Lighting International Inc. | E2 Lighting International Inc | E2-T8-AP-AB1215 (3500K) | Linear Replacement Lamp | Four-Foot | Dual Mode Internal Driver (UL Type A and Type B) | Standard | FALSE | [9 empty] | 42656 |  |  | No |  | 4 | 2140.46 | 112.07 | 19.1 | 13.6 | 0.95 | 3500 | 82.1
PYJW7JYD | seniorled limited | Seniorled | SLPV-4FT-20(5000K) | Linear Replacement Lamp | Four-Foot | Internal Driver Lamp-Style Retrofit Kits (UL Type B) | Standard | FALSE | [9 empty] | 42656 | Dimmable | Continuous Below 10 | No |  | 4 | 2773.8 | 136.6 | 20.3 | 15.5 | 0.91 | 4918 | 83.6
P73Z8PTH | seniorled limited | Seniorled | SLPV-4FT-18(5000K) | Linear Replacement Lamp | Four-Foot | Internal Driver Lamp-Style Retrofit Kits (UL Type B) | Standard | FALSE | [9 empty] | 42656 | Dimmable | Continuous Below 10 | No |  | 4 | 2460.9 | 139 | 17.7 | 15.8 | 0.93 | 4899 | 83.6
PEQP7GTP | seniorled limited | Seniorled | SLPV-4FT-12(5000K) | Linear Replacement Lamp | Four-Foot | Internal Driver Lamp-Style Retrofit Kits (UL Type B) | Standard | FALSE | [9 empty] | 42656 | Dimmable | Continuous Below 10 | No |  | 4 | 1814 | 147.4 | 12.3 | 15.7 | 0.92 | 4897 | 83.8
P593MN3J | seniorled limited | Seniorled | SLPV-4FT-12(4500K) | Linear Replacement Lamp | Four-Foot | Internal Driver Lamp-Style Retrofit Kits (UL Type B) | Standard | FALSE | [9 empty] | 42656 | Dimmable | Continuous Below 10 | No |  | 4 | 1744.3 | 141.8 | 12.3 | 15.4 | 0.91 | 4500 | 83.8
PT91UWKC | seniorled limited | Seniorled | SLPV-4FT-18(4500K) | Linear Replacement Lamp | Four-Foot | Internal Driver Lamp-Style Retrofit Kits (UL Type B) | Standard | FALSE | [9 empty] | 42656 | Dimmable | Continuous Below 10 | No |  | 4 | 2373.9 | 132.9 | 17.9 | 15.2 | 0.92 | 4500 | 83.5
P33EM599 | seniorled limited | Seniorled | SLPV-4FT-20(4500K) | Linear Replacement Lamp | Four-Foot | Internal Driver Lamp-Style Retrofit Kits (UL Type B) | Standard | FALSE | [9 empty] | 42656 | Dimmable | Continuous Below 10 | No |  | 4 | 2672.4 | 131 | 20.4 | 15.1 | 0.91 | 4500 | 83.4
PGW9NTQW | seniorled limited | Seniorled | SLPV-4FT-12(4000K) | Linear Replacement Lamp | Four-Foot | Internal Driver Lamp-Style Retrofit Kits (UL Type B) | Standard | FALSE | [9 empty] | 42656 | Dimmable | Continuous Below 10 | No |  | 4 | 1744.3 | 141.8 | 12.3 | 15.4 | 0.91 | 4000 | 83.8
P8J8RA81 | seniorled limited | Seniorled | SLPV-4FT-18(4000K) | Linear Replacement Lamp | Four-Foot | Internal Driver Lamp-Style Retrofit Kits (UL Type B) | Standard | FALSE | [9 empty] | 42656 | Dimmable | Continuous Below 10 | No |  | 4 | 2373.9 | 132.9 | 17.9 | 15.2 | 0.92 | 4000 | 83.5
PFQRFVXR | seniorled limited | Seniorled | SLPV-4FT-20(4000K) | Linear Replacement Lamp | Four-Foot | Internal Driver Lamp-Style Retrofit Kits (UL Type B) | Standard | FALSE | [9 empty] | 42656 | Dimmable | Continuous Below 10 | No |  | 4 | 2672.4 | 131 | 20.4 | 15.1 | 0.91 | 4000 | 83.4
PGNGWF76 | seniorled limited | Seniorled | SLPV-4FT-12(3500K) | Linear Replacement Lamp | Four-Foot | Internal Driver Lamp-Style Retrofit Kits (UL Type B) | Standard | FALSE | [9 empty] | 42656 | Dimmable | Continuous Below 10 | No |  | 4 | 1674.7 | 136.1 | 12.3 | 15.4 | 0.91 | 3500 | 83.8
P6R8VK26 | seniorled limited | Seniorled | SLPV-4FT-18(3500K) | Linear Replacement Lamp | Four-Foot | Internal Driver Lamp-Style Retrofit Kits (UL Type B) | Standard | FALSE | [9 empty] | 42656 | Dimmable | Continuous Below 10 | No |  | 4 | 2287 | 127 | 18 | 15.2 | 0.92 | 3500 | 83.5
PU52CANG | seniorled limited | Seniorled | SLPV-4FT-20(3500K) | Linear Replacement Lamp | Four-Foot | Internal Driver Lamp-Style Retrofit Kits (UL Type B) | Standard | FALSE | [9 empty] | 42656 | Dimmable | Continuous Below 10 | No |  | 4 | 2570.9 | 125.4 | 20.5 | 15.1 | 0.91 | 3500 | 83.4
P4KMXECT | Shenzhen GCL Electronics Co. Ltd | GCL | SL-TL-003-22W-B (5000K) | Linear Replacement Lamp | Four-Foot | Internal Driver Lamp-Style Retrofit Kits (UL Type B) | Standard | FALSE | [9 empty] | 42656 | Not Dimmable | Not Dimmable | No |  | 4 | 3129.5 | 146.2 | 21.4 | 18.1 | 0.91 | 4760 | 83.5
PTA5JU1G | Shenzhen GCL Electronics Co. Ltd | GCL | SL-TL-003-18W-B (5000K) | Linear Replacement Lamp | Four-Foot | Internal Driver Lamp-Style Retrofit Kits (UL Type B) | Standard | FALSE | [9 empty] | 42656 | Not Dimmable | Not Dimmable | No |  | 4 | 2605.6 | 148 | 17.6 | 18.6 | 0.91 | 4753 | 83.6
PRYDACXH | Shenzhen GCL Electronics Co. Ltd | GCL | SL-TL-003-18W-B (4500K) | Linear Replacement Lamp | Four-Foot | Internal Driver Lamp-Style Retrofit Kits (UL Type B) | Standard | FALSE | [9 empty] | 42656 | Not Dimmable | Not Dimmable | No |  | 4 | 2459.6 | 138.9 | 17.7 | 17.7 | 0.9 | 4500 | 82.6
PS2123RW | Shenzhen GCL Electronics Co. Ltd | GCL | SL-TL-003-22W-B (4500K) | Linear Replacement Lamp | Four-Foot | Internal Driver Lamp-Style Retrofit Kits (UL Type B) | Standard | FALSE | [9 empty] | 42656 | Not Dimmable | Not Dimmable | No |  | 4 | 2998.6 | 137.5 | 21.8 | 17.3 | 0.9 | 4500 | 82.6
P9NJMDF4 | Shenzhen GCL Electronics Co. Ltd | GCL | SL-TL-003-18W-B (4000K) | Linear Replacement Lamp | Four-Foot | Internal Driver Lamp-Style Retrofit Kits (UL Type B) | Standard | FALSE | [9 empty] | 42656 | Not Dimmable | Not Dimmable | No |  | 4 | 2459.6 | 138.9 | 17.7 | 17.7 | 0.9 | 4000 | 82.6
P3AGXA66 | Shenzhen GCL Electronics Co. Ltd | GCL | SL-TL-003-22W-B (4000K) | Linear Replacement Lamp | Four-Foot | Internal Driver Lamp-Style Retrofit Kits (UL Type B) | Standard | FALSE | [9 empty] | 42656 | Not Dimmable | Not Dimmable | No |  | 4 | 2998.6 | 137.5 | 21.8 | 17.3 | 0.9 | 4000 | 82.6
P77U9GPT | Shenzhen GCL Electronics Co. Ltd | GCL | SL-TL-003-18W-B (3500K) | Linear Replacement Lamp | Four-Foot | Internal Driver Lamp-Style Retrofit Kits (UL Type B) | Standard | FALSE | [9 empty] | 42656 | Not Dimmable | Not Dimmable | No |  | 4 | 2459.6 | 138.9 | 17.7 | 17.7 | 0.9 | 3500 | 82.6
PUMAU69C | Shenzhen GCL Electronics Co. Ltd | GCL | SL-TL-003-22W-B (3500K) | Linear Replacement Lamp | Four-Foot | Internal Driver Lamp-Style Retrofit Kits (UL Type B) | Standard | FALSE | [9 empty] | 42656 | Not Dimmable | Not Dimmable | No |  | 4 | 2998.6 | 137.5 | 21.8 | 17.3 | 0.9 | 3500 | 82.6
PJ6KDTXM | Kumho Electric | Kumho LED | FL/T5-54W/25W IU-850 | Linear Replacement Lamp | Four-Foot | Replacement Lamps (plug and play) (UL Type A) | Standard | TRUE | 3441.2 | 158 | 21.8 | 4 | 1 | 5098 | 83 | 5 | 50000 | 42655 |  |  | No |  | 4 | 3441.2 | 158 | 21.8 | 3 | 1 | 5000 | 83
PVR9211F | Hesion Enterprise Company | HESION | HSST812018-3000 | Linear Replacement Lamp | Four-Foot | Internal Driver Lamp-Style Retrofit Kits (UL Type B) | Standard | TRUE | 1875.91 | 109.13 | 17.19 | 19.27 | 0.94 | 2993 | 82.2 | 5 | 50000 | 42655 |  |  | NotYetVerified | Product updated on 08/25/2016 | 3.1 | 1980 | 110 | 18 | 20 | 0.91 | 3000 | 82
P6MM5A3P | Shenzhen sunpzone lighting electronic co. ltd | Sunpzone | SPZT8418(3000K) | Linear Replacement Lamp | Four-Foot | Internal Driver Lamp-Style Retrofit Kits (UL Type B) | Standard | TRUE | 2115.6 | 122.64 | 17.25 | 20.5 | 0.938 | 3030 | 81.8 | 5 | 50000 | 42655 |  |  | No |  | 4 | 2340 | 130 | 18 | 16 | 0.97 | 3000 | 80
PBV3FDCX | SHANGHAI DENGQING IMP.EXP.CO.LTD | BAIQING | BQ-N4T8DF-18W(3000K) | Linear Replacement Lamp | Four-Foot | Replacement Lamps (plug and play) (UL Type A) | Standard | TRUE | 2283 | 122.68 | 18.61 | 14.57 | 0.9355 | 2923 | 81 | 5 | 50000 | 42655 |  |  | No |  | 3.1 | 2283 | 122.68 | 18.61 | 14.57 | 0.9355 | 3000 | 81
P553WXNX | Elec-Tech International Co. Ltd | ETI | 542964[41-50] | Linear Replacement Lamp | Four-Foot | Internal Driver Lamp-Style Retrofit Kits (UL Type B) | Standard | TRUE | 2241.6 | 150.64 | 14.88 | 19.3 | 0.927 | 4125 | 83.1 | 5 | 50000 | 42655 |  |  | NotYetVerified | 41 through 50 characters identify 4000K version; even and odd digits represent different sales distribution regions | 4 | 2200 | 146.67 | 15 | 20 | 0.9 | 4000 | 80
PX21APTZ | Shenzhen sunpzone lighting electronic co. ltd | Sunpzone | SPZT8415(3000K) | Linear Replacement Lamp | Four-Foot | Internal Driver Lamp-Style Retrofit Kits (UL Type B) | Standard | TRUE | 1800.2 | 125.28 | 14.37 | 21.7 | 0.926 | 3034 | 81.9 | 5 | 50000 | 42655 |  |  | No |  | 4 | 1950 | 130 | 15 | 16 | 0.97 | 3000 | 80
PH9VZCUY | SHANGHAI DENGQING IMP.EXP.CO.LTD | BAIQING | BQ-T8-A4FBP-18W(3000K) | Linear Replacement Lamp | Four-Foot | Internal Driver Lamp-Style Retrofit Kits (UL Type B) | Standard | TRUE | 2151 | 119.24 | 18.04 | 16.06 | 0.9017 | 3074 | 82.1 | 5 | 50000 | 42655 |  |  | No |  | 3.1 | 2151 | 119.24 | 18.04 | 16.06 | 0.9017 | 3000 | 82.1
PJZR9F89 | SHANGHAI DENGQING IMP.EXP.CO.LTD | BAIQING | BQ-N4T8VHO-15W(3000K) | Linear Replacement Lamp | Four-Foot | Internal Driver Lamp-Style Retrofit Kits (UL Type B) | Standard | TRUE | 2033 | 133.82 | 14.76 | 12.79 | 0.901 | 2970 | 81.9 | 5 | 50000 | 42655 |  |  | No |  | 3.1 | 2004 | 135.74 | 14.76 | 12.79 | 0.901 | 3000 | 81.9
PP2K25HU | Hesion Enterprise Company | HESION | HSST812018-5000 | Linear Replacement Lamp | Four-Foot | Internal Driver Lamp-Style Retrofit Kits (UL Type B) | Standard | FALSE | [9 empty] | 42655 |  |  | NotYetVerified | Product updated on 08/25/2016 | 3.1 | 1980 | 110 | 18 | 20 | 0.91 | 5000 | 82
PMVVD3YH | Hesion Enterprise Company | HESION | HSST812018-4500 | Linear Replacement Lamp | Four-Foot | Internal Driver Lamp-Style Retrofit Kits (UL Type B) | Standard | FALSE | [9 empty] | 42655 |  |  | NotYetVerified | Product updated on 08/25/2016 | 3.1 | 1980 | 110 | 18 | 20 | 0.9 | 4500 | 82
PAF58SK4 | Hesion Enterprise Company | HESION | HSST812018-4000 | Linear Replacement Lamp | Four-Foot | Internal Driver Lamp-Style Retrofit Kits (UL Type B) | Standard | FALSE | [9 empty] | 42655 |  |  | NotYetVerified | Product updated on 08/25/2016 | 3.1 | 1980 | 110 | 18 | 20 | 0.91 | 4000 | 82
PMRQTTDB | Hesion Enterprise Company | HESION | HSST812018-3500 | Linear Replacement Lamp | Four-Foot | Internal Driver Lamp-Style Retrofit Kits (UL Type B) | Standard | FALSE | [9 empty] | 42655 |  |  | NotYetVerified | Product updated on 08/25/2016 | 3.1 | 1980 | 110 | 18 | 20 | 0.9 | 3500 | 82
PDR7KPZD | Elec-Tech International Co. Ltd | ETI | 542964[61-70] | Linear Replacement Lamp | Four-Foot | Internal Driver Lamp-Style Retrofit Kits (UL Type B) | Standard | FALSE | [9 empty] | 42655 |  |  | NotYetVerified | 61 through 70 characters identify 5000K version; even and odd digits represent different sales distribution regions | 4 | 2200 | 146.67 | 15 | 20 | 0.9 | 5000 | 80
PW1U43AD | Shenzhen sunpzone lighting electronic co. ltd | Sunpzone | SPZT8418(5000K) | Linear Replacement Lamp | Four-Foot | Internal Driver Lamp-Style Retrofit Kits (UL Type B) | Standard | FALSE | [9 empty] | 42655 | Not Dimmable | Not Dimmable | No |  | 4 | 2700 | 150 | 18 | 16 | 0.97 | 5000 | 80
PFMU6R92 | Shenzhen sunpzone lighting electronic co. ltd | Sunpzone | SPZT8415(5000K) | Linear Replacement Lamp | Four-Foot | Internal Driver Lamp-Style Retrofit Kits (UL Type B) | Standard | FALSE | [9 empty] | 42655 | Not Dimmable | Not Dimmable | No |  | 4 | 2250 | 150 | 15 | 16 | 0.97 | 5000 | 80
PP7XQRF8 | Shenzhen sunpzone lighting electronic co. ltd | Sunpzone | SPZT8418(4500K) | Linear Replacement Lamp | Four-Foot | Internal Driver Lamp-Style Retrofit Kits (UL Type B) | Standard | FALSE | [9 empty] | 42655 | Not Dimmable | Not Dimmable | No |  | 4 | 2700 | 150 | 18 | 16 | 0.97 | 4500 | 80
PC37D7H3 | Shenzhen sunpzone lighting electronic co. ltd | Sunpzone | SPZT8415(4500K) | Linear Replacement Lamp | Four-Foot | Internal Driver Lamp-Style Retrofit Kits (UL Type B) | Standard | FALSE | [9 empty] | 42655 | Not Dimmable | Not Dimmable | No |  | 4 | 2250 | 150 | 15 | 16 | 0.97 | 4500 | 80
P8F88YZV | Shenzhen sunpzone lighting electronic co. ltd | Sunpzone | SPZT8418(4000K) | Linear Replacement Lamp | Four-Foot | Internal Driver Lamp-Style Retrofit Kits (UL Type B) | Standard | FALSE | [9 empty] | 42655 | Not Dimmable | Not Dimmable | No |  | 4 | 2700 | 150 | 18 | 16 | 0.97 | 4000 | 80
P87WAESY | Shenzhen sunpzone lighting electronic co. ltd | Sunpzone | SPZT8415(4000K) | Linear Replacement Lamp | Four-Foot | Internal Driver Lamp-Style Retrofit Kits (UL Type B) | Standard | FALSE | [9 empty] | 42655 | Not Dimmable | Not Dimmable | No |  | 4 | 2250 | 150 | 15 | 16 | 0.97 | 4000 | 80
PS7AA5GH | Shenzhen sunpzone lighting electronic co. ltd | Sunpzone | SPZT8418(3500K) | Linear Replacement Lamp | Four-Foot | Internal Driver Lamp-Style Retrofit Kits (UL Type B) | Standard | FALSE | [9 empty] | 42655 | Not Dimmable | Not Dimmable | No |  | 4 | 2340 | 130 | 18 | 16 | 0.97 | 3500 | 80
PWB7NR8G | Shenzhen sunpzone lighting electronic co. ltd | Sunpzone | SPZT8415(3500K) | Linear Replacement Lamp | Four-Foot | Internal Driver Lamp-Style Retrofit Kits (UL Type B) | Standard | FALSE | [9 empty] | 42655 | Not Dimmable | Not Dimmable | No |  | 4 | 1950 | 130 | 15 | 16 | 0.97 | 3500 | 80
PJ2T4XFX | SHANGHAI DENGQING IMP.EXP.CO.LTD | BAIQING | BQ-N4T8VHO-15W(5000K) | Linear Replacement Lamp | Four-Foot | Internal Driver Lamp-Style Retrofit Kits (UL Type B) | Standard | FALSE | [9 empty] | 42655 | Not Dimmable | Not Dimmable | No |  | 3.1 | 2120 | 142.95 | 14.83 | 12.61 | 0.9007 | 5000 | 83.9
P222XSWY | SHANGHAI DENGQING IMP.EXP.CO.LTD | BAIQING | BQ-T8-A4FBP-18W(5000K) | Linear Replacement Lamp | Four-Foot | Internal Driver Lamp-Style Retrofit Kits (UL Type B) | Standard | FALSE | [9 empty] | 42655 | Not Dimmable | Not Dimmable | No |  | 3.1 | 2220 | 122.11 | 18.18 | 16.29 | 0.9011 | 5000 | 83.6
PN94WG3U | SHANGHAI DENGQING IMP.EXP.CO.LTD | BAIQING | BQ-N4T8DF-18W(5000K) | Linear Replacement Lamp | Four-Foot | Replacement Lamps (plug and play) (UL Type A) | Standard | FALSE | [9 empty] | 42655 | Not Dimmable | Not Dimmable | No |  | 3.1 | 2357 | 126.72 | 18.6 | 14.65 | 0.9319 | 5000 | 83
PS7ZPK2G | SHANGHAI DENGQING IMP.EXP.CO.LTD | BAIQING | BQ-T8-A4FBP-18W(4500K) | Linear Replacement Lamp | Four-Foot | Internal Driver Lamp-Style Retrofit Kits (UL Type B) | Standard | FALSE | [9 empty] | 42655 | Not Dimmable | Not Dimmable | No |  | 3.1 | 2203 | 121.63 | 18.11 | 16.06 | 0.9017 | 4500 | 82.1
PC6M33R6 | SHANGHAI DENGQING IMP.EXP.CO.LTD | BAIQING | BQ-N4T8VHO-15W(4500K) | Linear Replacement Lamp | Four-Foot | Internal Driver Lamp-Style Retrofit Kits (UL Type B) | Standard | FALSE | [9 empty] | 42655 | Not Dimmable | Not Dimmable | No |  | 3.1 | 2091 | 141.32 | 14.8 | 12.79 | 0.901 | 4500 | 81.9
P4EGPSDV | SHANGHAI DENGQING IMP.EXP.CO.LTD | BAIQING | BQ-N4T8DF-18W(4500K) | Linear Replacement Lamp | Four-Foot | Replacement Lamps (plug and play) (UL Type A) | Standard | FALSE | [9 empty] | 42655 | Not Dimmable | Not Dimmable | No |  | 3.1 | 2339 | 125.69 | 18.61 | 14.57 | 0.9355 | 4500 | 81
P72B2NCB | SHANGHAI DENGQING IMP.EXP.CO.LTD | BAIQING | BQ-T8-A4FBP-18W(4000K) | Linear Replacement Lamp | Four-Foot | Internal Driver Lamp-Style Retrofit Kits (UL Type B) | Standard | FALSE | [9 empty] | 42655 | Not Dimmable | Not Dimmable | No |  | 3.1 | 2186 | 120.68 | 18.11 | 16.06 | 0.9017 | 4000 | 82.1
PWDNACU2 | SHANGHAI DENGQING IMP.EXP.CO.LTD | BAIQING | BQ-N4T8VHO-15W(4000K) | Linear Replacement Lamp | Four-Foot | Internal Driver Lamp-Style Retrofit Kits (UL Type B) | Standard | FALSE | [9 empty] | 42655 | Not Dimmable | Not Dimmable | No |  | 3.1 | 2062 | 139.35 | 14.8 | 12.79 | 0.901 | 4000 | 81.9
PYQWQC6G | SHANGHAI DENGQING IMP.EXP.CO.LTD | BAIQING | BQ-N4T8DF-18W(4000K) | Linear Replacement Lamp | Four-Foot | Replacement Lamps (plug and play) (UL Type A) | Standard | FALSE | [9 empty] | 42655 | Not Dimmable | Not Dimmable | No |  | 3.1 | 2320 | 124.7 | 18.61 | 14.57 | 0.9355 | 4000 | 81
PXBUFMJ4 | SHANGHAI DENGQING IMP.EXP.CO.LTD | BAIQING | BQ-T8-A4FBP-18W(3500K) | Linear Replacement Lamp | Four-Foot | Internal Driver Lamp-Style Retrofit Kits (UL Type B) | Standard | FALSE | [9 empty] | 42655 | Not Dimmable | Not Dimmable | No |  | 3.1 | 2168 | 119.73 | 18.11 | 16.06 | 0.9017 | 3500 | 82.1
P5ETYJPQ | SHANGHAI DENGQING IMP.EXP.CO.LTD | BAIQING | BQ-N4T8VHO-15W(3500K) | Linear Replacement Lamp | Four-Foot | Internal Driver Lamp-Style Retrofit Kits (UL Type B) | Standard | FALSE | [9 empty] | 42655 | Not Dimmable | Not Dimmable | No |  | 3.1 | 2033 | 137.39 | 14.8 | 12.79 | 0.901 | 3500 | 81.9
P3GZBP2E | SHANGHAI DENGQING IMP.EXP.CO.LTD | BAIQING | BQ-N4T8DF-18W(3500K) | Linear Replacement Lamp | Four-Foot | Replacement Lamps (plug and play) (UL Type A) | Standard | FALSE | [9 empty] | 42655 | Not Dimmable | Not Dimmable | No |  | 3.1 | 2302 | 123.7 | 18.61 | 14.57 | 0.9355 | 3500 | 81
P8UMEM3E | Luxul Technology Inc. | Luxul | Q-Lux T8 4ft Q2 3000K | Linear Replacement Lamp | Four-Foot | Replacement Lamps (plug and play) (UL Type A) | Standard | TRUE | 1904.74 | 130.11 | 14.64 | 10.66 | 0.972 | 3051 | 83.1 | 5 | 50000 | 42654 |  |  | No |  | 4 | 1904.74 | 130.11 | 14.64 | 10.66 | 0.97 | 3051 | 83.1
PWX8AZ6N | WAYTOGO LED LIGHTING COMPANY LTD | WTGLED | BL-T8-12W1200 WINZ(3000K) | Linear Replacement Lamp | Four-Foot | Internal Driver Lamp-Style Retrofit Kits (UL Type B) | Standard | TRUE | 1591.48 | 130.25 | 12.21 | 15.7 | 0.903 | 2933 | 83.6 | 5 | 50000 | 42654 |  |  | No |  | 4 | 1591.4 | 130.2 | 12.22 | 15.7 | 0.9 | 2933 | 83.6
P97PZ7PQ | RT Lighting | High Output | LED-T-2G-1 | Linear Replacement Lamp | Four-Foot | Internal Driver Lamp-Style Retrofit Kits (UL Type B) | Standard | TRUE | 1591.48 | 130.25 | 12.21 | 15.7 | 0.903 | 2933 | 83.6 | 5 | 50000 | 42654 |  |  | No |  | 4 | 1591.4 | 130.2 | 12.22 | 15.7 | 0.9 | 2933 | 83.6
PS5D5SPD | WAYTOGO LED LIGHTING COMPANY LTD | WTGLED | BL-T8-12W1200 WINZ(5000K) | Linear Replacement Lamp | Four-Foot | Internal Driver Lamp-Style Retrofit Kits (UL Type B) | Standard | FALSE | [9 empty] | 42654 |  |  | No |  | 4 | 1601 | 132 | 12.12 | 16.4 | 0.91 | 5038 | 84.3
PQ3J4JMU | WAYTOGO LED LIGHTING COMPANY LTD | WTGLED | BL-T8-12W1200 WINZ(4000K) | Linear Replacement Lamp | Four-Foot | Internal Driver Lamp-Style Retrofit Kits (UL Type B) | Standard | FALSE | [9 empty] | 42654 |  |  | No |  | 4 | 1591.4 | 130.2 | 12.22 | 15.7 | 0.9 | 4000 | 83.6
P7ESAGVF | Luxul Technology Inc. | Luxul | Q-Lux T8 4ft Q2 5000K | Linear Replacement Lamp | Four-Foot | Replacement Lamps (plug and play) (UL Type A) | Standard | FALSE | [9 empty] | 42654 |  |  | No |  | 4 | 2188.4 | 147.94 | 14.79 | 10.62 | 0.95 | 4967 | 81.3
P9YS7447 | Luxul Technology Inc. | Luxul | Q-Lux T8 4ft Q2 4000K | Linear Replacement Lamp | Four-Foot | Replacement Lamps (plug and play) (UL Type A) | Standard | FALSE | [9 empty] | 42654 |  |  | No |  | 4 | 2057.1 | 138.72 | 14.83 | 10.65 | 0.95 | 4035 | 84.3
P8C3FE4C | Luxul Technology Inc. | Luxul | Q-Lux T8 4ft Q2 3500K | Linear Replacement Lamp | Four-Foot | Replacement Lamps (plug and play) (UL Type A) | Standard | FALSE | [9 empty] | 42654 |  |  | No |  | 4 | 1983 | 134.11 | 14.79 | 10.7 | 0.95 | 3505 | 84.3
PRHPW2TE | RT Lighting | High Output | LED-T-2G-3 | Linear Replacement Lamp | Four-Foot | Internal Driver Lamp-Style Retrofit Kits (UL Type B) | Standard | FALSE | [9 empty] | 42654 | Not Dimmable | Not Dimmable | No |  | 4 | 1601 | 132 | 12.12 | 16.4 | 0.91 | 5038 | 84.3
PPD3NNTH | RT Lighting | High Output | LED-T-2G-2 | Linear Replacement Lamp | Four-Foot | Internal Driver Lamp-Style Retrofit Kits (UL Type B) | Standard | FALSE | [9 empty] | 42654 | Not Dimmable | Not Dimmable | No |  | 4 | 1591.4 | 130.2 | 12.22 | 15.7 | 0.9 | 4000 | 83.6
PXZNZAWH | TGL Inc. | TGL Smart 360 | TGLSM360-T84FT-10W-300K | Linear Replacement Lamp | Four-Foot | Replacement Lamps (plug and play) (UL Type A) | Standard | TRUE | 1662.59 | 130.2 | 12.77 | 7.39 | 0.9684 | 3021 | 82.6 | 5 | 50000 | 42653 |  |  | No |  | 4 | 1615 | 150 | 10 | 20 | 0.95 | 3000 | 83
PYXNB86X | QLED LLC dba QuaLED Lighting LLC | QuaLED | QT84M3k-BP172200-M | Linear Replacement Lamp | Four-Foot | Internal Driver Lamp-Style Retrofit Kits (UL Type B) | Standard | TRUE | 2190 | 134 | 16.34 | 24.92 | 0.9351 | 3068 | 83.8 | 5 | 50000 | 42653 |  |  | No |  | 3 | 2190 | 134 | 16.3 | 20 | 0.9 | 3000 | 83
P3VDU7CA | QLED LLC dba QuaLED Lighting LLC | QuaLED | QT84M5k-BP172200-M | Linear Replacement Lamp | Four-Foot | Internal Driver Lamp-Style Retrofit Kits (UL Type B) | Standard | FALSE | [9 empty] | 42653 |  |  | No |  | 3 | 2190 | 134 | 16.3 | 20 | 0.9 | 5000 | 83
P99C1SM8 | QLED LLC dba QuaLED Lighting LLC | QuaLED | QT84M4k-BP172200-M | Linear Replacement Lamp | Four-Foot | Internal Driver Lamp-Style Retrofit Kits (UL Type B) | Standard | FALSE | [9 empty] | 42653 |  |  | No |  | 3 | 2190 | 134 | 16.3 | 20 | 0.9 | 4000 | 83
PFYBEPHF | QLED LLC dba QuaLED Lighting LLC | QuaLED | QT84M35k-BP172200-M | Linear Replacement Lamp | Four-Foot | Internal Driver Lamp-Style Retrofit Kits (UL Type B) | Standard | FALSE | [9 empty] | 42653 |  |  | No |  | 3 | 2190 | 134 | 16.3 | 20 | 0.9 | 3500 | 83
PQ3G4PDV | TGL Inc. | TGL Smart 360 | TGLSM360-T84FT-10W-500K | Linear Replacement Lamp | Four-Foot | Replacement Lamps (plug and play) (UL Type A) | Standard | FALSE | [9 empty] | 42653 | Not Dimmable | Not Dimmable | No |  | 4 | 1734 | 160 | 10 | 20 | 0.95 | 5000 | 83
PYDVQ9E2 | TGL Inc. | TGL Smart 360 | TGLSM360-T84FT-10W-450K | Linear Replacement Lamp | Four-Foot | Replacement Lamps (plug and play) (UL Type A) | Standard | FALSE | [9 empty] | 42653 | Not Dimmable | Not Dimmable | No |  | 4 | 1734 | 160 | 10 | 20 | 0.95 | 4500 | 83
PTPYA6BG | TGL Inc. | TGL Smart 360 | TGLSM360-T84FT-10W-400K | Linear Replacement Lamp | Four-Foot | Replacement Lamps (plug and play) (UL Type A) | Standard | FALSE | [9 empty] | 42653 | Not Dimmable | Not Dimmable | No |  | 4 | 1650 | 160 | 10 | 20 | 0.95 | 4000 | 83
PCMP67SD | TGL Inc. | TGL Smart 360 | TGLSM360-T84FT-10W-350K | Linear Replacement Lamp | Four-Foot | Replacement Lamps (plug and play) (UL Type A) | Standard | FALSE | [9 empty] | 42653 | Not Dimmable | Not Dimmable | No |  | 4 | 1620 | 150 | 10 | 20 | 0.95 | 3500 | 83
P4AB1NJN | Shenzhen MTC Optronics Co. Ltd | BMTC? | T8-012T136UW-20 (Danqiao) | Linear Replacement Lamp | Four-Foot | Replacement Lamps (plug and play) (UL Type A) | Standard | TRUE | 1875.6 | 130.65 | 14.36 | 15.36 | 0.9923 | 2951 | 82.9 | 5 | 50000 | 42650 |  |  | No |  | 4 | 1560 | 130 | 12 | 15.36 | 0.99 | 3000 | 80
PMW6MCCS | Shenzhen MTC Optronics Co. Ltd | BMTC? | T8-015T136UW-20 (Danqiao) | Linear Replacement Lamp | Four-Foot | Replacement Lamps (plug and play) (UL Type A) | Standard | TRUE | 2259.3 | 132.26 | 17.08 | 12.48 | 0.9916 | 2872 | 83.8 | 5 | 50000 | 42650 |  |  | No |  | 4 | 1950 | 130 | 15 | 12.48 | 0.99 | 3000 | 80
PGTAHNB6 | Shenzhen MTC Optronics Co. Ltd | BMTC? | T8-015T136UW-20 | Linear Replacement Lamp | Four-Foot | Replacement Lamps (plug and play) (UL Type A) | Standard | TRUE | 2222.4 | 131.01 | 16.96 | 14.59 | 0.9914 | 2875 | 83.8 | 5 | 50000 | 42650 |  |  | No |  | 4 | 1950 | 130 | 15 | 14.59 | 0.99 | 3000 | 80
PXUYB1D9 | Shenzhen MTC Optronics Co. Ltd | BMTC? | T8-015T136WW-20A | Linear Replacement Lamp | Four-Foot | Internal Driver Lamp-Style Retrofit Kits (UL Type B) | Standard | TRUE | 1916.9 | 130.59 | 14.68 | 13.39 | 0.9914 | 2893 | 83.5 | 5 | 50000 | 42650 |  |  | No |  | 4 | 2000 | 133 | 15 | 20 | 0.9 | 3000 | 80
P834ADC6 | Shenzhen MTC Optronics Co. Ltd | BMTC? | T8-015T136WW-20A | Linear Replacement Lamp | Four-Foot | Internal Driver Lamp-Style Retrofit Kits (UL Type B) | Standard | TRUE | 1916.9 | 130.59 | 14.68 | 13.39 | 0.9914 | 2893 | 83.5 | 5 | 50000 | 42650 |  |  | No |  | 4 | 2000 | 133 | 15 | 20 | 0.9 | 3000 | 80
PRZXEUJD | Shenzhen MTC Optronics Co. Ltd | BMTC? | T8-018T136WW-20A | Linear Replacement Lamp | Four-Foot | Internal Driver Lamp-Style Retrofit Kits (UL Type B) | Standard | TRUE | 2375.2 | 132.85 | 17.88 | 13.21 | 0.9914 | 2895 | 83.5 | 5 | 50000 | 42650 |  |  | No |  | 4 | 2400 | 133 | 18 | 20 | 0.9 | 3000 | 80
P1RGDFK4 | Shenzhen MTC Optronics Co. Ltd | BMTC? | T8-018T136WW-20A | Linear Replacement Lamp | Four-Foot | Internal Driver Lamp-Style Retrofit Kits (UL Type B) | Standard | TRUE | 2375.2 | 132.85 | 17.88 | 13.21 | 0.9914 | 2895 | 83.5 | 5 | 50000 | 42650 |  |  | No |  | 4 | 2400 | 133 | 18 | 20 | 0.9 | 3000 | 80
PB44B4H1 | Shenzhen MTC Optronics Co. Ltd | BMTC? | T8-018T136UW-20 (Danqiao) | Linear Replacement Lamp | Four-Foot | Replacement Lamps (plug and play) (UL Type A) | Standard | TRUE | 2569.8 | 131.29 | 19.57 | 14.07 | 0.9913 | 2892 | 83.6 | 5 | 50000 | 42650 |  |  | No |  | 4 | 2340 | 130 | 18 | 14.07 | 0.99 | 3000 | 80
PYG4R7Z7 | Shenzhen MTC Optronics Co. Ltd | BMTC? | T8-018T136UW-20 | Linear Replacement Lamp | Four-Foot | Replacement Lamps (plug and play) (UL Type A) | Standard | TRUE | 2600.2 | 131.94 | 19.71 | 13.85 | 0.9888 | 2939 | 82.4 | 5 | 50000 | 42650 |  |  | No |  | 4 | 2340 | 130 | 18 | 13.85 | 0.99 | 3000 | 80
PKZTU34J | Shenzhen MTC Optronics Co. Ltd | BMTC? | T8-012T136WW-20A | Linear Replacement Lamp | Four-Foot | Internal Driver Lamp-Style Retrofit Kits (UL Type B) | Standard | TRUE | 1670.8 | 139.23 | 12 | 13.47 | 0.9875 | 2879 | 84.1 | 5 | 50000 | 42650 |  |  | No |  | 4 | 1800 | 150 | 12 | 20 | 0.9 | 3000 | 80
P9MZPN51 | Shenzhen MTC Optronics Co. Ltd | BMTC? | T8-012T136WW-20A | Linear Replacement Lamp | Four-Foot | Internal Driver Lamp-Style Retrofit Kits (UL Type B) | Standard | TRUE | 1670.8 | 139.23 | 12 | 13.47 | 0.9875 | 2879 | 84.1 | 5 | 50000 | 42650 |  |  | No |  | 4 | 1800 | 150 | 12 | 20 | 0.9 | 3000 | 80
P3SNFRH5 | Shenzhen MTC Optronics Co. Ltd | BMTC? | T8-012T136UW-20 | Linear Replacement Lamp | Four-Foot | Replacement Lamps (plug and play) (UL Type A) | Standard | TRUE | 1917.3 | 133.62 | 14.35 | 16.37 | 0.9865 | 2875 | 83.8 | 5 | 50000 | 42650 |  |  | No |  | 4 | 1560 | 130 | 12 | 16.37 | 0.99 | 3000 | 80
PSWE8T7U | Bramal LED Inc. | Bramal LED | LED-T10-4FT-5000-G13 | Linear Replacement Lamp | Four-Foot | Internal Driver Lamp-Style Retrofit Kits (UL Type B) | Standard | TRUE | 1942.96 | 110.31 | 17.614 | 6.8 | 0.9714 | 5291 | 84.5 | 5 | 50000 | 42650 |  |  | No |  | 4 | 1942 | 110.31 | 18 | 6.8 | 0.95 | 4500 | 83
PD759G1R | Bramal LED Inc. | Bramal LED | LED-T10-4FT-4000-G13 | Linear Replacement Lamp | Four-Foot | Internal Driver Lamp-Style Retrofit Kits (UL Type B) | Standard | FALSE | [9 empty] | 42650 | Not Dimmable | Not Dimmable | No |  | 4 | 2036 | 114.52 | 18 | 6.8 | 0.95 | 4000 | 83
P85KWGU8 | Bramal LED Inc. | Bramal LED | LED-T10-4FT-3500-G13 | Linear Replacement Lamp | Four-Foot | Internal Driver Lamp-Style Retrofit Kits (UL Type B) | Standard | FALSE | [9 empty] | 42650 | Not Dimmable | Not Dimmable | No |  | 4 | 2130 | 118.73 | 18 | 6.8 | 0.95 | 3500 | 83
PS9F9CW1 | Shenzhen MTC Optronics Co. Ltd | BMTC? | T8-018T136WD-20A | Linear Replacement Lamp | Four-Foot | Internal Driver Lamp-Style Retrofit Kits (UL Type B) | Standard | FALSE | [9 empty] | 42650 | Not Dimmable | Not Dimmable | No |  | 4 | 2400 | 133 | 18 | 20 | 0.9 | 5000 | 80
PE4FEP5F | Shenzhen MTC Optronics Co. Ltd | BMTC? | T8-018T136WD-20A | Linear Replacement Lamp | Four-Foot | Internal Driver Lamp-Style Retrofit Kits (UL Type B) | Standard | FALSE | [9 empty] | 42650 | Not Dimmable | Not Dimmable | No |  | 4 | 2400 | 133 | 18 | 20 | 0.9 | 5000 | 80
PXBH4WWU | Shenzhen MTC Optronics Co. Ltd | BMTC? | T8-015T136WD-20A | Linear Replacement Lamp | Four-Foot | Internal Driver Lamp-Style Retrofit Kits (UL Type B) | Standard | FALSE | [9 empty] | 42650 | Not Dimmable | Not Dimmable | No |  | 4 | 2000 | 133 | 15 | 20 | 0.9 | 5000 | 80
PJMRWTQA | Shenzhen MTC Optronics Co. Ltd | BMTC? | T8-015T136WD-20A | Linear Replacement Lamp | Four-Foot | Internal Driver Lamp-Style Retrofit Kits (UL Type B) | Standard | FALSE | [9 empty] | 42650 | Not Dimmable | Not Dimmable | No |  | 4 | 2000 | 133 | 15 | 20 | 0.9 | 5000 | 80
PV37HXDX | Shenzhen MTC Optronics Co. Ltd | BMTC? | T8-012T136WD-20A | Linear Replacement Lamp | Four-Foot | Internal Driver Lamp-Style Retrofit Kits (UL Type B) | Standard | FALSE | [9 empty] | 42650 | Not Dimmable | Not Dimmable | No |  | 4 | 1800 | 150 | 12 | 20 | 0.9 | 5000 | 80
PQAETP2B | Shenzhen MTC Optronics Co. Ltd | BMTC? | T8-012T136WD-20A | Linear Replacement Lamp | Four-Foot | Internal Driver Lamp-Style Retrofit Kits (UL Type B) | Standard | FALSE | [9 empty] | 42650 | Not Dimmable | Not Dimmable | No |  | 4 | 1800 | 150 | 12 | 20 | 0.9 | 5000 | 80
PEGZ5UZP | Shenzhen MTC Optronics Co. Ltd | BMTC? | T8-012T136UD-20 | Linear Replacement Lamp | Four-Foot | Replacement Lamps (plug and play) (UL Type A) | Standard | FALSE | [9 empty] | 42650 | Not Dimmable | Not Dimmable | No |  | 4 | 1560 | 130 | 12 | 16.37 | 0.99 | 5000 | 80
PPC6EPUP | Shenzhen MTC Optronics Co. Ltd | BMTC? | T8-012T136UD-20 (Danqiao) | Linear Replacement Lamp | Four-Foot | Replacement Lamps (plug and play) (UL Type A) | Standard | FALSE | [9 empty] | 42650 | Not Dimmable | Not Dimmable | No |  | 4 | 1560 | 130 | 12 | 15.36 | 0.99 | 5000 | 80
PG3ZVQUM | Shenzhen MTC Optronics Co. Ltd | BMTC? | T8-015T136UD-20 | Linear Replacement Lamp | Four-Foot | Replacement Lamps (plug and play) (UL Type A) | Standard | FALSE | [9 empty] | 42650 | Not Dimmable | Not Dimmable | No |  | 4 | 1950 | 130 | 15 | 14.59 | 0.99 | 5000 | 80
P84878MC | Shenzhen MTC Optronics Co. Ltd | BMTC? | T8-018T136UD-20 (Danqiao) | Linear Replacement Lamp | Four-Foot | Replacement Lamps (plug and play) (UL Type A) | Standard | FALSE | [9 empty] | 42650 | Not Dimmable | Not Dimmable | No |  | 4 | 2340 | 130 | 18 | 14.07 | 0.99 | 5000 | 80
P6R4NENY | Shenzhen MTC Optronics Co. Ltd | BMTC? | T8-018T136UD-20 | Linear Replacement Lamp | Four-Foot | Replacement Lamps (plug and play) (UL Type A) | Standard | FALSE | [9 empty] | 42650 | Not Dimmable | Not Dimmable | No |  | 4 | 2340 | 130 | 18 | 13.85 | 0.99 | 5000 | 80
P2T4P1H1 | Shenzhen MTC Optronics Co. Ltd | BMTC? | T8-015T136UD-20 (Danqiao) | Linear Replacement Lamp | Four-Foot | Replacement Lamps (plug and play) (UL Type A) | Standard | FALSE | [9 empty] | 42650 | Not Dimmable | Not Dimmable | No |  | 4 | 1950 | 130 | 15 | 12.48 | 0.99 | 5000 | 80
PQT6RGHY | Shenzhen MTC Optronics Co. Ltd | BMTC? | T8-018T136WN-20A | Linear Replacement Lamp | Four-Foot | Internal Driver Lamp-Style Retrofit Kits (UL Type B) | Standard | FALSE | [9 empty] | 42650 | Not Dimmable | Not Dimmable | No |  | 4 | 2400 | 133 | 18 | 20 | 0.9 | 4000 | 80
PPVDZDWN | Shenzhen MTC Optronics Co. Ltd | BMTC? | T8-018T136WN-20A | Linear Replacement Lamp | Four-Foot | Internal Driver Lamp-Style Retrofit Kits (UL Type B) | Standard | FALSE | [9 empty] | 42650 | Not Dimmable | Not Dimmable | No |  | 4 | 2400 | 133 | 18 | 20 | 0.9 | 4000 | 80
PUTEAWZU | Shenzhen MTC Optronics Co. Ltd | BMTC? | T8-015T136WN-20A | Linear Replacement Lamp | Four-Foot | Internal Driver Lamp-Style Retrofit Kits (UL Type B) | Standard | FALSE | [9 empty] | 42650 | Not Dimmable | Not Dimmable | No |  | 4 | 2000 | 133 | 15 | 20 | 0.9 | 4000 | 80
PH9GV3VV | Shenzhen MTC Optronics Co. Ltd | BMTC? | T8-015T136WN-20A | Linear Replacement Lamp | Four-Foot | Internal Driver Lamp-Style Retrofit Kits (UL Type B) | Standard | FALSE | [9 empty] | 42650 | Not Dimmable | Not Dimmable | No |  | 4 | 2000 | 133 | 15 | 20 | 0.9 | 4000 | 80
PQM93CJZ | Shenzhen MTC Optronics Co. Ltd | BMTC? | T8-012T136WN-20A | Linear Replacement Lamp | Four-Foot | Internal Driver Lamp-Style Retrofit Kits (UL Type B) | Standard | FALSE | [9 empty] | 42650 | Not Dimmable | Not Dimmable | No |  | 4 | 1800 | 150 | 12 | 20 | 0.9 | 4000 | 80
P7YTY88N | Shenzhen MTC Optronics Co. Ltd | BMTC? | T8-012T136WN-20A | Linear Replacement Lamp | Four-Foot | Internal Driver Lamp-Style Retrofit Kits (UL Type B) | Standard | FALSE | [9 empty] | 42650 | Not Dimmable | Not Dimmable | No |  | 4 | 1800 | 150 | 12 | 20 | 0.9 | 4000 | 80
PCAP7A72 | Shenzhen MTC Optronics Co. Ltd | BMTC? | T8-012T136UN-20 | Linear Replacement Lamp | Four-Foot | Replacement Lamps (plug and play) (UL Type A) | Standard | FALSE | [9 empty] | 42650 | Not Dimmable | Not Dimmable | No |  | 4 | 1560 | 130 | 12 | 16.37 | 0.99 | 4000 | 80
PY5S3SYY | Shenzhen MTC Optronics Co. Ltd | BMTC? | T8-012T136UN-20 (Danqiao) | Linear Replacement Lamp | Four-Foot | Replacement Lamps (plug and play) (UL Type A) | Standard | FALSE | [9 empty] | 42650 | Not Dimmable | Not Dimmable | No |  | 4 | 1560 | 130 | 12 | 15.36 | 0.99 | 4000 | 80
PC9BW5C4 | Shenzhen MTC Optronics Co. Ltd | BMTC? | T8-015T136UN-20 | Linear Replacement Lamp | Four-Foot | Replacement Lamps (plug and play) (UL Type A) | Standard | FALSE | [9 empty] | 42650 | Not Dimmable | Not Dimmable | No |  | 4 | 1950 | 130 | 15 | 14.59 | 0.99 | 4000 | 80
P2FWGB1H | Shenzhen MTC Optronics Co. Ltd | BMTC? | T8-018T136UN-20 (Danqiao) | Linear Replacement Lamp | Four-Foot | Replacement Lamps (plug and play) (UL Type A) | Standard | FALSE | [9 empty] | 42650 | Not Dimmable | Not Dimmable | No |  | 4 | 2340 | 130 | 18 | 14.07 | 0.99 | 4000 | 80
PAA65BGR | Shenzhen MTC Optronics Co. Ltd | BMTC? | T8-018T136UN-20 | Linear Replacement Lamp | Four-Foot | Replacement Lamps (plug and play) (UL Type A) | Standard | FALSE | [9 empty] | 42650 | Not Dimmable | Not Dimmable | No |  | 4 | 2340 | 130 | 18 | 13.85 | 0.99 | 4000 | 80
PQGP6JUT | Shenzhen MTC Optronics Co. Ltd | BMTC? | T8-015T136UN-20 (Danqiao) | Linear Replacement Lamp | Four-Foot | Replacement Lamps (plug and play) (UL Type A) | Standard | FALSE | [9 empty] | 42650 | Not Dimmable | Not Dimmable | No |  | 4 | 1950 | 130 | 15 | 12.48 | 0.99 | 4000 | 80
PQ4JNA7T | GreenTek Energy Systems | GREENTEK | GT-G401-30H | Linear Replacement Lamp | Four-Foot | Replacement Lamps (plug and play) (UL Type A) | Standard | TRUE | 2108.773 | 101.58 | 20.76 | 10.82 | 0.9921 | 2952 | 81.1 | 5 | 50000 | 42649 |  |  | No |  | 3 | 2100 | 117 | 18 | 12 | 0.9 | 3000 | 80
P4AXMM5J | GreenTek Energy Systems | GREENTEK | GT-G402-30H1 | Linear Replacement Lamp | Four-Foot | Replacement Lamps (plug and play) (UL Type A) | Standard | TRUE | 2267.8 | 118.93 | 19.07 | 6.71 | 0.9773 | 2931 | 82.3 | 5 | 50000 | 42649 |  |  | No |  | 4 | 2200 | 122 | 18 | 7 | 0.9 | 3000 | 80
P4CPGS1A | GreenTek Energy Systems | GREENTEK | GT-G401-30H1 | Linear Replacement Lamp | Four-Foot | Replacement Lamps (plug and play) (UL Type A) | Standard | TRUE | 2267.8 | 118.93 | 19.07 | 6.71 | 0.9773 | 2931 | 82.3 | 5 | 50000 | 42649 |  |  | No |  | 3 | 2200 | 122 | 18 | 11 | 0.9 | 3000 | 80
PVXGK8X5 | Enersave LEDs Inc. | Enersave LEDs | LEDT8 32/12-410-E-FSF | Linear Replacement Lamp | Four-Foot | Replacement Lamps (plug and play) (UL Type A) | Standard | TRUE | 1773.09 | 153 | 11.63 | 11 | 0.94 | 4077 | 85 | 5 | 50000 | 42649 |  |  | No |  | 3.1 | 1773.09 | 153 | 11.63 | 11 | 0.94 | 4077 | 85
PY676D27 | GreenTek Energy Systems | GREENTEK | GT-G411-30H | Linear Replacement Lamp | Four-Foot | Replacement Lamps (plug and play) (UL Type A) | Standard | TRUE | 1747.245 | 101.35 | 17.24 | 13.66 | 0.9127 | 2904 | 82 | 5 | 50000 | 42649 |  |  | No |  | 3 | 1700 | 121 | 14 | 14 | 0.9 | 3000 | 80
P3DHZ9ZH | WING (SHANGHAI) INTERNATIONAL TRADE CO LTD | TOPSTAR | L48T8-830-18P-G4-BP | Linear Replacement Lamp | Four-Foot | Internal Driver Lamp-Style Retrofit Kits (UL Type B) | Standard | TRUE | 2340 | 130.5 | 17.93 | 23.94 | 0.902 | 3059 | 80.7 | 5 | 50000 | 42649 |  |  | No |  | 4 | 2250 | 125 | 18 | 23 | 0.9 | 3000 | 80
P2JP81T3 | CH Lighting Co.Ltd. | CH | CH1152[Blank D]-48-16.5W 830-9 | Linear Replacement Lamp | Four-Foot | Internal Driver Lamp-Style Retrofit Kits (UL Type B) | Standard | TRUE | 2268 | 130.6 | 17.36 | 16.89 | 0.901 | 3025 | 83.4 | 5 | 50000 | 42649 |  |  | No | Updated 12/7/2016 | 4 | 2200 | 125 | 16.5 | 16.89 | 0.98 | 3000 | 83
P3M7FW7J | Lumion Lighting | LUMION | LT8-S20W-4C30 | Linear Replacement Lamp | Four-Foot | Dual Mode Internal Driver (UL Type A and Type B) | Standard | TRUE | 2934.922 | 121.781 | 24.1 | 14.3 | 0.901 | 2990 | 82.2 | 5 | 50000 | 42649 |  |  | No |  | 4 | 2934.92 | 121.78 | 24.1 | 14.3 | 0.95 | 3000 | 82.2
PM1SXJW7 | Lumion Lighting | LUMION | LT8-S20W-4F30 | Linear Replacement Lamp | Four-Foot | Dual Mode Internal Driver (UL Type A and Type B) | Standard | TRUE | 2672.088 | 110.875 | 24.1 | 13.8 | 0.901 | 2937 | 81.9 | 5 | 50000 | 42649 |  |  | No |  | 4 | 2672.09 | 110.88 | 24.1 | 13.8 | 0.95 | 3000 | 81.9
P4XXZZAT | Enersave LEDs Inc. | Enersave LEDs | LEDT8 32/12-500-E-FSF | Linear Replacement Lamp | Four-Foot | Replacement Lamps (plug and play) (UL Type A) | Standard | FALSE | [9 empty] | 42649 |  |  | No |  | 3.1 | 1784.79 | 154 | 11.56 | 11 | 0.94 | 5070 | 84
P8HYNFTK | CH Lighting Co.Ltd. | CH | CH1152[Blank D]-48-16.5W 850-9 | Linear Replacement Lamp | Four-Foot | Internal Driver Lamp-Style Retrofit Kits (UL Type B) | Standard | FALSE | [9 empty] | 42649 |  |  | No | Updated 12/7/2016 | 4 | 2400 | 132 | 16.5 | 16.89 | 0.98 | 5000 | 83
P2VK73W1 | CH Lighting Co.Ltd. | CH | CH1152[Blank D]-48-16.5W 845-9 | Linear Replacement Lamp | Four-Foot | Internal Driver Lamp-Style Retrofit Kits (UL Type B) | Standard | FALSE | [9 empty] | 42649 |  |  | No | Updated 12/7/2016 | 4 | 2300 | 130 | 16.5 | 16.89 | 0.98 | 4500 | 83
PUC6TQS7 | CH Lighting Co.Ltd. | CH | CH1152[Blank D]-48-16.5W 840-9 | Linear Replacement Lamp | Four-Foot | Internal Driver Lamp-Style Retrofit Kits (UL Type B) | Standard | FALSE | [9 empty] | 42649 |  |  | No | Updated 12/7/2016 | 4 | 2300 | 130 | 16.5 | 16.89 | 0.98 | 4000 | 83
PKDW2J44 | CH Lighting Co.Ltd. | CH | CH1152[Blank D]-48-16.5W 835-9 | Linear Replacement Lamp | Four-Foot | Internal Driver Lamp-Style Retrofit Kits (UL Type B) | Standard | FALSE | [9 empty] | 42649 |  |  | No | Updated 12/7/2016 | 4 | 2200 | 125 | 16.5 | 16.89 | 0.98 | 3500 | 83
PCE65XNK | GreenTek Energy Systems | GREENTEK | GT-G411-50H | Linear Replacement Lamp | Four-Foot | Replacement Lamps (plug and play) (UL Type A) | Standard | FALSE | [9 empty] | 42649 |  |  | No |  | 3 | 1800 | 129 | 14 | 14 | 0.9 | 5000 | 80
P3PGQCT7 | GreenTek Energy Systems | GREENTEK | GT-G401-50H | Linear Replacement Lamp | Four-Foot | Replacement Lamps (plug and play) (UL Type A) | Standard | FALSE | [9 empty] | 42649 |  |  | No |  | 3 | 2200 | 122 | 18 | 12 | 0.9 | 5000 | 80
PMM73SWZ | GreenTek Energy Systems | GREENTEK | GT-G401-50H1 | Linear Replacement Lamp | Four-Foot | Replacement Lamps (plug and play) (UL Type A) | Standard | FALSE | [9 empty] | 42649 |  |  | No |  | 3 | 2300 | 128 | 18 | 11 | 0.9 | 5000 | 80
PKJ3UZ1F | GreenTek Energy Systems | GREENTEK | GT-G402-50H1 | Linear Replacement Lamp | Four-Foot | Replacement Lamps (plug and play) (UL Type A) | Standard | FALSE | [9 empty] | 42649 |  |  | No |  | 4 | 2300 | 128 | 18 | 7 | 0.9 | 5000 | 80
PZSVNPHW | GreenTek Energy Systems | GREENTEK | GT-G411-45H | Linear Replacement Lamp | Four-Foot | Replacement Lamps (plug and play) (UL Type A) | Standard | FALSE | [9 empty] | 42649 |  |  | No |  | 3 | 1700 | 121 | 14 | 14 | 0.9 | 4500 | 80
PQE23XUJ | GreenTek Energy Systems | GREENTEK | GT-G401-45H | Linear Replacement Lamp | Four-Foot | Replacement Lamps (plug and play) (UL Type A) | Standard | FALSE | [9 empty] | 42649 |  |  | No |  | 3 | 2100 | 117 | 18 | 12 | 0.9 | 4500 | 80
PYDW3UFP | GreenTek Energy Systems | GREENTEK | GT-G401-45H1 | Linear Replacement Lamp | Four-Foot | Replacement Lamps (plug and play) (UL Type A) | Standard | FALSE | [9 empty] | 42649 |  |  | No |  | 3 | 2200 | 122 | 18 | 11 | 0.9 | 4500 | 80
PPNTZTKC | GreenTek Energy Systems | GREENTEK | GT-G402-45H1 | Linear Replacement Lamp | Four-Foot | Replacement Lamps (plug and play) (UL Type A) | Standard | FALSE | [9 empty] | 42649 |  |  | No |  | 4 | 2200 | 122 | 18 | 7 | 0.9 | 4500 | 80
PA511TMA | GreenTek Energy Systems | GREENTEK | GT-G411-40H | Linear Replacement Lamp | Four-Foot | Replacement Lamps (plug and play) (UL Type A) | Standard | FALSE | [9 empty] | 42649 |  |  | No |  | 3 | 1700 | 121 | 14 | 14 | 0.9 | 4000 | 80
P917TQC2 | GreenTek Energy Systems | GREENTEK | GT-G401-40H | Linear Replacement Lamp | Four-Foot | Replacement Lamps (plug and play) (UL Type A) | Standard | FALSE | [9 empty] | 42649 |  |  | No |  | 3 | 2100 | 117 | 18 | 12 | 0.9 | 4000 | 80
PYGKRRMR | GreenTek Energy Systems | GREENTEK | GT-G401-40H1 | Linear Replacement Lamp | Four-Foot | Replacement Lamps (plug and play) (UL Type A) | Standard | FALSE | [9 empty] | 42649 |  |  | No |  | 3 | 2200 | 122 | 18 | 11 | 0.9 | 4000 | 80
PTSZUF79 | GreenTek Energy Systems | GREENTEK | GT-G402-40H1 | Linear Replacement Lamp | Four-Foot | Replacement Lamps (plug and play) (UL Type A) | Standard | FALSE | [9 empty] | 42649 |  |  | No |  | 4 | 2200 | 122 | 18 | 7 | 0.9 | 4000 | 80
PFRFYFBB | GreenTek Energy Systems | GREENTEK | GT-G411-35H | Linear Replacement Lamp | Four-Foot | Replacement Lamps (plug and play) (UL Type A) | Standard | FALSE | [9 empty] | 42649 |  |  | No |  | 3 | 1700 | 121 | 14 | 14 | 0.9 | 3500 | 80
PQRNK7EJ | GreenTek Energy Systems | GREENTEK | GT-G401-35H | Linear Replacement Lamp | Four-Foot | Replacement Lamps (plug and play) (UL Type A) | Standard | FALSE | [9 empty] | 42649 |  |  | No |  | 3 | 2100 | 117 | 18 | 12 | 0.9 | 3500 | 80
P6R76A4U | GreenTek Energy Systems | GREENTEK | GT-G401-35H1 | Linear Replacement Lamp | Four-Foot | Replacement Lamps (plug and play) (UL Type A) | Standard | FALSE | [9 empty] | 42649 |  |  | No |  | 3 | 2200 | 122 | 18 | 11 | 0.9 | 3500 | 80
PYWERSH3 | GreenTek Energy Systems | GREENTEK | GT-G402-35H1 | Linear Replacement Lamp | Four-Foot | Replacement Lamps (plug and play) (UL Type A) | Standard | FALSE | [9 empty] | 42649 |  |  | No |  | 4 | 2200 | 122 | 18 | 7 | 0.9 | 3500 | 80
PWFGUFBJ | WING (SHANGHAI) INTERNATIONAL TRADE CO LTD | TOPSTAR | L48T8-850-18P-G4-BP | Linear Replacement Lamp | Four-Foot | Internal Driver Lamp-Style Retrofit Kits (UL Type B) | Standard | FALSE | [9 empty] | 42649 | Not Dimmable | Not Dimmable | No |  | 4 | 2350 | 130 | 18 | 23 | 0.9 | 5000 | 80
P5ZN1HXU | WING (SHANGHAI) INTERNATIONAL TRADE CO LTD | TOPSTAR | L48T8-840-18P-G4-BP | Linear Replacement Lamp | Four-Foot | Internal Driver Lamp-Style Retrofit Kits (UL Type B) | Standard | FALSE | [9 empty] | 42649 | Not Dimmable | Not Dimmable | No |  | 4 | 2350 | 130 | 18 | 23 | 0.9 | 4000 | 80
PY3164FW | WING (SHANGHAI) INTERNATIONAL TRADE CO LTD | TOPSTAR | L48T8-835-18P-G4-BP | Linear Replacement Lamp | Four-Foot | Internal Driver Lamp-Style Retrofit Kits (UL Type B) | Standard | FALSE | [9 empty] | 42649 | Not Dimmable | Not Dimmable | No |  | 4 | 2250 | 125 | 18 | 23 | 0.9 | 3500 | 80
PXGG6XJ1 | Lumion Lighting | LUMION | LT8-S20W-4F50 | Linear Replacement Lamp | Four-Foot | Dual Mode Internal Driver (UL Type A and Type B) | Standard | FALSE | [9 empty] | 42649 | Dimmable | Continuous Below 10 | No |  | 4 | 2763.23 | 114.66 | 24.1 | 14.2 | 0.97 | 5000 | 82.8
PQYH338S | Lumion Lighting | LUMION | LT8-S20W-4C50 | Linear Replacement Lamp | Four-Foot | Dual Mode Internal Driver (UL Type A and Type B) | Standard | FALSE | [9 empty] | 42649 | Dimmable | Continuous Below 10 | No |  | 4 | 2977.84 | 123.56 | 24.1 | 14.4 | 0.93 | 5000 | 82.6
PHDPV89Y | Lumion Lighting | LUMION | LT8-S20W-4C40 | Linear Replacement Lamp | Four-Foot | Dual Mode Internal Driver (UL Type A and Type B) | Standard | FALSE | [9 empty] | 42649 | Dimmable | Continuous Below 10 | No |  | 4 | 2934.92 | 121.78 | 24.1 | 14.3 | 0.95 | 4000 | 82.2
P2CGTCW7 | Lumion Lighting | LUMION | LT8-S20W-4F40 | Linear Replacement Lamp | Four-Foot | Dual Mode Internal Driver (UL Type A and Type B) | Standard | FALSE | [9 empty] | 42649 | Dimmable | Continuous Below 10 | No |  | 4 | 2672.09 | 110.88 | 24.1 | 13.8 | 0.95 | 4000 | 81.9
PVC3MG9B | SCS Lighting Solutions Inc. | SCS Lighting Solutions | SCS-TL418-ED-0120 (4000K) | Linear Replacement Lamp | Four-Foot | 2-lamp External Driver Lamp-Style Retrofit Kits (UL Type C) | Standard | TRUE | 1726.84 | 119.36 | 14.47 | 17.1 | 0.87 | 3750 | 82.4 | 5 | 75000 | 42648 |  |  | No |  | 3.1 | 1750 | 119 | 14.47 | 10 | 0.98 | 3750 | 82
PZ3Q7WZE | McWong International Inc. | Pacific | LLP-22LM-48T8MS/3000 | Linear Replacement Lamp | Four-Foot | Replacement Lamps (plug and play) (UL Type A) | Standard | TRUE | 2261.8 | 115.5 | 19.59 | 8.39 | 0.968 | 3018 | 82.7 | 5 | 50000 | 42647 |  |  | No |  | 3.1 | 2100 | 115 | 19 | 15 | 0.98 | 3000 | 80
PDD622QY | Turolight Inc. | Turolight | VIV-T8DFSP4/13W/30/F | Linear Replacement Lamp | Four-Foot | Replacement Lamps (plug and play) (UL Type A) | Standard | TRUE | 1955 | 119 | 16.43 | 12.41 | 0.9634 | 3056 | 81.3 | 5 | 50000 | 42647 |  |  | No |  | 4 | 1800 | 110 | 16 | 12.41 | 0.97 | 3000 | 83
PE7H39HS | McWong International Inc. | Pacific | LLP-18LM-48T8MS/3000 | Linear Replacement Lamp | Four-Foot | Replacement Lamps (plug and play) (UL Type A) | Standard | TRUE | 1884.5 | 112.9 | 16.69 | 10.51 | 0.958 | 3016 | 82.8 | 5 | 50000 | 42647 |  |  | No |  | 3.1 | 1850 | 115 | 16.5 | 15 | 0.98 | 3000 | 80
P7QW9SKS | JIAXING SUPER LIGHTING ELECTRIC APPLIANCE CO.LTD | SUPER | T8L-IDFH11-3000-4ft-ABA-0x | Linear Replacement Lamp | Four-Foot | Internal Driver Lamp-Style Retrofit Kits (UL Type B) | Standard | TRUE | 3115 | 123.2 | 25.29 | 17.09 | 0.9552 | 3105 | 82.9 | 5 | 50000 | 42647 |  |  | No | Updated on 12/5/2016 | 4 | 2800 | 115 | 25 | 17.09 | 0.98 | 3000 | 82
PVJVU33P | McWong International Inc. | Pacific | LLP-30LM-48T5RS/3000 | Linear Replacement Lamp | Four-Foot | Replacement Lamps (plug and play) (UL Type A) | Standard | TRUE | 2988.5 | 121 | 24.69 | 12.44 | 0.935 | 2965 | 83.1 | 5 | 50000 | 42647 |  |  | No |  | 4 | 3000 | 121 | 27 | 12 | 0.95 | 3000 | 83
PBG4ZBH9 | JIAXING SUPER LIGHTING ELECTRIC APPLIANCE CO.LTD | SUPER | T8L-IDFH11-2500-4ft-ABA-0x | Linear Replacement Lamp | Four-Foot | Internal Driver Lamp-Style Retrofit Kits (UL Type B) | Standard | TRUE | 2538 | 132.9 | 19.1 | 19.68 | 0.9333 | 3082 | 83.2 | 5 | 50000 | 42647 |  |  | No | Updated on 12/5/2016 | 4 | 2350 | 125 | 19 | 17.97 | 0.98 | 3000 | 82
PWNK8MVT | Eiko Global LLC | EIKO | LED14WT8/P/48/830-G7D | Linear Replacement Lamp | Four-Foot | Internal Driver Lamp-Style Retrofit Kits (UL Type B) | Standard | TRUE | 1825 | 127.8 | 14.28 | 21.61 | 0.9045 | 3088 | 83.4 | 5 | 50000 | 42647 |  |  | No |  | 4 | 1787 | 128.3 | 13.9 | 21.61 | 0.97 | 3088 | 83.4
PWCQWVD4 | Eiko Global LLC | EIKO | LED17WT8/P/48/830-G7D | Linear Replacement Lamp | Four-Foot | Internal Driver Lamp-Style Retrofit Kits (UL Type B) | Standard | TRUE | 2174 | 123.9 | 17.54 | 18.17 | 0.8952 | 3093 | 83.3 | 5 | 50000 | 42647 |  |  | No |  | 4 | 2128 | 124.5 | 17.1 | 18.18 | 0.98 | 3093 | 83.3
PMAQWQF1 | JIAXING SUPER LIGHTING ELECTRIC APPLIANCE CO.LTD | SUPER | T8L-IDFH11-3000-4ft-EBA-0x | Linear Replacement Lamp | Four-Foot | Internal Driver Lamp-Style Retrofit Kits (UL Type B) | Standard | FALSE | [9 empty] | 42647 |  |  | No | Updated on 12/5/2016 | 4 | 3000 | 120 | 25 | 16.7 | 0.98 | 5000 | 82
PN6257VV | JIAXING SUPER LIGHTING ELECTRIC APPLIANCE CO.LTD | SUPER | T8L-IDFH11-2500-4ft-EBA-0x | Linear Replacement Lamp | Four-Foot | Internal Driver Lamp-Style Retrofit Kits (UL Type B) | Standard | FALSE | [9 empty] | 42647 |  |  | No | Updated on 12/5/2016 | 4 | 2500 | 130 | 19 | 17.97 | 0.98 | 5000 | 82
P48EJQ59 | JIAXING SUPER LIGHTING ELECTRIC APPLIANCE CO.LTD | SUPER | T8L-IDFH11-2500-4ft-DBA-0x | Linear Replacement Lamp | Four-Foot | Internal Driver Lamp-Style Retrofit Kits (UL Type B) | Standard | FALSE | [9 empty] | 42647 |  |  | No | Updated on 12/5/2016 | 4 | 2500 | 130 | 19 | 17.97 | 0.98 | 4500 | 82
PHYQWP95 | JIAXING SUPER LIGHTING ELECTRIC APPLIANCE CO.LTD | SUPER | T8L-IDFH11-3000-4ft-DBA-0x | Linear Replacement Lamp | Four-Foot | Internal Driver Lamp-Style Retrofit Kits (UL Type B) | Standard | FALSE | [9 empty] | 42647 |  |  | No | Updated on 12/5/2016 | 4 | 3000 | 120 | 25 | 17.09 | 0.98 | 4500 | 82
PXURHP7C | JIAXING SUPER LIGHTING ELECTRIC APPLIANCE CO.LTD | SUPER | T8L-IDFH11-2500-4ft-CBA-0x | Linear Replacement Lamp | Four-Foot | Internal Driver Lamp-Style Retrofit Kits (UL Type B) | Standard | FALSE | [9 empty] | 42647 |  |  | No | Updated on 12/5/2016 | 4 | 2500 | 130 | 19 | 17.97 | 0.98 | 4000 | 82
P5J4UPRG | JIAXING SUPER LIGHTING ELECTRIC APPLIANCE CO.LTD | SUPER | T8L-IDFH11-3000-4ft-CBA-0x | Linear Replacement Lamp | Four-Foot | Internal Driver Lamp-Style Retrofit Kits (UL Type B) | Standard | FALSE | [9 empty] | 42647 |  |  | No | Updated on 12/5/2016 | 4 | 3000 | 120 | 25 | 17.09 | 0.98 | 4000 | 82
PGH3JTA2 | JIAXING SUPER LIGHTING ELECTRIC APPLIANCE CO.LTD | SUPER | T8L-IDFH11-2500-4ft-BBA-0x | Linear Replacement Lamp | Four-Foot | Internal Driver Lamp-Style Retrofit Kits (UL Type B) | Standard | FALSE | [9 empty] | 42647 |  |  | No | Updated on 12/5/2016 | 4 | 2350 | 125 | 19 | 17.97 | 0.98 | 3500 | 82
PDEPSZRR | JIAXING SUPER LIGHTING ELECTRIC APPLIANCE CO.LTD | SUPER | T8L-IDFH11-3000-4ft-BBA-0x | Linear Replacement Lamp | Four-Foot | Internal Driver Lamp-Style Retrofit Kits (UL Type B) | Standard | FALSE | [9 empty] | 42647 |  |  | No | Updated on 12/5/2016 | 4 | 2800 | 115 | 25 | 17.09 | 0.98 | 3500 | 82
P5S3TP9G | Eiko Global LLC | EIKO | LED17WT8/P/48/850-G7D | Linear Replacement Lamp | Four-Foot | Internal Driver Lamp-Style Retrofit Kits (UL Type B) | Standard | FALSE | [9 empty] | 42647 |  |  | No |  | 4 | 2143 | 128.9 | 16.6 | 17.7 | 0.98 | 5044 | 83.8
PQGQRXRE | Eiko Global LLC | EIKO | LED14WT8/P/48/850-G7D | Linear Replacement Lamp | Four-Foot | Internal Driver Lamp-Style Retrofit Kits (UL Type B) | Standard | FALSE | [9 empty] | 42647 |  |  | No |  | 4 | 1835 | 131.7 | 13.9 | 21.71 | 0.97 | 5003 | 83.7
P1P7TAW7 | Eiko Global LLC | EIKO | LED14WT8/P/48/840-G7D | Linear Replacement Lamp | Four-Foot | Internal Driver Lamp-Style Retrofit Kits (UL Type B) | Standard | FALSE | [9 empty] | 42647 |  |  | No |  | 4 | 1800 | 129.5 | 13.9 | 21.61 | 0.97 | 4000 | 83.4
P3M5PUD5 | Eiko Global LLC | EIKO | LED17WT8/P/48/840-G7D | Linear Replacement Lamp | Four-Foot | Internal Driver Lamp-Style Retrofit Kits (UL Type B) | Standard | FALSE | [9 empty] | 42647 |  |  | No |  | 4 | 2136 | 125.6 | 17.1 | 18.18 | 0.98 | 4000 | 83.3
PYCPPX74 | Eiko Global LLC | EIKO | LED14WT8/P/48/835-G7D | Linear Replacement Lamp | Four-Foot | Internal Driver Lamp-Style Retrofit Kits (UL Type B) | Standard | FALSE | [9 empty] | 42647 |  |  | No |  | 4 | 1787 | 128.3 | 13.9 | 21.61 | 0.97 | 3500 | 83.4
PC1QBUQ6 | Eiko Global LLC | EIKO | LED17WT8/P/48/835-G7D | Linear Replacement Lamp | Four-Foot | Internal Driver Lamp-Style Retrofit Kits (UL Type B) | Standard | FALSE | [9 empty] | 42647 |  |  | No |  | 4 | 2128 | 124.5 | 17.1 | 18.18 | 0.98 | 3500 | 83.3
PXRXHWHQ | McWong International Inc. | Pacific | LLP-30LM-48T5RS/5000 | Linear Replacement Lamp | Four-Foot | Replacement Lamps (plug and play) (UL Type A) | Standard | FALSE | [9 empty] | 42647 | Not Dimmable | Not Dimmable | No |  | 4 | 3200 | 128 | 27 | 12 | 0.95 | 5000 | 83
PQDY5CQF | Turolight Inc. | Turolight | VIV-T8DFSP4/13W/50/F | Linear Replacement Lamp | Four-Foot | Replacement Lamps (plug and play) (UL Type A) | Standard | FALSE | [9 empty] | 42647 | Not Yet Verified | Not Yet Verified | No |  | 4 | 2000 | 115 | 16 | 12.41 | 0.97 | 5000 | 83
PQYTY4Z6 | McWong International Inc. | Pacific | LLP-22LM-48T8MS/5000 | Linear Replacement Lamp | Four-Foot | Replacement Lamps (plug and play) (UL Type A) | Standard | FALSE | [9 empty] | 42647 | Not Dimmable | Not Dimmable | No |  | 3.1 | 2300 | 120 | 19 | 15 | 0.98 | 5000 | 80
PNM9GQRZ | McWong International Inc. | Pacific | LLP-18LM-48T8MS/5000 | Linear Replacement Lamp | Four-Foot | Replacement Lamps (plug and play) (UL Type A) | Standard | FALSE | [9 empty] | 42647 | Not Dimmable | Not Dimmable | No |  | 3.1 | 2000 | 120 | 16.5 | 15 | 0.98 | 5000 | 80
PMGM6B7Y | Turolight Inc. | Turolight | VIV-T8DFSP4/13W/45/F | Linear Replacement Lamp | Four-Foot | Replacement Lamps (plug and play) (UL Type A) | Standard | FALSE | [9 empty] | 42647 | Not Yet Verified | Not Yet Verified | No |  | 4 | 1900 | 112 | 16 | 12.41 | 0.97 | 4500 | 83
P1UN5A4Z | Turolight Inc. | Turolight | VIV-T8DFSP4/13W/40/F | Linear Replacement Lamp | Four-Foot | Replacement Lamps (plug and play) (UL Type A) | Standard | FALSE | [9 empty] | 42647 | Not Yet Verified | Not Yet Verified | No |  | 4 | 1900 | 112 | 16 | 12.41 | 0.97 | 4000 | 83
PWKYVZQF | McWong International Inc. | Pacific | LLP-30LM-48T5RS/4000 | Linear Replacement Lamp | Four-Foot | Replacement Lamps (plug and play) (UL Type A) | Standard | FALSE | [9 empty] | 42647 | Not Dimmable | Not Dimmable | No |  | 4 | 3100 | 125 | 27 | 12 | 0.95 | 4000 | 83
PQMC94WC | McWong International Inc. | Pacific | LLP-22LM-48T8MS/4000 | Linear Replacement Lamp | Four-Foot | Replacement Lamps (plug and play) (UL Type A) | Standard | FALSE | [9 empty] | 42647 | Not Dimmable | Not Dimmable | No |  | 3.1 | 2300 | 120 | 19 | 15 | 0.98 | 4000 | 80
P911J8ER | McWong International Inc. | Pacific | LLP-18LM-48T8MS/4000 | Linear Replacement Lamp | Four-Foot | Replacement Lamps (plug and play) (UL Type A) | Standard | FALSE | [9 empty] | 42647 | Not Dimmable | Not Dimmable | No |  | 3.1 | 2000 | 120 | 16.5 | 15 | 0.98 | 4000 | 80
P8C35EQN | Turolight Inc. | Turolight | VIV-T8DFSP4/13W/35/F | Linear Replacement Lamp | Four-Foot | Replacement Lamps (plug and play) (UL Type A) | Standard | FALSE | [9 empty] | 42647 | Not Yet Verified | Not Yet Verified | No |  | 4 | 1800 | 110 | 16 | 12.41 | 0.97 | 3500 | 83
P7FTKZ4V | McWong International Inc. | Pacific | LLP-30LM-48T5RS/3500 | Linear Replacement Lamp | Four-Foot | Replacement Lamps (plug and play) (UL Type A) | Standard | FALSE | [9 empty] | 42647 | Not Dimmable | Not Dimmable | No |  | 4 | 3000 | 121 | 27 | 12 | 0.95 | 3500 | 83
PYR4XVS1 | McWong International Inc. | Pacific | LLP-22LM-48T8MS/3500 | Linear Replacement Lamp | Four-Foot | Replacement Lamps (plug and play) (UL Type A) | Standard | FALSE | [9 empty] | 42647 | Not Dimmable | Not Dimmable | No |  | 3.1 | 2100 | 115 | 19 | 15 | 0.98 | 3500 | 80
P9ESFBCV | McWong International Inc. | Pacific | LLP-18LM-48T8MS/3500 | Linear Replacement Lamp | Four-Foot | Replacement Lamps (plug and play) (UL Type A) | Standard | FALSE | [9 empty] | 42647 | Not Dimmable | Not Dimmable | No |  | 3.1 | 1850 | 115 | 16.5 | 15 | 0.98 | 3500 | 80
PCX7818F | GE Lighting Solutions | GE Lighting | LED12T8/G/4/835 | Linear Replacement Lamp | Four-Foot | 2-lamp External Driver Lamp-Style Retrofit Kits (UL Type C) | Standard | TRUE | 1589.6 | 130.3 | 12.2 | 13.79 | 0.95 | 3589 | 83.5 | 5 | 50000 | 42646 |  |  | No |  | 4 | 1600 | 160 | 10 | 20 | 0.9 | 3500 | 80
PF5KE8AZ | GE Lighting Solutions | GE Lighting | LED12T8/G/4/850 | Linear Replacement Lamp | Four-Foot | 2-lamp External Driver Lamp-Style Retrofit Kits (UL Type C) | Standard | FALSE | [9 empty] | 42646 |  |  | No |  | 4 | 1650 | 165 | 10 | 20 | 0.9 | 5000 | 80
P5DD966Y | GE Lighting Solutions | GE Lighting | LED12T8/G/4/840 | Linear Replacement Lamp | Four-Foot | 2-lamp External Driver Lamp-Style Retrofit Kits (UL Type C) | Standard | FALSE | [9 empty] | 42646 |  |  | No |  | 4 | 1650 | 165 | 10 | 20 | 0.9 | 4000 | 80
PW37XY8H | Entegrity Energy Partners LLC | entegrity | ENLED-T5I-48-015W-30K-F | Linear Replacement Lamp | Four-Foot | Internal Driver Lamp-Style Retrofit Kits (UL Type B) | Standard | TRUE | 1830.1 | 128.54 | 14.24 | 8.8 | 0.956 | 3090 | 82.6 | 5 | 50000 | 42643 |  |  | No |  | 4 | 2000 | 130 | 15 | 15 | 0.9 | 3000 | 80
P4XX362A | Mapled Light Inc | Mapled | ML-T8-18W 1200 BQET(3000K) [Frosted Lens] | Linear Replacement Lamp | Four-Foot | Replacement Lamps (plug and play) (UL Type A) | Standard | TRUE | 2149.408 | 99.88 | 21.52 | 17.33 | 0.956 | 3080 | 83.4 | 5 | 50000 | 42643 |  |  | No |  | 3 | 2149.408 | 99.88 | 21.52 | 16.11 | 0.99 | 3000 | 83.4
PEMP24TA | RT Lighting | High Output | LED-T-2F-1(4000K) | Linear Replacement Lamp | Four-Foot | Internal Driver Lamp-Style Retrofit Kits (UL Type B) | Standard | TRUE | 1517 | 153.611 | 9.88 | 19.11 | 0.937 | 4084 | 82.1 | 5 | 50000 | 42643 |  |  | No |  | 3.1 | 1517.677 | 153.611 | 9.88 | 19.11 | 0.9451 | 4000 | 82.1
PUMQ9B23 | LMS ENERGY | LMS energy | LMS Energy/LMS HLG 18W(3000K) | Linear Replacement Lamp | Four-Foot | Dual Mode Internal Driver (UL Type A and Type B) | Standard | TRUE | 2518 | 130.53 | 19.29 | 12.44 | 0.9265 | 2993 | 82.6 | 5 | 50000 | 42643 |  |  | No |  | 3.1 | 2540 | 131.06 | 19.38 | 12.6 | 0.9148 | 3000 | 82.6
PWXN5MVX | Shenzhen sunpzone lighting electronic co. ltd | Sunpzone | SPZT8428(3000K) | Linear Replacement Lamp | Four-Foot | Internal Driver Lamp-Style Retrofit Kits (UL Type B) | Standard | TRUE | 3547.1 | 127.14 | 27.9 | 22.34 | 0.921 | 3048 | 81.7 | 5 | 50000 | 42643 |  |  | No |  | 4 | 3640 | 130 | 28 | 16 | 0.97 | 3000 | 80
PXU4PQKV | Shenzhen sunpzone lighting electronic co. ltd | Sunpzone | SPZT8418P2(3000K) | Linear Replacement Lamp | Four-Foot | Internal Driver Lamp-Style Retrofit Kits (UL Type B) | Standard | TRUE | 2204.3 | 127.42 | 17.3 | 21.43 | 0.918 | 3081 | 81.6 | 5 | 50000 | 42643 |  |  | No |  | 4 | 2340 | 130 | 18 | 16 | 0.97 | 3000 | 80
PRXQB1J6 | LMS ENERGY | LMS energy | LMS Energy/LMS HLG 12W(3000K) | Linear Replacement Lamp | Four-Foot | Dual Mode Internal Driver (UL Type A and Type B) | Standard | TRUE | 1782 | 141.09 | 12.63 | 16.59 | 0.9132 | 3098 | 84 | 5 | 50000 | 42643 |  |  | NotYetVerified |  | 3 | 1782 | 141.09 | 12.63 | 16.59 | 0.9132 | 3000 | 83.6
PEMSK8PB | Shenzhen sunpzone lighting electronic co. ltd | Sunpzone | SPZT8413(3000K) | Linear Replacement Lamp | Four-Foot | Internal Driver Lamp-Style Retrofit Kits (UL Type B) | Standard | TRUE | 1622.6 | 131.17 | 12.37 | 22.91 | 0.909 | 3041 | 81.8 | 5 | 50000 | 42643 |  |  | No |  | 4 | 1690 | 130 | 13 | 16 | 0.97 | 3000 | 80
PX77NBPX | RT Lighting | High Output | LED-T-2A-1(3000K) | Linear Replacement Lamp | Four-Foot | Internal Driver Lamp-Style Retrofit Kits (UL Type B) | Standard | TRUE | 1741 | 136.44 | 12.76 | 19.26 | 0.9053 | 2925 | 82.4 | 5 | 50000 | 42643 |  |  | No |  | 3.1 | 1737 | 141.22 | 12.3 | 19.26 | 0.9053 | 3000 | 82.4
PFMU3FY4 | Shenzhen sunpzone lighting electronic co. ltd | Sunpzone | SPZT8422(3000K) | Linear Replacement Lamp | Four-Foot | Internal Driver Lamp-Style Retrofit Kits (UL Type B) | Standard | TRUE | 2748.5 | 127.25 | 21.6 | 24.03 | 0.894 | 3055 | 81.7 | 5 | 50000 | 42643 |  |  | No |  | 4 | 2860 | 130 | 22 | 16 | 0.97 | 3000 | 80
PDN9VYCC | Entegrity Energy Partners LLC | entegrity | ENLED-T5I-48-015W-50K-F | Linear Replacement Lamp | Four-Foot | Internal Driver Lamp-Style Retrofit Kits (UL Type B) | Standard | FALSE | [9 empty] | 42643 |  |  | No |  | 4 | 2500 | 135 | 15 | 15 | 0.9 | 5000 | 80
PRF19YMB | Entegrity Energy Partners LLC | entegrity | ENLED-T5I-48-015W-45K-F | Linear Replacement Lamp | Four-Foot | Internal Driver Lamp-Style Retrofit Kits (UL Type B) | Standard | FALSE | [9 empty] | 42643 |  |  | No |  | 4 | 2300 | 133 | 15 | 15 | 0.9 | 4500 | 80
PVGY1XDH | Entegrity Energy Partners LLC | entegrity | ENLED-T5I-48-015W-40K-F | Linear Replacement Lamp | Four-Foot | Internal Driver Lamp-Style Retrofit Kits (UL Type B) | Standard | FALSE | [9 empty] | 42643 |  |  | No |  | 4 | 2200 | 132 | 15 | 15 | 0.9 | 4000 | 80
P6MUBVWW | Entegrity Energy Partners LLC | entegrity | ENLED-T5I-48-015W-35K-F | Linear Replacement Lamp | Four-Foot | Internal Driver Lamp-Style Retrofit Kits (UL Type B) | Standard | FALSE | [9 empty] | 42643 |  |  | No |  | 4 | 2100 | 131 | 15 | 15 | 0.9 | 3500 | 80
P9ZAQ4VH | Mapled Light Inc | Mapled | ML-T8-18W 1200 BQET(5000K) [Frosted Lens] | Linear Replacement Lamp | Four-Foot | Replacement Lamps (plug and play) (UL Type A) | Standard | FALSE | [9 empty] | 42643 |  |  | No |  | 3 | 2183.184 | 101.261 | 21.56 | 15.26 | 0.991 | 5000 | 84.4
PVUXA8D1 | Mapled Light Inc | Mapled | ML-T8-18W 1200 BQET(4000K) [Frosted Lens] | Linear Replacement Lamp | Four-Foot | Replacement Lamps (plug and play) (UL Type A) | Standard | FALSE | [9 empty] | 42643 |  |  | No |  | 3 | 2149.408 | 99.88 | 21.52 | 16.11 | 0.99 | 4000 | 83.4
PQUNVQUC | Mapled Light Inc | Mapled | ML-T8-18W 1200 BQET+(4000K) {Qualified only with fixed end caps} [Frosted Lens] | Linear Replacement Lamp | Four-Foot | Dual Mode Internal Driver (UL Type A and Type B) | Standard | FALSE | [9 empty] | 42643 |  |  | NotYetVerified |  | 3 | 1923 | 110.96 | 17.33 |  |  | 4000 | 80
P1PWPGNR | LMS ENERGY | LMS energy | LMS Energy/LMS HLG 18W(5000K) | Linear Replacement Lamp | Four-Foot | Dual Mode Internal Driver (UL Type A and Type B) | Standard | FALSE | [9 empty] | 42643 |  |  | No |  | 3.1 | 2632 | 135.24 | 19.46 | 12.56 | 0.9252 | 5000 | 82.5
PFCUBTCA | LMS ENERGY | LMS energy | LMS Energy/LMS HLG 12W(5000K) | Linear Replacement Lamp | Four-Foot | Dual Mode Internal Driver (UL Type A and Type B) | Standard | FALSE | [9 empty] | 42643 |  |  | NotYetVerified |  | 3 | 1892 | 148.63 | 12.73 | 16.09 | 0.9137 | 5000 | 82.1
PZR6UCRK | LMS ENERGY | LMS energy | LMS Energy/LMS HLG 12W(4000K) | Linear Replacement Lamp | Four-Foot | Dual Mode Internal Driver (UL Type A and Type B) | Standard | FALSE | [9 empty] | 42643 |  |  | NotYetVerified |  | 3 | 1782 | 141.09 | 12.63 | 16.59 | 0.9132 | 4000 | 83.6
PQVFQZMQ | LMS ENERGY | LMS energy | LMS Energy/LMS HLG 18W(4000K) | Linear Replacement Lamp | Four-Foot | Dual Mode Internal Driver (UL Type A and Type B) | Standard | FALSE | [9 empty] | 42643 |  |  | No |  | 3.1 | 2586 | 133.16 | 19.42 | 12.6 | 0.9148 | 4000 | 82.6
PYFDYVVV | Shenzhen sunpzone lighting electronic co. ltd | Sunpzone | SPZT8428(5000K) | Linear Replacement Lamp | Four-Foot | Internal Driver Lamp-Style Retrofit Kits (UL Type B) | Standard | FALSE | [9 empty] | 42643 | Not Dimmable | Not Dimmable | No |  | 4 | 4200 | 150 | 28 | 16 | 0.97 | 5000 | 80
PG96E4F5 | Shenzhen sunpzone lighting electronic co. ltd | Sunpzone | SPZT8422(5000K) | Linear Replacement Lamp | Four-Foot | Internal Driver Lamp-Style Retrofit Kits (UL Type B) | Standard | FALSE | [9 empty] | 42643 | Not Dimmable | Not Dimmable | No |  | 4 | 3300 | 150 | 22 | 16 | 0.97 | 5000 | 80
PB39J2DC | Shenzhen sunpzone lighting electronic co. ltd | Sunpzone | SPZT8418P2(5000K) | Linear Replacement Lamp | Four-Foot | Internal Driver Lamp-Style Retrofit Kits (UL Type B) | Standard | FALSE | [9 empty] | 42643 | Not Dimmable | Not Dimmable | No |  | 4 | 2700 | 150 | 18 | 16 | 0.97 | 5000 | 80
PJFRASFV | Shenzhen sunpzone lighting electronic co. ltd | Sunpzone | SPZT8413(5000K) | Linear Replacement Lamp | Four-Foot | Internal Driver Lamp-Style Retrofit Kits (UL Type B) | Standard | FALSE | [9 empty] | 42643 | Not Dimmable | Not Dimmable | No |  | 4 | 1950 | 150 | 13 | 16 | 0.97 | 5000 | 80
P83W47FE | Shenzhen sunpzone lighting electronic co. ltd | Sunpzone | SPZT8428(4500K) | Linear Replacement Lamp | Four-Foot | Internal Driver Lamp-Style Retrofit Kits (UL Type B) | Standard | FALSE | [9 empty] | 42643 | Not Dimmable | Not Dimmable | No |  | 4 | 4200 | 150 | 28 | 16 | 0.97 | 4500 | 80
PCP2FM2Y | Shenzhen sunpzone lighting electronic co. ltd | Sunpzone | SPZT8422(4500K) | Linear Replacement Lamp | Four-Foot | Internal Driver Lamp-Style Retrofit Kits (UL Type B) | Standard | FALSE | [9 empty] | 42643 | Not Dimmable | Not Dimmable | No |  | 4 | 3300 | 150 | 22 | 16 | 0.97 | 4500 | 80
P9RRXH94 | Shenzhen sunpzone lighting electronic co. ltd | Sunpzone | SPZT8418P2(4500K) | Linear Replacement Lamp | Four-Foot | Internal Driver Lamp-Style Retrofit Kits (UL Type B) | Standard | FALSE | [9 empty] | 42643 | Not Dimmable | Not Dimmable | No |  | 4 | 2700 | 150 | 18 | 16 | 0.97 | 4500 | 80
P8GRJUPW | Shenzhen sunpzone lighting electronic co. ltd | Sunpzone | SPZT8413(4500K) | Linear Replacement Lamp | Four-Foot | Internal Driver Lamp-Style Retrofit Kits (UL Type B) | Standard | FALSE | [9 empty] | 42643 | Not Dimmable | Not Dimmable | No |  | 4 | 1950 | 150 | 13 | 16 | 0.97 | 4500 | 80
PQDUTWQC | Shenzhen sunpzone lighting electronic co. ltd | Sunpzone | SPZT8428(4000K) | Linear Replacement Lamp | Four-Foot | Internal Driver Lamp-Style Retrofit Kits (UL Type B) | Standard | FALSE | [9 empty] | 42643 | Not Dimmable | Not Dimmable | No |  | 4 | 4200 | 150 | 28 | 16 | 0.97 | 4000 | 80
PGN61JSX | Shenzhen sunpzone lighting electronic co. ltd | Sunpzone | SPZT8422(4000K) | Linear Replacement Lamp | Four-Foot | Internal Driver Lamp-Style Retrofit Kits (UL Type B) | Standard | FALSE | [9 empty] | 42643 | Not Dimmable | Not Dimmable | No |  | 4 | 3300 | 150 | 22 | 16 | 0.97 | 4000 | 80
PB8GEBAQ | Shenzhen sunpzone lighting electronic co. ltd | Sunpzone | SPZT8418P2(4000K) | Linear Replacement Lamp | Four-Foot | Internal Driver Lamp-Style Retrofit Kits (UL Type B) | Standard | FALSE | [9 empty] | 42643 | Not Dimmable | Not Dimmable | No |  | 4 | 2700 | 150 | 18 | 16 | 0.97 | 4000 | 80
PABB91ZF | Shenzhen sunpzone lighting electronic co. ltd | Sunpzone | SPZT8413(4000K) | Linear Replacement Lamp | Four-Foot | Internal Driver Lamp-Style Retrofit Kits (UL Type B) | Standard | FALSE | [9 empty] | 42643 | Not Dimmable | Not Dimmable | No |  | 4 | 1950 | 150 | 13 | 16 | 0.97 | 4000 | 80
P4PPZGP4 | Shenzhen sunpzone lighting electronic co. ltd | Sunpzone | SPZT8428(3500K) | Linear Replacement Lamp | Four-Foot | Internal Driver Lamp-Style Retrofit Kits (UL Type B) | Standard | FALSE | [9 empty] | 42643 | Not Dimmable | Not Dimmable | No |  | 4 | 3640 | 130 | 28 | 16 | 0.97 | 3500 | 80
PNXCJT2R | Shenzhen sunpzone lighting electronic co. ltd | Sunpzone | SPZT8422(3500K) | Linear Replacement Lamp | Four-Foot | Internal Driver Lamp-Style Retrofit Kits (UL Type B) | Standard | FALSE | [9 empty] | 42643 | Not Dimmable | Not Dimmable | No |  | 4 | 2860 | 130 | 22 | 16 | 0.97 | 3500 | 80
PZA8F78J | Shenzhen sunpzone lighting electronic co. ltd | Sunpzone | SPZT8418P2(3500K) | Linear Replacement Lamp | Four-Foot | Internal Driver Lamp-Style Retrofit Kits (UL Type B) | Standard | FALSE | [9 empty] | 42643 | Not Dimmable | Not Dimmable | No |  | 4 | 2340 | 130 | 18 | 16 | 0.97 | 3500 | 80
PZ3Z9KGN | Shenzhen sunpzone lighting electronic co. ltd | Sunpzone | SPZT8413(3500K) | Linear Replacement Lamp | Four-Foot | Internal Driver Lamp-Style Retrofit Kits (UL Type B) | Standard | FALSE | [9 empty] | 42643 | Not Dimmable | Not Dimmable | No |  | 4 | 1690 | 130 | 13 | 16 | 0.97 | 3500 | 80
PJNUZFTS | RT Lighting | High Output | LED-T-2A-5(5000K) | Linear Replacement Lamp | Four-Foot | Internal Driver Lamp-Style Retrofit Kits (UL Type B) | Standard | FALSE | [9 empty] | 42643 | Not Dimmable | Not Dimmable | No |  | 3.1 | 1811 | 146.17 | 12.39 | 19.21 | 0.9058 | 5000 | 85
PK5M8H4J | RT Lighting | High Output | LED-T-2F-3(5000K) | Linear Replacement Lamp | Four-Foot | Internal Driver Lamp-Style Retrofit Kits (UL Type B) | Standard | FALSE | [9 empty] | 42643 | Not Dimmable | Not Dimmable | No |  | 3.1 | 1551.187 | 157.641 | 9.84 | 19.04 | 0.9452 | 5000 | 82.4
P6C4D3DN | RT Lighting | High Output | LED-T-2A-4(4500K) | Linear Replacement Lamp | Four-Foot | Internal Driver Lamp-Style Retrofit Kits (UL Type B) | Standard | FALSE | [9 empty] | 42643 | Not Dimmable | Not Dimmable | No |  | 3.1 | 1793 | 145.2 | 12.35 | 19.26 | 0.9053 | 4500 | 82.4
PRT2P5PY | RT Lighting | High Output | LED-T-2F-2(4500K) | Linear Replacement Lamp | Four-Foot | Internal Driver Lamp-Style Retrofit Kits (UL Type B) | Standard | FALSE | [9 empty] | 42643 | Not Dimmable | Not Dimmable | No |  | 3.1 | 1517.677 | 153.611 | 9.88 | 19.11 | 0.9451 | 4500 | 82.1
PUWYMMX6 | RT Lighting | High Output | LED-T-2A-3(4000K) | Linear Replacement Lamp | Four-Foot | Internal Driver Lamp-Style Retrofit Kits (UL Type B) | Standard | FALSE | [9 empty] | 42643 | Not Dimmable | Not Dimmable | No |  | 3.1 | 1774 | 143.7 | 12.35 | 19.26 | 0.9053 | 4000 | 82.4
PNM97WFD | RT Lighting | High Output | LED-T-2A-2(3500K) | Linear Replacement Lamp | Four-Foot | Internal Driver Lamp-Style Retrofit Kits (UL Type B) | Standard | FALSE | [9 empty] | 42643 | Not Dimmable | Not Dimmable | No |  | 3.1 | 1756 | 142.2 | 12.35 | 19.26 | 0.9053 | 3500 | 82.4
PVHPH4FZ | Green Lumens | Green Lumens | GL-T8-1200EFB29W(L30K288CG52ST2) | Linear Replacement Lamp | Four-Foot | 2-lamp External Driver Lamp-Style Retrofit Kits (UL Type C) | Standard | TRUE | 3634.5 | 128.79 | 28.22 | 8.3 | 0.992 | 3068 | 82.4 | 5 | 50000 | 42642 |  |  | No |  | 4 | 4100 | 141 | 29 | 15 | 0.9 | 3000 | 80
PTXXTYZP | Green Lumens | Green Lumens | GL-T8-1200ECB29W(L30K288CG52ST2) | Linear Replacement Lamp | Four-Foot | 2-lamp External Driver Lamp-Style Retrofit Kits (UL Type C) | Standard | TRUE | 4050.7 | 143.64 | 28.2 | 8.5 | 0.991 | 3068 | 82 | 5 | 50000 | 42642 |  |  | No |  | 4 | 4610 | 158 | 29 | 15 | 0.9 | 3000 | 80
PNMKHFJA | Green Lumens | Green Lumens | GL-T8-1200ECB29W(L30K288CG52ST3) | Linear Replacement Lamp | Four-Foot | 3-lamp External Driver Lamp-Style Retrofit Kits (UL Type C) | Standard | TRUE | 4304.9 | 149.5 | 28.8 | 15.5 | 0.984 | 3071 | 82 | 5 | 50000 | 42642 |  |  | No |  | 4 | 4610 | 158 | 29 | 15 | 0.9 | 3000 | 80
PGAETREY | Green Lumens | Green Lumens | GL-T8-1200EFB29W(L30K288CG52ST3) | Linear Replacement Lamp | Four-Foot | 3-lamp External Driver Lamp-Style Retrofit Kits (UL Type C) | Standard | TRUE | 3806 | 131.83 | 28.87 | 15 | 0.984 | 3066 | 82.3 | 5 | 50000 | 42642 |  |  | No |  | 4 | 4100 | 141 | 29 | 15 | 0.9 | 3000 | 80
P98W94BX | Shenzhen BenWei Lighting Technology Co. Ltd | BenWei | BW-T8I-1200-12W-30 [Milky Lens] | Linear Replacement Lamp | Four-Foot | Internal Driver Lamp-Style Retrofit Kits (UL Type B) | Standard | TRUE | 1756.24 | 135.1 | 13 | 6.97 | 0.9307 | 3122 | 82 | 5 | 50000 | 42642 |  |  | No |  | 4 | 1756 | 135 | 13 | 7 | 0.93 | 3000 | 82
PQ453R7T | Green Lumens | Green Lumens | GL-T8-1200ECB29W(L50K288CG52ST2) | Linear Replacement Lamp | Four-Foot | 2-lamp External Driver Lamp-Style Retrofit Kits (UL Type C) | Standard | FALSE | [9 empty] | 42642 |  |  | No |  | 4 | 4650 | 162 | 29 | 15 | 0.9 | 5000 | 80
P93JFDMX | Green Lumens | Green Lumens | GL-T8-1200ECB29W(L50K288CG52ST3) | Linear Replacement Lamp | Four-Foot | 3-lamp External Driver Lamp-Style Retrofit Kits (UL Type C) | Standard | FALSE | [9 empty] | 42642 |  |  | No |  | 4 | 4650 | 162 | 29 | 15 | 0.9 | 5000 | 80
PUV754CE | Green Lumens | Green Lumens | GL-T8-1200EFB29W(L50K288CG52ST2) | Linear Replacement Lamp | Four-Foot | 2-lamp External Driver Lamp-Style Retrofit Kits (UL Type C) | Standard | FALSE | [9 empty] | 42642 |  |  | No |  | 4 | 4300 | 148 | 29 | 15 | 0.9 | 5000 | 80
P458Q9AN | Green Lumens | Green Lumens | GL-T8-1200EFB29W(L50K288CG52ST3) | Linear Replacement Lamp | Four-Foot | 3-lamp External Driver Lamp-Style Retrofit Kits (UL Type C) | Standard | FALSE | [9 empty] | 42642 |  |  | No |  | 4 | 4300 | 150 | 29 | 15 | 0.9 | 5000 | 80
PVJ29112 | Green Lumens | Green Lumens | GL-T8-1200ECB29W(L45K288CG52ST3) | Linear Replacement Lamp | Four-Foot | 3-lamp External Driver Lamp-Style Retrofit Kits (UL Type C) | Standard | FALSE | [9 empty] | 42642 |  |  | No |  | 4 | 4640 | 161 | 29 | 15 | 0.9 | 4500 | 80
PCBMRUZZ | Green Lumens | Green Lumens | GL-T8-1200ECB29W(L45K288CG52ST2) | Linear Replacement Lamp | Four-Foot | 2-lamp External Driver Lamp-Style Retrofit Kits (UL Type C) | Standard | FALSE | [9 empty] | 42642 |  |  | No |  | 4 | 4640 | 161 | 29 | 15 | 0.9 | 4500 | 80
PWKCDAZM | Green Lumens | Green Lumens | GL-T8-1200EFB29W(L45K288CG52ST2) | Linear Replacement Lamp | Four-Foot | 2-lamp External Driver Lamp-Style Retrofit Kits (UL Type C) | Standard | FALSE | [9 empty] | 42642 |  |  | No |  | 4 | 4250 | 147 | 29 | 15 | 0.9 | 4500 | 80
PBTHRTHM | Green Lumens | Green Lumens | GL-T8-1200EFB29W(L45K288CG52ST3) | Linear Replacement Lamp | Four-Foot | 3-lamp External Driver Lamp-Style Retrofit Kits (UL Type C) | Standard | FALSE | [9 empty] | 42642 |  |  | No |  | 4 | 4250 | 147 | 29 | 15 | 0.9 | 4500 | 80
PV86VD4Z | Green Lumens | Green Lumens | GL-T8-1200ECB29W(L40K288CG52ST3) | Linear Replacement Lamp | Four-Foot | 3-lamp External Driver Lamp-Style Retrofit Kits (UL Type C) | Standard | FALSE | [9 empty] | 42642 |  |  | No |  | 4 | 4630 | 160 | 29 | 15 | 0.9 | 4000 | 80
P1CW3DHK | Green Lumens | Green Lumens | GL-T8-1200ECB29W(L40K288CG52ST2) | Linear Replacement Lamp | Four-Foot | 2-lamp External Driver Lamp-Style Retrofit Kits (UL Type C) | Standard | FALSE | [9 empty] | 42642 |  |  | No |  | 4 | 4630 | 160 | 29 | 15 | 0.9 | 4000 | 80
PNDB1VZQ | Green Lumens | Green Lumens | GL-T8-1200EFB29W(L40K288CG52ST2) | Linear Replacement Lamp | Four-Foot | 2-lamp External Driver Lamp-Style Retrofit Kits (UL Type C) | Standard | FALSE | [9 empty] | 42642 |  |  | No |  | 4 | 4200 | 145 | 29 | 15 | 0.9 | 4000 | 80
PBPDMSC2 | Green Lumens | Green Lumens | GL-T8-1200EFB29W(L40K288CG52ST3) | Linear Replacement Lamp | Four-Foot | 3-lamp External Driver Lamp-Style Retrofit Kits (UL Type C) | Standard | FALSE | [9 empty] | 42642 |  |  | No |  | 4 | 4200 | 145 | 29 | 15 | 0.9 | 4000 | 80
PMWEDUKX | Green Lumens | Green Lumens | GL-T8-1200ECB29W(L35K288CG52ST3) | Linear Replacement Lamp | Four-Foot | 3-lamp External Driver Lamp-Style Retrofit Kits (UL Type C) | Standard | FALSE | [9 empty] | 42642 |  |  | No |  | 4 | 4620 | 159 | 29 | 15 | 0.9 | 3500 | 80
P2NR1M2V | Green Lumens | Green Lumens | GL-T8-1200ECB29W(L35K288CG52ST2) | Linear Replacement Lamp | Four-Foot | 2-lamp External Driver Lamp-Style Retrofit Kits (UL Type C) | Standard | FALSE | [9 empty] | 42642 |  |  | No |  | 4 | 4620 | 159 | 29 | 15 | 0.9 | 3500 | 80
PJ3AV81A | Green Lumens | Green Lumens | GL-T8-1200EFB29W(L35K288CG52ST3) | Linear Replacement Lamp | Four-Foot | 3-lamp External Driver Lamp-Style Retrofit Kits (UL Type C) | Standard | FALSE | [9 empty] | 42642 |  |  | No |  | 4 | 4150 | 143 | 29 | 15 | 0.9 | 3500 | 80
PE4KBVBJ | Green Lumens | Green Lumens | GL-T8-1200EFB29W(L35K288CG52ST2) | Linear Replacement Lamp | Four-Foot | 2-lamp External Driver Lamp-Style Retrofit Kits (UL Type C) | Standard | FALSE | [9 empty] | 42642 |  |  | No |  | 4 | 4150 | 143 | 29 | 15 | 0.9 | 3500 | 80
PM1HR7SR | Feit Electric Co. Inc. | Feit Electric | T48/41K/LED/2 (2 Pack) [Fixed End Caps Only] | Linear Replacement Lamp | Four-Foot | Replacement Lamps (plug and play) (UL Type A) | Standard | FALSE | [9 empty] | 42642 |  |  | NotYetVerified |  | 3 | 1800 | 102.9 | 17.5 |  |  | 4000 | 83
PV5KNEND | Shenzhen BenWei Lighting Technology Co. Ltd | BenWei | BW-T8I-1200-12W-50 [Milky Lens] | Linear Replacement Lamp | Four-Foot | Internal Driver Lamp-Style Retrofit Kits (UL Type B) | Standard | FALSE | [9 empty] | 42642 | Not Dimmable | Not Dimmable | No |  | 4 | 1827 | 140 | 13 | 7 | 0.93 | 5000 | 82
PS6HJ8DF | Shenzhen BenWei Lighting Technology Co. Ltd | BenWei | BW-T8I-1200-12W-45 [Milky Lens] | Linear Replacement Lamp | Four-Foot | Internal Driver Lamp-Style Retrofit Kits (UL Type B) | Standard | FALSE | [9 empty] | 42642 | Not Dimmable | Not Dimmable | No |  | 4 | 1756 | 135 | 13 | 7 | 0.93 | 4500 | 82
PF6U6B1S | Shenzhen BenWei Lighting Technology Co. Ltd | BenWei | BW-T8I-1200-12W-40 [Milky Lens] | Linear Replacement Lamp | Four-Foot | Internal Driver Lamp-Style Retrofit Kits (UL Type B) | Standard | FALSE | [9 empty] | 42642 | Not Dimmable | Not Dimmable | No |  | 4 | 1756 | 135 | 13 | 7 | 0.93 | 4000 | 82
PWS42E5Y | Shenzhen BenWei Lighting Technology Co. Ltd | BenWei | BW-T8I-1200-12W-35 [Milky Lens] | Linear Replacement Lamp | Four-Foot | Internal Driver Lamp-Style Retrofit Kits (UL Type B) | Standard | FALSE | [9 empty] | 42642 | Not Dimmable | Not Dimmable | No |  | 4 | 1756 | 135 | 13 | 7 | 0.93 | 3500 | 82
PUMSVA25 | YES LED Lighting Inc. | YES LED Lighting | YT8BC-420WAB-30M | Linear Replacement Lamp | Four-Foot | Dual Mode Internal Driver (UL Type A and Type B) | Standard | TRUE | 2395 | 114.8 | 20.86 | 5.79 | 0.9799 | 2887 | 81.9 | 5 | 50000 | 42641 |  |  | NotYetVerified | Product updated 9/21/2016 | 4 | 2600 | 130 | 20 | 5.79 | 0.9 | 3000 | 80
PEE43UXS | YES LED Lighting Inc. | YES LED Lighting | YT8BC-420WAB-30M | Linear Replacement Lamp | Four-Foot | Dual Mode Internal Driver (UL Type A and Type B) | Standard | TRUE | 2395 | 114.8 | 20.86 | 5.79 | 0.9799 | 2887 | 81.9 | 5 | 50000 | 42641 |  |  | NotYetVerified | Product updated 9/21/2016 | 4 | 2600 | 130 | 20 | 5.79 | 0.9 | 3000 | 80
PZ761QEX | YES LED Lighting Inc. | YES LED Lighting | YT8BC-420WAB-30C | Linear Replacement Lamp | Four-Foot | Dual Mode Internal Driver (UL Type A and Type B) | Standard | TRUE | 2589.3 | 124.41 | 20.81 | 5.83 | 0.9791 | 2898 | 81.8 | 5 | 50000 | 42641 |  |  | NotYetVerified | Product updated 9/21/2016 | 4 | 2600 | 130 | 20 | 20 | 0.9 | 3000 | 80
P8RYBAS3 | YES LED Lighting Inc. | YES LED Lighting | YT8BC-420WAB-30C | Linear Replacement Lamp | Four-Foot | Dual Mode Internal Driver (UL Type A and Type B) | Standard | TRUE | 2589.3 | 124.41 | 20.81 | 5.83 | 0.9791 | 2898 | 81.8 | 5 | 50000 | 42641 |  |  | NotYetVerified | Product updated 9/21/2016 | 4 | 2600 | 130 | 20 | 20 | 0.9 | 3000 | 80
PTKUFTY6 | YES LED Lighting Inc. | YES LED Lighting | YT8BC-412WAB-30M | Linear Replacement Lamp | Four-Foot | Dual Mode Internal Driver (UL Type A and Type B) | Standard | TRUE | 1572.9 | 112.36 | 14 | 14.16 | 0.9756 | 2900 | 83.8 | 5 | 50000 | 42641 |  |  | NotYetVerified |  | 4 | 1620 | 135 | 12 | 14.16 | 0.9 | 3000 | 80
PAN6BMW3 | YES LED Lighting Inc. | YES LED Lighting | YT8BC-412WAB-30M | Linear Replacement Lamp | Four-Foot | Dual Mode Internal Driver (UL Type A and Type B) | Standard | TRUE | 1572.9 | 112.36 | 14 | 14.16 | 0.9756 | 2900 | 83.8 | 5 | 50000 | 42641 |  |  | NotYetVerified |  | 4 | 1620 | 135 | 12 | 14.16 | 0.9 | 3000 | 80
PRPFMG2T | YANKON LIGHTING INC. | Yankon | YGA05A32-T8-18W-830-TB-4 | Linear Replacement Lamp | Four-Foot | Dual Mode Internal Driver (UL Type A and Type B) | Standard | TRUE | 2244 | 116.27 | 19.3 | 15.01 | 0.9732 | 3104 | 83.2 | 5 | 50000 | 42641 |  |  | No |  | 4 | 2244 | 116.27 | 19.3 | 15.01 | 0.97 | 3000 | 83.2
PSRTY5PX | YES LED Lighting Inc. | YES LED Lighting | YT8BC-416WAB-30C | Linear Replacement Lamp | Four-Foot | Dual Mode Internal Driver (UL Type A and Type B) | Standard | TRUE | 2195.5 | 123.34 | 17.8 | 7.7 | 0.9727 | 2896 | 81.9 | 5 | 50000 | 42641 |  |  | NotYetVerified |  | 4 | 2250 | 125 | 18 | 7.7 | 0.9 | 3000 | 80
PB36NHAD | YES LED Lighting Inc. | YES LED Lighting | YT8BC-416WAB-30C | Linear Replacement Lamp | Four-Foot | Dual Mode Internal Driver (UL Type A and Type B) | Standard | TRUE | 2195.5 | 123.34 | 17.8 | 7.7 | 0.9727 | 2896 | 81.9 | 5 | 50000 | 42641 |  |  | NotYetVerified |  | 4 | 2250 | 125 | 18 | 7.7 | 0.9 | 3000 | 80
PUS313ZY | YES LED Lighting Inc. | YES LED Lighting | YT8BC-416WAB-30M | Linear Replacement Lamp | Four-Foot | Dual Mode Internal Driver (UL Type A and Type B) | Standard | TRUE | 2034.7 | 114.76 | 17.73 | 7.63 | 0.9727 | 2884 | 81.9 | 5 | 50000 | 42641 |  |  | NotYetVerified |  | 4 | 2160 | 120 | 18 | 7.63 | 0.9 | 3000 | 80
PC7FT5HK | YES LED Lighting Inc. | YES LED Lighting | YT8BC-416WAB-30M | Linear Replacement Lamp | Four-Foot | Dual Mode Internal Driver (UL Type A and Type B) | Standard | TRUE | 2034.7 | 114.76 | 17.73 | 7.63 | 0.9727 | 2884 | 81.9 | 5 | 50000 | 42641 |  |  | NotYetVerified |  | 4 | 2160 | 120 | 18 | 7.63 | 0.9 | 3000 | 80
P2BG9W7H | YANKON LIGHTING INC. | Yankon | YGA05A32-T8-18W-830-T-4 | Linear Replacement Lamp | Four-Foot | Replacement Lamps (plug and play) (UL Type A) | Standard | TRUE | 2326 | 122.16 | 19.04 | 15.11 | 0.9721 | 3107 | 83.1 | 5 | 50000 | 42641 |  |  | No |  | 4 | 2326 | 122.16 | 19.04 | 15.11 | 0.97 | 3000 | 83.1
PBFX2C5Y | VJ Operations LLC | VJO | VJO-T812-18-30C | Linear Replacement Lamp | Four-Foot | Internal Driver Lamp-Style Retrofit Kits (UL Type B) | Standard | TRUE | 1775 | 109.598 | 16.2 | 12.5 | 0.967 | 2990 | 81 | 5 | 50000 | 42641 |  |  | NotYetVerified |  | 3 | 1750 | 100 | 18 |  | 0.95 | 3000 | 80
P1Y6PYXV | Anhui Lanrui Electronics Technology Co.Ltd. | LANRUI | LR1200-T8-18W(3000K) | Linear Replacement Lamp | Four-Foot | Dual Mode Internal Driver (UL Type A and Type B) | Standard | TRUE | 2553 | 135.37 | 18.86 | 6.95 | 0.9663 | 3098 | 81.8 | 5 | 50000 | 42641 |  |  | No |  | 4 | 2553 | 135.37 | 18.86 | 6.95 | 0.97 | 3000 | 81.8
PJD28G2W | VJ Operations LLC | VJO | VJO-T812-15-M(3000K) | Linear Replacement Lamp | Four-Foot | Replacement Lamps (plug and play) (UL Type A) | Standard | TRUE | 1696.521 | 100.208 | 16.93 | 18.05 | 0.964 | 2916 | 82.2 | 5 | 50000 | 42641 |  |  | No |  | 3 | 1696.521 | 100.208 | 16.93 | 16.98 | 0.974 | 3000 | 82.2
PSJHG9UM | VJ Operations LLC | VJO | VJO-T812-18-30F | Linear Replacement Lamp | Four-Foot | Internal Driver Lamp-Style Retrofit Kits (UL Type B) | Standard | TRUE | 1620 | 99.98 | 16.2 | 12.8 | 0.961 | 2978 | 81 | 5 | 50000 | 42641 |  |  | NotYetVerified |  | 3 | 1600 | 100 | 18 |  | 0.95 | 3000 | 80
P549423A | VJ Operations LLC | VJO | VJO-T812-22-30F | Linear Replacement Lamp | Four-Foot | Internal Driver Lamp-Style Retrofit Kits (UL Type B) | Standard | TRUE | 2189.11 | 97.73 | 22.4 | 14.5 | 0.96 | 3103 | 82.6 | 5 | 50000 | 42641 |  |  | NotYetVerified |  | 3 | 2150 | 100 | 21.5 | 20 | 0.95 | 3000 | 80
PHR4D785 | YES LED Lighting Inc. | YES LED Lighting | YT8BC-412WAB-30C | Linear Replacement Lamp | Four-Foot | Dual Mode Internal Driver (UL Type A and Type B) | Standard | TRUE | 1700.7 | 123.07 | 13.82 | 11.66 | 0.9585 | 2877 | 82 | 5 | 50000 | 42641 |  |  | NotYetVerified |  | 4 | 1680 | 140 | 12 | 11.66 | 0.9 | 3000 | 80
P4KG5F23 | YES LED Lighting Inc. | YES LED Lighting | YT8BC-412WAB-30C | Linear Replacement Lamp | Four-Foot | Dual Mode Internal Driver (UL Type A and Type B) | Standard | TRUE | 1700.7 | 123.07 | 13.82 | 11.66 | 0.9585 | 2877 | 82 | 5 | 50000 | 42641 |  |  | NotYetVerified |  | 4 | 1680 | 140 | 12 | 11.66 | 0.9 | 3000 | 80
PCU81AYT | VJ Operations LLC | VJO | VJO-T812-18-M(3000K)-F | Linear Replacement Lamp | Four-Foot | Replacement Lamps (plug and play) (UL Type A) | Standard | TRUE | 2149.408 | 99.88 | 21.52 | 17.33 | 0.956 | 3080 | 83.4 | 5 | 50000 | 42641 |  |  | No |  | 3 | 2149.408 | 99.88 | 21.52 | 16.11 | 0.99 | 3000 | 83.4
PTN1RJH9 | VJ Operations LLC | VJO | VJO-T812-22-30C | Linear Replacement Lamp | Four-Foot | Internal Driver Lamp-Style Retrofit Kits (UL Type B) | Standard | TRUE | 2310.27 | 102.68 | 22.5 | 18.1 | 0.95 | 3127 | 82.1 | 5 | 50000 | 42641 |  |  | NotYetVerified |  | 3 | 2250 | 100 | 22.5 | 20 | 0.9 | 3000
PFDRNEHC | VJ Operations LLC | VJO | VJO-T812-15-30C | Linear Replacement Lamp | Four-Foot | Internal Driver Lamp-Style Retrofit Kits (UL Type B) | Standard | TRUE | 1765.692 | 118.344 | 14.92 | 16.32 | 0.932 | 3092 | 83.4 | 5 | 50000 | 42641 |  |  | No |  | 3 | 1765.692 | 118.344 | 14.92 | 16.32 | 0.974 | 3092 | 83.4
PTQY45VA | Ampco Lighting Ltd | Ampco | T8GC-48-UV-17-4-FDD | Linear Replacement Lamp | Four-Foot | Dual Mode Internal Driver (UL Type A and Type B) | Standard | TRUE | 2226 | 111.19 | 20.02 | 15.17 | 0.9163 | 2998 | 83.2 | 5 | 50000 | 42641 |  |  | No |  | 4 | 2226 | 111.19 | 20.02 | 15.17 | 0.92 | 4000 | 83.2
PD932J59 | YANKON LIGHTING INC. | Yankon | YGA05A22-T8-15W-830-4 | Linear Replacement Lamp | Four-Foot | Internal Driver Lamp-Style Retrofit Kits (UL Type B) | Standard | TRUE | 1934 | 134.59 | 14.37 | 17.21 | 0.9142 | 3088 | 83.4 | 5 | 50000 | 42641 |  |  | No |  | 4 | 1934 | 134.59 | 14.37 | 17.21 | 0.91 | 3000 | 83.4
PZ6KKUGT | YANKON LIGHTING INC. | Yankon | YGA05A22-T8-18W-830-2 | Linear Replacement Lamp | Four-Foot | Internal Driver Lamp-Style Retrofit Kits (UL Type B) | Standard | TRUE | 2408 | 137.92 | 17.46 | 15.26 | 0.9126 | 3072 | 83.7 | 5 | 50000 | 42641 |  |  | No |  | 4 | 2408 | 137.92 | 17.46 | 15.26 | 0.91 | 3000 | 83.7
P9Y3NQG3 | YANKON LIGHTING INC. | Yankon | YGA05A22-T8-18W-830-4 | Linear Replacement Lamp | Four-Foot | Internal Driver Lamp-Style Retrofit Kits (UL Type B) | Standard | TRUE | 2274 | 131.8 | 17.25 | 15.79 | 0.9112 | 3085 | 83.1 | 5 | 50000 | 42641 |  |  | No |  | 4 | 2274 | 131.83 | 17.25 | 15.79 | 0.91 | 3000 | 83.1
PV3YQZS5 | YANKON LIGHTING INC. | Yankon | YGA05A22-T8-15W-830-2 | Linear Replacement Lamp | Four-Foot | Internal Driver Lamp-Style Retrofit Kits (UL Type B) | Standard | TRUE | 1982 | 137.73 | 14.49 | 14.46 | 0.9104 | 3071 | 83.8 | 5 | 50000 | 42641 |  |  | No |  | 4 | 1982 | 137.73 | 14.39 | 14.46 | 0.91 | 3000 | 83.8
PFZ1DX3K | JIAXING SUPER LIGHTING ELECTRIC APPLIANCE CO.LTD | SUPER | T8L-IDFH13-2200-4ft-ADA-01 | Linear Replacement Lamp | Four-Foot | Internal Driver Lamp-Style Retrofit Kits (UL Type B) | Standard | TRUE | 2061 | 137.8 | 14.96 | 17.38 | 0.9102 | 3045 | 82.9 | 5 | 50000 | 42641 |  |  | No | Product updated on 11/17/2016 | 4 | 2100 | 140 | 15 | 17.4 | 0.98 | 3000 | 82
P2EMEUFM | Ampco Lighting Ltd | Ampco | T8GH-48-UV-17-4-FDZ | Linear Replacement Lamp | Four-Foot | Internal Driver Lamp-Style Retrofit Kits (UL Type B) | Standard | TRUE | 2164 | 123.45 | 17.53 | 15.59 | 0.9088 | 4007 | 82.9 | 5 | 50000 | 42641 |  |  | No |  | 4 | 2164 | 123.45 | 17.53 | 15.59 | 0.91 | 4000 | 82.9
PM7BBPC5 | Eiko Global LLC | EIKO | LED12WT8/PRM/48/830-G7D | Linear Replacement Lamp | Four-Foot | Internal Driver Lamp-Style Retrofit Kits (UL Type B) | Standard | TRUE | 1805 | 137.2 | 13.16 | 15.72 | 0.9072 | 3056 | 84.7 | 5 | 50000 | 42641 |  |  | No |  | 3 | 1800 | 135 | 12.5 | 20 | 0.9 | 3000 | 83
PHCFM4JJ | VJ Operations LLC | VJO | VJO-T812-15-30F | Linear Replacement Lamp | Four-Foot | Internal Driver Lamp-Style Retrofit Kits (UL Type B) | Standard | TRUE | 1745.583 | 120.385 | 14.5 | 19.2 | 0.906 | 3007 | 83.5 | 5 | 50000 | 42641 |  |  | No | Updated on 9/27/2016 | 4 | 1745.58 | 120.39 | 14.5 | 19.2 | 0.93 | 3000 | 83.5
PAKNVH3H | YANKON LIGHTING INC. | Yankon | YGA05A21-T8-18W-830-4 | Linear Replacement Lamp | Four-Foot | Internal Driver Lamp-Style Retrofit Kits (UL Type B) | Standard | TRUE | 2207 | 128.6 | 17.16 | 15.89 | 0.9053 | 3002 | 83.3 | 5 | 50000 | 42641 |  |  | No |  | 4 | 2207 | 128.61 | 17.16 | 15.89 | 0.91 | 3000 | 83.3
P2YECFT5 | Ampco Lighting Ltd | Ampco | T8GC-48-UV-14-4-FDD | Linear Replacement Lamp | Four-Foot | Dual Mode Internal Driver (UL Type A and Type B) | Standard | TRUE | 1902 | 110.65 | 17.19 | 17.87 | 0.9029 | 4026 | 83.4 | 5 | 50000 | 42641 |  |  | No |  | 4 | 1902 | 110.65 | 17.19 | 17.87 | 0.9 | 4000 | 83.4
P5WQKSQP | JIAXING SUPER LIGHTING ELECTRIC APPLIANCE CO.LTD | SUPER | T8L-IDFH13-2200-4ft-EDA-01 | Linear Replacement Lamp | Four-Foot | Internal Driver Lamp-Style Retrofit Kits (UL Type B) | Standard | FALSE | [9 empty] | 42641 |  |  | No | Product updated on 11/17/2016 | 4 | 2200 | 150 | 15 | 16.9 | 0.98 | 5000 | 82
PFMSGABM | JIAXING SUPER LIGHTING ELECTRIC APPLIANCE CO.LTD | SUPER | T8L-IDFH13-2200-4ft-DDA-01 | Linear Replacement Lamp | Four-Foot | Internal Driver Lamp-Style Retrofit Kits (UL Type B) | Standard | FALSE | [9 empty] | 42641 |  |  | No | Product updated on 11/17/2016 | 4 | 2200 | 150 | 15 | 17.4 | 0.98 | 4500 | 82
PFH2HYXF | JIAXING SUPER LIGHTING ELECTRIC APPLIANCE CO.LTD | SUPER | T8L-IDFH13-2200-4ft-CDA-01 | Linear Replacement Lamp | Four-Foot | Internal Driver Lamp-Style Retrofit Kits (UL Type B) | Standard | FALSE | [9 empty] | 42641 |  |  | No | Product updated on 11/17/2016 | 4 | 2200 | 150 | 15 | 17.4 | 0.98 | 4000 | 82
PVJ1AM5Q | JIAXING SUPER LIGHTING ELECTRIC APPLIANCE CO.LTD | SUPER | T8L-IDFH13-2200-4ft-BDA-01 | Linear Replacement Lamp | Four-Foot | Internal Driver Lamp-Style Retrofit Kits (UL Type B) | Standard | FALSE | [9 empty] | 42641 |  |  | No | Product updated on 11/17/2016 | 4 | 2100 | 140 | 15 | 17.4 | 0.98 | 3500 | 82
PJRG5BY9 | YES LED Lighting Inc. | YES LED Lighting | YT8BC-420WAB-50C | Linear Replacement Lamp | Four-Foot | Dual Mode Internal Driver (UL Type A and Type B) | Standard | FALSE | [9 empty] | 42641 |  |  | NotYetVerified | Product updated 9/21/2016 | 4 | 2600 | 130 | 20 | 20 | 0.9 | 5000 | 80
P6KK632Z | YES LED Lighting Inc. | YES LED Lighting | YT8BC-420WAB-50C | Linear Replacement Lamp | Four-Foot | Dual Mode Internal Driver (UL Type A and Type B) | Standard | FALSE | [9 empty] | 42641 |  |  | NotYetVerified | Product updated 9/21/2016 | 4 | 2600 | 130 | 20 | 20 | 0.9 | 5000 | 80
P7V47AF9 | YES LED Lighting Inc. | YES LED Lighting | YT8BC-412WAB-50M | Linear Replacement Lamp | Four-Foot | Dual Mode Internal Driver (UL Type A and Type B) | Standard | FALSE | [9 empty] | 42641 |  |  | NotYetVerified |  | 4 | 1680 | 140 | 12 | 14.16 | 0.9 | 5000 | 80
P66NXAKN | YES LED Lighting Inc. | YES LED Lighting | YT8BC-412WAB-50M | Linear Replacement Lamp | Four-Foot | Dual Mode Internal Driver (UL Type A and Type B) | Standard | FALSE | [9 empty] | 42641 |  |  | NotYetVerified |  | 4 | 1680 | 140 | 12 | 14.16 | 0.9 | 5000 | 80
PX434CS8 | YES LED Lighting Inc. | YES LED Lighting | YT8BC-412WAB-50C | Linear Replacement Lamp | Four-Foot | Dual Mode Internal Driver (UL Type A and Type B) | Standard | FALSE | [9 empty] | 42641 |  |  | NotYetVerified |  | 4 | 1800 | 150 | 12 | 11.66 | 0.9 | 5000 | 80
P5QJHJ3C | YES LED Lighting Inc. | YES LED Lighting | YT8BC-412WAB-50C | Linear Replacement Lamp | Four-Foot | Dual Mode Internal Driver (UL Type A and Type B) | Standard | FALSE | [9 empty] | 42641 |  |  | NotYetVerified |  | 4 | 1800 | 150 | 12 | 11.66 | 0.9 | 5000 | 80
PR249XR5 | YES LED Lighting Inc. | YES LED Lighting | YT8BC-416WAB-50C | Linear Replacement Lamp | Four-Foot | Dual Mode Internal Driver (UL Type A and Type B) | Standard | FALSE | [9 empty] | 42641 |  |  | NotYetVerified |  | 4 | 2340 | 130 | 18 | 7.7 | 0.9 | 5000 | 80
P4J7CBHF | YES LED Lighting Inc. | YES LED Lighting | YT8BC-416WAB-50C | Linear Replacement Lamp | Four-Foot | Dual Mode Internal Driver (UL Type A and Type B) | Standard | FALSE | [9 empty] | 42641 |  |  | NotYetVerified |  | 4 | 2340 | 130 | 18 | 7.7 | 0.9 | 5000 | 80
PJZ756DY | YES LED Lighting Inc. | YES LED Lighting | YT8BC-416WAB-50M | Linear Replacement Lamp | Four-Foot | Dual Mode Internal Driver (UL Type A and Type B) | Standard | FALSE | [9 empty] | 42641 |  |  | NotYetVerified |  | 4 | 2160 | 120 | 18 | 7.63 | 0.9 | 5000 | 80
PD3EED5B | YES LED Lighting Inc. | YES LED Lighting | YT8BC-416WAB-50M | Linear Replacement Lamp | Four-Foot | Dual Mode Internal Driver (UL Type A and Type B) | Standard | FALSE | [9 empty] | 42641 |  |  | NotYetVerified |  | 4 | 2160 | 120 | 18 | 7.63 | 0.9 | 5000 | 80
PB9SFN5D | YES LED Lighting Inc. | YES LED Lighting | YT8BC-420WAB-50M | Linear Replacement Lamp | Four-Foot | Dual Mode Internal Driver (UL Type A and Type B) | Standard | FALSE | [9 empty] | 42641 |  |  | NotYetVerified | Product updated 9/21/2016 | 4 | 2600 | 130 | 20 | 5.79 | 0.9 | 5000 | 80
P7FGVKCT | YES LED Lighting Inc. | YES LED Lighting | YT8BC-420WAB-50M | Linear Replacement Lamp | Four-Foot | Dual Mode Internal Driver (UL Type A and Type B) | Standard | FALSE | [9 empty] | 42641 |  |  | NotYetVerified | Product updated 9/21/2016 | 4 | 2600 | 130 | 20 | 5.79 | 0.9 | 5000 | 80
PD9XHYC5 | YES LED Lighting Inc. | YES LED Lighting | YT8BC-420WAB-45C | Linear Replacement Lamp | Four-Foot | Dual Mode Internal Driver (UL Type A and Type B) | Standard | FALSE | [9 empty] | 42641 |  |  | NotYetVerified | Product updated 9/21/2016 | 4 | 2600 | 130 | 20 | 20 | 0.9 | 4500 | 80
PAK2E2GD | YES LED Lighting Inc. | YES LED Lighting | YT8BC-420WAB-45C | Linear Replacement Lamp | Four-Foot | Dual Mode Internal Driver (UL Type A and Type B) | Standard | FALSE | [9 empty] | 42641 |  |  | NotYetVerified | Product updated 9/21/2016 | 4 | 2600 | 130 | 20 | 20 | 0.9 | 4500 | 80
PG7E43V7 | YES LED Lighting Inc. | YES LED Lighting | YT8BC-412WAB-45M | Linear Replacement Lamp | Four-Foot | Dual Mode Internal Driver (UL Type A and Type B) | Standard | FALSE | [9 empty] | 42641 |  |  | NotYetVerified |  | 4 | 1680 | 140 | 12 | 14.16 | 0.9 | 4500 | 80
P94FNM4Z | YES LED Lighting Inc. | YES LED Lighting | YT8BC-412WAB-45M | Linear Replacement Lamp | Four-Foot | Dual Mode Internal Driver (UL Type A and Type B) | Standard | FALSE | [9 empty] | 42641 |  |  | NotYetVerified |  | 4 | 1680 | 140 | 12 | 14.16 | 0.9 | 4500 | 80
PTZZA3D7 | YES LED Lighting Inc. | YES LED Lighting | YT8BC-412WAB-45C | Linear Replacement Lamp | Four-Foot | Dual Mode Internal Driver (UL Type A and Type B) | Standard | FALSE | [9 empty] | 42641 |  |  | NotYetVerified |  | 4 | 1800 | 150 | 12 | 11.66 | 0.9 | 4500 | 80
PNPNZC87 | YES LED Lighting Inc. | YES LED Lighting | YT8BC-412WAB-45C | Linear Replacement Lamp | Four-Foot | Dual Mode Internal Driver (UL Type A and Type B) | Standard | FALSE | [9 empty] | 42641 |  |  | NotYetVerified |  | 4 | 1800 | 150 | 12 | 11.66 | 0.9 | 4500 | 80
PR2X5KH9 | YES LED Lighting Inc. | YES LED Lighting | YT8BC-416WAB-45C | Linear Replacement Lamp | Four-Foot | Dual Mode Internal Driver (UL Type A and Type B) | Standard | FALSE | [9 empty] | 42641 |  |  | NotYetVerified |  | 4 | 2340 | 130 | 18 | 7.7 | 0.9 | 4500 | 80
P99NE4A2 | YES LED Lighting Inc. | YES LED Lighting | YT8BC-416WAB-45C | Linear Replacement Lamp | Four-Foot | Dual Mode Internal Driver (UL Type A and Type B) | Standard | FALSE | [9 empty] | 42641 |  |  | NotYetVerified |  | 4 | 2340 | 130 | 18 | 7.7 | 0.9 | 4500 | 80
PVS4PY5Y | YES LED Lighting Inc. | YES LED Lighting | YT8BC-416WAB-45M | Linear Replacement Lamp | Four-Foot | Dual Mode Internal Driver (UL Type A and Type B) | Standard | FALSE | [9 empty] | 42641 |  |  | NotYetVerified |  | 4 | 2160 | 120 | 18 | 7.63 | 0.9 | 4500 | 80
PCSQ598B | YES LED Lighting Inc. | YES LED Lighting | YT8BC-416WAB-45M | Linear Replacement Lamp | Four-Foot | Dual Mode Internal Driver (UL Type A and Type B) | Standard | FALSE | [9 empty] | 42641 |  |  | NotYetVerified |  | 4 | 2160 | 120 | 18 | 7.63 | 0.9 | 4500 | 80
PSEUAP6J | YES LED Lighting Inc. | YES LED Lighting | YT8BC-420WAB-45M | Linear Replacement Lamp | Four-Foot | Dual Mode Internal Driver (UL Type A and Type B) | Standard | FALSE | [9 empty] | 42641 |  |  | NotYetVerified | Product updated 9/21/2016 | 4 | 2600 | 130 | 20 | 5.79 | 0.9 | 4500 | 80
PBHS72D2 | YES LED Lighting Inc. | YES LED Lighting | YT8BC-420WAB-45M | Linear Replacement Lamp | Four-Foot | Dual Mode Internal Driver (UL Type A and Type B) | Standard | FALSE | [9 empty] | 42641 |  |  | NotYetVerified | Product updated 9/21/2016 | 4 | 2600 | 130 | 20 | 5.79 | 0.9 | 4500 | 80
PQGU5FYY | YES LED Lighting Inc. | YES LED Lighting | YT8BC-420WAB-40C | Linear Replacement Lamp | Four-Foot | Dual Mode Internal Driver (UL Type A and Type B) | Standard | FALSE | [9 empty] | 42641 |  |  | NotYetVerified | Product updated 9/21/2016 | 4 | 2600 | 130 | 20 | 20 | 0.9 | 4000 | 80
PHR5Z2JT | YES LED Lighting Inc. | YES LED Lighting | YT8BC-420WAB-40C | Linear Replacement Lamp | Four-Foot | Dual Mode Internal Driver (UL Type A and Type B) | Standard | FALSE | [9 empty] | 42641 |  |  | NotYetVerified | Product updated 9/21/2016 | 4 | 2600 | 130 | 20 | 20 | 0.9 | 4000 | 80
PKU1KQ3D | YES LED Lighting Inc. | YES LED Lighting | YT8BC-412WAB-40M | Linear Replacement Lamp | Four-Foot | Dual Mode Internal Driver (UL Type A and Type B) | Standard | FALSE | [9 empty] | 42641 |  |  | NotYetVerified |  | 4 | 1680 | 140 | 12 | 14.16 | 0.9 | 4000 | 80
P34ZX7US | YES LED Lighting Inc. | YES LED Lighting | YT8BC-412WAB-40M | Linear Replacement Lamp | Four-Foot | Dual Mode Internal Driver (UL Type A and Type B) | Standard | FALSE | [9 empty] | 42641 |  |  | NotYetVerified |  | 4 | 1680 | 140 | 12 | 14.16 | 0.9 | 4000 | 80
PW8JJSUB | YES LED Lighting Inc. | YES LED Lighting | YT8BC-412WAB-40C | Linear Replacement Lamp | Four-Foot | Dual Mode Internal Driver (UL Type A and Type B) | Standard | FALSE | [9 empty] | 42641 |  |  | NotYetVerified |  | 4 | 1800 | 150 | 12 | 11.66 | 0.9 | 4000 | 80
P289PGSM | YES LED Lighting Inc. | YES LED Lighting | YT8BC-412WAB-40C | Linear Replacement Lamp | Four-Foot | Dual Mode Internal Driver (UL Type A and Type B) | Standard | FALSE | [9 empty] | 42641 |  |  | NotYetVerified |  | 4 | 1800 | 150 | 12 | 11.66 | 0.9 | 4000 | 80
PHDKRVY9 | YES LED Lighting Inc. | YES LED Lighting | YT8BC-416WAB-40C | Linear Replacement Lamp | Four-Foot | Dual Mode Internal Driver (UL Type A and Type B) | Standard | FALSE | [9 empty] | 42641 |  |  | NotYetVerified |  | 4 | 2340 | 130 | 18 | 7.7 | 0.9 | 4000 | 80
PCBPR2G9 | YES LED Lighting Inc. | YES LED Lighting | YT8BC-416WAB-40C | Linear Replacement Lamp | Four-Foot | Dual Mode Internal Driver (UL Type A and Type B) | Standard | FALSE | [9 empty] | 42641 |  |  | NotYetVerified |  | 4 | 2340 | 130 | 18 | 7.7 | 0.9 | 4000 | 80
PXVYTX7K | YES LED Lighting Inc. | YES LED Lighting | YT8BC-416WAB-40M | Linear Replacement Lamp | Four-Foot | Dual Mode Internal Driver (UL Type A and Type B) | Standard | FALSE | [9 empty] | 42641 |  |  | NotYetVerified |  | 4 | 2160 | 120 | 18 | 7.63 | 0.9 | 4000 | 80
P7NH43B6 | YES LED Lighting Inc. | YES LED Lighting | YT8BC-416WAB-40M | Linear Replacement Lamp | Four-Foot | Dual Mode Internal Driver (UL Type A and Type B) | Standard | FALSE | [9 empty] | 42641 |  |  | NotYetVerified |  | 4 | 2160 | 120 | 18 | 7.63 | 0.9 | 4000 | 80
PYTPE7ZW | YES LED Lighting Inc. | YES LED Lighting | YT8BC-420WAB-40M | Linear Replacement Lamp | Four-Foot | Dual Mode Internal Driver (UL Type A and Type B) | Standard | FALSE | [9 empty] | 42641 |  |  | NotYetVerified | Product updated 9/21/2016 | 4 | 2600 | 130 | 20 | 5.79 | 0.9 | 4000 | 80
PY4ZUFCS | YES LED Lighting Inc. | YES LED Lighting | YT8BC-420WAB-40M | Linear Replacement Lamp | Four-Foot | Dual Mode Internal Driver (UL Type A and Type B) | Standard | FALSE | [9 empty] | 42641 |  |  | NotYetVerified | Product updated 9/21/2016 | 4 | 2600 | 130 | 20 | 5.79 | 0.9 | 4000 | 80
PMACEE32 | YES LED Lighting Inc. | YES LED Lighting | YT8BC-420WAB-35C | Linear Replacement Lamp | Four-Foot | Dual Mode Internal Driver (UL Type A and Type B) | Standard | FALSE | [9 empty] | 42641 |  |  | NotYetVerified | Product updated 9/21/2016 | 4 | 2600 | 130 | 20 | 20 | 0.9 | 3500 | 80
PCUYVN6F | YES LED Lighting Inc. | YES LED Lighting | YT8BC-420WAB-35C | Linear Replacement Lamp | Four-Foot | Dual Mode Internal Driver (UL Type A and Type B) | Standard | FALSE | [9 empty] | 42641 |  |  | NotYetVerified | Product updated 9/21/2016 | 4 | 2600 | 130 | 20 | 20 | 0.9 | 3500 | 80
P4HYZ4JS | YES LED Lighting Inc. | YES LED Lighting | YT8BC-412WAB-35M | Linear Replacement Lamp | Four-Foot | Dual Mode Internal Driver (UL Type A and Type B) | Standard | FALSE | [9 empty] | 42641 |  |  | NotYetVerified |  | 4 | 1620 | 135 | 12 | 14.16 | 0.9 | 3500 | 80
P4137JUE | YES LED Lighting Inc. | YES LED Lighting | YT8BC-412WAB-35M | Linear Replacement Lamp | Four-Foot | Dual Mode Internal Driver (UL Type A and Type B) | Standard | FALSE | [9 empty] | 42641 |  |  | NotYetVerified |  | 4 | 1620 | 135 | 12 | 14.16 | 0.9 | 3500 | 80
PK8V8HW4 | YES LED Lighting Inc. | YES LED Lighting | YT8BC-412WAB-35C | Linear Replacement Lamp | Four-Foot | Dual Mode Internal Driver (UL Type A and Type B) | Standard | FALSE | [9 empty] | 42641 |  |  | NotYetVerified |  | 4 | 1680 | 140 | 12 | 11.66 | 0.9 | 3500 | 80
P6Y9EDZF | YES LED Lighting Inc. | YES LED Lighting | YT8BC-412WAB-35C | Linear Replacement Lamp | Four-Foot | Dual Mode Internal Driver (UL Type A and Type B) | Standard | FALSE | [9 empty] | 42641 |  |  | NotYetVerified |  | 4 | 1680 | 140 | 12 | 11.66 | 0.9 | 3500 | 80
PHYAGG27 | YES LED Lighting Inc. | YES LED Lighting | YT8BC-416WAB-35C | Linear Replacement Lamp | Four-Foot | Dual Mode Internal Driver (UL Type A and Type B) | Standard | FALSE | [9 empty] | 42641 |  |  | NotYetVerified |  | 4 | 2250 | 125 | 18 | 7.7 | 0.9 | 3500 | 80
PDM7VGWA | YES LED Lighting Inc. | YES LED Lighting | YT8BC-416WAB-35C | Linear Replacement Lamp | Four-Foot | Dual Mode Internal Driver (UL Type A and Type B) | Standard | FALSE | [9 empty] | 42641 |  |  | NotYetVerified |  | 4 | 2250 | 125 | 18 | 7.7 | 0.9 | 3500 | 80
PHFYZ61E | YES LED Lighting Inc. | YES LED Lighting | YT8BC-416WAB-35M | Linear Replacement Lamp | Four-Foot | Dual Mode Internal Driver (UL Type A and Type B) | Standard | FALSE | [9 empty] | 42641 |  |  | NotYetVerified |  | 4 | 2160 | 120 | 18 | 7.63 | 0.9 | 3500 | 80
P6WPCG6K | YES LED Lighting Inc. | YES LED Lighting | YT8BC-416WAB-35M | Linear Replacement Lamp | Four-Foot | Dual Mode Internal Driver (UL Type A and Type B) | Standard | FALSE | [9 empty] | 42641 |  |  | NotYetVerified |  | 4 | 2160 | 120 | 18 | 7.63 | 0.9 | 3500 | 80
PF63RHX6 | YES LED Lighting Inc. | YES LED Lighting | YT8BC-420WAB-35M | Linear Replacement Lamp | Four-Foot | Dual Mode Internal Driver (UL Type A and Type B) | Standard | FALSE | [9 empty] | 42641 |  |  | NotYetVerified | Product updated 9/21/2016 | 4 | 2600 | 130 | 20 | 5.79 | 0.9 | 3500 | 80
P3QX3FDF | YES LED Lighting Inc. | YES LED Lighting | YT8BC-420WAB-35M | Linear Replacement Lamp | Four-Foot | Dual Mode Internal Driver (UL Type A and Type B) | Standard | FALSE | [9 empty] | 42641 |  |  | NotYetVerified | Product updated 9/21/2016 | 4 | 2600 | 130 | 20 | 5.79 | 0.9 | 3500 | 80
P7TW9C4C | VJ Operations LLC | VJO | VJO-T812-15-50C | Linear Replacement Lamp | Four-Foot | Internal Driver Lamp-Style Retrofit Kits (UL Type B) | Standard | FALSE | [9 empty] | 42641 |  |  | No |  | 3 | 1842.176 | 127.31 | 14.47 | 16.01 | 0.977 | 5078 | 84.1
PT4TNSYU | VJ Operations LLC | VJO | VJO-T812-22-50F | Linear Replacement Lamp | Four-Foot | Internal Driver Lamp-Style Retrofit Kits (UL Type B) | Standard | FALSE | [9 empty] | 42641 |  |  | NotYetVerified |  | 3 | 2350 | 109.3 | 21.5 | 20 | 0.95 | 5000 | 80
P2XKBWVR | VJ Operations LLC | VJO | VJO-T812-18-50C | Linear Replacement Lamp | Four-Foot | Internal Driver Lamp-Style Retrofit Kits (UL Type B) | Standard | FALSE | [9 empty] | 42641 |  |  | NotYetVerified |  | 3 | 2000 | 100 | 18 |  | 0.95 | 5000 | 80
PAPQGF2U | VJ Operations LLC | VJO | VJO-T812-18-50F | Linear Replacement Lamp | Four-Foot | Internal Driver Lamp-Style Retrofit Kits (UL Type B) | Standard | FALSE | [9 empty] | 42641 |  |  | NotYetVerified |  | 3 | 1800 | 100 | 18 |  | 0.95 | 5000 | 80
P9EVFV6J | VJ Operations LLC | VJO | VJO-T812-22-50C | Linear Replacement Lamp | Four-Foot | Internal Driver Lamp-Style Retrofit Kits (UL Type B) | Standard | FALSE | [9 empty] | 42641 |  |  | NotYetVerified |  | 3 | 2450 | 108 | 22.5 | 20 | 0.9 | 5000
PSU3X468 | VJ Operations LLC | VJO | VJO-T812-15-50F | Linear Replacement Lamp | Four-Foot | Internal Driver Lamp-Style Retrofit Kits (UL Type B) | Standard | FALSE | [9 empty] | 42641 |  |  | No | Updated on 9/27/2016 | 4 | 1812.63 | 124.15 | 14.6 | 17.4 | 0.96 | 5000 | 85.8
P261T276 | VJ Operations LLC | VJO | VJO-T812-18-M(5000K)-F | Linear Replacement Lamp | Four-Foot | Replacement Lamps (plug and play) (UL Type A) | Standard | FALSE | [9 empty] | 42641 |  |  | No |  | 3 | 2183.184 | 101.261 | 21.56 | 15.26 | 0.991 | 5000 | 84.4
PVAKNMZE | VJ Operations LLC | VJO | VJO-T812-15-M(5000K) | Linear Replacement Lamp | Four-Foot | Replacement Lamps (plug and play) (UL Type A) | Standard | FALSE | [9 empty] | 42641 |  |  | No |  | 3 | 1843.79 | 109.1 | 16.9 | 14.68 | 0.975 | 5000 | 82.5
PRM6HZAZ | VJ Operations LLC | VJO | VJO-T812-15-M(4500K) | Linear Replacement Lamp | Four-Foot | Replacement Lamps (plug and play) (UL Type A) | Standard | FALSE | [9 empty] | 42641 |  |  | No |  | 3 | 1724.097 | 101.897 | 16.92 | 15.11 | 0.982 | 4500 | 84.6
P89K5QAV | VJ Operations LLC | VJO | VJO-T812-18-M(4500K)-F | Linear Replacement Lamp | Four-Foot | Replacement Lamps (plug and play) (UL Type A) | Standard | FALSE | [9 empty] | 42641 |  |  | No |  | 3 | 2149.408 | 99.88 | 21.52 | 16.11 | 0.99 | 4500 | 83.4
P62KME6A | VJ Operations LLC | VJO | VJO-T812-15-40C | Linear Replacement Lamp | Four-Foot | Internal Driver Lamp-Style Retrofit Kits (UL Type B) | Standard | FALSE | [9 empty] | 42641 |  |  | No |  | 3 | 1796.708 | 123.57 | 14.54 | 16.19 | 0.978 | 4020 | 83.1
PE4Z17PD | VJ Operations LLC | VJO | VJO-T812-22-40F | Linear Replacement Lamp | Four-Foot | Internal Driver Lamp-Style Retrofit Kits (UL Type B) | Standard | FALSE | [9 empty] | 42641 |  |  | NotYetVerified |  | 3 | 2250 | 104.5 | 21.5 | 20 | 0.95 | 4000 | 80
P5GEFZ14 | VJ Operations LLC | VJO | VJO-T812-18-40C | Linear Replacement Lamp | Four-Foot | Internal Driver Lamp-Style Retrofit Kits (UL Type B) | Standard | FALSE | [9 empty] | 42641 |  |  | NotYetVerified |  | 3 | 1800 | 100 | 18 |  | 0.95 | 4000 | 80
P819YBGS | VJ Operations LLC | VJO | VJO-T812-18-40F | Linear Replacement Lamp | Four-Foot | Internal Driver Lamp-Style Retrofit Kits (UL Type B) | Standard | FALSE | [9 empty] | 42641 |  |  | NotYetVerified |  | 3 | 1650 | 100 | 18 |  | 0.95 | 4000 | 80
PPFM783K | VJ Operations LLC | VJO | VJO-T812-22-40C | Linear Replacement Lamp | Four-Foot | Internal Driver Lamp-Style Retrofit Kits (UL Type B) | Standard | FALSE | [9 empty] | 42641 |  |  | NotYetVerified |  | 3 | 2350 | 104 | 22.5 | 20 | 0.9 | 4000
PYGQU6JV | VJ Operations LLC | VJO | VJO-T812-15-M(4000K) | Linear Replacement Lamp | Four-Foot | Replacement Lamps (plug and play) (UL Type A) | Standard | FALSE | [9 empty] | 42641 |  |  | No |  | 3 | 1724.097 | 101.897 | 16.92 | 15.11 | 0.982 | 4000 | 84.6
PP3Z1NB3 | VJ Operations LLC | VJO | VJO-T812-15-40F | Linear Replacement Lamp | Four-Foot | Internal Driver Lamp-Style Retrofit Kits (UL Type B) | Standard | FALSE | [9 empty] | 42641 |  |  | No | Updated on 9/27/2016 | 4 | 1745.58 | 120.39 | 14.5 | 19.2 | 0.93 | 4000 | 83.5
PUJWAXZ3 | VJ Operations LLC | VJO | VJO-T812-18-M(4000K)-F | Linear Replacement Lamp | Four-Foot | Replacement Lamps (plug and play) (UL Type A) | Standard | FALSE | [9 empty] | 42641 |  |  | No |  | 3 | 2149.408 | 99.88 | 21.52 | 16.11 | 0.99 | 4000 | 83.4
P42ZE76K | VJ Operations LLC | VJO | VJO-T812-22-35C | Linear Replacement Lamp | Four-Foot | Internal Driver Lamp-Style Retrofit Kits (UL Type B) | Standard | FALSE | [9 empty] | 42641 |  |  | NotYetVerified |  | 3 | 2430 | 108 | 22.5 |  | 0.9 | 3500 | 80
PVV6B3VJ | VJ Operations LLC | VJO | VJO-T812-22-35F | Linear Replacement Lamp | Four-Foot | Internal Driver Lamp-Style Retrofit Kits (UL Type B) | Standard | FALSE | [9 empty] | 42641 |  |  | NotYetVerified |  | 3 | 2322 | 108 | 21.5 |  | 0.95 | 3500 | 80
PR45MD89 | VJ Operations LLC | VJO | VJO-T812-18-35C | Linear Replacement Lamp | Four-Foot | Internal Driver Lamp-Style Retrofit Kits (UL Type B) | Standard | FALSE | [9 empty] | 42641 |  |  | NotYetVerified |  | 3 | 1800 | 100 | 18 |  | 0.9 | 3500 | 80
PCMSS42C | VJ Operations LLC | VJO | VJO-T812-18-35F | Linear Replacement Lamp | Four-Foot | Internal Driver Lamp-Style Retrofit Kits (UL Type B) | Standard | FALSE | [9 empty] | 42641 |  |  | NotYetVerified |  | 3 | 1800 | 100 | 18 |  | 0.95 | 3500 | 80
PEKTQ2DF | VJ Operations LLC | VJO | VJO-T812-18-M(3500K)-F | Linear Replacement Lamp | Four-Foot | Replacement Lamps (plug and play) (UL Type A) | Standard | FALSE | [9 empty] | 42641 |  |  | No |  | 3 | 2149.408 | 99.88 | 21.52 | 16.11 | 0.99 | 3500 | 83.4
PS9KXFDE | VJ Operations LLC | VJO | VJO-T812-15-M(3500K) | Linear Replacement Lamp | Four-Foot | Replacement Lamps (plug and play) (UL Type A) | Standard | FALSE | [9 empty] | 42641 |  |  | No |  | 3 | 1696.521 | 100.208 | 16.93 | 16.98 | 0.974 | 3500 | 82.2
PS73NZM3 | Eiko Global LLC | EIKO | LED12WT8/PRM/48/850-G7D | Linear Replacement Lamp | Four-Foot | Internal Driver Lamp-Style Retrofit Kits (UL Type B) | Standard | FALSE | [9 empty] | 42641 |  |  | No |  | 3 | 1800 | 135 | 12.5 | 20 | 0.9 | 5000 | 83
PF239T52 | Eiko Global LLC | EIKO | LED12WT8/PRM/48/840-G7D | Linear Replacement Lamp | Four-Foot | Internal Driver Lamp-Style Retrofit Kits (UL Type B) | Standard | FALSE | [9 empty] | 42641 |  |  | No |  | 3 | 1800 | 135 | 12.5 | 20 | 0.9 | 4000 | 83
PUBJYJHV | Eiko Global LLC | EIKO | LED12WT8/PRM/48/835-G7D | Linear Replacement Lamp | Four-Foot | Internal Driver Lamp-Style Retrofit Kits (UL Type B) | Standard | FALSE | [9 empty] | 42641 |  |  | No |  | 3 | 1800 | 135 | 12.5 | 20 | 0.9 | 3500 | 83
PCTBBB5C | Anhui Lanrui Electronics Technology Co.Ltd. | LANRUI | LR1200-T8-18W(5000K) | Linear Replacement Lamp | Four-Foot | Dual Mode Internal Driver (UL Type A and Type B) | Standard | FALSE | [9 empty] | 42641 | Not Dimmable | Not Dimmable | No |  | 4 | 2580 | 138.04 | 18.69 | 6.81 | 0.97 | 5000 | 84.3
PEHFR6EE | Anhui Lanrui Electronics Technology Co.Ltd. | LANRUI | LR1200-T8-18W(4500K) | Linear Replacement Lamp | Four-Foot | Dual Mode Internal Driver (UL Type A and Type B) | Standard | FALSE | [9 empty] | 42641 | Not Dimmable | Not Dimmable | No |  | 4 | 2553 | 135.37 | 18.86 | 6.95 | 0.97 | 4500 | 81.8
PTZTAEBD | Anhui Lanrui Electronics Technology Co.Ltd. | LANRUI | LR1200-T8-18W(4000K) | Linear Replacement Lamp | Four-Foot | Dual Mode Internal Driver (UL Type A and Type B) | Standard | FALSE | [9 empty] | 42641 | Not Dimmable | Not Dimmable | No |  | 4 | 2553 | 135.37 | 18.86 | 6.95 | 0.97 | 4000 | 81.8
P1N6XC8T | Anhui Lanrui Electronics Technology Co.Ltd. | LANRUI | LR1200-T8-18W(3500K) | Linear Replacement Lamp | Four-Foot | Dual Mode Internal Driver (UL Type A and Type B) | Standard | FALSE | [9 empty] | 42641 | Not Dimmable | Not Dimmable | No |  | 4 | 2553 | 135.37 | 18.86 | 6.95 | 0.97 | 3500 | 81.8
PQU3S6BN | YANKON LIGHTING INC. | Yankon | YGA05A22-T8-15W-850-2 | Linear Replacement Lamp | Four-Foot | Internal Driver Lamp-Style Retrofit Kits (UL Type B) | Standard | FALSE | [9 empty] | 42641 | Not Dimmable | Not Dimmable | No |  | 4 | 2011 | 140.04 | 14.36 | 14.49 | 0.91 | 5000 | 84.3
PZ72KWTW | YANKON LIGHTING INC. | Yankon | YGA05A22-T8-18W-850-2 | Linear Replacement Lamp | Four-Foot | Internal Driver Lamp-Style Retrofit Kits (UL Type B) | Standard | FALSE | [9 empty] | 42641 | Not Dimmable | Not Dimmable | No |  | 4 | 2458 | 140.54 | 17.49 | 15.22 | 0.91 | 5000 | 84
PF9WQCM8 | YANKON LIGHTING INC. | Yankon | YGA05A22-T8-18W-850-4 | Linear Replacement Lamp | Four-Foot | Internal Driver Lamp-Style Retrofit Kits (UL Type B) | Standard | FALSE | [9 empty] | 42641 | Not Dimmable | Not Dimmable | No |  | 4 | 2409 | 140.14 | 17.19 | 15.87 | 0.91 | 5000 | 83.4
PZJXQGD2 | YANKON LIGHTING INC. | Yankon | YGA05A22-T8-15W-850-4 | Linear Replacement Lamp | Four-Foot | Internal Driver Lamp-Style Retrofit Kits (UL Type B) | Standard | FALSE | [9 empty] | 42641 | Not Dimmable | Not Dimmable | No |  | 4 | 1989 | 139.29 | 14.28 | 17.18 | 0.91 | 5000 | 83.3
PGP1DUUK | YANKON LIGHTING INC. | Yankon | YGA05A32-T8-18W-850-TB-4 | Linear Replacement Lamp | Four-Foot | Dual Mode Internal Driver (UL Type A and Type B) | Standard | FALSE | [9 empty] | 42641 | Not Dimmable | Not Dimmable | No |  | 4 | 2351 | 122.38 | 19.21 | 15.08 | 0.97 | 5000 | 83.3
PTZF7BEF | YANKON LIGHTING INC. | Yankon | YGA05A32-T8-18W-850-T-4 | Linear Replacement Lamp | Four-Foot | Replacement Lamps (plug and play) (UL Type A) | Standard | FALSE | [9 empty] | 42641 | Not Dimmable | Not Dimmable | No |  | 4 | 2451 | 128.46 | 19.08 | 15.03 | 0.97 | 5000 | 83.1
P977PFYA | YANKON LIGHTING INC. | Yankon | YGA05A21-T8-18W-850-4 | Linear Replacement Lamp | Four-Foot | Internal Driver Lamp-Style Retrofit Kits (UL Type B) | Standard | FALSE | [9 empty] | 42641 | Not Dimmable | Not Dimmable | No |  | 4 | 2258 | 130.67 | 17.28 | 15.84 | 0.91 | 5000 | 82.4
PHYRUZJJ | YANKON LIGHTING INC. | Yankon | YGA05A22-T8-15W-845-2 | Linear Replacement Lamp | Four-Foot | Internal Driver Lamp-Style Retrofit Kits (UL Type B) | Standard | FALSE | [9 empty] | 42641 | Not Dimmable | Not Dimmable | No |  | 4 | 1982 | 137.73 | 14.39 | 14.46 | 0.91 | 4500 | 83.8
PKYX49SH | YANKON LIGHTING INC. | Yankon | YGA05A22-T8-18W-845-2 | Linear Replacement Lamp | Four-Foot | Internal Driver Lamp-Style Retrofit Kits (UL Type B) | Standard | FALSE | [9 empty] | 42641 | Not Dimmable | Not Dimmable | No |  | 4 | 2408 | 137.92 | 17.46 | 15.26 | 0.91 | 4500 | 83.7
PDSFEXV3 | YANKON LIGHTING INC. | Yankon | YGA05A22-T8-15W-845-4 | Linear Replacement Lamp | Four-Foot | Internal Driver Lamp-Style Retrofit Kits (UL Type B) | Standard | FALSE | [9 empty] | 42641 | Not Dimmable | Not Dimmable | No |  | 4 | 1934 | 134.59 | 14.37 | 17.21 | 0.91 | 4500 | 83.4
P3MBR8VC | YANKON LIGHTING INC. | Yankon | YGA05A21-T8-18W-845-4 | Linear Replacement Lamp | Four-Foot | Internal Driver Lamp-Style Retrofit Kits (UL Type B) | Standard | FALSE | [9 empty] | 42641 | Not Dimmable | Not Dimmable | No |  | 4 | 2207 | 128.61 | 17.16 | 15.89 | 0.91 | 4500 | 83.3
P6S5WWUR | YANKON LIGHTING INC. | Yankon | YGA05A32-T8-18W-845-TB-4 | Linear Replacement Lamp | Four-Foot | Dual Mode Internal Driver (UL Type A and Type B) | Standard | FALSE | [9 empty] | 42641 | Not Dimmable | Not Dimmable | No |  | 4 | 2244 | 116.27 | 19.3 | 15.01 | 0.97 | 4500 | 83.2
PTWWWKGS | YANKON LIGHTING INC. | Yankon | YGA05A22-T8-18W-845-4 | Linear Replacement Lamp | Four-Foot | Internal Driver Lamp-Style Retrofit Kits (UL Type B) | Standard | FALSE | [9 empty] | 42641 | Not Dimmable | Not Dimmable | No |  | 4 | 2274 | 131.83 | 17.25 | 15.79 | 0.91 | 4500 | 83.1
PCF1D9MZ | YANKON LIGHTING INC. | Yankon | YGA05A32-T8-18W-845-T-4 | Linear Replacement Lamp | Four-Foot | Replacement Lamps (plug and play) (UL Type A) | Standard | FALSE | [9 empty] | 42641 | Not Dimmable | Not Dimmable | No |  | 4 | 2326 | 122.16 | 19.04 | 15.11 | 0.97 | 4500 | 83.1
PMCDGDGQ | YANKON LIGHTING INC. | Yankon | YGA05A22-T8-15W-840-2 | Linear Replacement Lamp | Four-Foot | Internal Driver Lamp-Style Retrofit Kits (UL Type B) | Standard | FALSE | [9 empty] | 42641 | Not Dimmable | Not Dimmable | No |  | 4 | 1982 | 137.73 | 14.39 | 14.46 | 0.91 | 4000 | 83.8
P7YQ2GYA | YANKON LIGHTING INC. | Yankon | YGA05A22-T8-18W-840-2 | Linear Replacement Lamp | Four-Foot | Internal Driver Lamp-Style Retrofit Kits (UL Type B) | Standard | FALSE | [9 empty] | 42641 | Not Dimmable | Not Dimmable | No |  | 4 | 2408 | 137.92 | 17.46 | 15.26 | 0.91 | 4000 | 83.7
P7R4UP3Z | YANKON LIGHTING INC. | Yankon | YGA05A22-T8-15W-840-4 | Linear Replacement Lamp | Four-Foot | Internal Driver Lamp-Style Retrofit Kits (UL Type B) | Standard | FALSE | [9 empty] | 42641 | Not Dimmable | Not Dimmable | No |  | 4 | 1934 | 134.59 | 14.37 | 17.21 | 0.91 | 4000 | 83.4
PUUWJEC8 | YANKON LIGHTING INC. | Yankon | YGA05A21-T8-18W-840-4 | Linear Replacement Lamp | Four-Foot | Internal Driver Lamp-Style Retrofit Kits (UL Type B) | Standard | FALSE | [9 empty] | 42641 | Not Dimmable | Not Dimmable | No |  | 4 | 2207 | 128.61 | 17.16 | 15.89 | 0.91 | 4000 | 83.3
P7MDCVRZ | YANKON LIGHTING INC. | Yankon | YGA05A32-T8-18W-840-TB-4 | Linear Replacement Lamp | Four-Foot | Dual Mode Internal Driver (UL Type A and Type B) | Standard | FALSE | [9 empty] | 42641 | Not Dimmable | Not Dimmable | No |  | 4 | 2244 | 116.27 | 19.3 | 15.01 | 0.97 | 4000 | 83.2
P8TVE7D9 | YANKON LIGHTING INC. | Yankon | YGA05A22-T8-18W-840-4 | Linear Replacement Lamp | Four-Foot | Internal Driver Lamp-Style Retrofit Kits (UL Type B) | Standard | FALSE | [9 empty] | 42641 | Not Dimmable | Not Dimmable | No |  | 4 | 2274 | 131.83 | 17.25 | 15.79 | 0.91 | 4000 | 83.1
P2CJK92S | YANKON LIGHTING INC. | Yankon | YGA05A32-T8-18W-840-T-4 | Linear Replacement Lamp | Four-Foot | Replacement Lamps (plug and play) (UL Type A) | Standard | FALSE | [9 empty] | 42641 | Not Dimmable | Not Dimmable | No |  | 4 | 2326 | 122.16 | 19.04 | 15.11 | 0.97 | 4000 | 83.1
P97E5A5N | YANKON LIGHTING INC. | Yankon | YGA05A22-T8-15W-835-2 | Linear Replacement Lamp | Four-Foot | Internal Driver Lamp-Style Retrofit Kits (UL Type B) | Standard | FALSE | [9 empty] | 42641 | Not Dimmable | Not Dimmable | No |  | 4 | 1982 | 137.73 | 14.39 | 14.46 | 0.91 | 3500 | 83.8
P8NKDCPY | YANKON LIGHTING INC. | Yankon | YGA05A22-T8-18W-835-2 | Linear Replacement Lamp | Four-Foot | Internal Driver Lamp-Style Retrofit Kits (UL Type B) | Standard | FALSE | [9 empty] | 42641 | Not Dimmable | Not Dimmable | No |  | 4 | 2408 | 137.92 | 17.46 | 15.26 | 0.91 | 3500 | 83.7
PGRXAXFD | YANKON LIGHTING INC. | Yankon | YGA05A22-T8-15W-835-4 | Linear Replacement Lamp | Four-Foot | Internal Driver Lamp-Style Retrofit Kits (UL Type B) | Standard | FALSE | [9 empty] | 42641 | Not Dimmable | Not Dimmable | No |  | 4 | 1934 | 134.59 | 14.37 | 17.21 | 0.91 | 3500 | 83.4
PS8M2MG1 | YANKON LIGHTING INC. | Yankon | YGA05A21-T8-18W-835-4 | Linear Replacement Lamp | Four-Foot | Internal Driver Lamp-Style Retrofit Kits (UL Type B) | Standard | FALSE | [9 empty] | 42641 | Not Dimmable | Not Dimmable | No |  | 4 | 2207 | 128.61 | 17.16 | 15.89 | 0.91 | 3500 | 83.3
PZC8DT1Q | YANKON LIGHTING INC. | Yankon | YGA05A32-T8-18W-835-TB-4 | Linear Replacement Lamp | Four-Foot | Dual Mode Internal Driver (UL Type A and Type B) | Standard | FALSE | [9 empty] | 42641 | Not Dimmable | Not Dimmable | No |  | 4 | 2244 | 116.27 | 19.3 | 15.01 | 0.97 | 3500 | 83.2
P5TKV9PC | YANKON LIGHTING INC. | Yankon | YGA05A22-T8-18W-835-4 | Linear Replacement Lamp | Four-Foot | Internal Driver Lamp-Style Retrofit Kits (UL Type B) | Standard | FALSE | [9 empty] | 42641 | Not Dimmable | Not Dimmable | No |  | 4 | 2274 | 131.83 | 17.25 | 15.79 | 0.91 | 3500 | 83.1
P96UXFZ1 | YANKON LIGHTING INC. | Yankon | YGA05A32-T8-18W-835-T-4 | Linear Replacement Lamp | Four-Foot | Replacement Lamps (plug and play) (UL Type A) | Standard | FALSE | [9 empty] | 42641 | Not Dimmable | Not Dimmable | No |  | 4 | 2326 | 122.16 | 19.04 | 15.11 | 0.97 | 3500 | 83.1
PG1B2WRZ | Ampco Lighting Ltd | Ampco | T8GC-48-UV-14-5-FDD | Linear Replacement Lamp | Four-Foot | Dual Mode Internal Driver (UL Type A and Type B) | Standard | FALSE | [9 empty] | 42641 | Not Dimmable | Not Dimmable | No |  | 4 | 1981 | 115.51 | 17.15 | 17.89 | 0.9 | 5000 | 83.1
P88XNJ7P | Ampco Lighting Ltd | Ampco | T8GC-48-UV-17-5-FDD | Linear Replacement Lamp | Four-Foot | Dual Mode Internal Driver (UL Type A and Type B) | Standard | FALSE | [9 empty] | 42641 | Not Dimmable | Not Dimmable | No |  | 3 | 2314 | 115.82 | 19.98 | 15.19 | 0.92 | 5000 | 83.1
PC75SUHF | Ampco Lighting Ltd | Ampco | T8GH-48-UV-17-5-FDZ | Linear Replacement Lamp | Four-Foot | Internal Driver Lamp-Style Retrofit Kits (UL Type B) | Standard | FALSE | [9 empty] | 42641 | Not Dimmable | Not Dimmable | No |  | 4 | 2279 | 130.38 | 17.48 | 15.76 | 0.91 | 5000 | 82.6
P7USX5Z1 | Ampco Lighting Ltd | Ampco | T8GC-48-UV-14-45-FDD | Linear Replacement Lamp | Four-Foot | Dual Mode Internal Driver (UL Type A and Type B) | Standard | FALSE | [9 empty] | 42641 | Not Dimmable | Not Dimmable | No |  | 4 | 1902 | 110.65 | 17.19 | 17.87 | 0.9 | 4500 | 83.4
PDRW11NA | Ampco Lighting Ltd | Ampco | T8GC-48-UV-17-45-FDD | Linear Replacement Lamp | Four-Foot | Dual Mode Internal Driver (UL Type A and Type B) | Standard | FALSE | [9 empty] | 42641 | Not Dimmable | Not Dimmable | No |  | 3 | 2226 | 111.19 | 20.02 | 15.17 | 0.92 | 4500 | 83.2
P7Q2HD5R | Ampco Lighting Ltd | Ampco | T8GH-48-UV-17-45-FDZ | Linear Replacement Lamp | Four-Foot | Internal Driver Lamp-Style Retrofit Kits (UL Type B) | Standard | FALSE | [9 empty] | 42641 | Not Dimmable | Not Dimmable | No |  | 4 | 2164 | 123.45 | 17.53 | 15.59 | 0.91 | 4500 | 82.9
PXPMR4FZ | Kobi Electric Inc. | KOBI ELECTRIC | T8-F4-2235-PP | Linear Replacement Lamp | Four-Foot | Replacement Lamps (plug and play) (UL Type A) | Standard | TRUE | 2758.44 | 127.71 | 21.6 | 5.4 | 0.989 | 3442 | 82.6 | 5 |  | 42640 |  |  | NotYetVerified |  | 4 | 2650 | 120 | 22 | 20 | 0.9 | 3500 | 80
P8ZTBM6W | Elec-Tech International Co. Ltd | ETI | 542211XX(XX=41-50) | Linear Replacement Lamp | Four-Foot | Internal Driver Lamp-Style Retrofit Kits (UL Type B) | Standard | TRUE | 2021.17 | 110.49 | 18.26 | 11.6 | 0.942 | 4043 | 82.2 | 5 | 50000 | 42640 |  |  | No |  | 3.1 | 1800 | 120 | 18 | 20 | 0.9 | 4000 | 80
PK39XNR9 | SHENZHEN TOPBAND CO.LTD | TOPBAND | TPDF3T8X4NLA-18WBB(94C) | Linear Replacement Lamp | Four-Foot | Dual Mode Internal Driver (UL Type A and Type B) | Standard | TRUE | 2057 | 115.56 | 17.8 | 15.94 | 0.9358 | 4068 | 94.7 | 5 | 50000 | 42640 |  |  | No |  | 4 | 2051 | 116.53 | 17.6 | 15.94 | 0.94 | 4000 | 94.7
PRE1DGTK | SHENZHEN TOPBAND CO.LTD | TOPBAND | TPDF3T8X4NLA-18WBB(94F) | Linear Replacement Lamp | Four-Foot | Dual Mode Internal Driver (UL Type A and Type B) | Standard | TRUE | 1963 | 111.03 | 17.68 | 17.51 | 0.9306 | 4019 | 90.3 | 5 | 50000 | 42640 |  |  | No |  | 4 | 1963 | 111.03 | 17.68 | 17.51 | 0.93 | 4000 | 90.3
PES8QSBS | KONKA GREEN LIGHTING CO.LTD | KONKA | KK-T8-4AW-13-5X1B | Linear Replacement Lamp | Four-Foot | Internal Driver Lamp-Style Retrofit Kits (UL Type B) | Standard | TRUE | 1739.255 | 126.033 | 13.8 | 18.5 | 0.921 | 2834 | 83.8 | 5 | 50000 | 42640 |  |  | No |  | 4 | 1739.2 | 126 | 13.8 | 18.5 | 0.92 | 2834 | 83.8
PGYNF219 | Voltech International Inc. | Technilight | TLT8R4C18W | Linear Replacement Lamp | Four-Foot | Internal Driver Lamp-Style Retrofit Kits (UL Type B) | Standard | TRUE | 2435 | 136.72 | 17.46 | 17.6 | 0.9127 | 2991 | 81.8 | 5 | 50000 | 42640 |  |  | No |  | 3 | 2452 | 140.44 | 17.46 | 17.5 | 0.9127 | 3000 | 81.8
P91X2EMY | Voltech International Inc. | Technilight | TLT8R4F18W | Linear Replacement Lamp | Four-Foot | Internal Driver Lamp-Style Retrofit Kits (UL Type B) | Standard | TRUE | 2217 | 126.04 | 17.59 | 17.77 | 0.9096 | 2986 | 82.5 | 5 | 50000 | 42640 |  |  | No |  | 3 | 2234 | 128.32 | 17.41 | 17.77 | 0.9096 | 3000 | 82.5
P2XV9S5U | JIAXING SUPER LIGHTING ELECTRIC APPLIANCE CO.LTD | SUPER | T8L-IDFH13-1800-4ft-ADA-01 | Linear Replacement Lamp | Four-Foot | Internal Driver Lamp-Style Retrofit Kits (UL Type B) | Standard | TRUE | 1792 | 141.8 | 12.64 | 17.59 | 0.9091 | 3040 | 83.1 | 5 | 50000 | 42640 |  |  | No | Product updated on 11/17/2016 | 4 | 1700 | 140 | 12 | 17.6 | 0.98 | 3000 | 82
PX4KVG76 | Ampco Lighting Ltd | Ampco | T8GH-48-UV-14-4-FDZ | Linear Replacement Lamp | Four-Foot | Internal Driver Lamp-Style Retrofit Kits (UL Type B) | Standard | TRUE | 1741 | 120.82 | 14.41 | 18.69 | 0.9072 | 4031 | 83.2 | 5 | 50000 | 42640 |  |  | No |  | 4 | 1741 | 120.82 | 14.41 | 18.69 | 0.91 | 4000 | 83.2
PFCGVNKU | JIAXING SUPER LIGHTING ELECTRIC APPLIANCE CO.LTD | SUPER | T8L-IDFH11-1800-4ft-ADA-01 | Linear Replacement Lamp | Four-Foot | Internal Driver Lamp-Style Retrofit Kits (UL Type B) | Standard | TRUE | 1825 | 127.8 | 14.28 | 21.61 | 0.9045 | 3088 | 83.4 | 5 | 50000 | 42640 |  |  | No | Product updated on 11/17/2016 | 4 | 1700 | 125 | 14 | 21.61 | 0.97 | 3000 | 82
PD59K536 | Champion Light Bulbs LLC | Champion Light Bulbs | CLB-T8-4BB18-DW | Linear Replacement Lamp | Four-Foot | Internal Driver Lamp-Style Retrofit Kits (UL Type B) | Standard | TRUE | 2235 | 130.17 | 17.17 | 14.39 | 0.9015 | 5035 | 81.9 | 5 | 50000 | 42640 |  |  | No |  | 3.1 | 2249 | 130.6 | 17.22 | 14.39 | 0.901 | 5000 | 81.9
PPNYQFBP | Champion Light Bulbs LLC | Champion Light Bulbs | CLB-T8-4BB15-WW | Linear Replacement Lamp | Four-Foot | Internal Driver Lamp-Style Retrofit Kits (UL Type B) | Standard | TRUE | 1959 | 130.52 | 15.01 | 15.84 | 0.9011 | 3091 | 83 | 5 | 50000 | 42640 |  |  | No |  | 3.1 | 1960 | 131.1 | 14.95 | 15.84 | 0.901 | 3000 | 83
PUU2QVDH | YANKON LIGHTING INC. | Yankon | YGA05A21-T8-15W-830-4 | Linear Replacement Lamp | Four-Foot | Internal Driver Lamp-Style Retrofit Kits (UL Type B) | Standard | TRUE | 1902 | 132.73 | 14.33 | 17.36 | 0.9005 | 3011 | 83.2 | 5 | 50000 | 42640 |  |  | No |  | 4 | 1902 | 132.73 | 14.33 | 17.36 | 0.9 | 3000 | 83.2
P1D4YNPM | JIAXING SUPER LIGHTING ELECTRIC APPLIANCE CO.LTD | SUPER | T8L-IDFH11-2200-4ft-ADA-01 | Linear Replacement Lamp | Four-Foot | Internal Driver Lamp-Style Retrofit Kits (UL Type B) | Standard | TRUE | 2174 | 123.9 | 17.54 | 18.17 | 0.8952 | 3093 | 83.3 | 5 | 50000 | 42640 |  |  | No | Product updated on 11/17/2016 | 4 | 2100 | 125 | 17 | 18.18 | 0.98 | 3000 | 82
PJJKACYD | JIAXING SUPER LIGHTING ELECTRIC APPLIANCE CO.LTD | SUPER | T8L-IDFH11-1800-4ft-EDA-01 | Linear Replacement Lamp | Four-Foot | Internal Driver Lamp-Style Retrofit Kits (UL Type B) | Standard | FALSE | [9 empty] | 42640 |  |  | No | Product updated on 11/17/2016 | 4 | 1800 | 130 | 14 | 21.71 | 0.97 | 5000 | 82
PND8R9V8 | JIAXING SUPER LIGHTING ELECTRIC APPLIANCE CO.LTD | SUPER | T8L-IDFH11-2200-4ft-EDA-01 | Linear Replacement Lamp | Four-Foot | Internal Driver Lamp-Style Retrofit Kits (UL Type B) | Standard | FALSE | [9 empty] | 42640 |  |  | No | Product updated on 11/17/2016 | 4 | 2200 | 130 | 17 | 17.7 | 0.98 | 5000 | 82
PJBX5YTS | JIAXING SUPER LIGHTING ELECTRIC APPLIANCE CO.LTD | SUPER | T8L-IDFH13-1800-4ft-EDA-01 | Linear Replacement Lamp | Four-Foot | Internal Driver Lamp-Style Retrofit Kits (UL Type B) | Standard | FALSE | [9 empty] | 42640 |  |  | No | Product updated on 11/17/2016 | 4 | 1800 | 150 | 12 | 17.6 | 0.98 | 5000 | 82
P2CTPYWK | JIAXING SUPER LIGHTING ELECTRIC APPLIANCE CO.LTD | SUPER | T8L-IDFH11-1800-4ft-DDA-01 | Linear Replacement Lamp | Four-Foot | Internal Driver Lamp-Style Retrofit Kits (UL Type B) | Standard | FALSE | [9 empty] | 42640 |  |  | No | Product updated on 11/17/2016 | 4 | 1800 | 130 | 14 | 21.61 | 0.97 | 4500 | 82
PZ41GMR2 | JIAXING SUPER LIGHTING ELECTRIC APPLIANCE CO.LTD | SUPER | T8L-IDFH11-2200-4ft-DDA-01 | Linear Replacement Lamp | Four-Foot | Internal Driver Lamp-Style Retrofit Kits (UL Type B) | Standard | FALSE | [9 empty] | 42640 |  |  | No | Product updated on 11/17/2016 | 4 | 2200 | 130 | 17 | 18.18 | 0.98 | 4500 | 82
PAQ7MKZG | JIAXING SUPER LIGHTING ELECTRIC APPLIANCE CO.LTD | SUPER | T8L-IDFH13-1800-4ft-DDA-01 | Linear Replacement Lamp | Four-Foot | Internal Driver Lamp-Style Retrofit Kits (UL Type B) | Standard | FALSE | [9 empty] | 42640 |  |  | No | Product updated on 11/17/2016 | 4 | 1800 | 150 | 12 | 17.6 | 0.98 | 4500 | 82
PDSFNAAT | JIAXING SUPER LIGHTING ELECTRIC APPLIANCE CO.LTD | SUPER | T8L-IDFH11-1800-4ft-CDA-01 | Linear Replacement Lamp | Four-Foot | Internal Driver Lamp-Style Retrofit Kits (UL Type B) | Standard | FALSE | [9 empty] | 42640 |  |  | No | Product updated on 11/17/2016 | 4 | 1800 | 130 | 14 | 21.61 | 0.97 | 4000 | 82
PQV42816 | JIAXING SUPER LIGHTING ELECTRIC APPLIANCE CO.LTD | SUPER | T8L-IDFH11-2200-4ft-CDA-01 | Linear Replacement Lamp | Four-Foot | Internal Driver Lamp-Style Retrofit Kits (UL Type B) | Standard | FALSE | [9 empty] | 42640 |  |  | No | Product updated on 11/17/2016 | 4 | 2200 | 130 | 17 | 18.18 | 0.98 | 4000 | 82
P9RTWUA1 | JIAXING SUPER LIGHTING ELECTRIC APPLIANCE CO.LTD | SUPER | T8L-IDFH13-1800-4ft-CDA-01 | Linear Replacement Lamp | Four-Foot | Internal Driver Lamp-Style Retrofit Kits (UL Type B) | Standard | FALSE | [9 empty] | 42640 |  |  | No | Product updated on 11/17/2016 | 4 | 1800 | 150 | 12 | 17.6 | 0.98 | 4000 | 82
PV3HDFGJ | JIAXING SUPER LIGHTING ELECTRIC APPLIANCE CO.LTD | SUPER | T8L-IDFH11-1800-4ft-BDA-01 | Linear Replacement Lamp | Four-Foot | Internal Driver Lamp-Style Retrofit Kits (UL Type B) | Standard | FALSE | [9 empty] | 42640 |  |  | No | Product updated on 11/17/2016 | 4 | 1700 | 125 | 14 | 21.61 | 0.97 | 3500 | 82
P45C3BH4 | JIAXING SUPER LIGHTING ELECTRIC APPLIANCE CO.LTD | SUPER | T8L-IDFH11-2200-4ft-BDA-01 | Linear Replacement Lamp | Four-Foot | Internal Driver Lamp-Style Retrofit Kits (UL Type B) | Standard | FALSE | [9 empty] | 42640 |  |  | No | Product updated on 11/17/2016 | 4 | 2100 | 125 | 17 | 18.18 | 0.98 | 3500 | 82
P1HX69ND | JIAXING SUPER LIGHTING ELECTRIC APPLIANCE CO.LTD | SUPER | T8L-IDFH13-1800-4ft-BDA-01 | Linear Replacement Lamp | Four-Foot | Internal Driver Lamp-Style Retrofit Kits (UL Type B) | Standard | FALSE | [9 empty] | 42640 |  |  | No | Product updated on 11/17/2016 | 4 | 1700 | 140 | 12 | 17.6 | 0.98 | 3500 | 82
PS4JKJ27 | Champion Light Bulbs LLC | Champion Light Bulbs | CLB-T8-4BB15-DW | Linear Replacement Lamp | Four-Foot | Internal Driver Lamp-Style Retrofit Kits (UL Type B) | Standard | FALSE | [9 empty] | 42640 |  |  | No |  | 3.1 | 1945 | 133.4 | 14.58 | 15.69 | 0.902 | 5000 | 82.6
PBBGP91C | Champion Light Bulbs LLC | Champion Light Bulbs | CLB-T8-4BB15-NW | Linear Replacement Lamp | Four-Foot | Internal Driver Lamp-Style Retrofit Kits (UL Type B) | Standard | FALSE | [9 empty] | 42640 |  |  | No |  | 3.1 | 1960 | 131.1 | 14.95 | 15.84 | 0.901 | 4000 | 83
PTTTBPE3 | Champion Light Bulbs LLC | Champion Light Bulbs | CLB-T8-4BB18-NW | Linear Replacement Lamp | Four-Foot | Internal Driver Lamp-Style Retrofit Kits (UL Type B) | Standard | FALSE | [9 empty] | 42640 |  |  | No |  | 3.1 | 2386 | 138.24 | 17.26 | 14.03 | 0.901 | 4000 | 81.5
P1TTMTP8 | Champion Light Bulbs LLC | Champion Light Bulbs | CLB-T8-4BB15-BW | Linear Replacement Lamp | Four-Foot | Internal Driver Lamp-Style Retrofit Kits (UL Type B) | Standard | FALSE | [9 empty] | 42640 |  |  | No |  | 3.1 | 1960 | 131.1 | 14.95 | 15.84 | 0.901 | 3500 | 83
PZHN4KVP | Champion Light Bulbs LLC | Champion Light Bulbs | CLB-T8-4BB18-BW | Linear Replacement Lamp | Four-Foot | Internal Driver Lamp-Style Retrofit Kits (UL Type B) | Standard | FALSE | [9 empty] | 42640 |  |  | No |  | 3.1 | 2386 | 138.24 | 17.26 | 14.03 | 0.901 | 3500 | 81.5
P7DZ3DM2 | Champion Light Bulbs LLC | Champion Light Bulbs | CLB-T8-4BB18-WW | Linear Replacement Lamp | Four-Foot | Internal Driver Lamp-Style Retrofit Kits (UL Type B) | Standard | FALSE | [9 empty] | 42640 |  |  | No |  | 3.1 | 2386 | 138.24 | 17.26 | 14.03 | 0.901 | 3000 | 81.5
PDE4QE5E | KONKA GREEN LIGHTING CO.LTD | KONKA | KK-T8-4EW-13-5X1B | Linear Replacement Lamp | Four-Foot | Internal Driver Lamp-Style Retrofit Kits (UL Type B) | Standard | FALSE | [9 empty] | 42640 |  |  | No |  | 4 | 1870.2 | 134.5 | 13.9 | 19.6 | 0.93 | 5058 | 83.8
PXMEYQYE | KONKA GREEN LIGHTING CO.LTD | KONKA | KK-T8-4DW-13-5X1B | Linear Replacement Lamp | Four-Foot | Internal Driver Lamp-Style Retrofit Kits (UL Type B) | Standard | FALSE | [9 empty] | 42640 |  |  | No |  | 4 | 1817.8 | 130.7 | 13.9 | 18.5 | 0.92 | 4000 | 83.8
PCXYZYHA | Kobi Electric Inc. | KOBI ELECTRIC | T8-F4-2250-PP | Linear Replacement Lamp | Four-Foot | Replacement Lamps (plug and play) (UL Type A) | Standard | FALSE | [9 empty] | 42640 |  |  | NotYetVerified |  | 4 | 2800 | 127 | 22 | 20 | 0.9 | 5000 | 80
PCZGFNV7 | Kobi Electric Inc. | KOBI ELECTRIC | T8-F4-2240-PP | Linear Replacement Lamp | Four-Foot | Replacement Lamps (plug and play) (UL Type A) | Standard | FALSE | [9 empty] | 42640 |  |  | NotYetVerified |  | 4 | 2800 | 127 | 22 | 20 | 0.9 | 4000 | 80
PFH6VG1F | Elec-Tech International Co. Ltd | ETI | 542211XX(XX=61-70) | Linear Replacement Lamp | Four-Foot | Internal Driver Lamp-Style Retrofit Kits (UL Type B) | Standard | FALSE | [9 empty] | 42640 |  |  | No |  | 3.1 | 1800 | 120 | 18 | 20 | 0.9 | 5000 | 80
PQRN775A | Bravoled Lighting Manufacturing Co. Ltd. | Bravoled | BL-T8-15W 1200 WINZ-45F | Linear Replacement Lamp | Four-Foot | Internal Driver Lamp-Style Retrofit Kits (UL Type B) | Standard | FALSE | [9 empty] | 42640 | Not Dimmable | Not Dimmable | No |  | 3 | 1745.58 | 120.39 | 14.5 | 19.2 | 0.93 | 4500 | 83.5
PCDRPSW3 | Bravoled Lighting Manufacturing Co. Ltd. | Bravoled | BL-T8-15W 1200 WINZ-35F | Linear Replacement Lamp | Four-Foot | Internal Driver Lamp-Style Retrofit Kits (UL Type B) | Standard | FALSE | [9 empty] | 42640 | Not Dimmable | Not Dimmable | No |  | 3 | 1745.58 | 120.39 | 14.5 | 19.2 | 0.93 | 3500 | 83.5
PMVGUKZP | Voltech International Inc. | Technilight | TLT8R4F18P | Linear Replacement Lamp | Four-Foot | Internal Driver Lamp-Style Retrofit Kits (UL Type B) | Standard | FALSE | [9 empty] | 42640 | Not Dimmable | Not Dimmable | No |  | 3 | 2373 | 134.68 | 17.62 | 17.37 | 0.9115 | 5000 | 82.6
PR1FR4SP | Voltech International Inc. | Technilight | TLT8R4C18P | Linear Replacement Lamp | Four-Foot | Internal Driver Lamp-Style Retrofit Kits (UL Type B) | Standard | FALSE | [9 empty] | 42640 | Not Dimmable | Not Dimmable | No |  | 3 | 2610 | 146.96 | 17.76 | 17.29 | 0.9038 | 5000 | 82
PVH9RJCX | Voltech International Inc. | Technilight | TLT8R4F18N | Linear Replacement Lamp | Four-Foot | Internal Driver Lamp-Style Retrofit Kits (UL Type B) | Standard | FALSE | [9 empty] | 42640 | Not Dimmable | Not Dimmable | No |  | 3 | 2234 | 128.32 | 17.41 | 17.77 | 0.9096 | 4000 | 82.5
PWEU8CWN | Voltech International Inc. | Technilight | TLT8R4C18N | Linear Replacement Lamp | Four-Foot | Internal Driver Lamp-Style Retrofit Kits (UL Type B) | Standard | FALSE | [9 empty] | 42640 | Not Dimmable | Not Dimmable | No |  | 3 | 2452 | 140.44 | 17.46 | 17.5 | 0.9127 | 4000 | 81.8
PSQWZZYJ | YANKON LIGHTING INC. | Yankon | YGA05A21-T8-15W-850-4 | Linear Replacement Lamp | Four-Foot | Internal Driver Lamp-Style Retrofit Kits (UL Type B) | Standard | FALSE | [9 empty] | 42640 | Not Dimmable | Not Dimmable | No |  | 4 | 1944 | 134.16 | 14.49 | 17.31 | 0.9 | 5000 | 82.9
PV1RPEFX | YANKON LIGHTING INC. | Yankon | YGA05A21-T8-15W-845-4 | Linear Replacement Lamp | Four-Foot | Internal Driver Lamp-Style Retrofit Kits (UL Type B) | Standard | FALSE | [9 empty] | 42640 | Not Dimmable | Not Dimmable | No |  | 4 | 1902 | 132.73 | 14.33 | 17.36 | 0.9 | 4500 | 83.2
PAA3GZFB | YANKON LIGHTING INC. | Yankon | YGA05A21-T8-15W-840-4 | Linear Replacement Lamp | Four-Foot | Internal Driver Lamp-Style Retrofit Kits (UL Type B) | Standard | FALSE | [9 empty] | 42640 | Not Dimmable | Not Dimmable | No |  | 4 | 1902 | 132.73 | 14.33 | 17.36 | 0.9 | 4000 | 83.2
PUQUXD57 | YANKON LIGHTING INC. | Yankon | YGA05A21-T8-15W-835-4 | Linear Replacement Lamp | Four-Foot | Internal Driver Lamp-Style Retrofit Kits (UL Type B) | Standard | FALSE | [9 empty] | 42640 | Not Dimmable | Not Dimmable | No |  | 4 | 1902 | 132.73 | 14.33 | 17.36 | 0.9 | 3500 | 83.2
P4U3AYDA | SHENZHEN TOPBAND CO.LTD | TOPBAND | TPDF3T8X4NLA-18WBB(95C) | Linear Replacement Lamp | Four-Foot | Dual Mode Internal Driver (UL Type A and Type B) | Standard | FALSE | [9 empty] | 42640 | Not Dimmable | Not Dimmable | No |  | 4 | 2092 | 118.34 | 17.68 | 16.57 | 0.94 | 5000 | 94.1
PXG1TYG1 | SHENZHEN TOPBAND CO.LTD | TOPBAND | TPDF3T8X4NLA-18WBB(95F) | Linear Replacement Lamp | Four-Foot | Dual Mode Internal Driver (UL Type A and Type B) | Standard | FALSE | [9 empty] | 42640 | Not Dimmable | Not Dimmable | No |  | 4 | 2035 | 113.58 | 17.92 | 18.03 | 0.93 | 5000 | 91.8
PV29NHAQ | Ampco Lighting Ltd | Ampco | T8GH-48-UV-14-5-FDZ | Linear Replacement Lamp | Four-Foot | Internal Driver Lamp-Style Retrofit Kits (UL Type B) | Standard | FALSE | [9 empty] | 42640 | Not Dimmable | Not Dimmable | No |  | 4 | 1797 | 127.63 | 14.08 | 18.88 | 0.91 | 5000 | 82.6
P2F1YGDX | Ampco Lighting Ltd | Ampco | T8GH-48-UV-14-45-FDZ | Linear Replacement Lamp | Four-Foot | Internal Driver Lamp-Style Retrofit Kits (UL Type B) | Standard | FALSE | [9 empty] | 42640 | Not Dimmable | Not Dimmable | No |  | 4 | 1741 | 120.82 | 14.41 | 18.69 | 0.91 | 4500 | 83.2
PKWBND1Y | Every Watt Matters | Every Watt Matters | T8-48-10-MDN-FG33-830-B2-304 | Linear Replacement Lamp | Four-Foot | Replacement Lamps (plug and play) (UL Type A) | Standard | TRUE | 1662.59 | 130.2 | 12.77 | 7.39 | 0.9684 | 3021 | 82.6 | 5 | 50000 | 42639 |  |  | No |  | 4 | 1615 | 150 | 10 | 20 | 0.95 | 3000 | 83
PEXQ9G82 | TOGGLED | TOGGLED | E416-40310 | Linear Replacement Lamp | Four-Foot | Internal Driver Lamp-Style Retrofit Kits (UL Type B) | Standard | TRUE | 2097 | 134.1 | 15.64 | 11.2 | 0.946 | 3999 | 83.2 | 5 | 50000 | 42639 |  |  | No |  | 4 | 2100 | 131.25 | 16 | 11 | 0.95 | 4000 | 80
PXRAA8K4 | Zhongshan Zohnson Lighting Co. Ltd | Zhongshan Zohnson Lighting Co. Ltd | ZS-T8-22P4FT (3000K) | Linear Replacement Lamp | Four-Foot | Internal Driver Lamp-Style Retrofit Kits (UL Type B) | Standard | TRUE | 2801.662 | 127.929 | 21.9 | 17.2 | 0.904 | 2993 | 83.3 | 5 | 50000 | 42639 |  |  | No |  | 4 | 2801.6 | 127.9 | 21.9 | 17.2 | 0.9 | 2993 | 83.3
P8QDSE9D | TOGGLED | TOGGLED | E416-50310 | Linear Replacement Lamp | Four-Foot | Internal Driver Lamp-Style Retrofit Kits (UL Type B) | Standard | FALSE | [9 empty] | 42639 |  |  | No |  | 4 | 2100 | 131.25 | 16 | 11 | 0.95 | 5000 | 80
PMU37G8X | Every Watt Matters | Every Watt Matters | T8-48-10-MDN-FG33-850-B2-304 | Linear Replacement Lamp | Four-Foot | Replacement Lamps (plug and play) (UL Type A) | Standard | FALSE | [9 empty] | 42639 |  |  | No |  | 4 | 1734 | 160 | 10 | 20 | 0.95 | 5000 | 83
PRWCGVW5 | Every Watt Matters | Every Watt Matters | T8-48-10-MDN-FG33-845-B2-304 | Linear Replacement Lamp | Four-Foot | Replacement Lamps (plug and play) (UL Type A) | Standard | FALSE | [9 empty] | 42639 |  |  | No |  | 4 | 1734 | 160 | 10 | 20 | 0.95 | 4500 | 83
P5UZ6FHM | Every Watt Matters | Every Watt Matters | T8-48-10-MDN-FG33-840-B2-304 | Linear Replacement Lamp | Four-Foot | Replacement Lamps (plug and play) (UL Type A) | Standard | FALSE | [9 empty] | 42639 |  |  | No |  | 4 | 1650 | 160 | 10 | 20 | 0.95 | 4000 | 83
PSPFXTD4 | Every Watt Matters | Every Watt Matters | T8-48-10-MDN-FG33-835-B2-304 | Linear Replacement Lamp | Four-Foot | Replacement Lamps (plug and play) (UL Type A) | Standard | FALSE | [9 empty] | 42639 |  |  | No |  | 4 | 1620 | 150 | 10 | 20 | 0.95 | 3500 | 83
PYE56ZYA | Zhongshan Zohnson Lighting Co. Ltd | Zhongshan Zohnson Lighting Co. Ltd | ZS-T8-22P4FT (5000K) | Linear Replacement Lamp | Four-Foot | Internal Driver Lamp-Style Retrofit Kits (UL Type B) | Standard | FALSE | [9 empty] | 42639 | Not Dimmable | Not Dimmable | No |  | 4 | 2966.3 | 138.6 | 21.4 | 19.5 | 0.91 | 5050 | 82.9
P5NDXK8S | Zhongshan Zohnson Lighting Co. Ltd | Zhongshan Zohnson Lighting Co. Ltd | ZS-T8-22P4FT (4500K) | Linear Replacement Lamp | Four-Foot | Internal Driver Lamp-Style Retrofit Kits (UL Type B) | Standard | FALSE | [9 empty] | 42639 | Not Dimmable | Not Dimmable | No |  | 4 | 2801.6 | 127.9 | 21.9 | 17.2 | 0.9 | 4500 | 83.3
P1CYH2MZ | Zhongshan Zohnson Lighting Co. Ltd | Zhongshan Zohnson Lighting Co. Ltd | ZS-T8-22P4FT (4000K) | Linear Replacement Lamp | Four-Foot | Internal Driver Lamp-Style Retrofit Kits (UL Type B) | Standard | FALSE | [9 empty] | 42639 | Not Dimmable | Not Dimmable | No |  | 4 | 2801.6 | 127.9 | 21.9 | 17.2 | 0.9 | 4000 | 83.3
PCDH5B2M | Zhongshan Zohnson Lighting Co. Ltd | Zhongshan Zohnson Lighting Co. Ltd | ZS-T8-22P4FT (3500K) | Linear Replacement Lamp | Four-Foot | Internal Driver Lamp-Style Retrofit Kits (UL Type B) | Standard | FALSE | [9 empty] | 42639 | Not Dimmable | Not Dimmable | No |  | 4 | 2801.6 | 127.9 | 21.9 | 17.2 | 0.9 | 3500 | 83.3
P77CDM9J | SHENZHEN TOPBAND CO.LTD | TOPBAND | TPHOT8X4NPA-18WCB(30F) | Linear Replacement Lamp | Four-Foot | Internal Driver Lamp-Style Retrofit Kits (UL Type B) | Standard | TRUE | 2073 | 124.73 | 16.62 | 19.66 | 0.9043 | 3007 | 84.1 | 5 | 50000 | 42636 |  |  | No |  | 4 | 2073 | 124.73 | 16.62 | 19.74 | 0.9 | 3000 | 84
PVB27755 | SHENZHEN TOPBAND CO.LTD | TOPBAND | TPHOT8X4NPA-18WCB(30C) | Linear Replacement Lamp | Four-Foot | Internal Driver Lamp-Style Retrofit Kits (UL Type B) | Standard | TRUE | 2152 | 127.64 | 16.86 | 19.65 | 0.9041 | 2999 | 83.6 | 5 | 50000 | 42636 |  |  | No |  | 4 | 2152 | 127.64 | 16.86 | 19.65 | 0.9 | 3000 | 83.6
P2T5W51N | ARK Intelligent Technology Co. Ltd | ARK SMART | RZ-TL-T8-14W-M12(3000K) | Linear Replacement Lamp | Four-Foot | Internal Driver Lamp-Style Retrofit Kits (UL Type B) | Standard | TRUE | 1652 | 118.08 | 13.99 | 20.81 | 0.9028 | 2976 | 81.7 | 5 | 50000 | 42636 |  |  | No |  | 4 | 1652 | 118.08 | 13.99 | 20.81 | 0.9 | 3000 | 81.1
P2UQGP4A | ARK Intelligent Technology Co. Ltd | ARK SMART | RZ-TL-T8-14W-M12(5000K) | Linear Replacement Lamp | Four-Foot | Internal Driver Lamp-Style Retrofit Kits (UL Type B) | Standard | FALSE | [9 empty] | 42636 | Not Dimmable | Not Dimmable | No |  | 4 | 1697 | 118.67 | 14.3 | 21.67 | 0.9 | 5000 | 81.5
PDE6DUGD | ARK Intelligent Technology Co. Ltd | ARK SMART | RZ-TL-T8-14W-M12(4500K) | Linear Replacement Lamp | Four-Foot | Internal Driver Lamp-Style Retrofit Kits (UL Type B) | Standard | FALSE | [9 empty] | 42636 | Not Dimmable | Not Dimmable | No |  | 4 | 1652 | 118.08 | 13.99 | 20.81 | 0.9 | 4500 | 81.1
P84WF59E | ARK Intelligent Technology Co. Ltd | ARK SMART | RZ-TL-T8-14W-M12(4000K) | Linear Replacement Lamp | Four-Foot | Internal Driver Lamp-Style Retrofit Kits (UL Type B) | Standard | FALSE | [9 empty] | 42636 | Not Dimmable | Not Dimmable | No |  | 4 | 1652 | 118.08 | 13.99 | 20.81 | 0.9 | 4000 | 81.1
P34QTUDH | ARK Intelligent Technology Co. Ltd | ARK SMART | RZ-TL-T8-14W-M12(3500K) | Linear Replacement Lamp | Four-Foot | Internal Driver Lamp-Style Retrofit Kits (UL Type B) | Standard | FALSE | [9 empty] | 42636 | Not Dimmable | Not Dimmable | No |  | 4 | 1652 | 118.08 | 13.99 | 20.81 | 0.9 | 3500 | 81.1
P1B8TYA5 | SHENZHEN TOPBAND CO.LTD | TOPBAND | TPHOT8X4NPA-18WCB(50F) | Linear Replacement Lamp | Four-Foot | Internal Driver Lamp-Style Retrofit Kits (UL Type B) | Standard | FALSE | [9 empty] | 42636 | Not Dimmable | Not Dimmable | No |  | 4 | 2116 | 126.93 | 16.67 | 19.72 | 0.9 | 5000 | 84.7
P8GYV9YS | SHENZHEN TOPBAND CO.LTD | TOPBAND | TPHOT8X4NPA-18WCB(50C) | Linear Replacement Lamp | Four-Foot | Internal Driver Lamp-Style Retrofit Kits (UL Type B) | Standard | FALSE | [9 empty] | 42636 | Not Dimmable | Not Dimmable | No |  | 4 | 2183 | 129.79 | 16.82 | 19.75 | 0.9 | 5000 | 84.2
PDK15ECE | SHENZHEN TOPBAND CO.LTD | TOPBAND | TPHOT8X4NPA-18WCB(45F) | Linear Replacement Lamp | Four-Foot | Internal Driver Lamp-Style Retrofit Kits (UL Type B) | Standard | FALSE | [9 empty] | 42636 | Not Dimmable | Not Dimmable | No |  | 4 | 2073 | 124.73 | 16.62 | 19.74 | 0.9 | 4500 | 84
PXMHG6D3 | SHENZHEN TOPBAND CO.LTD | TOPBAND | TPHOT8X4NPA-18WCB(45C) | Linear Replacement Lamp | Four-Foot | Internal Driver Lamp-Style Retrofit Kits (UL Type B) | Standard | FALSE | [9 empty] | 42636 | Not Dimmable | Not Dimmable | No |  | 4 | 2152 | 127.64 | 16.86 | 19.65 | 0.9 | 4500 | 83.6
PBNP1N66 | SHENZHEN TOPBAND CO.LTD | TOPBAND | TPHOT8X4NPA-18WCB(40F) | Linear Replacement Lamp | Four-Foot | Internal Driver Lamp-Style Retrofit Kits (UL Type B) | Standard | FALSE | [9 empty] | 42636 | Not Dimmable | Not Dimmable | No |  | 4 | 2073 | 124.73 | 16.62 | 19.74 | 0.9 | 4000 | 84
PMKFC374 | SHENZHEN TOPBAND CO.LTD | TOPBAND | TPHOT8X4NPA-18WCB(40C) | Linear Replacement Lamp | Four-Foot | Internal Driver Lamp-Style Retrofit Kits (UL Type B) | Standard | FALSE | [9 empty] | 42636 | Not Dimmable | Not Dimmable | No |  | 4 | 2152 | 127.64 | 16.86 | 19.65 | 0.9 | 4000 | 83.6
PTAFFH9U | SHENZHEN TOPBAND CO.LTD | TOPBAND | TPHOT8X4NPA-18WCB(35F) | Linear Replacement Lamp | Four-Foot | Internal Driver Lamp-Style Retrofit Kits (UL Type B) | Standard | FALSE | [9 empty] | 42636 | Not Dimmable | Not Dimmable | No |  | 4 | 2073 | 124.73 | 16.62 | 19.74 | 0.9 | 3500 | 84
PTZ6QUVA | SHENZHEN TOPBAND CO.LTD | TOPBAND | TPHOT8X4NPA-18WCB(35C) | Linear Replacement Lamp | Four-Foot | Internal Driver Lamp-Style Retrofit Kits (UL Type B) | Standard | FALSE | [9 empty] | 42636 | Not Dimmable | Not Dimmable | No |  | 4 | 2152 | 127.64 | 16.86 | 19.65 | 0.9 | 3500 | 83.6
PC5BFGYX | Envirotech Lighting | Enviro Tech | ENV-LT8-T416-4K | Linear Replacement Lamp | Four-Foot | Replacement Lamps (plug and play) (UL Type A) | Standard | TRUE | 1650.2 | 101.99 | 16.18 | 8 | 0.9803 | 3979 | 82.9 | 5 | 50000 | 42635 |  |  | No |  | 3 | 1600 | 100 | 16 | 8 | 0.978 | 4000 | 80
P3SGCQBR | Goodlite Products Inc | Goodlite Products | G-83460 | Linear Replacement Lamp | Four-Foot | Replacement Lamps (plug and play) (UL Type A) | Standard | TRUE | 2267.8 | 118.93 | 19.07 | 6.71 | 0.9773 | 2931 | 82.3 | 5 | 50000 | 42635 |  |  | No |  | 4 | 2200 | 122 | 18 | 7 | 0.9 | 3000 | 80
PCY5A5J7 | Philips Lighting North America Corporation | Philips | 9290011240C | Linear Replacement Lamp | Four-Foot | Replacement Lamps (plug and play) (UL Type A) | Standard | TRUE | 1755 | 143.2 | 12.26 | 10.55 | 0.952 | 3441 | 83 | 5 | 50000 | 42635 |  |  | No |  | 4 | 1500 | 115.38 | 13 | 8 | 0.9 | 3500 | 82
PP2Y1XZK | Shenzhen Bonld Electronics Co.LTD | BONLD | BDT84SUA-22WB-SWCF | Linear Replacement Lamp | Four-Foot | Internal Driver Lamp-Style Retrofit Kits (UL Type B) | Standard | TRUE | 2736 | 126.37 | 21.65 | 15.68 | 0.9508 | 2984 | 83.2 | 5 | 50000 | 42635 |  |  | No |  | 4 | 2750 | 125 | 22 | 15.68 | 0.95 | 3000 | 83.2
PXKU1PCA | Shenzhen Bonld Electronics Co.LTD | BONLD | BDT84SUA-22WB-SWMF | Linear Replacement Lamp | Four-Foot | Internal Driver Lamp-Style Retrofit Kits (UL Type B) | Standard | TRUE | 2648 | 122.37 | 21.64 | 15.72 | 0.9504 | 2937 | 82 | 5 | 50000 | 42635 |  |  | No |  | 4 | 2640 | 120 | 22 | 15.72 | 0.95 | 3000 | 82
PGMRNAAK | GE Lighting Solutions | GE Lighting | LED21T8/G/4/850 | Linear Replacement Lamp | Four-Foot | 4-lamp External Driver Lamp-Style Retrofit Kits (UL Type C) | Standard | FALSE | [9 empty] | 42635 |  |  | No | Updated on 3/9/2017 | 4.1 | 2800 | 133.3 | 21 | 20 | 0.9 | 5000 | 80
PUEWAXBB | GE Lighting Solutions | GE Lighting | LED21T8/G/4/830 | Linear Replacement Lamp | Four-Foot | 4-lamp External Driver Lamp-Style Retrofit Kits (UL Type C) | Standard | TRUE | 2356.6 | 128.4 | 18.35 | 17.4 | 0.935 | 3187 | 82.7 | 5 | 50000 | 42635 |  |  | No |  | 3.1 | 2300 | 127.8 | 18 | 20 | 0.9 | 3000 | 80
PP5W5E5Y | Davidson Industry LLC | Enovo | eNOVOT8/XLUB/14K(3000K) | Linear Replacement Lamp | Four-Foot | Dual Mode Internal Driver (UL Type A and Type B) | Standard | TRUE | 1795 | 123.54 | 14.53 | 9.44 | 0.9085 | 2942 | 81.3 | 5 | 50000 | 42635 |  |  | No |  | 3.1 | 1795 | 123.54 | 14.53 | 9.44 | 0.909 | 3000 | 81.3
PYHA1FCV | Davidson Industry LLC | Enovo | eNOVOT8/XLUA/14K(3000K) | Linear Replacement Lamp | Four-Foot | Replacement Lamps (plug and play) (UL Type A) | Standard | TRUE | 1745 | 118.79 | 14.69 | 14.69 | 0.9037 | 2943 | 83 | 5 | 50000 | 42635 |  |  | No |  | 3.1 | 1756 | 120.44 | 14.58 | 14.69 | 0.9037 | 3000 | 83
PF9CJ1M7 | TAI MING GREEN POWER Co. Ltd. | TAI MING GREEN POWER CO. LTD. | T8B15554A2AF | Linear Replacement Lamp | Four-Foot | Internal Driver Lamp-Style Retrofit Kits (UL Type B) | Standard | TRUE | 1940 | 134.91 | 14.38 | 13.92 | 0.9018 | 4000 | 84.1 | 5 | 50000 | 42635 |  |  | No |  | 4 | 1954 | 135.88 | 14.38 | 13.92 | 0.9006 | 4000 | 84.1
P3VK6Z1A | LEDone Distribution Inc. | LEDone | T8B15554A2AC | Linear Replacement Lamp | Four-Foot | Internal Driver Lamp-Style Retrofit Kits (UL Type B) | Standard | TRUE | 2081 | 144.82 | 14.37 | 13 | 0.9011 | 3970 | 83.6 | 5 | 50000 | 42635 |  |  | No |  | 4 | 1921 | 123.78 | 15.52 | 14.65 | 0.906 | 4000 | 84.3
PRVQDNMU | TAI MING GREEN POWER Co. Ltd. | TAI MING GREEN POWER CO. LTD. | T8B15556A2AF | Linear Replacement Lamp | Four-Foot | Internal Driver Lamp-Style Retrofit Kits (UL Type B) | Standard | FALSE | [9 empty] | 42635 |  |  | No |  | 4 | 1971 | 137.93 | 14.29 | 13.47 | 0.9025 | 5000 | 84.1
PBWRD6RW | Shenzhen Bonld Electronics Co.LTD | BONLD | BDT84SUA-22WB-SDCF | Linear Replacement Lamp | Four-Foot | Internal Driver Lamp-Style Retrofit Kits (UL Type B) | Standard | FALSE | [9 empty] | 42635 |  |  | No |  | 4 | 2860 | 130 | 22 | 15.64 | 0.95 | 5000 | 84.5
P2CDPSAS | Shenzhen Bonld Electronics Co.LTD | BONLD | BDT84SUA-22WB-SDMF | Linear Replacement Lamp | Four-Foot | Internal Driver Lamp-Style Retrofit Kits (UL Type B) | Standard | FALSE | [9 empty] | 42635 |  |  | No |  | 4 | 2750 | 125 | 22 | 15.68 | 0.95 | 5000 | 84.2
PZ4YQ7QZ | Shenzhen Bonld Electronics Co.LTD | BONLD | BDT84SUA-22WB-SHCF | Linear Replacement Lamp | Four-Foot | Internal Driver Lamp-Style Retrofit Kits (UL Type B) | Standard | FALSE | [9 empty] | 42635 |  |  | No |  | 4 | 2860 | 130 | 22 | 15.68 | 0.95 | 4500 | 83.2
PJV6QF4E | Shenzhen Bonld Electronics Co.LTD | BONLD | BDT84SUA-22WB-SHMF | Linear Replacement Lamp | Four-Foot | Internal Driver Lamp-Style Retrofit Kits (UL Type B) | Standard | FALSE | [9 empty] | 42635 |  |  | No |  | 4 | 2750 | 125 | 22 | 15.72 | 0.95 | 4500 | 82
PBQ4QDZ3 | Shenzhen Bonld Electronics Co.LTD | BONLD | BDT84SUA-22WB-SNCF | Linear Replacement Lamp | Four-Foot | Internal Driver Lamp-Style Retrofit Kits (UL Type B) | Standard | FALSE | [9 empty] | 42635 |  |  | No |  | 4 | 2860 | 130 | 22 | 15.68 | 0.95 | 4000 | 83.2
PA2Y7AKZ | Shenzhen Bonld Electronics Co.LTD | BONLD | BDT84SUA-22WB-SNMF | Linear Replacement Lamp | Four-Foot | Internal Driver Lamp-Style Retrofit Kits (UL Type B) | Standard | FALSE | [9 empty] | 42635 |  |  | No |  | 4 | 2750 | 125 | 22 | 15.72 | 0.95 | 4000 | 82
P7BW7BGZ | Shenzhen Bonld Electronics Co.LTD | BONLD | BDT84SUA-22WB-SBCF | Linear Replacement Lamp | Four-Foot | Internal Driver Lamp-Style Retrofit Kits (UL Type B) | Standard | FALSE | [9 empty] | 42635 |  |  | No |  | 4 | 2750 | 125 | 22 | 15.68 | 0.95 | 3500 | 83.2
PGCHYPWT | Shenzhen Bonld Electronics Co.LTD | BONLD | BDT84SUA-22WB-SBMF | Linear Replacement Lamp | Four-Foot | Internal Driver Lamp-Style Retrofit Kits (UL Type B) | Standard | FALSE | [9 empty] | 42635 |  |  | No |  | 4 | 2640 | 120 | 22 | 15.72 | 0.95 | 3500 | 82
P1CQAFXR | Philips Lighting North America Corporation | Philips | 9290011242C | Linear Replacement Lamp | Four-Foot | Replacement Lamps (plug and play) (UL Type A) | Standard | FALSE | [9 empty] | 42635 |  |  | No |  | 4 | 1600 | 123.08 | 13 | 8 | 0.9 | 5000 | 82
PES681F4 | Philips Lighting North America Corporation | Philips | 9290011241C | Linear Replacement Lamp | Four-Foot | Replacement Lamps (plug and play) (UL Type A) | Standard | FALSE | [9 empty] | 42635 |  |  | No |  | 4 | 1600 | 123.08 | 13 | 8 | 0.9 | 4000 | 82
PCATVZCG | Davidson Industry LLC | Enovo | eNOVOT8/XLUB/14K(5000K) | Linear Replacement Lamp | Four-Foot | Dual Mode Internal Driver (UL Type A and Type B) | Standard | FALSE | [9 empty] | 42635 |  |  | No |  | 3.1 | 1831 | 126.54 | 14.47 | 9.58 | 0.907 | 5000 | 83.8
P3T4CE9X | Davidson Industry LLC | Enovo | eNOVOT8/XLUA/14K(5000K) | Linear Replacement Lamp | Four-Foot | Replacement Lamps (plug and play) (UL Type A) | Standard | FALSE | [9 empty] | 42635 |  |  | No |  | 3.1 | 1861 | 127.38 | 14.61 | 14.72 | 0.9015 | 5000 | 82
PK9D2ZDN | Davidson Industry LLC | Enovo | eNOVOT8/XLUA/14K(4500K) | Linear Replacement Lamp | Four-Foot | Replacement Lamps (plug and play) (UL Type A) | Standard | FALSE | [9 empty] | 42635 |  |  | No |  | 3.1 | 1835 | 125.71 | 14.6 | 14.69 | 0.9037 | 4500 | 83
PUUW2PEU | Davidson Industry LLC | Enovo | eNOVOT8/XLUB/14K(4500K) | Linear Replacement Lamp | Four-Foot | Dual Mode Internal Driver (UL Type A and Type B) | Standard | FALSE | [9 empty] | 42635 |  |  | No |  | 3.1 | 1822 | 125.66 | 14.5 | 9.44 | 0.909 | 4500 | 81.3
PT3267V4 | Davidson Industry LLC | Enovo | eNOVOT8/XLUA/14K(4000K) | Linear Replacement Lamp | Four-Foot | Replacement Lamps (plug and play) (UL Type A) | Standard | FALSE | [9 empty] | 42635 |  |  | No |  | 3.1 | 1809 | 123.91 | 14.6 | 14.69 | 0.9037 | 4000 | 83
PKUE4CCA | Davidson Industry LLC | Enovo | eNOVOT8/XLUB/14K(4000K) | Linear Replacement Lamp | Four-Foot | Dual Mode Internal Driver (UL Type A and Type B) | Standard | FALSE | [9 empty] | 42635 |  |  | No |  | 3.1 | 1813 | 125.03 | 14.5 | 9.44 | 0.909 | 4000 | 81.3
PZ96MQD8 | Davidson Industry LLC | Enovo | eNOVOT8/XLUA/14K(3500K) | Linear Replacement Lamp | Four-Foot | Replacement Lamps (plug and play) (UL Type A) | Standard | FALSE | [9 empty] | 42635 |  |  | No |  | 3.1 | 1782 | 122.11 | 14.6 | 14.69 | 0.9037 | 3500 | 83
PR4AQ2HG | Davidson Industry LLC | Enovo | eNOVOT8/XLUB/14K(3500K) | Linear Replacement Lamp | Four-Foot | Dual Mode Internal Driver (UL Type A and Type B) | Standard | FALSE | [9 empty] | 42635 |  |  | No |  | 3.1 | 1804 | 124.41 | 14.5 | 9.44 | 0.909 | 3500 | 81.3
PMADC4BM | Zhejiang Starco Lighting Co.Ltd. | Starco Lighting | SLT818DF450 | Linear Replacement Lamp | Four-Foot | Internal Driver Lamp-Style Retrofit Kits (UL Type B) | Standard | FALSE | [9 empty] | 42635 |  |  | No |  | 3.1 | 2000 | 111 | 18 | 20 | 0.9 | 5000 | 82
PF1NNC4C | Zhejiang Starco Lighting Co.Ltd. | Starco Lighting | SLT818DF440 | Linear Replacement Lamp | Four-Foot | Internal Driver Lamp-Style Retrofit Kits (UL Type B) | Standard | FALSE | [9 empty] | 42635 |  |  | No |  | 3.1 | 1950 | 108 | 18 | 20 | 0.9 | 4000 | 82
P8AMP6AZ | Zhejiang Starco Lighting Co.Ltd. | Starco Lighting | SLT818DF435 | Linear Replacement Lamp | Four-Foot | Internal Driver Lamp-Style Retrofit Kits (UL Type B) | Standard | FALSE | [9 empty] | 42635 |  |  | No |  | 3 | 1900 | 105 | 18 | 20 | 0.9 | 3500 | 82
PNA9MU96 | LEDone Distribution Inc. | LEDone | T8B15556A2AC | Linear Replacement Lamp | Four-Foot | Internal Driver Lamp-Style Retrofit Kits (UL Type B) | Standard | FALSE | [9 empty] | 42635 |  |  | No |  | 4 | 2035 | 130.12 | 15.64 | 14.39 | 0.903 | 5000 | 83.1
PFYYVH32 | Goodlite Products Inc | Goodlite Products | G-83463 | Linear Replacement Lamp | Four-Foot | Replacement Lamps (plug and play) (UL Type A) | Standard | FALSE | [9 empty] | 42635 |  |  | No |  | 4 | 2300 | 128 | 18 | 7 | 0.9 | 5000 | 80
PVBC6ZQN | Goodlite Products Inc | Goodlite Products | G-83462 | Linear Replacement Lamp | Four-Foot | Replacement Lamps (plug and play) (UL Type A) | Standard | FALSE | [9 empty] | 42635 |  |  | No |  | 4 | 2200 | 122 | 18 | 7 | 0.9 | 4000 | 80
P11G3XWM | Goodlite Products Inc | Goodlite Products | G-83461 | Linear Replacement Lamp | Four-Foot | Replacement Lamps (plug and play) (UL Type A) | Standard | FALSE | [9 empty] | 42635 |  |  | No |  | 4 | 2200 | 122 | 18 | 7 | 0.9 | 3500 | 80
PVAZANY2 | GE Lighting Solutions | GE Lighting | LED21T8/G/4/840 | Linear Replacement Lamp | Four-Foot | 4-lamp External Driver Lamp-Style Retrofit Kits (UL Type C) | Standard | FALSE | [9 empty] | 42635 |  |  | No | Updated on 3/9/2017 | 4.1 | 2700 | 128.6 | 21 | 20 | 0.9 | 4000 | 80
PKGYEPM3 | GE Lighting Solutions | GE Lighting | LED21T8/G/4/835 | Linear Replacement Lamp | Four-Foot | 4-lamp External Driver Lamp-Style Retrofit Kits (UL Type C) | Standard | TRUE | 2704.6 | 128.7 | 20.9 | 16.28 | 0.937 | 3596 | 83.2 | 5 | 50000 | 42635 |  |  | No | Updated on 3/9/2017 | 4.1 | 2600 | 123.8 | 21 | 20 | 0.9 | 3500 | 80
PVBJ37WQ | Envirotech Lighting | Enviro Tech | ENV-LT8-T416-5K | Linear Replacement Lamp | Four-Foot | Replacement Lamps (plug and play) (UL Type A) | Standard | FALSE | [9 empty] | 42635 |  |  | No |  | 3 | 1600 | 100 | 16 | 7.2 | 0.978 | 5000 | 80
PR1PHHME | Philips Lighting North America Corporation (Rosemont) | Philips | 9290012267 (ICN-4P16-TLED-N 3L) | Linear Replacement Lamp | Four-Foot | 3-lamp External Driver Lamp-Style Retrofit Kits (UL Type C) | Standard | TRUE | 3015.6 | 123.63 | 24.39 | 4.6 | 0.985 | 3510 | 81.6 | 5 | 50000 | 42634 |  |  | No |  | 4 | 2952 | 123 | 24 | 5.1 | 0.99 | 3500 | 81
P8TN26BT | Philips Lighting North America Corporation (Rosemont) | Philips | 9290012267 (ICN-4P16-TLED-N 4L) | Linear Replacement Lamp | Four-Foot | 4-lamp External Driver Lamp-Style Retrofit Kits (UL Type C) | Standard | TRUE | 2244 | 128.01 | 17.53 | 4.6 | 0.984 | 3486 | 81.9 | 5 | 50000 | 42634 |  |  | No |  | 4 | 2176 | 128 | 17 | 4.9 | 0.98 | 3500 | 81
PDUYQC8K | Philips Lighting North America Corporation (Rosemont) | Philips | 9290012267 (ICN-3P16-TLED-N 2L) | Linear Replacement Lamp | Four-Foot | 2-lamp External Driver Lamp-Style Retrofit Kits (UL Type C) | Standard | TRUE | 3655 | 115.52 | 31.64 | 4.7 | 0.983 | 3517 | 82.1 | 5 | 50000 | 42634 |  |  | No |  | 4 | 3565 | 115 | 31 | 4.7 | 0.98 | 3500 | 82
PJJ11CYE | Philips Lighting North America Corporation (Rosemont) | Philips | 9290012267 (ICN-2P16-TLED-N 2L) | Linear Replacement Lamp | Four-Foot | 2-lamp External Driver Lamp-Style Retrofit Kits (UL Type C) | Standard | TRUE | 2367 | 133.15 | 17.78 | 5.7 | 0.979 | 3486 | 82.4 | 5 | 50000 | 42634 |  |  | No |  | 4 | 2261 | 133 | 17 | 5.7 | 0.98 | 3500 | 82
PB1ZMC9K | Philips Lighting North America Corporation (Rosemont) | Philips | 9290012267 (ICN-3P16-TLED-N 3L) | Linear Replacement Lamp | Four-Foot | 3-lamp External Driver Lamp-Style Retrofit Kits (UL Type C) | Standard | TRUE | 2344.3 | 133.08 | 17.62 | 4.8 | 0.978 | 3488 | 82.4 | 5 | 50000 | 42634 |  |  | No |  | 4 | 2261 | 133 | 17 | 5.7 | 0.98 | 3500 | 82
P6E21F85 | LumiRich Co. Ltd | Lumirich | FLC12-3000K-G6-B | Linear Replacement Lamp | Four-Foot | Replacement Lamps (plug and play) (UL Type A) | Standard | TRUE | 2230.5 | 113.8 | 20 | 10.72 | 0.964 | 3102 | 84.2 | 5 | 50000 | 42634 |  |  | No |  | 4 | 2230 | 113.8 | 19.6 | 10.72 | 0.96 | 3000 | 84.2
PXEJQXV4 | LEDVANCE LLC (formerly OSRAM SYLVANIA INC) | SYLVANIA | LED12T8/L48/FG/830/SUB/G6 | Linear Replacement Lamp | Four-Foot | Replacement Lamps (plug and play) (UL Type A) | Standard | TRUE | 1750.45 | 115.46 | 15.16 | 17.83 | 0.951 | 3065 | 82.5 | 5 | 50000 | 42634 |  |  | No |  | 4 | 1750.45 | 115.46 | 15.16 | 17.83 | 0.95 | 3065 | 82.5
PJT4ZSNG | Shenzhen Bonld Electronics Co.LTD | BONLD | BDT84SUA-18WB-SWMF | Linear Replacement Lamp | Four-Foot | Internal Driver Lamp-Style Retrofit Kits (UL Type B) | Standard | TRUE | 2144 | 120.31 | 17.82 | 17.57 | 0.9504 | 2929 | 82.5 | 5 | 50000 | 42634 |  |  | No |  | 4 | 2160 | 120 | 18 | 17.57 | 0.95 | 3000 | 82.5
PMS3K89C | RT Lighting | High Output | LED-T-2C-1 | Linear Replacement Lamp | Four-Foot | Internal Driver Lamp-Style Retrofit Kits (UL Type B) | Standard | TRUE | 1812 | 122.76 | 14.76 | 20.27 | 0.9481 | 2918 | 84 | 5 | 50000 | 42634 |  |  | No |  | 4 | 1814 | 125.71 | 14.43 | 20.27 | 0.95 | 3000 | 84
P2XBQXQ1 | LEDVANCE LLC (formerly OSRAM SYLVANIA INC) | SYLVANIA | LED12T8/L48/FG/841/SUB/G6 | Linear Replacement Lamp | Four-Foot | Replacement Lamps (plug and play) (UL Type A) | Standard | TRUE | 1824.21 | 118.69 | 15.37 | 18.34 | 0.947 | 4105 | 83.5 | 5 | 50000 | 42634 |  |  | No |  | 4 | 1824.21 | 118.69 | 15.37 | 18.34 | 0.95 | 4105 | 83.5
PTCCHX4K | Energy Focus Inc. | Energy Focus | LEDFLT8-835-418-[IT3NI3NB]C | Linear Replacement Lamp | Four-Foot | Internal Driver Lamp-Style Retrofit Kits (UL Type B) | Standard | TRUE | 2301.3 | 129.88 | 17.72 | 9.19 | 0.93 | 3582 | 85.9 | 5 | 50000 | 42634 |  |  | NotYetVerified |  | 4 | 2301.3 | 129.88 | 17.72 | 9.19 | 0.93 | 3582 | 85.9
PYCUMJWX | Energy Focus Inc. | Energy Focus | LEDFLT8-835-413-[IT3NI3NB]F | Linear Replacement Lamp | Four-Foot | Internal Driver Lamp-Style Retrofit Kits (UL Type B) | Standard | TRUE | 1615.4 | 127.2 | 12.7 | 9.17 | 0.93 | 3539 | 86.1 | 5 | 50000 | 42634 |  |  | NotYetVerified |  | 4 | 1615.4 | 127.2 | 12.7 | 9.17 | 0.93 | 3539 | 86.1
P6TZDZ1Y | Shenzhen Bonld Electronics Co.LTD | BONLD | BDT84SUA-18WB-SWCF | Linear Replacement Lamp | Four-Foot | Internal Driver Lamp-Style Retrofit Kits (UL Type B) | Standard | TRUE | 2236 | 125.41 | 17.83 | 17.56 | 0.9297 | 2925 | 82 | 5 | 50000 | 42634 |  |  | No |  | 4 | 2250 | 125 | 18 | 17.56 | 0.93 | 3000 | 82
P4ZQTYHY | Energy Focus Inc. | Energy Focus | LEDFLT8-835-415-[IT3NI3NB]F | Linear Replacement Lamp | Four-Foot | Internal Driver Lamp-Style Retrofit Kits (UL Type B) | Standard | TRUE | 1789.9 | 125.59 | 14.25 | 9.1 | 0.928 | 3545 | 86.1 | 5 | 50000 | 42634 |  |  | NotYetVerified |  | 4 | 1789.9 | 125.59 | 14.25 | 9.1 | 0.93 | 3545 | 86.1
PMKN3K5G | Energy Focus Inc. | Energy Focus | LEDFLT8-835-415-[IT3NI3NB]C | Linear Replacement Lamp | Four-Foot | Internal Driver Lamp-Style Retrofit Kits (UL Type B) | Standard | TRUE | 1888.2 | 132.12 | 14.29 | 9.09 | 0.928 | 3580 | 86.1 | 5 | 50000 | 42634 |  |  | NotYetVerified |  | 4 | 1789.9 | 125.59 | 14.25 | 9.1 | 0.93 | 3545 | 86.1
P6C9JG17 | Energy Focus Inc. | Energy Focus | LEDFLT8-835-413-[IT3NI3NB]C | Linear Replacement Lamp | Four-Foot | Internal Driver Lamp-Style Retrofit Kits (UL Type B) | Standard | TRUE | 1702.6 | 133 | 12.8 | 9.11 | 0.927 | 3540 | 86.1 | 5 | 50000 | 42634 |  |  | NotYetVerified |  | 4 | 1702.6 | 133 | 12.8 | 9.11 | 0.93 | 3540 | 86.1
P1K5AENU | Energy Focus Inc. | Energy Focus | LEDFLT8-835-418-[IT3NI3NB]F | Linear Replacement Lamp | Four-Foot | Internal Driver Lamp-Style Retrofit Kits (UL Type B) | Standard | TRUE | 2175 | 124.54 | 17.46 | 9.09 | 0.927 | 3545 | 85.8 | 5 | 50000 | 42634 |  |  | NotYetVerified |  | 4 | 2175 | 124.54 | 17.46 | 9.09 | 0.93 | 3545 | 85.8
PMX5V3TR | XIAMEN PVTECH CO. LTD. | PVTECH | PV-4FT-18(3000K) | Linear Replacement Lamp | Four-Foot | Internal Driver Lamp-Style Retrofit Kits (UL Type B) | Standard | TRUE | 2287.062 | 127.059 | 18 | 15.2 | 0.924 | 2894 | 83.5 | 5 | 50000 | 42634 |  |  | No |  | 4 | 2287 | 127 | 18 | 15.2 | 0.92 | 2894 | 83.5
P7HRJ1HQ | Revolution Lighting Technologies | Revolution Lighting Technologies | 204423-111 | Linear Replacement Lamp | Four-Foot | 4-lamp External Driver Lamp-Style Retrofit Kits (UL Type C) | Standard | TRUE | 2051.11 | 125.01 | 16.41 | 10.66 | 0.9177 | 3057 | 83.6 | 5 | 50000 | 42634 |  |  | No |  | 4 | 9200 | 140 | 66 | 20 | 0.9 | 3000 | 80
PYEEY9H1 | XIAMEN PVTECH CO. LTD. | PVTECH | PV-4FT-12(3000K) | Linear Replacement Lamp | Four-Foot | Internal Driver Lamp-Style Retrofit Kits (UL Type B) | Standard | TRUE | 1674.706 | 136.155 | 12.3 | 15.4 | 0.913 | 2892 | 83.8 | 5 | 50000 | 42634 |  |  | No |  | 4 | 1674.7 | 136.1 | 12.3 | 15.4 | 0.91 | 2892 | 83.8
PX684E18 | SHENZHEN TOPBAND CO.LTD | TOPBAND | TPHOT8X4NLA-12.5WSB(40F) | Linear Replacement Lamp | Four-Foot | Internal Driver Lamp-Style Retrofit Kits (UL Type B) | Standard | TRUE | 1836 | 137.07 | 13.4 | 8.57 | 0.9056 | 4044 | 82.4 | 5 | 50000 | 42634 |  |  | No |  | 4 | 1842 | 139.44 | 13.21 | 8.57 | 0.91 | 4000 | 82.4
PURZMMEE | Revolution Lighting Technologies | Revolution Lighting Technologies | 204422-111 | Linear Replacement Lamp | Four-Foot | 3-lamp External Driver Lamp-Style Retrofit Kits (UL Type C) | Standard | TRUE | 2058.89 | 125.57 | 16.4 | 8.32 | 0.9042 | 3056 | 83.6 | 5 | 50000 | 42634 |  |  | No |  | 4 | 6900 | 140 | 49.5 | 20 | 0.9 | 3000 | 80
PCWZWV69 | SHENZHEN TOPBAND CO.LTD | TOPBAND | TPHOT8X4NLA-12.5WSB(40C) | Linear Replacement Lamp | Four-Foot | Internal Driver Lamp-Style Retrofit Kits (UL Type B) | Standard | TRUE | 2012 | 149.15 | 13.49 | 8.73 | 0.9031 | 4055 | 82.1 | 5 | 50000 | 42634 |  |  | No |  | 4 | 2014 | 151.89 | 13.26 | 8.73 | 0.9 | 4000 | 82.1
PZN37BEJ | Revolution Lighting Technologies | Revolution Lighting Technologies | 204421-111 | Linear Replacement Lamp | Four-Foot | 2-lamp External Driver Lamp-Style Retrofit Kits (UL Type C) | Standard | TRUE | 2047.69 | 128.5 | 15.94 | 9.86 | 0.8967 | 3057 | 83.7 | 5 | 50000 | 42634 |  |  | No |  | 4 | 4600 | 140 | 33 | 20 | 0.9 | 3000 | 80
P32BG17C | Revolution Lighting Technologies | Revolution Lighting Technologies | 204420-111 | Linear Replacement Lamp | Four-Foot | 2-lamp External Driver Lamp-Style Retrofit Kits (UL Type C) | Standard | TRUE | 2049.35 | 129.7 | 15.8 | 14.44 | 0.8946 | 3058 | 83.7 | 5 | 50000 | 42634 |  |  | No |  | 4 | 2300 | 140 | 16.5 | 20 | 0.9 | 3000 | 80
PGB6AAA9 | Philips Lighting North America Corporation (Rosemont) | Philips | 9290012269 (ICN-2P16-TLED-N 2L) | Linear Replacement Lamp | Four-Foot | 2-lamp External Driver Lamp-Style Retrofit Kits (UL Type C) | Standard | FALSE | [9 empty] | 42634 |  |  | No |  | 4 | 2261 | 133 | 17 | 5.7 | 0.98 | 5000 | 82
P38UYZP1 | Philips Lighting North America Corporation (Rosemont) | Philips | 9290012269 (ICN-3P16-TLED-N 3L) | Linear Replacement Lamp | Four-Foot | 3-lamp External Driver Lamp-Style Retrofit Kits (UL Type C) | Standard | FALSE | [9 empty] | 42634 |  |  | No |  | 4 | 2261 | 133 | 17 | 5.7 | 0.98 | 5000 | 82
PAY6EN45 | Philips Lighting North America Corporation (Rosemont) | Philips | 9290012269 (ICN-3P16-TLED-N 2L) | Linear Replacement Lamp | Four-Foot | 2-lamp External Driver Lamp-Style Retrofit Kits (UL Type C) | Standard | FALSE | [9 empty] | 42634 |  |  | No |  | 4 | 3565 | 115 | 31 | 4.7 | 0.98 | 5000 | 82
P779296Q | Philips Lighting North America Corporation (Rosemont) | Philips | 9290012269 (ICN-4P16-TLED-N 3L) | Linear Replacement Lamp | Four-Foot | 3-lamp External Driver Lamp-Style Retrofit Kits (UL Type C) | Standard | FALSE | [9 empty] | 42634 |  |  | No |  | 4 | 2952 | 123 | 24 | 5.1 | 0.99 | 5000 | 81
PGTTZ196 | Philips Lighting North America Corporation (Rosemont) | Philips | 9290012269 (ICN-4P16-TLED-N 4L) | Linear Replacement Lamp | Four-Foot | 4-lamp External Driver Lamp-Style Retrofit Kits (UL Type C) | Standard | FALSE | [9 empty] | 42634 |  |  | No |  | 4 | 2175 | 128 | 17 | 4.9 | 0.98 | 5000 | 81
PWAGEP4T | Philips Lighting North America Corporation (Rosemont) | Philips | 9290012268 (ICN-3P16-TLED-N 3L) | Linear Replacement Lamp | Four-Foot | 3-lamp External Driver Lamp-Style Retrofit Kits (UL Type C) | Standard | FALSE | [9 empty] | 42634 |  |  | No |  | 4 | 2261 | 133 | 17 | 5.7 | 0.98 | 4000 | 82
P8RDKTY8 | Philips Lighting North America Corporation (Rosemont) | Philips | 9290012268 (ICN-2P16-TLED-N 2L) | Linear Replacement Lamp | Four-Foot | 2-lamp External Driver Lamp-Style Retrofit Kits (UL Type C) | Standard | FALSE | [9 empty] | 42634 |  |  | No |  | 4 | 2261 | 133 | 17 | 5.7 | 0.98 | 4000 | 82
PWT81CRP | Philips Lighting North America Corporation (Rosemont) | Philips | 9290012268 (ICN-3P16-TLED-N 2L) | Linear Replacement Lamp | Four-Foot | 2-lamp External Driver Lamp-Style Retrofit Kits (UL Type C) | Standard | FALSE | [9 empty] | 42634 |  |  | No |  | 4 | 3565 | 115 | 31 | 4.7 | 0.98 | 4000 | 82
PRJR6E6F | Philips Lighting North America Corporation (Rosemont) | Philips | 9290012268 (ICN-4P16-TLED-N 3L) | Linear Replacement Lamp | Four-Foot | 3-lamp External Driver Lamp-Style Retrofit Kits (UL Type C) | Standard | FALSE | [9 empty] | 42634 |  |  | No |  | 4 | 2952 | 123 | 24 | 5.1 | 0.99 | 4000 | 81
PGN9UV9D | Philips Lighting North America Corporation (Rosemont) | Philips | 9290012268 (ICN-4P16-TLED-N 4L) | Linear Replacement Lamp | Four-Foot | 4-lamp External Driver Lamp-Style Retrofit Kits (UL Type C) | Standard | FALSE | [9 empty] | 42634 |  |  | No |  | 4 | 2176 | 128 | 17 | 4.9 | 0.98 | 4000 | 81
PRDK4ZPU | Revolution Lighting Technologies | Revolution Lighting Technologies | 204423-115 | Linear Replacement Lamp | Four-Foot | 4-lamp External Driver Lamp-Style Retrofit Kits (UL Type C) | Standard | FALSE | [9 empty] | 42634 |  |  | No |  | 4 | 9200 | 140 | 66 | 20 | 0.9 | 5000 | 80
PZ8BSG22 | Revolution Lighting Technologies | Revolution Lighting Technologies | 204422-115 | Linear Replacement Lamp | Four-Foot | 3-lamp External Driver Lamp-Style Retrofit Kits (UL Type C) | Standard | FALSE | [9 empty] | 42634 |  |  | No |  | 4 | 6900 | 140 | 49.5 | 20 | 0.9 | 5000 | 80
PHNTK6DK | Revolution Lighting Technologies | Revolution Lighting Technologies | 204421-115 | Linear Replacement Lamp | Four-Foot | 2-lamp External Driver Lamp-Style Retrofit Kits (UL Type C) | Standard | FALSE | [9 empty] | 42634 |  |  | No |  | 4 | 4600 | 140 | 33 | 20 | 0.9 | 5000 | 80
PWBAN44R | Revolution Lighting Technologies | Revolution Lighting Technologies | 204420-115 | Linear Replacement Lamp | Four-Foot | 2-lamp External Driver Lamp-Style Retrofit Kits (UL Type C) | Standard | FALSE | [9 empty] | 42634 |  |  | No |  | 4 | 2300 | 140 | 16.5 | 20 | 0.9 | 5000 | 80
PZTT1XM4 | Revolution Lighting Technologies | Revolution Lighting Technologies | 204423-114 | Linear Replacement Lamp | Four-Foot | 4-lamp External Driver Lamp-Style Retrofit Kits (UL Type C) | Standard | FALSE | [9 empty] | 42634 |  |  | No |  | 4 | 9200 | 140 | 66 | 20 | 0.9 | 4500 | 80
PXY816NB | Revolution Lighting Technologies | Revolution Lighting Technologies | 204422-114 | Linear Replacement Lamp | Four-Foot | 3-lamp External Driver Lamp-Style Retrofit Kits (UL Type C) | Standard | FALSE | [9 empty] | 42634 |  |  | No |  | 4 | 6900 | 140 | 49.5 | 20 | 0.9 | 4500 | 80
PX26W9BQ | Revolution Lighting Technologies | Revolution Lighting Technologies | 204421-114 | Linear Replacement Lamp | Four-Foot | 2-lamp External Driver Lamp-Style Retrofit Kits (UL Type C) | Standard | FALSE | [9 empty] | 42634 |  |  | No |  | 4 | 4600 | 140 | 33 | 20 | 0.9 | 4500 | 80
PEZ88QY7 | Revolution Lighting Technologies | Revolution Lighting Technologies | 204420-114 | Linear Replacement Lamp | Four-Foot | 2-lamp External Driver Lamp-Style Retrofit Kits (UL Type C) | Standard | FALSE | [9 empty] | 42634 |  |  | No |  | 4 | 2300 | 140 | 16.5 | 20 | 0.9 | 4500 | 80
PD8N92H1 | Revolution Lighting Technologies | Revolution Lighting Technologies | 204423-113 | Linear Replacement Lamp | Four-Foot | 4-lamp External Driver Lamp-Style Retrofit Kits (UL Type C) | Standard | FALSE | [9 empty] | 42634 |  |  | No |  | 4 | 9200 | 140 | 66 | 20 | 0.9 | 4000 | 80
PCAEJ696 | Revolution Lighting Technologies | Revolution Lighting Technologies | 204422-113 | Linear Replacement Lamp | Four-Foot | 3-lamp External Driver Lamp-Style Retrofit Kits (UL Type C) | Standard | FALSE | [9 empty] | 42634 |  |  | No |  | 4 | 6900 | 140 | 49.5 | 20 | 0.9 | 4000 | 80
P1UCBCHZ | Revolution Lighting Technologies | Revolution Lighting Technologies | 204421-113 | Linear Replacement Lamp | Four-Foot | 2-lamp External Driver Lamp-Style Retrofit Kits (UL Type C) | Standard | FALSE | [9 empty] | 42634 |  |  | No |  | 4 | 4600 | 140 | 33 | 20 | 0.9 | 4000 | 80
PH1MFSTH | Revolution Lighting Technologies | Revolution Lighting Technologies | 204420-113 | Linear Replacement Lamp | Four-Foot | 2-lamp External Driver Lamp-Style Retrofit Kits (UL Type C) | Standard | FALSE | [9 empty] | 42634 |  |  | No |  | 4 | 2300 | 140 | 16.5 | 20 | 0.9 | 4000 | 80
PWZWE5W2 | Revolution Lighting Technologies | Revolution Lighting Technologies | 204423-112 | Linear Replacement Lamp | Four-Foot | 4-lamp External Driver Lamp-Style Retrofit Kits (UL Type C) | Standard | FALSE | [9 empty] | 42634 |  |  | No |  | 4 | 9200 | 140 | 66 | 20 | 0.9 | 3500 | 80
PBHC5WQW | Revolution Lighting Technologies | Revolution Lighting Technologies | 204422-112 | Linear Replacement Lamp | Four-Foot | 3-lamp External Driver Lamp-Style Retrofit Kits (UL Type C) | Standard | FALSE | [9 empty] | 42634 |  |  | No |  | 4 | 6900 | 140 | 49.5 | 20 | 0.9 | 3500 | 80
PP2HNWE3 | Revolution Lighting Technologies | Revolution Lighting Technologies | 204421-112 | Linear Replacement Lamp | Four-Foot | 2-lamp External Driver Lamp-Style Retrofit Kits (UL Type C) | Standard | FALSE | [9 empty] | 42634 |  |  | No |  | 4 | 4600 | 140 | 33 | 20 | 0.9 | 3500 | 80
PH7JUTXC | Revolution Lighting Technologies | Revolution Lighting Technologies | 204420-112 | Linear Replacement Lamp | Four-Foot | 2-lamp External Driver Lamp-Style Retrofit Kits (UL Type C) | Standard | FALSE | [9 empty] | 42634 |  |  | No |  | 4 | 2300 | 140 | 16.5 | 20 | 0.9 | 3500 | 80
PKCHBXZV | Shenzhen Bonld Electronics Co.LTD | BONLD | BDT84SUA-18WB-SDMF | Linear Replacement Lamp | Four-Foot | Internal Driver Lamp-Style Retrofit Kits (UL Type B) | Standard | FALSE | [9 empty] | 42634 |  |  | No |  | 4 | 2250 | 125 | 18 | 17.56 | 0.95 | 5000 | 84.4
P12D7SRK | Shenzhen Bonld Electronics Co.LTD | BONLD | BDT84SUA-18WB-SDCF | Linear Replacement Lamp | Four-Foot | Internal Driver Lamp-Style Retrofit Kits (UL Type B) | Standard | FALSE | [9 empty] | 42634 |  |  | No |  | 4 | 2340 | 130 | 18 | 17.42 | 0.93 | 5000 | 83.8
PR3AABQ3 | Shenzhen Bonld Electronics Co.LTD | BONLD | BDT84SUA-18WB-SHMF | Linear Replacement Lamp | Four-Foot | Internal Driver Lamp-Style Retrofit Kits (UL Type B) | Standard | FALSE | [9 empty] | 42634 |  |  | No |  | 4 | 2250 | 125 | 18 | 17.57 | 0.95 | 4500 | 82.5
PKB6CYYJ | Shenzhen Bonld Electronics Co.LTD | BONLD | BDT84SUA-18WB-SHCF | Linear Replacement Lamp | Four-Foot | Internal Driver Lamp-Style Retrofit Kits (UL Type B) | Standard | FALSE | [9 empty] | 42634 |  |  | No |  | 4 | 2340 | 130 | 18 | 17.56 | 0.93 | 4500 | 82
PA1ZCBMV | Shenzhen Bonld Electronics Co.LTD | BONLD | BDT84SUA-18WB-SNMF | Linear Replacement Lamp | Four-Foot | Internal Driver Lamp-Style Retrofit Kits (UL Type B) | Standard | FALSE | [9 empty] | 42634 |  |  | No |  | 4 | 2250 | 125 | 18 | 17.57 | 0.95 | 4000 | 82.5
P57VNGA7 | Shenzhen Bonld Electronics Co.LTD | BONLD | BDT84SUA-18WB-SNCF | Linear Replacement Lamp | Four-Foot | Internal Driver Lamp-Style Retrofit Kits (UL Type B) | Standard | FALSE | [9 empty] | 42634 |  |  | No |  | 4 | 2340 | 130 | 18 | 17.56 | 0.93 | 4000 | 82
PAD5S1WB | Shenzhen Bonld Electronics Co.LTD | BONLD | BDT84SUA-18WB-SBMF | Linear Replacement Lamp | Four-Foot | Internal Driver Lamp-Style Retrofit Kits (UL Type B) | Standard | FALSE | [9 empty] | 42634 |  |  | No |  | 4 | 2160 | 120 | 18 | 17.57 | 0.95 | 3500 | 82.5
PTCFEUCA | Shenzhen Bonld Electronics Co.LTD | BONLD | BDT84SUA-18WB-SBCF | Linear Replacement Lamp | Four-Foot | Internal Driver Lamp-Style Retrofit Kits (UL Type B) | Standard | FALSE | [9 empty] | 42634 |  |  | No |  | 4 | 2250 | 125 | 18 | 17.56 | 0.93 | 3500 | 82
PP1C1ASQ | XIAMEN PVTECH CO. LTD. | PVTECH | PV-4FT-18(5000K) | Linear Replacement Lamp | Four-Foot | Internal Driver Lamp-Style Retrofit Kits (UL Type B) | Standard | FALSE | [9 empty] | 42634 |  |  | No |  | 4 | 2460.9 | 139 | 17.7 | 15.8 | 0.93 | 4899 | 83.6
P5WV1S3V | XIAMEN PVTECH CO. LTD. | PVTECH | PV-4FT-12(5000K) | Linear Replacement Lamp | Four-Foot | Internal Driver Lamp-Style Retrofit Kits (UL Type B) | Standard | FALSE | [9 empty] | 42634 |  |  | No |  | 4 | 1814 | 147.4 | 12.3 | 15.7 | 0.92 | 4897 | 83.8
PUD7VEWM | XIAMEN PVTECH CO. LTD. | PVTECH | PV-4FT-12(4500K) | Linear Replacement Lamp | Four-Foot | Internal Driver Lamp-Style Retrofit Kits (UL Type B) | Standard | FALSE | [9 empty] | 42634 |  |  | No |  | 4 | 1744.3 | 141.8 | 12.3 | 15.4 | 0.91 | 4500 | 83.8
PW7MCC5E | XIAMEN PVTECH CO. LTD. | PVTECH | PV-4FT-18(4500K) | Linear Replacement Lamp | Four-Foot | Internal Driver Lamp-Style Retrofit Kits (UL Type B) | Standard | FALSE | [9 empty] | 42634 |  |  | No |  | 4 | 2373.9 | 132.9 | 17.9 | 15.2 | 0.92 | 4500 | 83.5
P1JHYGZ8 | XIAMEN PVTECH CO. LTD. | PVTECH | PV-4FT-12(4000K) | Linear Replacement Lamp | Four-Foot | Internal Driver Lamp-Style Retrofit Kits (UL Type B) | Standard | FALSE | [9 empty] | 42634 |  |  | No |  | 4 | 1744.3 | 141.8 | 12.3 | 15.4 | 0.91 | 4000 | 83.8
PRJU76NC | XIAMEN PVTECH CO. LTD. | PVTECH | PV-4FT-18(4000K) | Linear Replacement Lamp | Four-Foot | Internal Driver Lamp-Style Retrofit Kits (UL Type B) | Standard | FALSE | [9 empty] | 42634 |  |  | No |  | 4 | 2373.9 | 132.9 | 17.9 | 15.2 | 0.92 | 4000 | 83.5
P7HJNK2Z | XIAMEN PVTECH CO. LTD. | PVTECH | PV-4FT-12(3500K) | Linear Replacement Lamp | Four-Foot | Internal Driver Lamp-Style Retrofit Kits (UL Type B) | Standard | FALSE | [9 empty] | 42634 |  |  | No |  | 4 | 1674.7 | 136.1 | 12.3 | 15.4 | 0.91 | 3500 | 83.8
PHFFA5G3 | XIAMEN PVTECH CO. LTD. | PVTECH | PV-4FT-18(3500K) | Linear Replacement Lamp | Four-Foot | Internal Driver Lamp-Style Retrofit Kits (UL Type B) | Standard | FALSE | [9 empty] | 42634 |  |  | No |  | 4 | 2287 | 127 | 18 | 15.2 | 0.92 | 3500 | 83.5
PJ7BCTDU | LEDVANCE LLC (formerly OSRAM SYLVANIA INC) | SYLVANIA | LED12T8/L48/FG/850/SUB/G6 | Linear Replacement Lamp | Four-Foot | Replacement Lamps (plug and play) (UL Type A) | Standard | FALSE | [9 empty] | 42634 |  |  | No |  | 4 | 1841.2 | 119.99 | 15.34 | 18.19 | 0.95 | 5010 | 83
PN2SXEQJ | LEDVANCE LLC (formerly OSRAM SYLVANIA INC) | SYLVANIA | LED12T8/L48/FG/835/SUB/G6 | Linear Replacement Lamp | Four-Foot | Replacement Lamps (plug and play) (UL Type A) | Standard | FALSE | [9 empty] | 42634 |  |  | No |  | 4 | 1774.4 | 112.74 | 15.74 | 17.84 | 0.95 | 3544 | 84.2
PQSYPET1 | LumiRich Co. Ltd | Lumirich | FLC12-5000K-G6-B | Linear Replacement Lamp | Four-Foot | Replacement Lamps (plug and play) (UL Type A) | Standard | FALSE | [9 empty] | 42634 |  |  | No |  | 4 | 2230 | 113.8 | 19.6 | 10.72 | 0.96 | 5000 | 83.5
PAGQXW8C | LumiRich Co. Ltd | Lumirich | FLC12-4100K-G6-B | Linear Replacement Lamp | Four-Foot | Replacement Lamps (plug and play) (UL Type A) | Standard | FALSE | [9 empty] | 42634 |  |  | No |  | 4 | 2230 | 113.8 | 19.6 | 10.72 | 0.96 | 4100 | 84
P51T1Q6N | LumiRich Co. Ltd | Lumirich | FLC12-3500K-G6-B | Linear Replacement Lamp | Four-Foot | Replacement Lamps (plug and play) (UL Type A) | Standard | FALSE | [9 empty] | 42634 |  |  | No |  | 4 | 2230 | 113.8 | 19.6 | 10.72 | 0.96 | 3500 | 84
PN6QR4Z9 | Energy Focus Inc. | Energy Focus | LEDFLT8-850-418-[IT3NI3NB]C | Linear Replacement Lamp | Four-Foot | Internal Driver Lamp-Style Retrofit Kits (UL Type B) | Standard | FALSE | [9 empty] | 42634 |  |  | NotYetVerified |  | 4 | 2332.9 | 136.01 | 17.15 | 8.32 | 0.94 | 5265 | 86.1
PWQTSE5H | Energy Focus Inc. | Energy Focus | LEDFLT8-850-413-[IT3NI3NB]C | Linear Replacement Lamp | Four-Foot | Internal Driver Lamp-Style Retrofit Kits (UL Type B) | Standard | FALSE | [9 empty] | 42634 |  |  | NotYetVerified |  | 4 | 1823.6 | 143.1 | 12.74 | 8.34 | 0.93 | 5263 | 86.3
PQ23346E | Energy Focus Inc. | Energy Focus | LEDFLT8-850-418-[IT3NI3NB]F | Linear Replacement Lamp | Four-Foot | Internal Driver Lamp-Style Retrofit Kits (UL Type B) | Standard | FALSE | [9 empty] | 42634 |  |  | NotYetVerified |  | 4 | 2221.3 | 129.81 | 17.11 | 8.35 | 0.94 | 5200 | 86
PWRHST13 | Energy Focus Inc. | Energy Focus | LEDFLT8-850-413-[IT3NI3NB]F | Linear Replacement Lamp | Four-Foot | Internal Driver Lamp-Style Retrofit Kits (UL Type B) | Standard | FALSE | [9 empty] | 42634 |  |  | NotYetVerified |  | 4 | 1730.4 | 135.77 | 12.74 | 8.36 | 0.93 | 5189 | 86.1
PAQ87DKV | Energy Focus Inc. | Energy Focus | LEDFLT8-850-415-[IT3NI3NB]C | Linear Replacement Lamp | Four-Foot | Internal Driver Lamp-Style Retrofit Kits (UL Type B) | Standard | FALSE | [9 empty] | 42634 |  |  | NotYetVerified |  | 4 | 1901 | 132.16 | 14.38 | 8.41 | 0.94 | 5182 | 86.1
P3HGSR2Q | Energy Focus Inc. | Energy Focus | LEDFLT8-850-415-[IT3NI3NB]F | Linear Replacement Lamp | Four-Foot | Internal Driver Lamp-Style Retrofit Kits (UL Type B) | Standard | FALSE | [9 empty] | 42634 |  |  | NotYetVerified |  | 4 | 1901 | 132.16 | 14.38 | 8.41 | 0.94 | 5182 | 86.1
P788NWF2 | Energy Focus Inc. | Energy Focus | LEDFLT8-840-415-[IT3NI3NB]F | Linear Replacement Lamp | Four-Foot | Internal Driver Lamp-Style Retrofit Kits (UL Type B) | Standard | FALSE | [9 empty] | 42634 |  |  | NotYetVerified |  | 4 | 1875 | 126 | 15 | 8.38 | 0.94 | 4000 | 83.5
P3ZAK6FH | Energy Focus Inc. | Energy Focus | LEDFLT8-840-415-[IT3NI3NB]C | Linear Replacement Lamp | Four-Foot | Internal Driver Lamp-Style Retrofit Kits (UL Type B) | Standard | FALSE | [9 empty] | 42634 |  |  | NotYetVerified |  | 4 | 1875 | 126 | 15 | 8.38 | 0.94 | 4000 | 83.5
PEWXA457 | Energy Focus Inc. | Energy Focus | LEDFLT8-840-413-[IT3NI3NB]C | Linear Replacement Lamp | Four-Foot | Internal Driver Lamp-Style Retrofit Kits (UL Type B) | Standard | FALSE | [9 empty] | 42634 |  |  | NotYetVerified |  | 4 | 1755 | 135 | 13 | 8.37 | 0.93 | 4000 | 83.5
PUVKPD18 | Energy Focus Inc. | Energy Focus | LEDFLT8-840-413-[IT3NI3NB]F | Linear Replacement Lamp | Four-Foot | Internal Driver Lamp-Style Retrofit Kits (UL Type B) | Standard | FALSE | [9 empty] | 42634 |  |  | NotYetVerified |  | 4 | 1755 | 135 | 13 | 8.36 | 0.93 | 4000 | 83.5
PVSD6GWE | Energy Focus Inc. | Energy Focus | LEDFLT8-840-418-[IT3NI3NB]C | Linear Replacement Lamp | Four-Foot | Internal Driver Lamp-Style Retrofit Kits (UL Type B) | Standard | FALSE | [9 empty] | 42634 |  |  | NotYetVerified |  | 4 | 2340 | 130 | 18 | 8.4 | 0.93 | 4000 | 83.3
PFWA77QP | Energy Focus Inc. | Energy Focus | LEDFLT8-840-418-[IT3NI3NB]F | Linear Replacement Lamp | Four-Foot | Internal Driver Lamp-Style Retrofit Kits (UL Type B) | Standard | FALSE | [9 empty] | 42634 |  |  | NotYetVerified |  | 4 | 2250 | 125 | 18 | 8.29 | 0.94 | 4000 | 83.3
P785SB4M | SHENZHEN TOPBAND CO.LTD | TOPBAND | TPHOT8X4NLA-12.5WSB(50F) | Linear Replacement Lamp | Four-Foot | Internal Driver Lamp-Style Retrofit Kits (UL Type B) | Standard | FALSE | [9 empty] | 42634 | Not Dimmable | Not Dimmable | No |  | 4 | 1885 | 142.48 | 13.23 | 8.54 | 0.91 | 5000 | 83.6
P8XBSA59 | SHENZHEN TOPBAND CO.LTD | TOPBAND | TPHOT8X4NLA-12.5WSB(50C) | Linear Replacement Lamp | Four-Foot | Internal Driver Lamp-Style Retrofit Kits (UL Type B) | Standard | FALSE | [9 empty] | 42634 | Not Dimmable | Not Dimmable | No |  | 4 | 2047 | 154.03 | 13.29 | 8.69 | 0.9 | 5000 | 83.4
PJUUBVW9 | SHENZHEN TOPBAND CO.LTD | TOPBAND | TPHOT8X4NLA-12.5WSB(45F) | Linear Replacement Lamp | Four-Foot | Internal Driver Lamp-Style Retrofit Kits (UL Type B) | Standard | FALSE | [9 empty] | 42634 | Not Dimmable | Not Dimmable | No |  | 4 | 1842 | 139.44 | 13.21 | 8.57 | 0.91 | 4500 | 82.4
PMH78PXN | SHENZHEN TOPBAND CO.LTD | TOPBAND | TPHOT8X4NLA-12.5WSB(45C) | Linear Replacement Lamp | Four-Foot | Internal Driver Lamp-Style Retrofit Kits (UL Type B) | Standard | FALSE | [9 empty] | 42634 | Not Dimmable | Not Dimmable | No |  | 4 | 2014 | 151.89 | 13.26 | 8.73 | 0.9 | 4500 | 82.1
P5144D3P | RT Lighting | High Output | LED-T-2C-5 | Linear Replacement Lamp | Four-Foot | Internal Driver Lamp-Style Retrofit Kits (UL Type B) | Standard | FALSE | [9 empty] | 42634 | Not Yet Verified | Not Yet Verified | No |  | 4 | 2030 | 137.35 | 14.78 | 20.17 | 0.91 | 5000 | 82.7
PDF2AYYA | RT Lighting | High Output | LED-T-2C-4 | Linear Replacement Lamp | Four-Foot | Internal Driver Lamp-Style Retrofit Kits (UL Type B) | Standard | FALSE | [9 empty] | 42634 | Not Yet Verified | Not Yet Verified | No |  | 4 | 1814 | 125.71 | 14.43 | 20.27 | 0.95 | 4500 | 84
PYSP17JE | RT Lighting | High Output | LED-T-2C-3 | Linear Replacement Lamp | Four-Foot | Internal Driver Lamp-Style Retrofit Kits (UL Type B) | Standard | FALSE | [9 empty] | 42634 | Not Yet Verified | Not Yet Verified | No |  | 4 | 1814 | 125.71 | 14.43 | 20.27 | 0.95 | 4000 | 84
PSNBMS9C | RT Lighting | High Output | LED-T-2C-2 | Linear Replacement Lamp | Four-Foot | Internal Driver Lamp-Style Retrofit Kits (UL Type B) | Standard | FALSE | [9 empty] | 42634 | Not Yet Verified | Not Yet Verified | No |  | 4 | 1814 | 125.71 | 14.43 | 20.27 | 0.95 | 3500 | 84
P287WXY3 | WESTGATE MFG | WESTGATE | T8-EZ3-4FT-18W-27K-F | Linear Replacement Lamp | Four-Foot | Dual Mode Internal Driver (UL Type A and Type B) | Standard | TRUE | 2231 | 106.7 | 20.9 | 11.36 | 0.967 | 2682 | 81.5 | 5 | 50000 | 42633 |  |  | NotYetVerified | Lastx represents either s for single-end power input or T for double-end inputs | 3 | 2212 | 122.9 | 18 | 20 | 0.9 | 2700 | 83
P99HTBYB | WESTGATE MFG | WESTGATE | T8-EZ3-4FT-18W-40K-F | Linear Replacement Lamp | Four-Foot | Dual Mode Internal Driver (UL Type A and Type B) | Standard | TRUE | 2261 | 105.6 | 21.42 | 11.36 | 0.9667 | 3987 | 81.5 | 5 | 50000 | 42633 |  |  | NotYetVerified |  | 3 | 2212 | 122.9 | 18 | 20 | 0.9 | 4000 | 83
PSG23V9G | CH Lighting Co.Ltd. | CH | CH1152[BlankD]-48-18.5W 830-2 | Linear Replacement Lamp | Four-Foot | Internal Driver Lamp-Style Retrofit Kits (UL Type B) | Standard | TRUE | 2470.89 | 128.45 | 19.23 | 8.2 | 0.9211 | 3068 | 82.65 | 5 | 50000 | 42633 |  |  | No | Updated on 11/15/2016 | 4 | 2400 | 125 | 18.5 | 8.2 | 0.92 | 3000 | 83
PQ56XZ3F | CH Lighting Co.Ltd. | CH | CH1152[Blank D]-48-13.5W 830-2 | Linear Replacement Lamp | Four-Foot | Internal Driver Lamp-Style Retrofit Kits (UL Type B) | Standard | TRUE | 1804.74 | 125.9 | 14.33 | 15.2 | 0.9199 | 3091 | 83.02 | 5 | 50000 | 42633 |  |  | No | Updated on 11/2/2016 | 4 | 1800 | 125 | 13.5 | 15.2 | 0.92 | 3000 | 83
P84ZCCGG | SHENZHEN TOPBAND CO.LTD | TOPBAND | TPHOT8X4NLA-14WSB(30C) | Linear Replacement Lamp | Four-Foot | Internal Driver Lamp-Style Retrofit Kits (UL Type B) | Standard | TRUE | 1902 | 126.29 | 15.06 | 8.11 | 0.9109 | 2926 | 83.1 | 5 | 50000 | 42633 |  |  | No |  | 4 | 1907 | 127.47 | 14.96 | 8.11 | 0.91 | 3000 | 83.1
PS1FYZUN | SHENZHEN TOPBAND CO.LTD | TOPBAND | TPHOT8X4NLA-22WSB(30F) | Linear Replacement Lamp | Four-Foot | Internal Driver Lamp-Style Retrofit Kits (UL Type B) | Standard | TRUE | 2528 | 116.07 | 21.78 | 11.67 | 0.9092 | 2929 | 83.1 | 5 | 50000 | 42633 |  |  | No |  | 4 | 2462 | 118.14 | 20.84 | 11.67 | 0.91 | 3000 | 83.1
P9S7Q7BE | SHENZHEN TOPBAND CO.LTD | TOPBAND | TPHOT8X4NLA-22WSB(30C) | Linear Replacement Lamp | Four-Foot | Internal Driver Lamp-Style Retrofit Kits (UL Type B) | Standard | TRUE | 2636 | 122.66 | 21.49 | 11.48 | 0.9086 | 2932 | 82.8 | 5 | 50000 | 42633 |  |  | No |  | 4 | 2553 | 125.02 | 20.42 | 11.48 | 0.91 | 3000 | 82.8
PVQUZCE5 | SHENZHEN TOPBAND CO.LTD | TOPBAND | TPHOT8X4NLA-14WSB(30F) | Linear Replacement Lamp | Four-Foot | Internal Driver Lamp-Style Retrofit Kits (UL Type B) | Standard | TRUE | 1791 | 118.69 | 15.09 | 9.67 | 0.9065 | 2930 | 83.3 | 5 | 50000 | 42633 |  |  | No |  | 4 | 1808 | 120.29 | 15.03 | 9.67 | 0.91 | 3000 | 83.3
PNVMNEXF | XIAMEN PVTECH CO. LTD. | PVTECH | PV-4FT-20(3000K) | Linear Replacement Lamp | Four-Foot | Internal Driver Lamp-Style Retrofit Kits (UL Type B) | Standard | TRUE | 2570.967 | 125.413 | 20.5 | 15.1 | 0.905 | 2896 | 83.4 | 5 | 50000 | 42633 |  |  | No |  | 4 | 2570.9 | 125.4 | 20.5 | 15.1 | 0.91 | 2896 | 83.4
PGJHU26Q | WESTGATE MFG | WESTGATE | T8-4FT-18W-30K-D-F | Linear Replacement Lamp | Four-Foot | Internal Driver Lamp-Style Retrofit Kits (UL Type B) | Standard | TRUE | 1789 | 98.3 | 18.2 | 17.76 | 0.87 | 3034 | 82.7 | 5 | 50000 | 42633 |  |  | NotYetVerified |  | 3 | 1900 | 125 | 16 | 20 | 0.9 | 3000 | 83
PYAW1H9X | CH Lighting Co.Ltd. | CH | CH1152[Blank D]-48-13.5W 850-2 | Linear Replacement Lamp | Four-Foot | Internal Driver Lamp-Style Retrofit Kits (UL Type B) | Standard | FALSE | [9 empty] | 42633 |  |  | No | Updated on 11/2/2016 | 4 | 2000 | 132 | 13.5 | 15.2 | 0.92 | 5000 | 83
PEK46VSY | CH Lighting Co.Ltd. | CH | CH1152[BlankD]-48-18.5W 850-2 | Linear Replacement Lamp | Four-Foot | Internal Driver Lamp-Style Retrofit Kits (UL Type B) | Standard | FALSE | [9 empty] | 42633 |  |  | No | Updated on 11/15/2016 | 4 | 2600 | 132 | 18.5 | 8.2 | 0.92 | 5000 | 83
PQWEFXNT | CH Lighting Co.Ltd. | CH | CH1152[Blank D]-48-13.5W 845-2 | Linear Replacement Lamp | Four-Foot | Internal Driver Lamp-Style Retrofit Kits (UL Type B) | Standard | FALSE | [9 empty] | 42633 |  |  | No | Updated on 11/2/2016 | 4 | 1900 | 130 | 13.5 | 15.2 | 0.92 | 4500 | 83
PB8PSNT1 | CH Lighting Co.Ltd. | CH | CH1152[BlankD]-48-18.5W 845-2 | Linear Replacement Lamp | Four-Foot | Internal Driver Lamp-Style Retrofit Kits (UL Type B) | Standard | FALSE | [9 empty] | 42633 |  |  | No | Updated on 11/15/2016 | 4 | 2500 | 130 | 18.5 | 8.2 | 0.92 | 4500 | 83
PSH6QHJS | CH Lighting Co.Ltd. | CH | CH1152[Blank D]-48-13.5W 840-2 | Linear Replacement Lamp | Four-Foot | Internal Driver Lamp-Style Retrofit Kits (UL Type B) | Standard | FALSE | [9 empty] | 42633 |  |  | No | Updated on 11/2/2016 | 4 | 1900 | 130 | 13.5 | 15.2 | 0.92 | 4000 | 83
P6UQN9KU | CH Lighting Co.Ltd. | CH | CH1152[BlankD]-48-18.5W 840-2 | Linear Replacement Lamp | Four-Foot | Internal Driver Lamp-Style Retrofit Kits (UL Type B) | Standard | FALSE | [9 empty] | 42633 |  |  | No | Updated on 11/15/2016 | 4 | 2500 | 130 | 18.5 | 8.2 | 0.92 | 4000 | 83
P2A2Y15T | CH Lighting Co.Ltd. | CH | CH1152[Blank D]-48-13.5W 835-2 | Linear Replacement Lamp | Four-Foot | Internal Driver Lamp-Style Retrofit Kits (UL Type B) | Standard | FALSE | [9 empty] | 42633 |  |  | No | Updated on 11/2/2016 | 4 | 1800 | 125 | 13.5 | 15.2 | 0.92 | 3500 | 83
PHM976F2 | CH Lighting Co.Ltd. | CH | CH1152[BlankD]-48-18.5W 835-2 | Linear Replacement Lamp | Four-Foot | Internal Driver Lamp-Style Retrofit Kits (UL Type B) | Standard | FALSE | [9 empty] | 42633 |  |  | No | Updated on 11/15/2016 | 4 | 2400 | 125 | 18.5 | 8.2 | 0.92 | 3500 | 83
PMBQRQP5 | XIAMEN PVTECH CO. LTD. | PVTECH | PV-4FT-20(5000K) | Linear Replacement Lamp | Four-Foot | Internal Driver Lamp-Style Retrofit Kits (UL Type B) | Standard | FALSE | [9 empty] | 42633 |  |  | No |  | 4 | 2773.8 | 136.6 | 20.3 | 15.5 | 0.91 | 4918 | 83.6
P37FRQNW | XIAMEN PVTECH CO. LTD. | PVTECH | PV-4FT-20(4500K) | Linear Replacement Lamp | Four-Foot | Internal Driver Lamp-Style Retrofit Kits (UL Type B) | Standard | FALSE | [9 empty] | 42633 |  |  | No |  | 4 | 2672.4 | 131 | 20.4 | 15.1 | 0.91 | 4500 | 83.4
P58XWV2Y | XIAMEN PVTECH CO. LTD. | PVTECH | PV-4FT-20(4000K) | Linear Replacement Lamp | Four-Foot | Internal Driver Lamp-Style Retrofit Kits (UL Type B) | Standard | FALSE | [9 empty] | 42633 |  |  | No |  | 4 | 2672.4 | 131 | 20.4 | 15.1 | 0.91 | 4000 | 83.4
PVBH2F2A | XIAMEN PVTECH CO. LTD. | PVTECH | PV-4FT-20(3500K) | Linear Replacement Lamp | Four-Foot | Internal Driver Lamp-Style Retrofit Kits (UL Type B) | Standard | FALSE | [9 empty] | 42633 |  |  | No |  | 4 | 2570.9 | 125.4 | 20.5 | 15.1 | 0.91 | 3500 | 83.4
PHA1W95G | WESTGATE MFG | WESTGATE | T8-EZ3-4FT-18W-50K-C | Linear Replacement Lamp | Four-Foot | Dual Mode Internal Driver (UL Type A and Type B) | Standard | FALSE | [9 empty] | 42633 |  |  | NotYetVerified | Lastx represents either s for single-end power input or T for double-end inputs | 3 | 2212 | 122.9 | 18 | 20 | 0.9 | 5000 | 83
P819XG36 | WESTGATE MFG | WESTGATE | T8-EZ3-4FT-18W-50K-F | Linear Replacement Lamp | Four-Foot | Dual Mode Internal Driver (UL Type A and Type B) | Standard | FALSE | [9 empty] | 42633 |  |  | NotYetVerified | Lastx represents either s for single-end power input or T for double-end inputs | 3 | 2212 | 122.9 | 18 | 20 | 0.9 | 5000 | 83
PB3TFHVU | WESTGATE MFG | WESTGATE | T8-4FT-18W-50K-D-F | Linear Replacement Lamp | Four-Foot | Internal Driver Lamp-Style Retrofit Kits (UL Type B) | Standard | FALSE | [9 empty] | 42633 |  |  | NotYetVerified | Lastx represents either s for single-end power input or T for double-end inputs | 3 | 2150 | 130 | 16 | 20 | 0.9 | 5000 | 83
PARNEU5C | WESTGATE MFG | WESTGATE | T8-4FT-18W-50K-D-C | Linear Replacement Lamp | Four-Foot | Internal Driver Lamp-Style Retrofit Kits (UL Type B) | Standard | FALSE | [9 empty] | 42633 |  |  | NotYetVerified | Lastx represents either s for single-end power input or T for double-end inputs | 3 | 2150 | 130 | 16 | 20 | 0.9 | 5000 | 83
PA8XWWZE | WESTGATE MFG | WESTGATE | T8-EZ3-4FT-18W-45K-C | Linear Replacement Lamp | Four-Foot | Dual Mode Internal Driver (UL Type A and Type B) | Standard | FALSE | [9 empty] | 42633 |  |  | NotYetVerified | Lastx represents either s for single-end power input or T for double-end inputs | 3 | 2212 | 122.9 | 18 | 20 | 0.9 | 4500 | 83
P576DVYF | WESTGATE MFG | WESTGATE | T8-EZ3-4FT-18W-45K-F | Linear Replacement Lamp | Four-Foot | Dual Mode Internal Driver (UL Type A and Type B) | Standard | FALSE | [9 empty] | 42633 |  |  | NotYetVerified | Lastx represents either s for single-end power input or T for double-end inputs | 3 | 2212 | 122.9 | 18 | 20 | 0.9 | 4500 | 83
P2H9PPND | WESTGATE MFG | WESTGATE | T8-EZ3-4FT-18W-40K-C | Linear Replacement Lamp | Four-Foot | Dual Mode Internal Driver (UL Type A and Type B) | Standard | FALSE | [9 empty] | 42633 |  |  | NotYetVerified | Lastx represents either s for single-end power input or T for double-end inputs | 3 | 2212 | 122.9 | 18 | 20 | 0.9 | 4000 | 83
PX2ABDN7 | WESTGATE MFG | WESTGATE | T8-4FT-18W-40K-D-F | Linear Replacement Lamp | Four-Foot | Internal Driver Lamp-Style Retrofit Kits (UL Type B) | Standard | FALSE | [9 empty] | 42633 |  |  | NotYetVerified | Lastx represents either s for single-end power input or T for double-end inputs | 3 | 2150 | 130 | 16 | 20 | 0.9 | 4000 | 83
P5E9G5TT | WESTGATE MFG | WESTGATE | T8-4FT-18W-40K-D-C | Linear Replacement Lamp | Four-Foot | Internal Driver Lamp-Style Retrofit Kits (UL Type B) | Standard | FALSE | [9 empty] | 42633 |  |  | NotYetVerified | Lastx represents either s for single-end power input or T for double-end inputs | 3 | 2150 | 130 | 16 | 20 | 0.9 | 4000 | 83
PB27K3PW | WESTGATE MFG | WESTGATE | T8-EZ3-4FT-18W-35K-F | Linear Replacement Lamp | Four-Foot | Dual Mode Internal Driver (UL Type A and Type B) | Standard | FALSE | [9 empty] | 42633 |  |  | NotYetVerified | Lastx represents either s for single-end power input or T for double-end inputs | 3 | 2212 | 122.9 | 18 | 20 | 0.9 | 3500 | 83
P8YDVA2H | WESTGATE MFG | WESTGATE | T8-EZ3-4FT-18W-35K-C | Linear Replacement Lamp | Four-Foot | Dual Mode Internal Driver (UL Type A and Type B) | Standard | FALSE | [9 empty] | 42633 |  |  | NotYetVerified | Lastx represents either s for single-end power input or T for double-end inputs | 3 | 2212 | 122.9 | 18 | 20 | 0.9 | 3500 | 83
PW4ECH3C | WESTGATE MFG | WESTGATE | T8-4FT-18W-35K-D-F | Linear Replacement Lamp | Four-Foot | Internal Driver Lamp-Style Retrofit Kits (UL Type B) | Standard | FALSE | [9 empty] | 42633 |  |  | NotYetVerified | Lastx represents either s for single-end power input or T for double-end inputs | 3 | 1900 | 125 | 16 | 20 | 0.9 | 3500 | 83
PSMQTCJ9 | WESTGATE MFG | WESTGATE | T8-4FT-18W-35K-D-C | Linear Replacement Lamp | Four-Foot | Internal Driver Lamp-Style Retrofit Kits (UL Type B) | Standard | FALSE | [9 empty] | 42633 |  |  | NotYetVerified | Lastx represents either s for single-end power input or T for double-end inputs | 3 | 1900 | 125 | 16 | 20 | 0.9 | 3500 | 83
PYK2V5U2 | WESTGATE MFG | WESTGATE | T8-EZ3-4FT-18W-30K-C | Linear Replacement Lamp | Four-Foot | Dual Mode Internal Driver (UL Type A and Type B) | Standard | FALSE | [9 empty] | 42633 |  |  | NotYetVerified | Lastx represents either s for single-end power input or T for double-end inputs | 3 | 2212 | 122.9 | 18 | 20 | 0.9 | 3000 | 83
PDYDC8BU | WESTGATE MFG | WESTGATE | T8-EZ3-4FT-18W-30K-F | Linear Replacement Lamp | Four-Foot | Dual Mode Internal Driver (UL Type A and Type B) | Standard | FALSE | [9 empty] | 42633 |  |  | NotYetVerified | Lastx represents either s for single-end power input or T for double-end inputs | 3 | 2212 | 122.9 | 18 | 20 | 0.9 | 3000 | 83
PW1M439R | WESTGATE MFG | WESTGATE | T8-4FT-18W-30K-D-C | Linear Replacement Lamp | Four-Foot | Internal Driver Lamp-Style Retrofit Kits (UL Type B) | Standard | FALSE | [9 empty] | 42633 |  |  | NotYetVerified | Lastx represents either s for single-end power input or T for double-end inputs | 3 | 1900 | 130 | 16 | 20 | 0.9 | 3000 | 83
P52G2RYG | WESTGATE MFG | WESTGATE | T8-EZ3-4FT-18W-27K-C | Linear Replacement Lamp | Four-Foot | Dual Mode Internal Driver (UL Type A and Type B) | Standard | FALSE | [9 empty] | 42633 |  |  | NotYetVerified | Lastx represents either s for single-end power input or T for double-end inputs | 3 | 2212 | 122.9 | 18 | 20 | 0.9 | 2700 | 83
P92BMJG3 | SHENZHEN TOPBAND CO.LTD | TOPBAND | TPHOT8X4NLA-14WSB(50F) | Linear Replacement Lamp | Four-Foot | Internal Driver Lamp-Style Retrofit Kits (UL Type B) | Standard | FALSE | [9 empty] | 42633 | Not Dimmable | Not Dimmable | No |  | 4 | 1947 | 130.58 | 14.91 | 9.74 | 0.91 | 5000 | 82.9
PZEFPPQH | SHENZHEN TOPBAND CO.LTD | TOPBAND | TPHOT8X4NLA-22WSB(50F) | Linear Replacement Lamp | Four-Foot | Internal Driver Lamp-Style Retrofit Kits (UL Type B) | Standard | FALSE | [9 empty] | 42633 | Not Dimmable | Not Dimmable | No |  | 4 | 2559 | 123.92 | 20.65 | 11.71 | 0.91 | 5000 | 82.8
P93K2NE5 | SHENZHEN TOPBAND CO.LTD | TOPBAND | TPHOT8X4NLA-22WSB(50C) | Linear Replacement Lamp | Four-Foot | Internal Driver Lamp-Style Retrofit Kits (UL Type B) | Standard | FALSE | [9 empty] | 42633 | Not Dimmable | Not Dimmable | No |  | 4 | 2703 | 130.71 | 20.68 | 11.37 | 0.91 | 5000 | 82.6
PWNJQ6PQ | SHENZHEN TOPBAND CO.LTD | TOPBAND | TPHOT8X4NLA-14WSB(50C) | Linear Replacement Lamp | Four-Foot | Internal Driver Lamp-Style Retrofit Kits (UL Type B) | Standard | FALSE | [9 empty] | 42633 | Not Dimmable | Not Dimmable | No |  | 4 | 2004 | 137.92 | 14.53 | 8.18 | 0.91 | 5000 | 82.6
PNY5PKT4 | SHENZHEN TOPBAND CO.LTD | TOPBAND | TPHOT8X4NLA-14WSB(45F) | Linear Replacement Lamp | Four-Foot | Internal Driver Lamp-Style Retrofit Kits (UL Type B) | Standard | FALSE | [9 empty] | 42633 | Not Dimmable | Not Dimmable | No |  | 4 | 1808 | 120.29 | 15.03 | 9.67 | 0.91 | 4500 | 83.3
PKBZXS5R | SHENZHEN TOPBAND CO.LTD | TOPBAND | TPHOT8X4NLA-22WSB(45F) | Linear Replacement Lamp | Four-Foot | Internal Driver Lamp-Style Retrofit Kits (UL Type B) | Standard | FALSE | [9 empty] | 42633 | Not Dimmable | Not Dimmable | No |  | 4 | 2462 | 118.14 | 20.84 | 11.67 | 0.91 | 4500 | 83.1
PZRAHY7Z | SHENZHEN TOPBAND CO.LTD | TOPBAND | TPHOT8X4NLA-14WSB(45C) | Linear Replacement Lamp | Four-Foot | Internal Driver Lamp-Style Retrofit Kits (UL Type B) | Standard | FALSE | [9 empty] | 42633 | Not Dimmable | Not Dimmable | No |  | 4 | 1907 | 127.47 | 14.96 | 8.11 | 0.91 | 4500 | 83.1
PXF6ZKVJ | SHENZHEN TOPBAND CO.LTD | TOPBAND | TPHOT8X4NLA-22WSB(45C) | Linear Replacement Lamp | Four-Foot | Internal Driver Lamp-Style Retrofit Kits (UL Type B) | Standard | FALSE | [9 empty] | 42633 | Not Dimmable | Not Dimmable | No |  | 4 | 2553 | 125.02 | 20.42 | 11.48 | 0.91 | 4500 | 82.8
P8B3T7CJ | SHENZHEN TOPBAND CO.LTD | TOPBAND | TPHOT8X4NLA-14WSB(40F) | Linear Replacement Lamp | Four-Foot | Internal Driver Lamp-Style Retrofit Kits (UL Type B) | Standard | FALSE | [9 empty] | 42633 | Not Dimmable | Not Dimmable | No |  | 4 | 1808 | 120.29 | 15.03 | 9.67 | 0.91 | 4000 | 83.3
PNQDX2KN | SHENZHEN TOPBAND CO.LTD | TOPBAND | TPHOT8X4NLA-22WSB(40F) | Linear Replacement Lamp | Four-Foot | Internal Driver Lamp-Style Retrofit Kits (UL Type B) | Standard | FALSE | [9 empty] | 42633 | Not Dimmable | Not Dimmable | No |  | 4 | 2462 | 118.14 | 20.84 | 11.67 | 0.91 | 4000 | 83.1
PPFDV5SF | SHENZHEN TOPBAND CO.LTD | TOPBAND | TPHOT8X4NLA-14WSB(40C) | Linear Replacement Lamp | Four-Foot | Internal Driver Lamp-Style Retrofit Kits (UL Type B) | Standard | FALSE | [9 empty] | 42633 | Not Dimmable | Not Dimmable | No |  | 4 | 1907 | 127.47 | 14.96 | 8.11 | 0.91 | 4000 | 83.1
PZYAN3WV | SHENZHEN TOPBAND CO.LTD | TOPBAND | TPHOT8X4NLA-22WSB(40C) | Linear Replacement Lamp | Four-Foot | Internal Driver Lamp-Style Retrofit Kits (UL Type B) | Standard | FALSE | [9 empty] | 42633 | Not Dimmable | Not Dimmable | No |  | 4 | 2553 | 125.02 | 20.42 | 11.48 | 0.91 | 4000 | 82.8
PYZFJG5M | SHENZHEN TOPBAND CO.LTD | TOPBAND | TPHOT8X4NLA-14WSB(35F) | Linear Replacement Lamp | Four-Foot | Internal Driver Lamp-Style Retrofit Kits (UL Type B) | Standard | FALSE | [9 empty] | 42633 | Not Dimmable | Not Dimmable | No |  | 4 | 1808 | 120.29 | 15.03 | 9.67 | 0.91 | 3500 | 83.3
PQ1UY4MW | SHENZHEN TOPBAND CO.LTD | TOPBAND | TPHOT8X4NLA-22WSB(35F) | Linear Replacement Lamp | Four-Foot | Internal Driver Lamp-Style Retrofit Kits (UL Type B) | Standard | FALSE | [9 empty] | 42633 | Not Dimmable | Not Dimmable | No |  | 4 | 2462 | 118.14 | 20.84 | 11.67 | 0.91 | 3500 | 83.1
PQNARHYW | SHENZHEN TOPBAND CO.LTD | TOPBAND | TPHOT8X4NLA-14WSB(35C) | Linear Replacement Lamp | Four-Foot | Internal Driver Lamp-Style Retrofit Kits (UL Type B) | Standard | FALSE | [9 empty] | 42633 | Not Dimmable | Not Dimmable | No |  | 4 | 1907 | 127.47 | 14.96 | 8.11 | 0.91 | 3500 | 83.1
PQTQ72UJ | SHENZHEN TOPBAND CO.LTD | TOPBAND | TPHOT8X4NLA-22WSB(35C) | Linear Replacement Lamp | Four-Foot | Internal Driver Lamp-Style Retrofit Kits (UL Type B) | Standard | FALSE | [9 empty] | 42633 | Not Dimmable | Not Dimmable | No |  | 4 | 2553 | 125.02 | 20.42 | 11.48 | 0.91 | 3500 | 82.8
P42GCUFM | Great Lakes Electric LLC | GLE | GLE-T8-20W-1200PW | Linear Replacement Lamp | Four-Foot | Dual Mode Internal Driver (UL Type A and Type B) | Standard | TRUE | 2395 | 114.8 | 20.86 | 5.79 | 0.9799 | 2887 | 81.9 | 5 | 50000 | 42632 |  |  | NotYetVerified | Product updated 9/21/2016 | 4 | 2600 | 130 | 20 | 5.79 | 0.9 | 3000 | 80
P7ESAGT4 | Great Lakes Electric LLC | GLE | GLE-T8-20W-1200PW | Linear Replacement Lamp | Four-Foot | Dual Mode Internal Driver (UL Type A and Type B) | Standard | TRUE | 2395 | 114.8 | 20.86 | 5.79 | 0.9799 | 2887 | 81.9 | 5 | 50000 | 42632 |  |  | NotYetVerified |  | 4 | 2400 | 120 | 20 | 5.79 | 0.9 | 3000 | 80
PP3CMEAC | Great Lakes Electric LLC | GLE | GLE-T8-16W-1200PW | Linear Replacement Lamp | Four-Foot | Dual Mode Internal Driver (UL Type A and Type B) | Standard | TRUE | 2034.7 | 114.76 | 17.73 | 7.63 | 0.9727 | 2884 | 81.9 | 5 | 50000 | 42632 |  |  | NotYetVerified |  | 4 | 2160 | 120 | 18 | 7.63 | 0.9 | 3000 | 80
P58P15ZN | Great Lakes Electric LLC | GLE | GLE-T8-16W-1200PW | Linear Replacement Lamp | Four-Foot | Dual Mode Internal Driver (UL Type A and Type B) | Standard | TRUE | 2034.7 | 114.76 | 17.73 | 7.63 | 0.9727 | 2884 | 81.9 | 5 | 50000 | 42632 |  |  | NotYetVerified |  | 4 | 2160 | 120 | 18 | 7.63 | 0.9 | 3000 | 80
PWXPQCXX | Optimal LED | OptimalLED | 8813nx1810w27amfd | Linear Replacement Lamp | Four-Foot | Dual Mode Internal Driver (UL Type A and Type B) | Standard | TRUE | 2231 | 106.7 | 20.9 | 11.36 | 0.967 | 2682 | 81.5 | 5 | 50000 | 42632 |  |  | NotYetVerified | Lastx represents either s for single-end power input or T for double-end inputs | 3 | 2212 | 122.9 | 18 | 20 | 0.9 | 2700 | 83
PPXUS7J8 | Optimal LED | OptimalLED | 8813nx1810w40amfd | Linear Replacement Lamp | Four-Foot | Dual Mode Internal Driver (UL Type A and Type B) | Standard | TRUE | 2261 | 105.6 | 21.42 | 11.36 | 0.9667 | 3987 | 81.5 | 5 | 50000 | 42632 |  |  | NotYetVerified |  | 3 | 2212 | 122.9 | 18 | 20 | 0.9 | 4000 | 83
PH4XHDH9 | Optimal LED | OptimalLED | 8813nx1510w27amfd | Linear Replacement Lamp | Four-Foot | Dual Mode Internal Driver (UL Type A and Type B) | Standard | TRUE | 1929 | 109 | 17.7 | 17.9 | 0.9557 | 2655 | 81.6 | 5 | 50000 | 42632 |  |  | NotYetVerified | Lastx represents either s for single-end power input or T for double-end inputs | 3 | 2040 | 120 | 17.7 | 20 | 0.9 | 2700 | 83
PJ5GQG3J | Curtis Mathes Inc. | Curtis Mathes | CM4T8B-8208-830 | Linear Replacement Lamp | Four-Foot | Dual Mode Internal Driver (UL Type A and Type B) | Standard | TRUE | 1923 | 110.96 | 17.33 | 19.65 | 0.953 | 3048 | 81.9 | 5 | 50000 | 42632 |  |  | NotYetVerified |  | 3 | 1923 | 110.96 | 17.33 |  |  | 3000 | 80
P9MCMUNV | Voltech International Inc. | Technilight | TLT8G4F18HW | Linear Replacement Lamp | Four-Foot | Internal Driver Lamp-Style Retrofit Kits (UL Type B) | Standard | TRUE | 2190 | 126.3 | 17.34 | 17.31 | 0.9423 | 3061 | 83.3 | 5 | 50000 | 42632 |  |  | No |  | 3 | 2188 | 126 | 17.3 | 20 | 0.9 | 3000 | 83
P4MV1BDC | LED2 Lighting Inc. | LED2 | Led2-T8GL-ED-12W-4FX2-30 | Linear Replacement Lamp | Four-Foot | 2-lamp External Driver Lamp-Style Retrofit Kits (UL Type C) | Standard | TRUE | 1661.164 | 136.161 | 12.2 | 13.2 | 0.939 | 2890 | 82.1 | 5 | 50000 | 42632 |  |  | No |  | 4 | 1661.1 | 136.1 | 12.2 | 13.2 | 0.939 | 2890 | 82.1
PCYA9WHG | LED2 Lighting Inc. | LED2 | Led2-T8GL-ED-20W-4FX3-30 | Linear Replacement Lamp | Four-Foot | 3-lamp External Driver Lamp-Style Retrofit Kits (UL Type C) | Standard | TRUE | 2757.598 | 133.864 | 20.6 | 13.6 | 0.936 | 2918 | 81.2 | 5 | 50000 | 42632 |  |  | No |  | 4 | 2757.5 | 133.8 | 20.6 | 13.6 | 0.94 | 2918 | 81.2
P24F4D8D | LED2 Lighting Inc. | LED2 | Led2-T8GL-ED-12W-4FX3-30 | Linear Replacement Lamp | Four-Foot | 3-lamp External Driver Lamp-Style Retrofit Kits (UL Type C) | Standard | TRUE | 1649.484 | 136.321 | 12.1 | 13.9 | 0.934 | 2925 | 81.4 | 5 | 50000 | 42632 |  |  | No |  | 4 | 1649.4 | 136.3 | 12.1 | 13.9 | 0.93 | 2925 | 81.4
P9CP55RC | LED2 Lighting Inc. | LED2 | Led2-T8GL-ED-18W-4FX3-30 | Linear Replacement Lamp | Four-Foot | 3-lamp External Driver Lamp-Style Retrofit Kits (UL Type C) | Standard | TRUE | 2282.887 | 132.726 | 17.2 | 13.6 | 0.934 | 2907 | 81.9 | 5 | 50000 | 42632 |  |  | No |  | 4 | 2282.8 | 132.7 | 17.2 | 13.6 | 0.934 | 2907 | 81.9
PRZRTCHJ | Elec-Tech International Co. Ltd | ETI | 542222[41-50]-A | Linear Replacement Lamp | Four-Foot | Internal Driver Lamp-Style Retrofit Kits (UL Type B) | Standard | TRUE | 1824 | 150.12 | 12.15 | 20.02 | 0.931 | 3967 | 83 | 5 | 50000 | 42632 |  |  | NotYetVerified |  | 4 | 1800 | 150 | 12 | 20 | 0.9 | 4000 | 80
P2AQZ3NZ | LED2 Lighting Inc. | LED2 | Led2-T8GL-ED-20W-4FX2-30 | Linear Replacement Lamp | Four-Foot | 2-lamp External Driver Lamp-Style Retrofit Kits (UL Type C) | Standard | TRUE | 2619.201 | 134.318 | 19.5 | 13.4 | 0.93 | 2908 | 81.9 | 5 | 50000 | 42632 |  |  | No |  | 4 | 2619.2 | 134.3 | 19.5 | 13.4 | 0.93 | 2908 | 81.9
PT7YJRUH | LED2 Lighting Inc. | LED2 | Led2-T8GL-ED-18W-4FX2-30 | Linear Replacement Lamp | Four-Foot | 2-lamp External Driver Lamp-Style Retrofit Kits (UL Type C) | Standard | TRUE | 2438.014 | 133.957 | 18.2 | 13.1 | 0.925 | 2897 | 82 | 5 | 50000 | 42632 |  |  | No |  | 4 | 2438 | 133.9 | 18.2 | 13.1 | 0.925 | 2897 | 82
PM6Q3RV9 | LED2 Lighting Inc. | LED2 | Led2-T8GL-ED-12W-4FX4-30 | Linear Replacement Lamp | Four-Foot | 4-lamp External Driver Lamp-Style Retrofit Kits (UL Type C) | Standard | TRUE | 1620.566 | 136.182 | 11.9 | 13 | 0.924 | 2960 | 81.5 | 5 | 50000 | 42632 |  |  | No |  | 4 | 1620.5 | 136.1 | 11.9 | 13.9 | 0.92 | 2960 | 81.5
PFYDDGJ5 | Linmore LED Labs | Linmore LED | LL-T8-4-1-ID-C-30K-18W | Linear Replacement Lamp | Four-Foot | Internal Driver Lamp-Style Retrofit Kits (UL Type B) | Standard | TRUE | 2573 | 138.6 | 18.56 | 16.82 | 0.9194 | 2963 | 82.1 | 5 | 50000 | 42632 |  |  | NotYetVerified | Internal Driver | 3 | 2573 | 138.6 | 18.56 | 16.82 | 0.9194 | 3000 | 82.1
PQJXU989 | Linmore LED Labs | Linmore LED | LL-T8-4-1-ID-F-30K-18W | Linear Replacement Lamp | Four-Foot | Internal Driver Lamp-Style Retrofit Kits (UL Type B) | Standard | TRUE | 2463 | 132.13 | 18.64 | 16.55 | 0.9138 | 2958 | 82.4 | 5 | 50000 | 42632 |  |  | NotYetVerified | Internal Driver | 3 | 2463 | 132.13 | 18.64 | 16.55 | 0.9138 | 3000 | 82.4
PXDNPCKQ | Optimal LED | OptimalLED | 9313NX1621W30AMFO | Linear Replacement Lamp | Four-Foot | Replacement Lamps (plug and play) (UL Type A) | Standard | TRUE | 2072 | 121.1 | 17.08 | 12.9 | 0.9081 | 2932 | 82.2 | 5 | 50000 | 42632 |  |  | NotYetVerified | Nominal wattage 16W | 3 | 2072 | 121.31 | 17.08 | 20 | 0.9 | 3000 | 81.8
PG8SN8BH | LED Corporations | LED CORPORATIONS | LC-TUB-12-1150(4000K) | Linear Replacement Lamp | Four-Foot | Internal Driver Lamp-Style Retrofit Kits (UL Type B) | Standard | TRUE | 1687 | 140.35 | 12.02 | 15.39 | 0.9018 | 4210 | 82 | 5 | 50000 | 42632 |  |  | No |  | 4 | 1687 | 140.35 | 12.02 | 10.48 | 0.92 | 4000 | 82
PVEMD2U6 | Optimal LED | OptimalLED | 9313NX1621W30AGCO | Linear Replacement Lamp | Four-Foot | Replacement Lamps (plug and play) (UL Type A) | Standard | TRUE | 2371 | 138.57 | 17.11 |  |  | 2950 | 81.8 | 5 | 50000 | 42632 |  |  | NotYetVerified | Nominal wattage 16w | 3 | 2371 | 138.57 | 17.11 | 11.28 | 0.9057 | 3000 | 81.6
PDDY5U8M | Great Lakes Electric LLC | GLE | GLE-T8-16W-1200PD | Linear Replacement Lamp | Four-Foot | Dual Mode Internal Driver (UL Type A and Type B) | Standard | FALSE | [9 empty] | 42632 |  |  | NotYetVerified |  | 4 | 2160 | 120 | 18 | 7.63 | 0.9 | 5000 | 80
PBCSZCQ3 | Great Lakes Electric LLC | GLE | GLE-T8-16W-1200PD | Linear Replacement Lamp | Four-Foot | Dual Mode Internal Driver (UL Type A and Type B) | Standard | FALSE | [9 empty] | 42632 |  |  | NotYetVerified |  | 4 | 2160 | 120 | 18 | 7.63 | 0.9 | 5000 | 80
P8VEEG8P | Great Lakes Electric LLC | GLE | GLE-T8-20W-1200PD | Linear Replacement Lamp | Four-Foot | Dual Mode Internal Driver (UL Type A and Type B) | Standard | FALSE | [9 empty] | 42632 |  |  | NotYetVerified | Product updated 9/21/2016 | 4 | 2600 | 130 | 20 | 5.79 | 0.9 | 5000 | 80
PZ9V7XXA | Great Lakes Electric LLC | GLE | GLE-T8-20W-1200PD | Linear Replacement Lamp | Four-Foot | Dual Mode Internal Driver (UL Type A and Type B) | Standard | FALSE | [9 empty] | 42632 |  |  | NotYetVerified |  | 4 | 2400 | 120 | 20 | 5.79 | 0.9 | 5000 | 80
PR5U5FTR | Great Lakes Electric LLC | GLE | GLE-T8-16W-1200PH | Linear Replacement Lamp | Four-Foot | Dual Mode Internal Driver (UL Type A and Type B) | Standard | FALSE | [9 empty] | 42632 |  |  | NotYetVerified |  | 4 | 2160 | 120 | 18 | 7.63 | 0.9 | 4500 | 80
PBXS7H3C | Great Lakes Electric LLC | GLE | GLE-T8-16W-1200PH | Linear Replacement Lamp | Four-Foot | Dual Mode Internal Driver (UL Type A and Type B) | Standard | FALSE | [9 empty] | 42632 |  |  | NotYetVerified |  | 4 | 2160 | 120 | 18 | 7.63 | 0.9 | 4500 | 80
PK74X6JP | Great Lakes Electric LLC | GLE | GLE-T8-20W-1200PH | Linear Replacement Lamp | Four-Foot | Dual Mode Internal Driver (UL Type A and Type B) | Standard | FALSE | [9 empty] | 42632 |  |  | NotYetVerified | Product updated 9/21/2016 | 4 | 2600 | 130 | 20 | 5.79 | 0.9 | 4500 | 80
P8US9SXM | Great Lakes Electric LLC | GLE | GLE-T8-20W-1200PH | Linear Replacement Lamp | Four-Foot | Dual Mode Internal Driver (UL Type A and Type B) | Standard | FALSE | [9 empty] | 42632 |  |  | NotYetVerified |  | 4 | 2400 | 120 | 20 | 5.79 | 0.9 | 4500 | 80
PHGP45KF | Great Lakes Electric LLC | GLE | GLE-T8-16W-1200PN | Linear Replacement Lamp | Four-Foot | Dual Mode Internal Driver (UL Type A and Type B) | Standard | FALSE | [9 empty] | 42632 |  |  | NotYetVerified |  | 4 | 2160 | 120 | 18 | 7.63 | 0.9 | 4000 | 80
P721UJ4F | Great Lakes Electric LLC | GLE | GLE-T8-16W-1200PN | Linear Replacement Lamp | Four-Foot | Dual Mode Internal Driver (UL Type A and Type B) | Standard | FALSE | [9 empty] | 42632 |  |  | NotYetVerified |  | 4 | 2160 | 120 | 18 | 7.63 | 0.9 | 4000 | 80
P97RCWJ3 | Great Lakes Electric LLC | GLE | GLE-T8-20W-1200PN | Linear Replacement Lamp | Four-Foot | Dual Mode Internal Driver (UL Type A and Type B) | Standard | FALSE | [9 empty] | 42632 |  |  | NotYetVerified | Product updated 9/21/2016 | 4 | 2600 | 130 | 20 | 5.79 | 0.9 | 4000 | 80
P71Y2T98 | Great Lakes Electric LLC | GLE | GLE-T8-20W-1200PN | Linear Replacement Lamp | Four-Foot | Dual Mode Internal Driver (UL Type A and Type B) | Standard | FALSE | [9 empty] | 42632 |  |  | NotYetVerified |  | 4 | 2400 | 120 | 20 | 5.79 | 0.9 | 4000 | 80
PSBJ9YFJ | Great Lakes Electric LLC | GLE | GLE-T8-16W-1200PB | Linear Replacement Lamp | Four-Foot | Dual Mode Internal Driver (UL Type A and Type B) | Standard | FALSE | [9 empty] | 42632 |  |  | NotYetVerified |  | 4 | 2160 | 120 | 18 | 7.63 | 0.9 | 3500 | 80
PN2SJ9CQ | Great Lakes Electric LLC | GLE | GLE-T8-16W-1200PB | Linear Replacement Lamp | Four-Foot | Dual Mode Internal Driver (UL Type A and Type B) | Standard | FALSE | [9 empty] | 42632 |  |  | NotYetVerified |  | 4 | 2160 | 120 | 18 | 7.63 | 0.9 | 3500 | 80
P1AYBFD4 | Great Lakes Electric LLC | GLE | GLE-T8-20W-1200PB | Linear Replacement Lamp | Four-Foot | Dual Mode Internal Driver (UL Type A and Type B) | Standard | FALSE | [9 empty] | 42632 |  |  | NotYetVerified | Product updated 9/21/2016 | 4 | 2600 | 130 | 20 | 5.79 | 0.9 | 3500 | 80
PDKBZDAP | Great Lakes Electric LLC | GLE | GLE-T8-20W-1200PB | Linear Replacement Lamp | Four-Foot | Dual Mode Internal Driver (UL Type A and Type B) | Standard | FALSE | [9 empty] | 42632 |  |  | NotYetVerified |  | 4 | 2400 | 120 | 20 | 5.79 | 0.9 | 3500 | 80
P7BNRSYF | Curtis Mathes Inc. | Curtis Mathes | CM4T8B-8208-850 | Linear Replacement Lamp | Four-Foot | Dual Mode Internal Driver (UL Type A and Type B) | Standard | FALSE | [9 empty] | 42632 |  |  | NotYetVerified |  | 3 | 1923 | 110.96 | 17.33 |  |  | 5000 | 80
PPQ2DDME | Curtis Mathes Inc. | Curtis Mathes | CM4T8B-8208-840 | Linear Replacement Lamp | Four-Foot | Dual Mode Internal Driver (UL Type A and Type B) | Standard | FALSE | [9 empty] | 42632 |  |  | NotYetVerified |  | 3 | 1923 | 110.96 | 17.33 |  |  | 4000 | 80
PK2NJN3M | Optimal LED | OptimalLED | 8813nx1810w50agcd | Linear Replacement Lamp | Four-Foot | Dual Mode Internal Driver (UL Type A and Type B) | Standard | FALSE | [9 empty] | 42632 |  |  | NotYetVerified | Lastx represents either s for single-end power input or T for double-end inputs | 3 | 2212 | 122.9 | 18 | 20 | 0.9 | 5000 | 83
PGQS29G4 | Optimal LED | OptimalLED | 8813nx1810w50amfd | Linear Replacement Lamp | Four-Foot | Dual Mode Internal Driver (UL Type A and Type B) | Standard | FALSE | [9 empty] | 42632 |  |  | NotYetVerified | Lastx represents either s for single-end power input or T for double-end inputs | 3 | 2212 | 122.9 | 18 | 20 | 0.9 | 5000 | 83
PVYMRSY5 | Optimal LED | OptimalLED | 8813nx1510w50amfd | Linear Replacement Lamp | Four-Foot | Dual Mode Internal Driver (UL Type A and Type B) | Standard | FALSE | [9 empty] | 42632 |  |  | NotYetVerified | Lastx represents either s for single-end power input or T for double-end inputs | 3 | 2040 | 120 | 17.7 | 20 | 0.9 | 5000 | 83
P1JX5MNJ | Optimal LED | OptimalLED | 8813nx1510w50agcd | Linear Replacement Lamp | Four-Foot | Dual Mode Internal Driver (UL Type A and Type B) | Standard | FALSE | [9 empty] | 42632 |  |  | NotYetVerified | Lastx represents either s for single-end power input or T for double-end inputs | 3 | 2040 | 120 | 17.7 | 20 | 0.9 | 5000 | 83
PVH1JJJZ | Optimal LED | OptimalLED | 9313NX1621W50AGCO | Linear Replacement Lamp | Four-Foot | Replacement Lamps (plug and play) (UL Type A) | Standard | FALSE | [9 empty] | 42632 |  |  | NotYetVerified | Nominal wattage 16w | 3 | 2469 | 142.31 | 17.35 | 11.28 | 0.9048 | 5000 | 81.6
PXESHUBS | Optimal LED | OptimalLED | 9313NX1621W50AMFO | Linear Replacement Lamp | Four-Foot | Replacement Lamps (plug and play) (UL Type A) | Standard | FALSE | [9 empty] | 42632 |  |  | NotYetVerified | Nominal wattage 16W | 3 | 2250 | 131.43 | 17.12 | 20 | 0.9 | 5000 | 80.7
P7CQE3SQ | Optimal LED | OptimalLED | 8813nx1810w40agcd | Linear Replacement Lamp | Four-Foot | Dual Mode Internal Driver (UL Type A and Type B) | Standard | FALSE | [9 empty] | 42632 |  |  | NotYetVerified | Lastx represents either s for single-end power input or T for double-end inputs | 3 | 2212 | 122.9 | 18 | 20 | 0.9 | 4000 | 83
PVWTA4ST | Optimal LED | OptimalLED | 8813nx1510w40agcd | Linear Replacement Lamp | Four-Foot | Dual Mode Internal Driver (UL Type A and Type B) | Standard | FALSE | [9 empty] | 42632 |  |  | NotYetVerified | Lastx represents either s for single-end power input or T for double-end inputs | 3 | 2040 | 120 | 17.7 | 20 | 0.9 | 4000 | 83
PU48SWR1 | Optimal LED | OptimalLED | 8813nx1510w40amfd | Linear Replacement Lamp | Four-Foot | Dual Mode Internal Driver (UL Type A and Type B) | Standard | FALSE | [9 empty] | 42632 |  |  | NotYetVerified | Lastx represents either s for single-end power input or T for double-end inputs | 3 | 2040 | 120 | 17.7 | 20 | 0.9 | 4000 | 83
PH6XDQ42 | Optimal LED | OptimalLED | 9313NX1621W40AMFO | Linear Replacement Lamp | Four-Foot | Replacement Lamps (plug and play) (UL Type A) | Standard | FALSE | [9 empty] | 42632 |  |  | NotYetVerified | Nominal wattage 16W | 3 | 2072 | 121.31 | 17.08 | 20 | 0.9 | 4000 | 81.8
PYDSWQS2 | Optimal LED | OptimalLED | 9313NX1621W40AGCO | Linear Replacement Lamp | Four-Foot | Replacement Lamps (plug and play) (UL Type A) | Standard | FALSE | [9 empty] | 42632 |  |  | NotYetVerified | Nominal wattage 16w | 3 | 2371 | 138.57 | 17.11 | 11.28 | 0.9057 | 4000 | 81.6
PPYWEMVY | Optimal LED | OptimalLED | 8813nx1810w30agcd | Linear Replacement Lamp | Four-Foot | Dual Mode Internal Driver (UL Type A and Type B) | Standard | FALSE | [9 empty] | 42632 |  |  | NotYetVerified | Lastx represents either s for single-end power input or T for double-end inputs | 3 | 2212 | 122.9 | 18 | 20 | 0.9 | 3000 | 83
PFK2XUE1 | Optimal LED | OptimalLED | 8813nx1810w30amfd | Linear Replacement Lamp | Four-Foot | Dual Mode Internal Driver (UL Type A and Type B) | Standard | FALSE | [9 empty] | 42632 |  |  | NotYetVerified | Lastx represents either s for single-end power input or T for double-end inputs | 3 | 2212 | 122.9 | 18 | 20 | 0.9 | 3000 | 83
PKVR4HRE | Optimal LED | OptimalLED | 8813nx1510w30agcd | Linear Replacement Lamp | Four-Foot | Dual Mode Internal Driver (UL Type A and Type B) | Standard | FALSE | [9 empty] | 42632 |  |  | NotYetVerified | Lastx represents either s for single-end power input or T for double-end inputs | 3 | 2040 | 120 | 17.7 | 20 | 0.9 | 3000 | 83
PA9CPZNQ | Optimal LED | OptimalLED | 8813nx1510w30amfd | Linear Replacement Lamp | Four-Foot | Dual Mode Internal Driver (UL Type A and Type B) | Standard | FALSE | [9 empty] | 42632 |  |  | NotYetVerified | Lastx represents either s for single-end power input or T for double-end inputs | 3 | 2040 | 120 | 17.7 | 20 | 0.9 | 3000 | 83
PZE8FH4R | LED2 Lighting Inc. | LED2 | Led2-T8GL-ED-20W-4FX2-50 | Linear Replacement Lamp | Four-Foot | 2-lamp External Driver Lamp-Style Retrofit Kits (UL Type C) | Standard | FALSE | [9 empty] | 42632 |  |  | No |  | 4 | 2784.7 | 142 | 19.6 | 14.1 | 0.94 | 4881 | 82.4
PMA1EWN4 | LED2 Lighting Inc. | LED2 | Led2-T8GL-ED-12W-4FX2-50 | Linear Replacement Lamp | Four-Foot | 2-lamp External Driver Lamp-Style Retrofit Kits (UL Type C) | Standard | FALSE | [9 empty] | 42632 |  |  | No |  | 4 | 1741.7 | 142.7 | 12.2 | 14.4 | 0.944 | 4866 | 82.1
PEYK1WUY | LED2 Lighting Inc. | LED2 | Led2-T8GL-ED-20W-4FX3-50 | Linear Replacement Lamp | Four-Foot | 3-lamp External Driver Lamp-Style Retrofit Kits (UL Type C) | Standard | FALSE | [9 empty] | 42632 |  |  | No |  | 4 | 2899.9 | 141.4 | 20.5 | 14.8 | 0.95 | 4864 | 82.3
PZJZ8S2D | LED2 Lighting Inc. | LED2 | Led2-T8GL-ED-12W-4FX4-50 | Linear Replacement Lamp | Four-Foot | 4-lamp External Driver Lamp-Style Retrofit Kits (UL Type C) | Standard | FALSE | [9 empty] | 42632 |  |  | No |  | 4 | 1729.4 | 144.1 | 12 | 14.7 | 0.93 | 4858 | 82.6
PV8848RE | LED2 Lighting Inc. | LED2 | Led2-T8GL-ED-12W-4FX3-50 | Linear Replacement Lamp | Four-Foot | 3-lamp External Driver Lamp-Style Retrofit Kits (UL Type C) | Standard | FALSE | [9 empty] | 42632 |  |  | No |  | 4 | 1734.7 | 143.3 | 12.1 | 14.5 | 0.94 | 4844 | 82.4
P84RRFQT | LED2 Lighting Inc. | LED2 | Led2-T8GL-ED-18W-4FX3-50 | Linear Replacement Lamp | Four-Foot | 3-lamp External Driver Lamp-Style Retrofit Kits (UL Type C) | Standard | FALSE | [9 empty] | 42632 |  |  | No |  | 4 | 2437.2 | 140 | 17.4 | 14.8 | 0.938 | 4842 | 82.4
PXXDSCZ9 | LED2 Lighting Inc. | LED2 | Led2-T8GL-ED-18W-4FX2-50 | Linear Replacement Lamp | Four-Foot | 2-lamp External Driver Lamp-Style Retrofit Kits (UL Type C) | Standard | FALSE | [9 empty] | 42632 |  |  | No |  | 4 | 2555.6 | 141.1 | 18.1 | 13.9 | 0.932 | 4781 | 81.7
PKYZXRMP | LED2 Lighting Inc. | LED2 | Led2-T8GL-ED-12W-4FX2-45 | Linear Replacement Lamp | Four-Foot | 2-lamp External Driver Lamp-Style Retrofit Kits (UL Type C) | Standard | FALSE | [9 empty] | 42632 |  |  | No |  | 4 | 1661.1 | 136.1 | 12.2 | 13.2 | 0.939 | 4500 | 82.1
PGHDJ8G3 | LED2 Lighting Inc. | LED2 | Led2-T8GL-ED-18W-4FX3-45 | Linear Replacement Lamp | Four-Foot | 3-lamp External Driver Lamp-Style Retrofit Kits (UL Type C) | Standard | FALSE | [9 empty] | 42632 |  |  | No |  | 4 | 2282.8 | 132.7 | 17.2 | 13.6 | 0.934 | 4500 | 81.9
PRJ9GD2B | LED2 Lighting Inc. | LED2 | Led2-T8GL-ED-20W-4FX2-45 | Linear Replacement Lamp | Four-Foot | 2-lamp External Driver Lamp-Style Retrofit Kits (UL Type C) | Standard | FALSE | [9 empty] | 42632 |  |  | No |  | 4 | 2619.2 | 134.3 | 19.5 | 13.4 | 0.93 | 4500 | 81.9
P6RF3HSH | LED2 Lighting Inc. | LED2 | Led2-T8GL-ED-12W-4FX4-45 | Linear Replacement Lamp | Four-Foot | 4-lamp External Driver Lamp-Style Retrofit Kits (UL Type C) | Standard | FALSE | [9 empty] | 42632 |  |  | No |  | 4 | 1620.5 | 136.1 | 11.9 | 13.9 | 0.92 | 4500 | 81.5
PM67JSQ7 | LED2 Lighting Inc. | LED2 | Led2-T8GL-ED-18W-4FX2-45 | Linear Replacement Lamp | Four-Foot | 2-lamp External Driver Lamp-Style Retrofit Kits (UL Type C) | Standard | FALSE | [9 empty] | 42632 |  |  | No |  | 4 | 2438 | 133.9 | 18.2 | 13.1 | 0.925 | 4500 | 81.5
P1QSZWXC | LED2 Lighting Inc. | LED2 | Led2-T8GL-ED-12W-4FX3-45 | Linear Replacement Lamp | Four-Foot | 3-lamp External Driver Lamp-Style Retrofit Kits (UL Type C) | Standard | FALSE | [9 empty] | 42632 |  |  | No |  | 4 | 1649.4 | 136.3 | 12.1 | 13.9 | 0.93 | 4500 | 81.4
PR2V33A1 | LED2 Lighting Inc. | LED2 | Led2-T8GL-ED-20W-4FX3-45 | Linear Replacement Lamp | Four-Foot | 3-lamp External Driver Lamp-Style Retrofit Kits (UL Type C) | Standard | FALSE | [9 empty] | 42632 |  |  | No |  | 4 | 2757.5 | 133.8 | 20.6 | 13.6 | 0.94 | 4500 | 81.2
PZXMYAPY | LED2 Lighting Inc. | LED2 | Led2-T8GL-ED-12W-4FX2-40 | Linear Replacement Lamp | Four-Foot | 2-lamp External Driver Lamp-Style Retrofit Kits (UL Type C) | Standard | FALSE | [9 empty] | 42632 |  |  | No |  | 4 | 1661.1 | 136.1 | 12.2 | 13.2 | 0.939 | 4000 | 82.1
PZU9NTF9 | LED2 Lighting Inc. | LED2 | Led2-T8GL-ED-18W-4FX3-40 | Linear Replacement Lamp | Four-Foot | 3-lamp External Driver Lamp-Style Retrofit Kits (UL Type C) | Standard | FALSE | [9 empty] | 42632 |  |  | No |  | 4 | 2282.8 | 132.7 | 17.2 | 13.6 | 0.934 | 4000 | 81.9
P7C69BAQ | LED2 Lighting Inc. | LED2 | Led2-T8GL-ED-20W-4FX2-40 | Linear Replacement Lamp | Four-Foot | 2-lamp External Driver Lamp-Style Retrofit Kits (UL Type C) | Standard | FALSE | [9 empty] | 42632 |  |  | No |  | 4 | 2619.2 | 134.3 | 19.5 | 13.4 | 0.93 | 4000 | 81.9
PH2H5XSX | LED2 Lighting Inc. | LED2 | Led2-T8GL-ED-12W-4FX4-40 | Linear Replacement Lamp | Four-Foot | 4-lamp External Driver Lamp-Style Retrofit Kits (UL Type C) | Standard | FALSE | [9 empty] | 42632 |  |  | No |  | 4 | 1620.5 | 136.1 | 11.9 | 13.9 | 0.92 | 4000 | 81.5
PZEBSCE7 | LED2 Lighting Inc. | LED2 | Led2-T8GL-ED-18W-4FX2-40 | Linear Replacement Lamp | Four-Foot | 2-lamp External Driver Lamp-Style Retrofit Kits (UL Type C) | Standard | FALSE | [9 empty] | 42632 |  |  | No |  | 4 | 2438 | 133.9 | 18.2 | 13.1 | 0.925 | 4000 | 81.5
PG48R1YM | LED2 Lighting Inc. | LED2 | Led2-T8GL-ED-12W-4FX3-40 | Linear Replacement Lamp | Four-Foot | 3-lamp External Driver Lamp-Style Retrofit Kits (UL Type C) | Standard | FALSE | [9 empty] | 42632 |  |  | No |  | 4 | 1649.4 | 136.3 | 12.1 | 13.9 | 0.93 | 4000 | 81.4
PRXQHEPN | LED2 Lighting Inc. | LED2 | Led2-T8GL-ED-20W-4FX3-40 | Linear Replacement Lamp | Four-Foot | 3-lamp External Driver Lamp-Style Retrofit Kits (UL Type C) | Standard | FALSE | [9 empty] | 42632 |  |  | No |  | 4 | 2757.5 | 133.8 | 20.6 | 13.6 | 0.94 | 4000 | 81.2
PQFN79DJ | LED2 Lighting Inc. | LED2 | Led2-T8GL-ED-12W-4FX2-35 | Linear Replacement Lamp | Four-Foot | 2-lamp External Driver Lamp-Style Retrofit Kits (UL Type C) | Standard | FALSE | [9 empty] | 42632 |  |  | No |  | 4 | 1661.1 | 136.1 | 12.2 | 13.2 | 0.939 | 3500 | 82.1
PE4K8W2J | LED2 Lighting Inc. | LED2 | Led2-T8GL-ED-18W-4FX3-35 | Linear Replacement Lamp | Four-Foot | 3-lamp External Driver Lamp-Style Retrofit Kits (UL Type C) | Standard | FALSE | [9 empty] | 42632 |  |  | No |  | 4 | 2282.8 | 132.7 | 17.2 | 13.6 | 0.934 | 3500 | 81.9
P316EB37 | LED2 Lighting Inc. | LED2 | Led2-T8GL-ED-20W-4FX2-35 | Linear Replacement Lamp | Four-Foot | 2-lamp External Driver Lamp-Style Retrofit Kits (UL Type C) | Standard | FALSE | [9 empty] | 42632 |  |  | No |  | 4 | 2619.2 | 134.3 | 19.5 | 13.4 | 0.93 | 3500 | 81.9
P1956Y97 | LED2 Lighting Inc. | LED2 | Led2-T8GL-ED-12W-4FX4-35 | Linear Replacement Lamp | Four-Foot | 4-lamp External Driver Lamp-Style Retrofit Kits (UL Type C) | Standard | FALSE | [9 empty] | 42632 |  |  | No |  | 4 | 1620.5 | 136.1 | 11.9 | 13.9 | 0.92 | 3500 | 81.5
PDDXECV3 | LED2 Lighting Inc. | LED2 | Led2-T8GL-ED-18W-4FX2-35 | Linear Replacement Lamp | Four-Foot | 2-lamp External Driver Lamp-Style Retrofit Kits (UL Type C) | Standard | FALSE | [9 empty] | 42632 |  |  | No |  | 4 | 2438 | 133.9 | 18.2 | 13.1 | 0.925 | 3500 | 81.5
PZJYFZK3 | LED2 Lighting Inc. | LED2 | Led2-T8GL-ED-12W-4FX3-35 | Linear Replacement Lamp | Four-Foot | 3-lamp External Driver Lamp-Style Retrofit Kits (UL Type C) | Standard | FALSE | [9 empty] | 42632 |  |  | No |  | 4 | 1649.4 | 136.3 | 12.1 | 13.9 | 0.93 | 3500 | 81.4
PNNVRVBQ | LED2 Lighting Inc. | LED2 | Led2-T8GL-ED-20W-4FX3-35 | Linear Replacement Lamp | Four-Foot | 3-lamp External Driver Lamp-Style Retrofit Kits (UL Type C) | Standard | FALSE | [9 empty] | 42632 |  |  | No |  | 4 | 2757.5 | 133.8 | 20.6 | 13.6 | 0.94 | 3500 | 81.2
PURV3RWV | Elec-Tech International Co. Ltd | ETI | 542222[61-70]-A | Linear Replacement Lamp | Four-Foot | Internal Driver Lamp-Style Retrofit Kits (UL Type B) | Standard | FALSE | [9 empty] | 42632 |  |  | NotYetVerified |  | 4 | 1800 | 150 | 12 | 20 | 0.9 | 5000 | 80
PD4FCWZV | Voltech International Inc. | Technilight | TLT8G4F18HP | Linear Replacement Lamp | Four-Foot | Internal Driver Lamp-Style Retrofit Kits (UL Type B) | Standard | FALSE | [9 empty] | 42632 | Not Dimmable | Not Dimmable | No |  | 3 | 2188 | 126 | 17.3 | 20 | 0.9 | 5000 | 83
PDJP4ATT | Voltech International Inc. | Technilight | TLT8G4F18HN | Linear Replacement Lamp | Four-Foot | Internal Driver Lamp-Style Retrofit Kits (UL Type B) | Standard | FALSE | [9 empty] | 42632 | Not Dimmable | Not Dimmable | No |  | 3 | 2188 | 126 | 17.3 | 20 | 0.9 | 4000 | 83
PFPGZAS9 | Linmore LED Labs | Linmore LED | LL-T8-4-1-ID-F-50K-18W | Linear Replacement Lamp | Four-Foot | Internal Driver Lamp-Style Retrofit Kits (UL Type B) | Standard | FALSE | [9 empty] | 42632 | Not Dimmable | Not Dimmable | NotYetVerified | Internal Driver | 3 | 2644 | 142.09 | 18.61 | 17.96 | 0.9252 | 5000 | 81.6
P751KXHT | Linmore LED Labs | Linmore LED | LL-T8-4-1-ID-C-50K-18W | Linear Replacement Lamp | Four-Foot | Internal Driver Lamp-Style Retrofit Kits (UL Type B) | Standard | FALSE | [9 empty] | 42632 | Not Dimmable | Not Dimmable | NotYetVerified | Internal Driver | 3 | 2778 | 150.94 | 18.4 | 17.28 | 0.9152 | 5000 | 81.4
PVQWSGUD | Linmore LED Labs | Linmore LED | LL-T8-4-1-ID-F-45K-18W | Linear Replacement Lamp | Four-Foot | Internal Driver Lamp-Style Retrofit Kits (UL Type B) | Standard | FALSE | [9 empty] | 42632 | Not Dimmable | Not Dimmable | NotYetVerified | Internal Driver | 3 | 2463 | 132.13 | 18.64 | 16.55 | 0.9138 | 4500 | 82.4
PJCZT1CM | Linmore LED Labs | Linmore LED | LL-T8-4-1-ID-C-45K-18W | Linear Replacement Lamp | Four-Foot | Internal Driver Lamp-Style Retrofit Kits (UL Type B) | Standard | FALSE | [9 empty] | 42632 | Not Dimmable | Not Dimmable | NotYetVerified | Internal Driver | 3 | 2573 | 138.6 | 18.56 | 16.82 | 0.9194 | 4500 | 82.1
PHKMKCH7 | Linmore LED Labs | Linmore LED | LL-T8-4-1-ID-F-40K-18W | Linear Replacement Lamp | Four-Foot | Internal Driver Lamp-Style Retrofit Kits (UL Type B) | Standard | FALSE | [9 empty] | 42632 | Not Dimmable | Not Dimmable | NotYetVerified | Internal Driver | 3 | 2463 | 132.13 | 18.64 | 16.55 | 0.9138 | 4000 | 82.4
PPJM15MM | Linmore LED Labs | Linmore LED | LL-T8-4-1-ID-C-40K-18W | Linear Replacement Lamp | Four-Foot | Internal Driver Lamp-Style Retrofit Kits (UL Type B) | Standard | FALSE | [9 empty] | 42632 | Not Dimmable | Not Dimmable | NotYetVerified | Internal Driver | 3 | 2573 | 138.6 | 18.56 | 16.82 | 0.9194 | 4000 | 82.1
PYPUH7D3 | Linmore LED Labs | Linmore LED | LL-T8-4-1-ID-F-35K-18W | Linear Replacement Lamp | Four-Foot | Internal Driver Lamp-Style Retrofit Kits (UL Type B) | Standard | FALSE | [9 empty] | 42632 | Not Dimmable | Not Dimmable | NotYetVerified | Internal Driver | 3 | 2463 | 132.13 | 18.64 | 16.55 | 0.9138 | 3500 | 82.4
PAADSNHA | Linmore LED Labs | Linmore LED | LL-T8-4-1-ID-C-35K-18W | Linear Replacement Lamp | Four-Foot | Internal Driver Lamp-Style Retrofit Kits (UL Type B) | Standard | FALSE | [9 empty] | 42632 | Not Dimmable | Not Dimmable | NotYetVerified | Internal Driver | 3 | 2573 | 138.6 | 18.56 | 16.82 | 0.9194 | 3500 | 82.1
P5HKM4ZB | LED Corporations | LED CORPORATIONS | LC-TUB-12-1150(5000K) | Linear Replacement Lamp | Four-Foot | Internal Driver Lamp-Style Retrofit Kits (UL Type B) | Standard | FALSE | [9 empty] | 42632 | Dimmable | Continuous Above 10 | No |  | 4 | 1716 | 141.94 | 12.09 | 10.43 | 0.92 | 5000 | 82.5
P7RSXUUR | LED Corporations | LED CORPORATIONS | LC-TUB-12-1150(4500K) | Linear Replacement Lamp | Four-Foot | Internal Driver Lamp-Style Retrofit Kits (UL Type B) | Standard | FALSE | [9 empty] | 42632 | Dimmable | Continuous Above 10 | No |  | 4 | 1687 | 140.35 | 12.02 | 10.48 | 0.92 | 4500 | 82
P2P3YRYF | Illumalite Industries LLC | Astrolite LED | AL08J02-30H1 | Linear Replacement Lamp | Four-Foot | Replacement Lamps (plug and play) (UL Type A) | Standard | TRUE | 2267.8 | 118.93 | 19.07 | 6.71 | 0.9773 | 2931 | 82.3 | 5 | 50000 | 42629 |  |  | No |  | 4 | 2200 | 122 | 18 | 7 | 0.9 | 3000 | 80
PY28R5UK | Energetic Lighting Inc. | Energetic | ELYT8G-16FWD | Linear Replacement Lamp | Four-Foot | Internal Driver Lamp-Style Retrofit Kits (UL Type B) | Standard | TRUE | 1869 | 125.3 | 14.92 | 23.74 | 0.9239 | 3037 | 83.3 | 5 | 50000 | 42629 |  |  | No |  | 4 | 1600 | 100 | 16 | 20 | 0.9 | 3000 | 80
PJ5NPSFG | SHENZHEN OURUIMEI LIGHTING TECHNOLOGY CO. LTD | ORM | ORM-T8-4FT-18W-ID(3000K) | Linear Replacement Lamp | Four-Foot | Internal Driver Lamp-Style Retrofit Kits (UL Type B) | Standard | TRUE | 2151 | 119.24 | 18.04 | 16.06 | 0.9017 | 3074 | 82.1 | 5 | 50000 | 42629 |  |  | No |  | 3.1 | 2151 | 119.24 | 18.04 | 16.06 | 0.9017 | 3000 | 82.1
PTHDQR56 | SHENZHEN OURUIMEI LIGHTING TECHNOLOGY CO. LTD | ORM | ORM-T8-4FT-15W-ID(3000K) | Linear Replacement Lamp | Four-Foot | Internal Driver Lamp-Style Retrofit Kits (UL Type B) | Standard | TRUE | 2033 | 133.82 | 14.76 | 12.79 | 0.901 | 2970 | 81.9 | 5 | 50000 | 42629 |  |  | No |  | 3.1 | 2004 | 135.74 | 14.76 | 12.79 | 0.901 | 3000 | 81.9
PJQ81QU8 | LG Electronics Inc. | LG | T1840GE8121 | Linear Replacement Lamp | Four-Foot | 2-lamp External Driver Lamp-Style Retrofit Kits (UL Type C) | Standard | TRUE | 2025.35 | 130.84 | 15.48 | 12.63 | 0.887 | 4003 | 86.4 | 5 | 50000 | 42629 |  |  | Yes |  | 4 | 1900 | 111 | 17 | 20 | 0.9 | 4000 | 83
PV3F1XNR | SHENZHEN OURUIMEI LIGHTING TECHNOLOGY CO. LTD | ORM | ORM-T8-4FT-15W-ID(5000K) | Linear Replacement Lamp | Four-Foot | Internal Driver Lamp-Style Retrofit Kits (UL Type B) | Standard | FALSE | [9 empty] | 42629 |  |  | No |  | 3.1 | 2120 | 142.95 | 14.83 | 12.61 | 0.9007 | 5000 | 83.9
PNHZ92HD | SHENZHEN OURUIMEI LIGHTING TECHNOLOGY CO. LTD | ORM | ORM-T8-4FT-18W-ID(5000K) | Linear Replacement Lamp | Four-Foot | Internal Driver Lamp-Style Retrofit Kits (UL Type B) | Standard | FALSE | [9 empty] | 42629 |  |  | No |  | 3.1 | 2220 | 122.11 | 18.18 | 16.29 | 0.9011 | 5000 | 83.6
P85QN3PY | SHENZHEN OURUIMEI LIGHTING TECHNOLOGY CO. LTD | ORM | ORM-T8-4FT-18W-ID(4500K) | Linear Replacement Lamp | Four-Foot | Internal Driver Lamp-Style Retrofit Kits (UL Type B) | Standard | FALSE | [9 empty] | 42629 |  |  | No |  | 3.1 | 2203 | 121.63 | 18.11 | 16.06 | 0.9017 | 4500 | 82.1
PA7BY2U7 | SHENZHEN OURUIMEI LIGHTING TECHNOLOGY CO. LTD | ORM | ORM-T8-4FT-15W-ID(4500K) | Linear Replacement Lamp | Four-Foot | Internal Driver Lamp-Style Retrofit Kits (UL Type B) | Standard | FALSE | [9 empty] | 42629 |  |  | No |  | 3.1 | 2091 | 141.32 | 14.8 | 12.79 | 0.901 | 4500 | 81.9
P9S76HDG | SHENZHEN OURUIMEI LIGHTING TECHNOLOGY CO. LTD | ORM | ORM-T8-4FT-18W-ID(4000K) | Linear Replacement Lamp | Four-Foot | Internal Driver Lamp-Style Retrofit Kits (UL Type B) | Standard | FALSE | [9 empty] | 42629 |  |  | No |  | 3.1 | 2186 | 120.68 | 18.11 | 16.06 | 0.9017 | 4000 | 82.1
P8H878KK | SHENZHEN OURUIMEI LIGHTING TECHNOLOGY CO. LTD | ORM | ORM-T8-4FT-15W-ID(4000K) | Linear Replacement Lamp | Four-Foot | Internal Driver Lamp-Style Retrofit Kits (UL Type B) | Standard | FALSE | [9 empty] | 42629 |  |  | No |  | 3.1 | 2062 | 139.35 | 14.8 | 12.79 | 0.901 | 4000 | 81.9
PJ3TET5S | SHENZHEN OURUIMEI LIGHTING TECHNOLOGY CO. LTD | ORM | ORM-T8-4FT-18W-ID(3500K) | Linear Replacement Lamp | Four-Foot | Internal Driver Lamp-Style Retrofit Kits (UL Type B) | Standard | FALSE | [9 empty] | 42629 |  |  | No |  | 3.1 | 2168 | 119.73 | 18.11 | 16.06 | 0.9017 | 3500 | 82.1
PRFHGV8M | SHENZHEN OURUIMEI LIGHTING TECHNOLOGY CO. LTD | ORM | ORM-T8-4FT-15W-ID(3500K) | Linear Replacement Lamp | Four-Foot | Internal Driver Lamp-Style Retrofit Kits (UL Type B) | Standard | FALSE | [9 empty] | 42629 |  |  | No |  | 3.1 | 2033 | 137.39 | 14.8 | 12.79 | 0.901 | 3500 | 81.9
PBQSU85P | LG Electronics Inc. | LG | T1850GE8121 | Linear Replacement Lamp | Four-Foot | 2-lamp External Driver Lamp-Style Retrofit Kits (UL Type C) | Standard | FALSE | [9 empty] | 42629 |  |  | Yes |  | 4 | 2000 | 117 | 17 | 20 | 0.9 | 5000 | 83
PF4TE1JN | Energetic Lighting Inc. | Energetic | ELYT8G-16FND | Linear Replacement Lamp | Four-Foot | Internal Driver Lamp-Style Retrofit Kits (UL Type B) | Standard | FALSE | [9 empty] | 42629 |  |  | No |  | 3 | 1700 | 106 | 16 | 20 | 0.9 | 5000 | 80
PD5XVZBR | Energetic Lighting Inc. | Energetic | ELYT8G-16FCD | Linear Replacement Lamp | Four-Foot | Internal Driver Lamp-Style Retrofit Kits (UL Type B) | Standard | FALSE | [9 empty] | 42629 |  |  | No |  | 3 | 1700 | 106 | 16 | 20 | 0.9 | 4000 | 80
P7EP2G26 | Energetic Lighting Inc. | Energetic | ELYT8G-16FNED | Linear Replacement Lamp | Four-Foot | Internal Driver Lamp-Style Retrofit Kits (UL Type B) | Standard | FALSE | [9 empty] | 42629 |  |  | No |  | 3 | 1600 | 100 | 16 | 20 | 0.9 | 3500 | 80
PNMN8E62 | Illumalite Industries LLC | Astrolite LED | AL08J02-50H1 | Linear Replacement Lamp | Four-Foot | Replacement Lamps (plug and play) (UL Type A) | Standard | FALSE | [9 empty] | 42629 | Not Dimmable | Not Dimmable | No |  | 4 | 2300 | 128 | 18 | 7 | 0.9 | 5000 | 80
PWMJHG3J | Illumalite Industries LLC | Astrolite LED | AL08J02-45H1 | Linear Replacement Lamp | Four-Foot | Replacement Lamps (plug and play) (UL Type A) | Standard | FALSE | [9 empty] | 42629 | Not Dimmable | Not Dimmable | No |  | 4 | 2200 | 122 | 18 | 7 | 0.9 | 4500 | 80
P6R1BCZZ | Illumalite Industries LLC | Astrolite LED | AL08J02-40H1 | Linear Replacement Lamp | Four-Foot | Replacement Lamps (plug and play) (UL Type A) | Standard | FALSE | [9 empty] | 42629 | Not Dimmable | Not Dimmable | No |  | 4 | 2200 | 122 | 18 | 7 | 0.9 | 4000 | 80
PR4Q73KM | Illumalite Industries LLC | Astrolite LED | AL08J02-35H1 | Linear Replacement Lamp | Four-Foot | Replacement Lamps (plug and play) (UL Type A) | Standard | FALSE | [9 empty] | 42629 | Not Dimmable | Not Dimmable | No |  | 4 | 2200 | 122 | 18 | 7 | 0.9 | 3500 | 80
PM6WSJ91 | Green Ignite | GREEN IGNITE | GI-4T8-34-MF2GL(3000K) | Linear Replacement Lamp | Four-Foot | Replacement Lamps (plug and play) (UL Type A) | Standard | TRUE | 2157 | 116.4 | 18.53 | 7.2 | 0.975 | 3004 | 80.8 | 5 | 50000 | 42628 |  |  | No |  | 3.1 | 2000 | 111.11 | 18 | 15 | 0.9 | 3000 | 81
PC9WYSAX | RT Lighting | High Output | LED-T-2D-1 | Linear Replacement Lamp | Four-Foot | Internal Driver Lamp-Style Retrofit Kits (UL Type B) | Standard | TRUE | 1620 | 99.98 | 16.2 | 12.8 | 0.961 | 2978 | 81 | 5 | 50000 | 42628 |  |  | NotYetVerified |  | 3 | 1600 | 100 | 18 |  | 0.95 | 3000 | 80
PPH7ZBFN | RT Lighting | High Output | LED-T-2E-1 | Linear Replacement Lamp | Four-Foot | Internal Driver Lamp-Style Retrofit Kits (UL Type B) | Standard | TRUE | 2310.27 | 102.68 | 22.5 | 18.1 | 0.95 | 3127 | 82.1 | 5 | 50000 | 42628 |  |  | NotYetVerified |  | 3 | 2250 | 100 | 22.5 | 20 | 0.9 | 3000
PCVZCDV5 | LED2 Lighting Inc. | LED2 | Led2-T8GL-ED-12W-4FX1-30 | Linear Replacement Lamp | Four-Foot | 2-lamp External Driver Lamp-Style Retrofit Kits (UL Type C) | Standard | TRUE | 1650.636 | 135.298 | 12.2 | 14.3 | 0.941 | 2913 | 81.5 | 5 | 50000 | 42628 |  |  | No |  | 4 | 1650.6 | 135.2 | 12.2 | 14.3 | 0.941 | 2913 | 81.5
P9UYUJND | Global Lighting Organization | Global Lighting Organization | GLO-LT43C -12-WOB(3000K) | Linear Replacement Lamp | Four-Foot | Internal Driver Lamp-Style Retrofit Kits (UL Type B) | Standard | TRUE | 1850 | 143.3 | 12.91 | 16.71 | 0.9316 | 2971 | 81.8 | 5 | 50000 | 42628 |  |  | No |  | 3 | 1860 | 148.44 | 12.53 | 16.71 | 0.9316 | 3000 | 81.8
PN9BNNZJ | Shenzhen BenWei Lighting Technology Co. Ltd | BenWei | BW-T8I-1200-14W-30 | Linear Replacement Lamp | Four-Foot | Internal Driver Lamp-Style Retrofit Kits (UL Type B) | Standard | TRUE | 2024.81 | 132.3 | 15.3 | 7.38 | 0.9289 | 3123 | 82 | 5 | 50000 | 42628 |  |  | No |  | 4 | 1980 | 132 | 15 | 8 | 0.92 | 3000 | 82
P9B6XEK2 | Elec-Tech International Co. Ltd | ETI | 542222[41-50] | Linear Replacement Lamp | Four-Foot | Internal Driver Lamp-Style Retrofit Kits (UL Type B) | Standard | TRUE | 1811 | 149.67 | 12.1 | 20.03 | 0.927 | 4014 | 82.4 | 5 | 50000 | 42628 |  |  | NotYetVerified |  | 4 | 1800 | 150 | 12 | 20 | 0.9 | 4000 | 80
PCJQ6DMT | Shenzhen Syhdee Co.Ltd. | SYHDEE | SYH-GT08-EP1245N-3(3000K) | Linear Replacement Lamp | Four-Foot | 3-lamp External Driver Lamp-Style Retrofit Kits (UL Type C) | Standard | TRUE | 1798.776 | 128.484 | 14 | 14.2 | 0.92 | 2892 | 82.3 | 5 | 50000 | 42628 |  |  | No |  | 4 | 1798.7 | 128.4 | 14 | 14.2 | 0.92 | 2892 | 82.3
PMQAPZSF | Curtis Mathes Inc. | Curtis Mathes | CM4T8B-8204-830 | Linear Replacement Lamp | Four-Foot | Internal Driver Lamp-Style Retrofit Kits (UL Type B) | Standard | TRUE | 1673.698 | 113.548 | 14.74 | 17.62 | 0.917 | 3075 | 84.2 | 5 | 55000 | 42628 |  |  | NotYetVerified |  | 3 | [5 empty] | 3000
PR6JPQC1 | RT Lighting | High Output | LED-T-2B-1 | Linear Replacement Lamp | Four-Foot | Internal Driver Lamp-Style Retrofit Kits (UL Type B) | Standard | TRUE | 1673.698 | 113.548 | 14.74 | 17.62 | 0.917 | 3075 | 84.2 | 5 | 55000 | 42628 |  |  | NotYetVerified |  | 3 | 1725 | 115 | 15 |  |  | 3000 | 80
PCHCDAM4 | Shenzhen Syhdee Co.Ltd. | SYHDEE | SYH-GT08-EP1260N-4(3000K) | Linear Replacement Lamp | Four-Foot | 4-lamp External Driver Lamp-Style Retrofit Kits (UL Type C) | Standard | TRUE | 1777.435 | 127.873 | 13.9 | 12.5 | 0.914 | 2901 | 82.3 | 5 | 50000 | 42628 |  |  | No |  | 4 | 1777.4 | 127.8 | 13.9 | 12.5 | 0.91
PW1V6GFF | Global Lighting Organization | Global Lighting Organization | GLO-LT43F -15-WOB(3000K) | Linear Replacement Lamp | Four-Foot | Internal Driver Lamp-Style Retrofit Kits (UL Type B) | Standard | TRUE | 1838 | 125.46 | 14.65 | 16.34 | 0.9126 | 2981 | 82.3 | 5 | 50000 | 42628 |  |  | No |  | 3 | 1837 | 128.46 | 14.3 | 16.34 | 0.9126 | 3000 | 82.3
PTJBJAYE | Global Lighting Organization | Global Lighting Organization | GLO-LT43F-12-WOB(3000K) | Linear Replacement Lamp | Four-Foot | Internal Driver Lamp-Style Retrofit Kits (UL Type B) | Standard | TRUE | 1754 | 136.29 | 12.87 | 16.98 | 0.9104 | 2971 | 82.2 | 5 | 50000 | 42628 |  |  | No |  | 3 | 1740 | 138.54 | 12.56 | 16.98 | 0.9104 | 3000 | 82.2
PT6AHZ7U | Xingtel Xiamen Group Co. Ltd. | xingtel | T8-12-50-A | Linear Replacement Lamp | Four-Foot | Replacement Lamps (plug and play) (UL Type A) | Standard | TRUE | 2342.001 | 108.426 | 21.6 | 14.9 | 0.907 | 4864 | 82.1 | 5 | 50000 | 42628 |  |  | No |  | 3.1 | 2342 | 108.4 | 21.6 | 15 | 0.91 | 4864 | 82.1
PBKTCRY5 | Global Lighting Organization | Global Lighting Organization | GLO-LT43F -18-WOB(3000K) | Linear Replacement Lamp | Four-Foot | Internal Driver Lamp-Style Retrofit Kits (UL Type B) | Standard | TRUE | 2250 | 125.14 | 17.98 | 17.81 | 0.9057 | 3015 | 82.4 | 5 | 50000 | 42628 |  |  | No |  | 3 | 2247 | 127.16 | 17.67 | 17.81 | 0.9057 | 3000 | 82.4
PQXW7KHX | Global Lighting Organization | Global Lighting Organization | GLO-LT43C-15-WOB(3000K) | Linear Replacement Lamp | Four-Foot | Internal Driver Lamp-Style Retrofit Kits (UL Type B) | Standard | TRUE | 1989 | 135.77 | 14.65 | 16.43 | 0.9031 | 2989 | 82 | 5 | 50000 | 42628 |  |  | No |  | 3 | 1998 | 138.65 | 14.41 | 16.43 | 0.9031 | 3000 | 82
P3W2SZSG | Global Lighting Organization | Global Lighting Organization | GLO-LT43C -18-WOB(3000K) | Linear Replacement Lamp | Four-Foot | Internal Driver Lamp-Style Retrofit Kits (UL Type B) | Standard | TRUE | 2452 | 136.98 | 17.9 | 17.55 | 0.9001 | 2998 | 81.8 | 5 | 50000 | 42628 |  |  | No |  | 3 | 2423 | 137.36 | 17.64 | 17.55 | 0.9001 | 3000 | 81.8
PXGS7F91 | Lumen Impact LLC | Lumen Impact | LI-LT8-1200NF12(L30K120CGS1S) | Linear Replacement Lamp | Four-Foot | Internal Driver Lamp-Style Retrofit Kits (UL Type B) | Standard | TRUE | 1740.1 | 139.34 | 12.49 | 12.3 | 0.887 | 2927 | 83.2 | 5 | 50000 | 42628 |  |  | No |  | 4 | 1800 | 140 | 12 | 15 | 0.9 | 3000 | 80
PMS98H5C | Lumen Impact LLC | Lumen Impact | LI-LT8-1200NF12(L50K120CGS1S) | Linear Replacement Lamp | Four-Foot | Internal Driver Lamp-Style Retrofit Kits (UL Type B) | Standard | FALSE | [9 empty] | 42628 |  |  | No |  | 4 | 2000 | 150 | 12 | 15 | 0.9 | 5000 | 80
PTP2SVSB | Lumen Impact LLC | Lumen Impact | LI-LT8-1200NF12(L45K120CGS1S) | Linear Replacement Lamp | Four-Foot | Internal Driver Lamp-Style Retrofit Kits (UL Type B) | Standard | FALSE | [9 empty] | 42628 |  |  | No |  | 4 | 1950 | 149 | 12 | 15 | 0.9 | 4500 | 80
P9VRJ4S1 | Lumen Impact LLC | Lumen Impact | LI-LT8-1200NF12(L40K120CGS1S) | Linear Replacement Lamp | Four-Foot | Internal Driver Lamp-Style Retrofit Kits (UL Type B) | Standard | FALSE | [9 empty] | 42628 |  |  | No |  | 4 | 1900 | 146 | 12 | 15 | 0.9 | 4000 | 80
PY7AM8NJ | Lumen Impact LLC | Lumen Impact | LI-LT8-1200NF12(L35K120CGS1S) | Linear Replacement Lamp | Four-Foot | Internal Driver Lamp-Style Retrofit Kits (UL Type B) | Standard | FALSE | [9 empty] | 42628 |  |  | No |  | 4 | 1850 | 143 | 12 | 15 | 0.9 | 3500 | 80
PWAVABMN | Curtis Mathes Inc. | Curtis Mathes | CM4T8B-8204-850 | Linear Replacement Lamp | Four-Foot | Internal Driver Lamp-Style Retrofit Kits (UL Type B) | Standard | FALSE | [9 empty] | 42628 |  |  | NotYetVerified |  | 3 | 1725 | 115 | 15 |  |  | 5000 | 80
PH5F4T75 | Curtis Mathes Inc. | Curtis Mathes | CM4T8B-8204-840 | Linear Replacement Lamp | Four-Foot | Internal Driver Lamp-Style Retrofit Kits (UL Type B) | Standard | FALSE | [9 empty] | 42628 |  |  | NotYetVerified |  | 3 | 1725 | 115 | 15 |  |  | 4000 | 80
PHQMEHCF | Global Lighting Organization | Global Lighting Organization | GLO-LT43F -18-WOB(5000K) | Linear Replacement Lamp | Four-Foot | Internal Driver Lamp-Style Retrofit Kits (UL Type B) | Standard | FALSE | [9 empty] | 42628 |  |  | No |  | 3 | 2390 | 133.89 | 17.85 | 17.81 | 0.9101 | 5000 | 82.5
P4QCMFW1 | Global Lighting Organization | Global Lighting Organization | GLO-LT43F-12-WOB(5000K) | Linear Replacement Lamp | Four-Foot | Internal Driver Lamp-Style Retrofit Kits (UL Type B) | Standard | FALSE | [9 empty] | 42628 |  |  | No |  | 3 | 1855 | 145.04 | 12.79 | 16.98 | 0.9209 | 5000 | 82.5
PAQ3VSZK | Global Lighting Organization | Global Lighting Organization | GLO-LT43F -15-WOB(5000K) | Linear Replacement Lamp | Four-Foot | Internal Driver Lamp-Style Retrofit Kits (UL Type B) | Standard | FALSE | [9 empty] | 42628 |  |  | No |  | 3 | 1985 | 134.49 | 14.76 | 16.34 | 0.9021 | 5000 | 82.4
PUEVB979 | Global Lighting Organization | Global Lighting Organization | GLO-LT43C -12-WOB(5000K) | Linear Replacement Lamp | Four-Foot | Internal Driver Lamp-Style Retrofit Kits (UL Type B) | Standard | FALSE | [9 empty] | 42628 |  |  | No |  | 3 | 1982 | 155.45 | 12.75 | 16.94 | 0.9187 | 5000 | 82.2
PTAJFN2H | Global Lighting Organization | Global Lighting Organization | GLO-LT43C-15-WOB(5000K) | Linear Replacement Lamp | Four-Foot | Internal Driver Lamp-Style Retrofit Kits (UL Type B) | Standard | FALSE | [9 empty] | 42628 |  |  | No |  | 3 | 2152 | 145.6 | 14.78 | 16.43 | 0.91 | 5000 | 82
PPRG9XVT | Global Lighting Organization | Global Lighting Organization | GLO-LT43C -18-WOB(5000K) | Linear Replacement Lamp | Four-Foot | Internal Driver Lamp-Style Retrofit Kits (UL Type B) | Standard | FALSE | [9 empty] | 42628 |  |  | No |  | 3 | 2590 | 144.29 | 17.95 | 17.55 | 0.9181 | 5000 | 81.9
P8ZW93T5 | Global Lighting Organization | Global Lighting Organization | GLO-LT43F -18-WOB(4500K) | Linear Replacement Lamp | Four-Foot | Internal Driver Lamp-Style Retrofit Kits (UL Type B) | Standard | FALSE | [9 empty] | 42628 |  |  | No |  | 3 | 2247 | 127.16 | 17.67 | 17.81 | 0.9057 | 4500 | 82.4
PHRTK4HA | Global Lighting Organization | Global Lighting Organization | GLO-LT43F -15-WOB(4500K) | Linear Replacement Lamp | Four-Foot | Internal Driver Lamp-Style Retrofit Kits (UL Type B) | Standard | FALSE | [9 empty] | 42628 |  |  | No |  | 3 | 1837 | 128.46 | 14.3 | 16.34 | 0.9126 | 4500 | 82.3
P84DNKWV | Global Lighting Organization | Global Lighting Organization | GLO-LT43F-12-WOB(4500K) | Linear Replacement Lamp | Four-Foot | Internal Driver Lamp-Style Retrofit Kits (UL Type B) | Standard | FALSE | [9 empty] | 42628 |  |  | No |  | 3 | 1740 | 138.54 | 12.56 | 16.98 | 0.9104 | 4500 | 82.2
PRZ6MMRE | Global Lighting Organization | Global Lighting Organization | GLO-LT43C-15-WOB(4500K) | Linear Replacement Lamp | Four-Foot | Internal Driver Lamp-Style Retrofit Kits (UL Type B) | Standard | FALSE | [9 empty] | 42628 |  |  | No |  | 3 | 1998 | 138.65 | 14.41 | 16.43 | 0.9031 | 4500 | 82
PW7DYFA9 | Global Lighting Organization | Global Lighting Organization | GLO-LT43C -18-WOB(4500K) | Linear Replacement Lamp | Four-Foot | Internal Driver Lamp-Style Retrofit Kits (UL Type B) | Standard | FALSE | [9 empty] | 42628 |  |  | No |  | 3 | 2423 | 137.36 | 17.64 | 17.55 | 0.9001 | 4500 | 81.8
P2D6Y3KA | Global Lighting Organization | Global Lighting Organization | GLO-LT43C -12-WOB(4500K) | Linear Replacement Lamp | Four-Foot | Internal Driver Lamp-Style Retrofit Kits (UL Type B) | Standard | FALSE | [9 empty] | 42628 |  |  | No |  | 3 | 1860 | 148.44 | 12.53 | 16.71 | 0.9316 | 4500 | 81.8
PMX1UM79 | Global Lighting Organization | Global Lighting Organization | GLO-LT43F -18-WOB(4000K) | Linear Replacement Lamp | Four-Foot | Internal Driver Lamp-Style Retrofit Kits (UL Type B) | Standard | FALSE | [9 empty] | 42628 |  |  | No |  | 3 | 2247 | 127.16 | 17.67 | 17.81 | 0.9057 | 4000 | 82.4
PYZ6RPYM | Global Lighting Organization | Global Lighting Organization | GLO-LT43F -15-WOB(4000K) | Linear Replacement Lamp | Four-Foot | Internal Driver Lamp-Style Retrofit Kits (UL Type B) | Standard | FALSE | [9 empty] | 42628 |  |  | No |  | 3 | 1837 | 128.46 | 14.3 | 16.34 | 0.9126 | 4000 | 82.3
PC98SYES | Global Lighting Organization | Global Lighting Organization | GLO-LT43F-12-WOB(4000K) | Linear Replacement Lamp | Four-Foot | Internal Driver Lamp-Style Retrofit Kits (UL Type B) | Standard | FALSE | [9 empty] | 42628 |  |  | No |  | 3 | 1740 | 138.54 | 12.56 | 16.98 | 0.9104 | 4000 | 82.2
PHDE47PN | Global Lighting Organization | Global Lighting Organization | GLO-LT43C-15-WOB(4000K) | Linear Replacement Lamp | Four-Foot | Internal Driver Lamp-Style Retrofit Kits (UL Type B) | Standard | FALSE | [9 empty] | 42628 |  |  | No |  | 3 | 1998 | 138.65 | 14.41 | 16.43 | 0.9031 | 4000 | 82
PNUXB4JD | Global Lighting Organization | Global Lighting Organization | GLO-LT43C -18-WOB(4000K) | Linear Replacement Lamp | Four-Foot | Internal Driver Lamp-Style Retrofit Kits (UL Type B) | Standard | FALSE | [9 empty] | 42628 |  |  | No |  | 3 | 2423 | 137.36 | 17.64 | 17.55 | 0.9001 | 4000 | 81.8
PP3CQ6K5 | Global Lighting Organization | Global Lighting Organization | GLO-LT43C -12-WOB(4000K) | Linear Replacement Lamp | Four-Foot | Internal Driver Lamp-Style Retrofit Kits (UL Type B) | Standard | FALSE | [9 empty] | 42628 |  |  | No |  | 3 | 1860 | 148.44 | 12.53 | 16.71 | 0.9316 | 4000 | 81.8
PH43MHZ2 | Global Lighting Organization | Global Lighting Organization | GLO-LT43F -18-WOB(3500K) | Linear Replacement Lamp | Four-Foot | Internal Driver Lamp-Style Retrofit Kits (UL Type B) | Standard | FALSE | [9 empty] | 42628 |  |  | No |  | 3 | 2247 | 127.16 | 17.67 | 17.81 | 0.9057 | 3500 | 82.4
PVRE734X | Global Lighting Organization | Global Lighting Organization | GLO-LT43F -15-WOB(3500K) | Linear Replacement Lamp | Four-Foot | Internal Driver Lamp-Style Retrofit Kits (UL Type B) | Standard | FALSE | [9 empty] | 42628 |  |  | No |  | 3 | 1837 | 128.46 | 14.3 | 16.34 | 0.9126 | 3500 | 82.3
PPYZD5XG | Global Lighting Organization | Global Lighting Organization | GLO-LT43F-12-WOB(3500K) | Linear Replacement Lamp | Four-Foot | Internal Driver Lamp-Style Retrofit Kits (UL Type B) | Standard | FALSE | [9 empty] | 42628 |  |  | No |  | 3 | 1740 | 138.54 | 12.56 | 16.98 | 0.9104 | 3500 | 82.2
PNHZTT9M | Global Lighting Organization | Global Lighting Organization | GLO-LT43C-15-WOB(3500K) | Linear Replacement Lamp | Four-Foot | Internal Driver Lamp-Style Retrofit Kits (UL Type B) | Standard | FALSE | [9 empty] | 42628 |  |  | No |  | 3 | 1998 | 138.65 | 14.41 | 16.43 | 0.9031 | 3500 | 82
P5DAD1NF | Global Lighting Organization | Global Lighting Organization | GLO-LT43C -18-WOB(3500K) | Linear Replacement Lamp | Four-Foot | Internal Driver Lamp-Style Retrofit Kits (UL Type B) | Standard | FALSE | [9 empty] | 42628 |  |  | No |  | 3 | 2423 | 137.36 | 17.64 | 17.55 | 0.9001 | 3500 | 81.8
PTSCQQJ9 | Global Lighting Organization | Global Lighting Organization | GLO-LT43C -12-WOB(3500K) | Linear Replacement Lamp | Four-Foot | Internal Driver Lamp-Style Retrofit Kits (UL Type B) | Standard | FALSE | [9 empty] | 42628 |  |  | No |  | 3 | 1860 | 148.44 | 12.53 | 16.71 | 0.9316 | 3500 | 81.8
PN9CWBVH | Shenzhen Syhdee Co.Ltd. | SYHDEE | SYH-GT08-EP1245N-3(5000K) | Linear Replacement Lamp | Four-Foot | 3-lamp External Driver Lamp-Style Retrofit Kits (UL Type C) | Standard | FALSE | [9 empty] | 42628 |  |  | No |  | 4 | 1929.3 | 137.8 | 14 | 14.6 | 0.93 | 4785 | 82.1
PUP9CTM4 | Shenzhen Syhdee Co.Ltd. | SYHDEE | SYH-GT08-EP1245N-3(4500K) | Linear Replacement Lamp | Four-Foot | 3-lamp External Driver Lamp-Style Retrofit Kits (UL Type C) | Standard | FALSE | [9 empty] | 42628 |  |  | No |  | 4 | 1798.7 | 128.4 | 14 | 14.2 | 0.92 | 4500 | 82.3
P7B26D1J | Shenzhen Syhdee Co.Ltd. | SYHDEE | SYH-GT08-EP1245N-3(4000K) | Linear Replacement Lamp | Four-Foot | 3-lamp External Driver Lamp-Style Retrofit Kits (UL Type C) | Standard | FALSE | [9 empty] | 42628 |  |  | No |  | 4 | 1798.7 | 128.4 | 14 | 14.2 | 0.92 | 4000 | 82.3
PJ4VHNDZ | Shenzhen Syhdee Co.Ltd. | SYHDEE | SYH-GT08-EP1245N-3(3500K) | Linear Replacement Lamp | Four-Foot | 3-lamp External Driver Lamp-Style Retrofit Kits (UL Type C) | Standard | FALSE | [9 empty] | 42628 |  |  | No |  | 4 | 1798.7 | 128.4 | 14 | 14.2 | 0.92 | 3500 | 82.3
P4TXMTR4 | Shenzhen Syhdee Co.Ltd. | SYHDEE | SYH-GT08-EP1260N-4(5000K) | Linear Replacement Lamp | Four-Foot | 4-lamp External Driver Lamp-Style Retrofit Kits (UL Type C) | Standard | FALSE | [9 empty] | 42628 |  |  | No |  | 4 | 1930.9 | 138.9 | 13.9 | 13.9 | 0.92
PWBF6CJC | Shenzhen Syhdee Co.Ltd. | SYHDEE | SYH-GT08-EP1260N-4(3500K) | Linear Replacement Lamp | Four-Foot | 4-lamp External Driver Lamp-Style Retrofit Kits (UL Type C) | Standard | FALSE | [9 empty] | 42628 |  |  | No |  | 4 | 1777.4 | 127.8 | 13.9 | 12.5 | 0.91
PFGXN2GU | Shenzhen Syhdee Co.Ltd. | SYHDEE | SYH-GT08-EP1260N-4(4000K) | Linear Replacement Lamp | Four-Foot | 4-lamp External Driver Lamp-Style Retrofit Kits (UL Type C) | Standard | FALSE | [9 empty] | 42628 |  |  | No |  | 4 | 1777.4 | 127.8 | 13.9 | 12.5 | 0.91
P5Q3WAZ6 | Shenzhen Syhdee Co.Ltd. | SYHDEE | SYH-GT08-EP1260N-4(4500K) | Linear Replacement Lamp | Four-Foot | 4-lamp External Driver Lamp-Style Retrofit Kits (UL Type C) | Standard | FALSE | [9 empty] | 42628 |  |  | No |  | 4 | 1777.4 | 127.8 | 13.9 | 12.5 | 0.91
PU713V3A | LED2 Lighting Inc. | LED2 | Led2-T8GL-ED-12W-4FX1-50 | Linear Replacement Lamp | Four-Foot | 2-lamp External Driver Lamp-Style Retrofit Kits (UL Type C) | Standard | FALSE | [9 empty] | 42628 |  |  | No |  | 4 | 1746.8 | 142 | 12.3 | 14.8 | 0.946 | 4798 | 82.1
PDNR94WY | LED2 Lighting Inc. | LED2 | Led2-T8GL-ED-12W-4FX1-45 | Linear Replacement Lamp | Four-Foot | 2-lamp External Driver Lamp-Style Retrofit Kits (UL Type C) | Standard | FALSE | [9 empty] | 42628 |  |  | No |  | 4 | 1650.6 | 135.2 | 12.2 | 14.3 | 0.941 | 4500 | 81.5
PTP414HH | LED2 Lighting Inc. | LED2 | Led2-T8GL-ED-12W-4FX1-40 | Linear Replacement Lamp | Four-Foot | 2-lamp External Driver Lamp-Style Retrofit Kits (UL Type C) | Standard | FALSE | [9 empty] | 42628 |  |  | No |  | 4 | 1650.6 | 135.2 | 12.2 | 14.3 | 0.941 | 4000 | 81.5
PM6UHB8R | LED2 Lighting Inc. | LED2 | Led2-T8GL-ED-12W-4FX1-35 | Linear Replacement Lamp | Four-Foot | 2-lamp External Driver Lamp-Style Retrofit Kits (UL Type C) | Standard | FALSE | [9 empty] | 42628 |  |  | No |  | 4 | 1650.6 | 135.2 | 12.2 | 14.3 | 0.941 | 3500 | 81.5
PYJ5XYWN | Elec-Tech International Co. Ltd | ETI | 542222[61-70] | Linear Replacement Lamp | Four-Foot | Internal Driver Lamp-Style Retrofit Kits (UL Type B) | Standard | FALSE | [9 empty] | 42628 |  |  | NotYetVerified |  | 4 | 1800 | 150 | 12 | 20 | 0.9 | 5000 | 80
P923X6RW | Green Ignite | GREEN IGNITE | GI-4T8-34-MF2GL(5000K) | Linear Replacement Lamp | Four-Foot | Replacement Lamps (plug and play) (UL Type A) | Standard | FALSE | [9 empty] | 42628 | Not Dimmable | Not Dimmable | No |  | 3.1 | 2200 | 122.22 | 18 | 15 | 0.9 | 5000 | 81
PPAHN6GA | Green Ignite | GREEN IGNITE | GI-4T8-34-MF2GL(4500K) | Linear Replacement Lamp | Four-Foot | Replacement Lamps (plug and play) (UL Type A) | Standard | FALSE | [9 empty] | 42628 | Not Dimmable | Not Dimmable | No |  | 3.1 | 2200 | 122.22 | 18 | 15 | 0.9 | 4500 | 81
PX2AZAQW | Green Ignite | GREEN IGNITE | GI-4T8-34-MF2GL(4000K) | Linear Replacement Lamp | Four-Foot | Replacement Lamps (plug and play) (UL Type A) | Standard | FALSE | [9 empty] | 42628 | Not Dimmable | Not Dimmable | No |  | 3.1 | 2200 | 122.22 | 18 | 15 | 0.9 | 4000 | 81
P899HG1D | Green Ignite | GREEN IGNITE | GI-4T8-34-MF2GL(3500K) | Linear Replacement Lamp | Four-Foot | Replacement Lamps (plug and play) (UL Type A) | Standard | FALSE | [9 empty] | 42628 | Not Dimmable | Not Dimmable | No |  | 3.1 | 2000 | 111.11 | 18 | 15 | 0.9 | 3500 | 81
PN38ZTHE | RT Lighting | High Output | LED-T-2E-4 | Linear Replacement Lamp | Four-Foot | Internal Driver Lamp-Style Retrofit Kits (UL Type B) | Standard | FALSE | [9 empty] | 42628 | Not Yet Verified | Not Yet Verified | NotYetVerified |  | 3 | 2450 | 108 | 22.5 | 20 | 0.9 | 5000 | 80
P7U94YNU | RT Lighting | High Output | LED-T-2D-4 | Linear Replacement Lamp | Four-Foot | Internal Driver Lamp-Style Retrofit Kits (UL Type B) | Standard | FALSE | [9 empty] | 42628 | Not Yet Verified | Not Yet Verified | NotYetVerified |  | 3 | 1800 | 100 | 18 | 20 | 0.95 | 5000 | 80
PXFZTPK2 | RT Lighting | High Output | LED-T-2B-3 | Linear Replacement Lamp | Four-Foot | Internal Driver Lamp-Style Retrofit Kits (UL Type B) | Standard | FALSE | [9 empty] | 42628 | Not Yet Verified | Not Yet Verified | NotYetVerified |  | 3 | 1725 | 115 | 15 |  | 0.95 | 5000 | 80
P6XZ8BCJ | RT Lighting | High Output | LED-T-2E-3 | Linear Replacement Lamp | Four-Foot | Internal Driver Lamp-Style Retrofit Kits (UL Type B) | Standard | FALSE | [9 empty] | 42628 | Not Yet Verified | Not Yet Verified | NotYetVerified |  | 3 | 2350 | 104 | 22.5 | 20 | 0.9 | 4000 | 80
PC6D93M4 | RT Lighting | High Output | LED-T-2D-3 | Linear Replacement Lamp | Four-Foot | Internal Driver Lamp-Style Retrofit Kits (UL Type B) | Standard | FALSE | [9 empty] | 42628 | Not Yet Verified | Not Yet Verified | NotYetVerified |  | 3 | 1650 | 100 | 18 | 20 | 0.95 | 4000 | 80
PGXFZUGS | RT Lighting | High Output | LED-T-2B-2 | Linear Replacement Lamp | Four-Foot | Internal Driver Lamp-Style Retrofit Kits (UL Type B) | Standard | FALSE | [9 empty] | 42628 | Not Yet Verified | Not Yet Verified | NotYetVerified |  | 3 | 1725 | 115 | 15 |  | 0.95 | 4000 | 80
P2BZ26XF | RT Lighting | High Output | LED-T-2E-2 | Linear Replacement Lamp | Four-Foot | Internal Driver Lamp-Style Retrofit Kits (UL Type B) | Standard | FALSE | [9 empty] | 42628 | Not Yet Verified | Not Yet Verified | NotYetVerified |  | 3 | 2430 | 108 | 22.5 | 20 | 0.9 | 3500 | 80
PN36UZ2U | RT Lighting | High Output | LED-T-2D-2 | Linear Replacement Lamp | Four-Foot | Internal Driver Lamp-Style Retrofit Kits (UL Type B) | Standard | FALSE | [9 empty] | 42628 | Not Yet Verified | Not Yet Verified | NotYetVerified |  | 3 | 1800 | 100 | 18 |  | 0.95 | 3500 | 80
P9H9USSS | Shenzhen BenWei Lighting Technology Co. Ltd | BenWei | BW-T8I-1200-14W-50 | Linear Replacement Lamp | Four-Foot | Internal Driver Lamp-Style Retrofit Kits (UL Type B) | Standard | FALSE | [9 empty] | 42628 | Not Dimmable | Not Dimmable | No |  | 4 | 2100 | 140 | 15 | 8 | 0.92 | 5000 | 82
PCQXPJG8 | Shenzhen BenWei Lighting Technology Co. Ltd | BenWei | BW-T8I-1200-14W-45 | Linear Replacement Lamp | Four-Foot | Internal Driver Lamp-Style Retrofit Kits (UL Type B) | Standard | FALSE | [9 empty] | 42628 | Not Dimmable | Not Dimmable | No |  | 4 | 1980 | 132 | 15 | 8 | 0.92 | 4500 | 82
PMMY8HN4 | Shenzhen BenWei Lighting Technology Co. Ltd | BenWei | BW-T8I-1200-14W-40 | Linear Replacement Lamp | Four-Foot | Internal Driver Lamp-Style Retrofit Kits (UL Type B) | Standard | FALSE | [9 empty] | 42628 | Not Dimmable | Not Dimmable | No |  | 4 | 1980 | 132 | 15 | 8 | 0.92 | 4000 | 82
P4V8WCUB | Shenzhen BenWei Lighting Technology Co. Ltd | BenWei | BW-T8I-1200-14W-35 | Linear Replacement Lamp | Four-Foot | Internal Driver Lamp-Style Retrofit Kits (UL Type B) | Standard | FALSE | [9 empty] | 42628 | Not Dimmable | Not Dimmable | No |  | 4 | 1980 | 132 | 15 | 8 | 0.92 | 3500 | 82
P27PECYE | Canada GL lighting technology Inc | GL | GLT8F4-16WB-30MF | Linear Replacement Lamp | Four-Foot | Replacement Lamps (plug and play) (UL Type A) | Standard | TRUE | 2209 | 114.69 | 19.26 | 10.58 | 0.9751 | 2897 | 82.7 | 5 | 50000 | 42627 |  |  | No |  | 3 | 2209 | 114.69 | 19.26 | 10.58 | 0.9751 | 3000 | 82.7
PJU49FKZ | Shenzhen Syhdee Co.Ltd. | SYHDEE | SYH-GT08-EP1224D-2(3000K) | Linear Replacement Lamp | Four-Foot | 2-lamp External Driver Lamp-Style Retrofit Kits (UL Type C) | Standard | TRUE | 1661.164 | 136.161 | 12.2 | 13.2 | 0.939 | 2890 | 82.1 | 5 | 50000 | 42627 |  |  | No |  | 4 | 1661.1 | 136.1 | 12.2 | 13.2 | 0.94 | 2890 | 82.1
PKJ5QG11 | Shenzhen Syhdee Co.Ltd. | SYHDEE | SYH-GT08-EP1260D-3(3000K) | Linear Replacement Lamp | Four-Foot | 3-lamp External Driver Lamp-Style Retrofit Kits (UL Type C) | Standard | TRUE | 2757.598 | 133.864 | 20.6 | 13.6 | 0.936 | 2918 | 81.2 | 5 | 50000 | 42627 |  |  | No |  | 4 | 2757.5 | 133.8 | 20.6 | 13.6 | 0.94 | 2918 | 81.2
PNXNF3AM | Shenzhen Syhdee Co.Ltd. | SYHDEE | SYH-GT08-EP1254D-3(3000K) | Linear Replacement Lamp | Four-Foot | 3-lamp External Driver Lamp-Style Retrofit Kits (UL Type C) | Standard | TRUE | 2282.887 | 132.726 | 17.2 | 13.6 | 0.934 | 2907 | 81.9 | 5 | 50000 | 42627 |  |  | No |  | 4 | 2282.8 | 132.7 | 17.2 | 13.6 | 0.93 | 2907 | 81.9
PESJ1KPT | Shenzhen Syhdee Co.Ltd. | SYHDEE | SYH-GT08-EP1248D-4(3000K) | Linear Replacement Lamp | Four-Foot | 4-lamp External Driver Lamp-Style Retrofit Kits (UL Type C) | Standard | TRUE | 1620.566 | 136.182 | 11.9 | 13.9 | 0.924 | 2960 | 81.5 | 5 | 50000 | 42627 |  |  | No |  | 4 | 1620.5 | 136.1 | 11.9 | 13.9 | 0.92 | 2960 | 81.5
PDW7T63H | Canada GL lighting technology Inc | GL | GLT8F4-20WB-30MF | Linear Replacement Lamp | Four-Foot | Replacement Lamps (plug and play) (UL Type A) | Standard | TRUE | 2511 | 115.93 | 21.66 | 6.15 | 0.9149 | 2908 | 82.3 | 5 | 50000 | 42627 |  |  | No |  | 3 | 2511 | 115.93 | 21.66 | 6.15 | 0.9149 | 3000 | 82.3
P9RU95G8 | Shenzhen Dimi Lighting Co.LTD | Dimi Light | FL-T8-22W1200 BISS(3000K) | Linear Replacement Lamp | Four-Foot | Internal Driver Lamp-Style Retrofit Kits (UL Type B) | Standard | TRUE | 2374 | 116.89 | 20.31 | 13.59 | 0.9097 | 2956 | 81.6 | 5 | 50000 | 42627 |  |  | No |  | 4 | 2358 | 117.14 | 20.13 | 13.59 | 0.91 | 3000 | 81.6
P747CZTG | Shenzhen Dimi Lighting Co.LTD | Dimi Light | FL-T8-18W1200 BISS(3000K) | Linear Replacement Lamp | Four-Foot | Internal Driver Lamp-Style Retrofit Kits (UL Type B) | Standard | TRUE | 2122 | 115.89 | 18.31 | 15.39 | 0.9031 | 2961 | 81.5 | 5 | 50000 | 42627 |  |  | No |  | 4 | 2109 | 116.91 | 18.04 | 15.39 | 0.9 | 3000 | 81.5
PV5Y881X | Shenzhen Dimi Lighting Co.LTD | Dimi Light | FL-T8-15W1200 BISS(3000K) | Linear Replacement Lamp | Four-Foot | Internal Driver Lamp-Style Retrofit Kits (UL Type B) | Standard | TRUE | 1645 | 117.75 | 13.97 | 16.49 | 0.9021 | 2965 | 81.7 | 5 | 50000 | 42627 |  |  | No |  | 4 | 1639 | 119.55 | 13.71 | 16.49 | 0.9 | 3000 | 81.7
PVBSY6TA | Shenzhen Dimi Lighting Co.LTD | Dimi Light | FL-T8-15W1200 BISS(5000K) | Linear Replacement Lamp | Four-Foot | Internal Driver Lamp-Style Retrofit Kits (UL Type B) | Standard | FALSE | [9 empty] | 42627 |  |  | No |  | 4 | 1749 | 129.27 | 13.53 | 16.58 | 0.9 | 5000 | 82.4
PYMZA2EZ | Shenzhen Dimi Lighting Co.LTD | Dimi Light | FL-T8-22W1200 BISS(5000K) | Linear Replacement Lamp | Four-Foot | Internal Driver Lamp-Style Retrofit Kits (UL Type B) | Standard | FALSE | [9 empty] | 42627 |  |  | No |  | 4 | 2569 | 126.68 | 20.28 | 13.44 | 0.91 | 5000 | 82.1
PZTGQ3E2 | Shenzhen Dimi Lighting Co.LTD | Dimi Light | FL-T8-18W1200 BISS(5000K) | Linear Replacement Lamp | Four-Foot | Internal Driver Lamp-Style Retrofit Kits (UL Type B) | Standard | FALSE | [9 empty] | 42627 |  |  | No |  | 4 | 2264 | 126.76 | 17.86 | 15.47 | 0.9 | 5000 | 81.9
PNWS3B8C | Shenzhen Dimi Lighting Co.LTD | Dimi Light | FL-T8-15W1200 BISS(4500K) | Linear Replacement Lamp | Four-Foot | Internal Driver Lamp-Style Retrofit Kits (UL Type B) | Standard | FALSE | [9 empty] | 42627 |  |  | No |  | 4 | 1639 | 119.55 | 13.71 | 16.49 | 0.9 | 4500 | 81.7
PJFF63V4 | Shenzhen Dimi Lighting Co.LTD | Dimi Light | FL-T8-22W1200 BISS(4500K) | Linear Replacement Lamp | Four-Foot | Internal Driver Lamp-Style Retrofit Kits (UL Type B) | Standard | FALSE | [9 empty] | 42627 |  |  | No |  | 4 | 2358 | 117.14 | 20.13 | 13.59 | 0.91 | 4500 | 81.6
PCR95SB7 | Shenzhen Dimi Lighting Co.LTD | Dimi Light | FL-T8-18W1200 BISS(4500K) | Linear Replacement Lamp | Four-Foot | Internal Driver Lamp-Style Retrofit Kits (UL Type B) | Standard | FALSE | [9 empty] | 42627 |  |  | No |  | 4 | 2109 | 116.91 | 18.04 | 15.39 | 0.9 | 4500 | 81.5
PYC75T6Z | Shenzhen Dimi Lighting Co.LTD | Dimi Light | FL-T8-15W1200 BISS(4000K) | Linear Replacement Lamp | Four-Foot | Internal Driver Lamp-Style Retrofit Kits (UL Type B) | Standard | FALSE | [9 empty] | 42627 |  |  | No |  | 4 | 1639 | 119.55 | 13.71 | 16.49 | 0.9 | 4000 | 81.7
PQJY6NRH | Shenzhen Dimi Lighting Co.LTD | Dimi Light | FL-T8-22W1200 BISS(4000K) | Linear Replacement Lamp | Four-Foot | Internal Driver Lamp-Style Retrofit Kits (UL Type B) | Standard | FALSE | [9 empty] | 42627 |  |  | No |  | 4 | 2358 | 117.14 | 20.13 | 13.59 | 0.91 | 4000 | 81.6
PF51PGK5 | Shenzhen Dimi Lighting Co.LTD | Dimi Light | FL-T8-18W1200 BISS(4000K) | Linear Replacement Lamp | Four-Foot | Internal Driver Lamp-Style Retrofit Kits (UL Type B) | Standard | FALSE | [9 empty] | 42627 |  |  | No |  | 4 | 2109 | 116.91 | 18.04 | 15.39 | 0.9 | 4000 | 81.5
PP14P7KE | Shenzhen Dimi Lighting Co.LTD | Dimi Light | FL-T8-15W1200 BISS(3500K) | Linear Replacement Lamp | Four-Foot | Internal Driver Lamp-Style Retrofit Kits (UL Type B) | Standard | FALSE | [9 empty] | 42627 |  |  | No |  | 4 | 1639 | 119.55 | 13.71 | 16.49 | 0.9 | 3500 | 81.7
PGQ5U9BY | Shenzhen Dimi Lighting Co.LTD | Dimi Light | FL-T8-22W1200 BISS(3500K) | Linear Replacement Lamp | Four-Foot | Internal Driver Lamp-Style Retrofit Kits (UL Type B) | Standard | FALSE | [9 empty] | 42627 |  |  | No |  | 4 | 2358 | 117.14 | 20.13 | 13.59 | 0.91 | 3500 | 81.6
P64YWMUA | Shenzhen Dimi Lighting Co.LTD | Dimi Light | FL-T8-18W1200 BISS(3500K) | Linear Replacement Lamp | Four-Foot | Internal Driver Lamp-Style Retrofit Kits (UL Type B) | Standard | FALSE | [9 empty] | 42627 |  |  | No |  | 4 | 2109 | 116.91 | 18.04 | 15.39 | 0.9 | 3500 | 81.5
PY7R2GC2 | Shenzhen Syhdee Co.Ltd. | SYHDEE | SYH-GT08-EP1224D-2(5000K) | Linear Replacement Lamp | Four-Foot | 2-lamp External Driver Lamp-Style Retrofit Kits (UL Type C) | Standard | FALSE | [9 empty] | 42627 |  |  | No |  | 4 | 1741.7 | 142.7 | 12.2 | 14.4 | 0.94 | 4866 | 82.1
P48R6UN6 | Shenzhen Syhdee Co.Ltd. | SYHDEE | SYH-GT08-EP1260D-3(5000K) | Linear Replacement Lamp | Four-Foot | 3-lamp External Driver Lamp-Style Retrofit Kits (UL Type C) | Standard | FALSE | [9 empty] | 42627 |  |  | No |  | 3 | 2899.9 | 141.4 | 20.5 | 14.8 | 0.95 | 4864 | 82.3
P7UCCHJ2 | Shenzhen Syhdee Co.Ltd. | SYHDEE | SYH-GT08-EP1248D-4(5000K) | Linear Replacement Lamp | Four-Foot | 4-lamp External Driver Lamp-Style Retrofit Kits (UL Type C) | Standard | FALSE | [9 empty] | 42627 |  |  | No |  | 4 | 1729.4 | 144.1 | 12 | 14.7 | 0.93 | 4858 | 82.6
PDTURPD7 | Shenzhen Syhdee Co.Ltd. | SYHDEE | SYH-GT08-EP1254D-3(5000K) | Linear Replacement Lamp | Four-Foot | 3-lamp External Driver Lamp-Style Retrofit Kits (UL Type C) | Standard | FALSE | [9 empty] | 42627 |  |  | No |  | 4 | 2437.2 | 140 | 17.4 | 14.8 | 0.94 | 4842 | 82.4
PZ7PJYHD | Shenzhen Syhdee Co.Ltd. | SYHDEE | SYH-GT08-EP1224D-2(4500K) | Linear Replacement Lamp | Four-Foot | 2-lamp External Driver Lamp-Style Retrofit Kits (UL Type C) | Standard | FALSE | [9 empty] | 42627 |  |  | No |  | 4 | 1661.1 | 136.1 | 12.2 | 13.2 | 0.94 | 4500 | 82.1
PRKNCSJ6 | Shenzhen Syhdee Co.Ltd. | SYHDEE | SYH-GT08-EP1254D-3(4500K) | Linear Replacement Lamp | Four-Foot | 3-lamp External Driver Lamp-Style Retrofit Kits (UL Type C) | Standard | FALSE | [9 empty] | 42627 |  |  | No |  | 4 | 2282.8 | 132.7 | 17.2 | 13.6 | 0.93 | 4500 | 81.9
PC3MNA1J | Shenzhen Syhdee Co.Ltd. | SYHDEE | SYH-GT08-EP1248D-4(4500K) | Linear Replacement Lamp | Four-Foot | 4-lamp External Driver Lamp-Style Retrofit Kits (UL Type C) | Standard | FALSE | [9 empty] | 42627 |  |  | No |  | 4 | 1620.5 | 136.1 | 11.9 | 13.9 | 0.92 | 4500 | 81.5
P1FCC4ZA | Shenzhen Syhdee Co.Ltd. | SYHDEE | SYH-GT08-EP1260D-3(4500K) | Linear Replacement Lamp | Four-Foot | 3-lamp External Driver Lamp-Style Retrofit Kits (UL Type C) | Standard | FALSE | [9 empty] | 42627 |  |  | No |  | 3 | 2757.5 | 133.8 | 20.6 | 13.6 | 0.94 | 4500 | 81.2
PTJTWFMB | Shenzhen Syhdee Co.Ltd. | SYHDEE | SYH-GT08-EP1224D-2(4000K) | Linear Replacement Lamp | Four-Foot | 2-lamp External Driver Lamp-Style Retrofit Kits (UL Type C) | Standard | FALSE | [9 empty] | 42627 |  |  | No |  | 4 | 1661.1 | 136.1 | 12.2 | 13.2 | 0.94 | 4000 | 82.1
PTM1TNWV | Shenzhen Syhdee Co.Ltd. | SYHDEE | SYH-GT08-EP1254D-3(4000K) | Linear Replacement Lamp | Four-Foot | 3-lamp External Driver Lamp-Style Retrofit Kits (UL Type C) | Standard | FALSE | [9 empty] | 42627 |  |  | No |  | 4 | 2282.8 | 132.7 | 17.2 | 13.6 | 0.93 | 4000 | 81.9
PAQGN8GV | Shenzhen Syhdee Co.Ltd. | SYHDEE | SYH-GT08-EP1248D-4(4000K) | Linear Replacement Lamp | Four-Foot | 4-lamp External Driver Lamp-Style Retrofit Kits (UL Type C) | Standard | FALSE | [9 empty] | 42627 |  |  | No |  | 4 | 1620.5 | 136.1 | 11.9 | 13.9 | 0.92 | 4000 | 81.5
P623UJV4 | Shenzhen Syhdee Co.Ltd. | SYHDEE | SYH-GT08-EP1260D-3(4000K) | Linear Replacement Lamp | Four-Foot | 3-lamp External Driver Lamp-Style Retrofit Kits (UL Type C) | Standard | FALSE | [9 empty] | 42627 |  |  | No |  | 3 | 2757.5 | 133.8 | 20.6 | 13.6 | 0.94 | 4000 | 81.2
P8CV4HF3 | Shenzhen Syhdee Co.Ltd. | SYHDEE | SYH-GT08-EP1224D-2(3500K) | Linear Replacement Lamp | Four-Foot | 2-lamp External Driver Lamp-Style Retrofit Kits (UL Type C) | Standard | FALSE | [9 empty] | 42627 |  |  | No |  | 4 | 1661.1 | 136.1 | 12.2 | 13.2 | 0.94 | 3500 | 82.1
PSE5V6T6 | Shenzhen Syhdee Co.Ltd. | SYHDEE | SYH-GT08-EP1254D-3(3500K) | Linear Replacement Lamp | Four-Foot | 3-lamp External Driver Lamp-Style Retrofit Kits (UL Type C) | Standard | FALSE | [9 empty] | 42627 |  |  | No |  | 4 | 2282.8 | 132.7 | 17.2 | 13.6 | 0.93 | 3500 | 81.9
PBHATAS5 | Shenzhen Syhdee Co.Ltd. | SYHDEE | SYH-GT08-EP1248D-4(3500K) | Linear Replacement Lamp | Four-Foot | 4-lamp External Driver Lamp-Style Retrofit Kits (UL Type C) | Standard | FALSE | [9 empty] | 42627 |  |  | No |  | 4 | 1620.5 | 136.1 | 11.9 | 13.9 | 0.92 | 3500 | 81.5
PD5A8WWF | Shenzhen Syhdee Co.Ltd. | SYHDEE | SYH-GT08-EP1260D-3(3500K) | Linear Replacement Lamp | Four-Foot | 3-lamp External Driver Lamp-Style Retrofit Kits (UL Type C) | Standard | FALSE | [9 empty] | 42627 |  |  | No |  | 3 | 2757.5 | 133.8 | 20.6 | 13.6 | 0.94 | 3500 | 81.2
P2KAJD3T | Canada GL lighting technology Inc | GL | GLT8F4-16WB-50MF | Linear Replacement Lamp | Four-Foot | Replacement Lamps (plug and play) (UL Type A) | Standard | FALSE | [9 empty] | 42627 | Not Dimmable | Not Dimmable | No |  | 3 | 2268 | 118.87 | 19.08 | 10.95 | 0.9744 | 5000 | 84.2
PHQVJSMT | Canada GL lighting technology Inc | GL | GLT8F4-20WB-50MF | Linear Replacement Lamp | Four-Foot | Replacement Lamps (plug and play) (UL Type A) | Standard | FALSE | [9 empty] | 42627 | Not Dimmable | Not Dimmable | No |  | 3 | 2631 | 120.63 | 21.81 | 6.39 | 0.9093 | 5000 | 84
P2WFURT1 | Canada GL lighting technology Inc | GL | GLT8F4-16WB-45MF | Linear Replacement Lamp | Four-Foot | Replacement Lamps (plug and play) (UL Type A) | Standard | FALSE | [9 empty] | 42627 | Not Dimmable | Not Dimmable | No |  | 3 | 2251 | 117.73 | 19.12 | 10.62 | 0.9745 | 4500 | 85.2
PWWEQGBU | Canada GL lighting technology Inc | GL | GLT8F4-20WB-45MF | Linear Replacement Lamp | Four-Foot | Replacement Lamps (plug and play) (UL Type A) | Standard | FALSE | [9 empty] | 42627 | Not Dimmable | Not Dimmable | No |  | 3 | 2605 | 119.66 | 21.77 | 5.87 | 0.911 | 4500 | 84.4
PW8Q1687 | Canada GL lighting technology Inc | GL | GLT8F4-16WB-40MF | Linear Replacement Lamp | Four-Foot | Replacement Lamps (plug and play) (UL Type A) | Standard | FALSE | [9 empty] | 42627 | Not Dimmable | Not Dimmable | No |  | 3 | 2234 | 116.66 | 19.15 | 10.62 | 0.9745 | 4000 | 85.2
PDB3S3E9 | Canada GL lighting technology Inc | GL | GLT8F4-20WB-40MF | Linear Replacement Lamp | Four-Foot | Replacement Lamps (plug and play) (UL Type A) | Standard | FALSE | [9 empty] | 42627 | Not Dimmable | Not Dimmable | No |  | 3 | 2579 | 118.74 | 21.72 | 5.87 | 0.911 | 4000 | 84.4
P9MVSUN3 | Canada GL lighting technology Inc | GL | GLT8F4-16WB-35MF | Linear Replacement Lamp | Four-Foot | Replacement Lamps (plug and play) (UL Type A) | Standard | FALSE | [9 empty] | 42627 | Not Dimmable | Not Dimmable | No |  | 3 | 2221 | 115.62 | 19.21 | 10.58 | 0.9751 | 3500 | 82.7
PPTQ67S7 | Canada GL lighting technology Inc | GL | GLT8F4-20WB-35MF | Linear Replacement Lamp | Four-Foot | Replacement Lamps (plug and play) (UL Type A) | Standard | FALSE | [9 empty] | 42627 | Not Dimmable | Not Dimmable | No |  | 3 | 2545 | 117.34 | 21.69 | 6.15 | 0.9149 | 3500 | 82.3
PXGXSJ44 | Parth I Inc dba Midwest circuits | Midwest circuits | MC-T8-4-20WB-30MF | Linear Replacement Lamp | Four-Foot | Dual Mode Internal Driver (UL Type A and Type B) | Standard | TRUE | 2395 | 114.8 | 20.86 | 5.79 | 0.9799 | 2887 | 81.9 | 5 | 50000 | 42626 |  |  | NotYetVerified | Product updated 9/21/2016 | 4 | 2600 | 130 | 20 | 5.79 | 0.9 | 3000 | 80
PFUURA56 | Parth I Inc dba Midwest circuits | Midwest circuits | MC-T8-4-20WB-30CF | Linear Replacement Lamp | Four-Foot | Dual Mode Internal Driver (UL Type A and Type B) | Standard | TRUE | 2589.3 | 124.41 | 20.81 | 5.83 | 0.9791 | 2898 | 81.8 | 5 | 50000 | 42626 |  |  | NotYetVerified | Product updated 9/21/2016 | 4 | 2600 | 130 | 20 | 20 | 0.9 | 3000 | 80
P48KJZ1P | Parth I Inc dba Midwest circuits | Midwest circuits | MC-T8-4-12WB-30MF | Linear Replacement Lamp | Four-Foot | Dual Mode Internal Driver (UL Type A and Type B) | Standard | TRUE | 1572.9 | 112.36 | 14 | 14.16 | 0.9756 | 2900 | 83.8 | 5 | 50000 | 42626 |  |  | NotYetVerified |  | 4 | 1620 | 135 | 12 | 14.16 | 0.9 | 3000 | 80
PKMX1JR9 | Energy Focus Inc. | Energy Focus | LEDFLT8-840-411-500C | Linear Replacement Lamp | Four-Foot | Internal Driver Lamp-Style Retrofit Kits (UL Type B) | Standard | TRUE | 1697.6 | 150.1 | 11.31 | 21.1 | 0.973 | 4056 | 84 | 5 | 50000 | 42626 |  |  | No |  | 4 | 1700 | 154.5 | 11 | 20 | 0.9 | 4000 | 80
PTFR9QPN | MaxLite Inc | MaxLite | L15T8DF430-CG2 | Linear Replacement Lamp | Four-Foot | Replacement Lamps (plug and play) (UL Type A) | Standard | TRUE | 1781 | 104.9 | 33.95 | 6.41 | 0.9729 | 2958 | 81 | 5 | 50000 | 42626 |  |  | No |  | 3 | 1800 | 100 | 18 | 6.41 | 0.97 | 3000 | 82
PDFWSQEQ | Parth I Inc dba Midwest circuits | Midwest circuits | MC-T8-4-18WB-30CF | Linear Replacement Lamp | Four-Foot | Dual Mode Internal Driver (UL Type A and Type B) | Standard | TRUE | 2195.5 | 123.34 | 17.8 | 7.7 | 0.9727 | 2896 | 81.9 | 5 | 50000 | 42626 |  |  | NotYetVerified |  | 4 | 2250 | 125 | 18 | 7.7 | 0.9 | 3000 | 80
P96NBMFC | Parth I Inc dba Midwest circuits | Midwest circuits | MC-T8-4-18WB-30MF | Linear Replacement Lamp | Four-Foot | Dual Mode Internal Driver (UL Type A and Type B) | Standard | TRUE | 2034.7 | 114.76 | 17.73 | 7.63 | 0.9727 | 2884 | 81.9 | 5 | 50000 | 42626 |  |  | NotYetVerified |  | 4 | 2160 | 120 | 18 | 7.63 | 0.9 | 3000 | 80
PYA7CWA4 | Reno LED Lighting Inc. | RENO | WLL-LEDT8BC15/830/G2 | Linear Replacement Lamp | Four-Foot | Replacement Lamps (plug and play) (UL Type A) | Standard | TRUE | 2058 | 117.4 | 17.54 | 11.26 | 0.9669 | 3052 | 81.2 | 5 | 50000 | 42626 |  |  | No |  | 4 | 2000 | 110 | 18 | 11.26 | 0.99 | 3000 | 83
P521SC8F | Reno LED Lighting Inc. | RENO | WLL-LEDT8BC13/830/G2 | Linear Replacement Lamp | Four-Foot | Replacement Lamps (plug and play) (UL Type A) | Standard | TRUE | 1955 | 119 | 16.43 | 12.41 | 0.9634 | 3056 | 81.3 | 5 | 50000 | 42626 |  |  | No |  | 4 | 1800 | 110 | 16 | 12.41 | 0.97 | 3000 | 83
PVBVWDXP | Reno LED Lighting Inc. | RENO | WLL-LEDT8BP15/830/G2 | Linear Replacement Lamp | Four-Foot | Internal Driver Lamp-Style Retrofit Kits (UL Type B) | Standard | TRUE | 1888 | 126 | 14.99 | 21.32 | 0.9613 | 3122 | 82.2 | 5 | 50000 | 42626 |  |  | No |  | 4 | 1900 | 125 | 15 | 21.32 | 0.974 | 3000 | 83
PVCR79WQ | LumiRich Co. Ltd | Lumirich | FLC12-3000K-G6-S | Linear Replacement Lamp | Four-Foot | Replacement Lamps (plug and play) (UL Type A) | Standard | TRUE | 2245 | 122.67 | 18.3 | 11.95 | 0.959 | 3088 | 82.9 | 5 | 50000 | 42626 |  |  | No |  | 4 | 2245 | 122.67 | 18.3 | 11.95 | 0.96 | 3000 | 82.9
P45PRTE7 | Parth I Inc dba Midwest circuits | Midwest circuits | MC-T8-4-12WB-30CF | Linear Replacement Lamp | Four-Foot | Dual Mode Internal Driver (UL Type A and Type B) | Standard | TRUE | 1700.7 | 123.07 | 13.82 | 11.66 | 0.9585 | 2877 | 82 | 5 | 50000 | 42626 |  |  | NotYetVerified |  | 4 | 1680 | 140 | 12 | 11.66 | 0.9 | 3000 | 80
P7VP8RDG | Shenzhen Syhdee Co.Ltd. | SYHDEE | SYH-GL08-DC1218 (3000K) | Linear Replacement Lamp | Four-Foot | Replacement Lamps (plug and play) (UL Type A) | Standard | TRUE | 2103.174 | 115.559 | 18.2 | 17.3 | 0.957 | 2903 | 82.3 | 5 | 50000 | 42626 |  |  | No |  | 4 | 2103.1 | 115.5 | 18.2 | 17.3 | 0.96 | 2903 | 82.3
PFXFHZXR | Shenzhen Syhdee Co.Ltd. | SYHDEE | SYH-GL08-DN1218 (3000K) | Linear Replacement Lamp | Four-Foot | Internal Driver Lamp-Style Retrofit Kits (UL Type B) | Standard | TRUE | 2295.424 | 125.433 | 18.3 | 17.4 | 0.951 | 2905 | 81.7 | 5 | 50000 | 42626 |  |  | No |  | 4 | 2295.4 | 125.4 | 18.3 | 17.4 | 0.95 | 2905 | 81.7
PDJ1QVXF | MaxLite Inc | MaxLite | L25T5DF430-G | Linear Replacement Lamp | Four-Foot | Replacement Lamps (plug and play) (UL Type A) | Standard | TRUE | 2922 | 107.4 | 27.2 | 10.2 | 0.947 | 3083 | 85 | 5 | 50000 | 42626 |  |  | No |  | 3.1 | 3000 | 107 | 28 | 20 | 0.9 | 3000 | 82
PXQZTM15 | LumiRich Co. Ltd | Lumirich | FLC12-3000K-G6-L | Linear Replacement Lamp | Four-Foot | Replacement Lamps (plug and play) (UL Type A) | Standard | TRUE | 1560 | 109.09 | 14.3 | 16.29 | 0.937 | 2980 | 84.2 | 5 | 50000 | 42626 |  |  | No |  | 4 | 1560 | 109 | 14.3 | 16.29 | 0.94 | 3000 | 84.2
PZHB8TTK | Shenzhen Syhdee Co.Ltd. | SYHDEE | SYH-GT08-EP1236D-3(3000K) | Linear Replacement Lamp | Four-Foot | 3-lamp External Driver Lamp-Style Retrofit Kits (UL Type C) | Standard | TRUE | 1649.484 | 136.321 | 12.1 | 13.9 | 0.934 | 2925 | 81.4 | 5 | 50000 | 42626 |  |  | No |  | 4 | 1649.4 | 136.3 | 12.1 | 13.9 | 0.93 | 2925 | 81.4
PSJHXWAM | Shenzhen Syhdee Co.Ltd. | SYHDEE | SYH-GT08-EP1236D-2(3000K) | Linear Replacement Lamp | Four-Foot | 2-lamp External Driver Lamp-Style Retrofit Kits (UL Type C) | Standard | TRUE | 2438.017 | 133.957 | 18.2 | 13.1 | 0.925 | 2897 | 82 | 5 | 50000 | 42626 |  |  | No |  | 4 | 2438 | 133.9 | 18.2 | 13.1 | 0.93 | 2897 | 82
PC57Y68Z | Reno LED Lighting Inc. | RENO | WLL-LEDT8BP15/850/G2 | Linear Replacement Lamp | Four-Foot | Internal Driver Lamp-Style Retrofit Kits (UL Type B) | Standard | FALSE | [9 empty] | 42626 |  |  | No |  | 4 | 2100 | 132 | 15 | 21.32 | 0.974 | 5000 | 83
PXHCY6WN | Reno LED Lighting Inc. | RENO | WLL-LEDT8BC13/850/G2 | Linear Replacement Lamp | Four-Foot | Replacement Lamps (plug and play) (UL Type A) | Standard | FALSE | [9 empty] | 42626 |  |  | No |  | 4 | 2000 | 115 | 16 | 12.41 | 0.97 | 5000 | 83
PCVDS53V | Reno LED Lighting Inc. | RENO | WLL-LEDT8BC15/850/G2 | Linear Replacement Lamp | Four-Foot | Replacement Lamps (plug and play) (UL Type A) | Standard | FALSE | [9 empty] | 42626 |  |  | No |  | 4 | 2200 | 115 | 18 | 11.26 | 0.99 | 5000 | 83
PHU2UADB | Reno LED Lighting Inc. | RENO | WLL-LEDT8BP15/845/G2 | Linear Replacement Lamp | Four-Foot | Internal Driver Lamp-Style Retrofit Kits (UL Type B) | Standard | FALSE | [9 empty] | 42626 |  |  | No |  | 4 | 2000 | 130 | 15 | 21.32 | 0.974 | 4500 | 83
PECZYZNH | Reno LED Lighting Inc. | RENO | WLL-LEDT8BC13/845/G2 | Linear Replacement Lamp | Four-Foot | Replacement Lamps (plug and play) (UL Type A) | Standard | FALSE | [9 empty] | 42626 |  |  | No |  | 4 | 1900 | 112 | 16 | 12.41 | 0.97 | 4500 | 83
PYA4NW8U | Reno LED Lighting Inc. | RENO | WLL-LEDT8BC15/845/G2 | Linear Replacement Lamp | Four-Foot | Replacement Lamps (plug and play) (UL Type A) | Standard | FALSE | [9 empty] | 42626 |  |  | No |  | 4 | 2100 | 112 | 18 | 11.26 | 0.99 | 4500 | 83
P534YEVD | Reno LED Lighting Inc. | RENO | WLL-LEDT8BP15/840/G2 | Linear Replacement Lamp | Four-Foot | Internal Driver Lamp-Style Retrofit Kits (UL Type B) | Standard | FALSE | [9 empty] | 42626 |  |  | No |  | 4 | 2000 | 130 | 15 | 21.32 | 0.974 | 4000 | 83
PHCKNQWF | Reno LED Lighting Inc. | RENO | WLL-LEDT8BC13/840/G2 | Linear Replacement Lamp | Four-Foot | Replacement Lamps (plug and play) (UL Type A) | Standard | FALSE | [9 empty] | 42626 |  |  | No |  | 4 | 1900 | 112 | 16 | 12.41 | 0.97 | 4000 | 83
PP8NNGQ1 | Reno LED Lighting Inc. | RENO | WLL-LEDT8BC15/840/G2 | Linear Replacement Lamp | Four-Foot | Replacement Lamps (plug and play) (UL Type A) | Standard | FALSE | [9 empty] | 42626 |  |  | No |  | 4 | 2100 | 112 | 18 | 11.26 | 0.99 | 4000 | 83
PY38SEJ2 | Reno LED Lighting Inc. | RENO | WLL-LEDT8BP15/835/G2 | Linear Replacement Lamp | Four-Foot | Internal Driver Lamp-Style Retrofit Kits (UL Type B) | Standard | FALSE | [9 empty] | 42626 |  |  | No |  | 4 | 1900 | 125 | 15 | 21.32 | 0.974 | 3500 | 83
PFKX2PRE | Reno LED Lighting Inc. | RENO | WLL-LEDT8BC13/835/G2 | Linear Replacement Lamp | Four-Foot | Replacement Lamps (plug and play) (UL Type A) | Standard | FALSE | [9 empty] | 42626 |  |  | No |  | 4 | 1800 | 110 | 16 | 12.41 | 0.97 | 3500 | 83
PB3PXMHR | Reno LED Lighting Inc. | RENO | WLL-LEDT8BC15/835/G2 | Linear Replacement Lamp | Four-Foot | Replacement Lamps (plug and play) (UL Type A) | Standard | FALSE | [9 empty] | 42626 |  |  | No |  | 4 | 2000 | 110 | 18 | 11.26 | 0.99 | 3500 | 83
P2TQSMSA | Shenzhen Syhdee Co.Ltd. | SYHDEE | SYH-GL08-DN1218 (5000K) | Linear Replacement Lamp | Four-Foot | Internal Driver Lamp-Style Retrofit Kits (UL Type B) | Standard | FALSE | [9 empty] | 42626 |  |  | No |  | 4 | 2350.6 | 128.4 | 18.3 | 17.7 | 0.95 | 4887 | 81.1
PSEAXFU1 | Shenzhen Syhdee Co.Ltd. | SYHDEE | SYH-GL08-DC1218 (5000K) | Linear Replacement Lamp | Four-Foot | Replacement Lamps (plug and play) (UL Type A) | Standard | FALSE | [9 empty] | 42626 |  |  | No |  | 4 | 2150 | 118.7 | 18.1 | 17.6 | 0.96 | 4884 | 82.4
PBVMRHM1 | Shenzhen Syhdee Co.Ltd. | SYHDEE | SYH-GT08-EP1236D-3(5000K) | Linear Replacement Lamp | Four-Foot | 3-lamp External Driver Lamp-Style Retrofit Kits (UL Type C) | Standard | FALSE | [9 empty] | 42626 |  |  | No |  | 4 | 1734.7 | 143.3 | 12.1 | 14.5 | 0.94 | 4844 | 82.4
PDDKQ4MC | Shenzhen Syhdee Co.Ltd. | SYHDEE | SYH-GT08-EP1236D-2(5000K) | Linear Replacement Lamp | Four-Foot | 2-lamp External Driver Lamp-Style Retrofit Kits (UL Type C) | Standard | FALSE | [9 empty] | 42626 |  |  | No |  | 4 | 2555.6 | 141.1 | 18.1 | 13.9 | 0.93 | 4781 | 81.7
PECPRT4K | Shenzhen Syhdee Co.Ltd. | SYHDEE | SYH-GL08-DC1218 (4500K) | Linear Replacement Lamp | Four-Foot | Replacement Lamps (plug and play) (UL Type A) | Standard | FALSE | [9 empty] | 42626 |  |  | No |  | 4 | 2103.1 | 115.5 | 18.2 | 17.3 | 0.96 | 4500 | 82.3
PVYCTTW6 | Shenzhen Syhdee Co.Ltd. | SYHDEE | SYH-GT08-EP1236D-2(4500K) | Linear Replacement Lamp | Four-Foot | 2-lamp External Driver Lamp-Style Retrofit Kits (UL Type C) | Standard | FALSE | [9 empty] | 42626 |  |  | No |  | 4 | 2438 | 133.9 | 18.2 | 13.1 | 0.93 | 4500 | 82
PX9V1WF4 | Shenzhen Syhdee Co.Ltd. | SYHDEE | SYH-GL08-DN1218 (4500K) | Linear Replacement Lamp | Four-Foot | Internal Driver Lamp-Style Retrofit Kits (UL Type B) | Standard | FALSE | [9 empty] | 42626 |  |  | No |  | 4 | 2295.4 | 125.4 | 18.3 | 17.4 | 0.95 | 4500 | 81.7
PG83CK11 | Shenzhen Syhdee Co.Ltd. | SYHDEE | SYH-GT08-EP1236D-3(4500K) | Linear Replacement Lamp | Four-Foot | 3-lamp External Driver Lamp-Style Retrofit Kits (UL Type C) | Standard | FALSE | [9 empty] | 42626 |  |  | No |  | 4 | 1649.4 | 136.3 | 12.1 | 13.9 | 0.93 | 4500 | 81.4
PXSF47VE | Shenzhen Syhdee Co.Ltd. | SYHDEE | SYH-GL08-DC1218 (4000K) | Linear Replacement Lamp | Four-Foot | Replacement Lamps (plug and play) (UL Type A) | Standard | FALSE | [9 empty] | 42626 |  |  | No |  | 4 | 2103.1 | 115.5 | 18.2 | 17.3 | 0.96 | 4000 | 82.3
P4WYKNEH | Shenzhen Syhdee Co.Ltd. | SYHDEE | SYH-GT08-EP1236D-2(4000K) | Linear Replacement Lamp | Four-Foot | 2-lamp External Driver Lamp-Style Retrofit Kits (UL Type C) | Standard | FALSE | [9 empty] | 42626 |  |  | No |  | 4 | 2438 | 133.9 | 18.2 | 13.1 | 0.93 | 4000 | 82
PX8BTR9Z | Shenzhen Syhdee Co.Ltd. | SYHDEE | SYH-GL08-DN1218 (4000K) | Linear Replacement Lamp | Four-Foot | Internal Driver Lamp-Style Retrofit Kits (UL Type B) | Standard | FALSE | [9 empty] | 42626 |  |  | No |  | 4 | 2295.4 | 125.4 | 18.3 | 17.4 | 0.95 | 4000 | 81.7
PBHV3SKR | Shenzhen Syhdee Co.Ltd. | SYHDEE | SYH-GT08-EP1236D-3(4000K) | Linear Replacement Lamp | Four-Foot | 3-lamp External Driver Lamp-Style Retrofit Kits (UL Type C) | Standard | FALSE | [9 empty] | 42626 |  |  | No |  | 4 | 1649.4 | 136.3 | 12.1 | 13.9 | 0.93 | 4000 | 81.4
PW4Z9U1W | Shenzhen Syhdee Co.Ltd. | SYHDEE | SYH-GL08-DC1218 (3500K) | Linear Replacement Lamp | Four-Foot | Replacement Lamps (plug and play) (UL Type A) | Standard | FALSE | [9 empty] | 42626 |  |  | No |  | 4 | 2103.1 | 115.5 | 18.2 | 17.3 | 0.96 | 3500 | 82.3
PW8V69N1 | Shenzhen Syhdee Co.Ltd. | SYHDEE | SYH-GT08-EP1236D-2(3500K) | Linear Replacement Lamp | Four-Foot | 2-lamp External Driver Lamp-Style Retrofit Kits (UL Type C) | Standard | FALSE | [9 empty] | 42626 |  |  | No |  | 4 | 2438 | 133.9 | 18.2 | 13.1 | 0.93 | 3500 | 82
P6ZH678K | Shenzhen Syhdee Co.Ltd. | SYHDEE | SYH-GL08-DN1218 (3500K) | Linear Replacement Lamp | Four-Foot | Internal Driver Lamp-Style Retrofit Kits (UL Type B) | Standard | FALSE | [9 empty] | 42626 |  |  | No |  | 4 | 2295.4 | 125.4 | 18.3 | 17.4 | 0.95 | 3500 | 81.7
PCUUUX5X | Shenzhen Syhdee Co.Ltd. | SYHDEE | SYH-GT08-EP1236D-3(3500K) | Linear Replacement Lamp | Four-Foot | 3-lamp External Driver Lamp-Style Retrofit Kits (UL Type C) | Standard | FALSE | [9 empty] | 42626 |  |  | No |  | 4 | 1649.4 | 136.3 | 12.1 | 13.9 | 0.93 | 3500 | 81.4
P17ARZ2N | MaxLite Inc | MaxLite | L25T5DF450-G | Linear Replacement Lamp | Four-Foot | Replacement Lamps (plug and play) (UL Type A) | Standard | FALSE | [9 empty] | 42626 |  |  | No |  | 3.1 | 3200 | 114 | 28 | 20 | 0.9 | 5000 | 82
P1Q6DA8T | MaxLite Inc | MaxLite | L15T8DF450-CG2 | Linear Replacement Lamp | Four-Foot | Replacement Lamps (plug and play) (UL Type A) | Standard | FALSE | [9 empty] | 42626 |  |  | No |  | 3 | 2250 | 125 | 18 | 6.41 | 0.97 | 5000 | 82
PUHSSRHN | MaxLite Inc | MaxLite | L25T5DF445-G | Linear Replacement Lamp | Four-Foot | Replacement Lamps (plug and play) (UL Type A) | Standard | FALSE | [9 empty] | 42626 |  |  | No |  | 3.1 | 3200 | 114 | 28 | 20 | 0.9 | 4500 | 82
PN4N4HJU | MaxLite Inc | MaxLite | L15T8DF445-CG2 | Linear Replacement Lamp | Four-Foot | Replacement Lamps (plug and play) (UL Type A) | Standard | FALSE | [9 empty] | 42626 |  |  | No |  | 3 | 1950 | 108.3 | 18 | 6.41 | 0.97 | 4500 | 82
PDM7CAF4 | MaxLite Inc | MaxLite | L25T5DF440-G | Linear Replacement Lamp | Four-Foot | Replacement Lamps (plug and play) (UL Type A) | Standard | FALSE | [9 empty] | 42626 |  |  | No |  | 3.1 | 3200 | 114 | 28 | 20 | 0.9 | 4000 | 82
PH34SZ2Q | MaxLite Inc | MaxLite | L15T8DF440-CG2 | Linear Replacement Lamp | Four-Foot | Replacement Lamps (plug and play) (UL Type A) | Standard | FALSE | [9 empty] | 42626 |  |  | No |  | 3 | 1900 | 105.6 | 18 | 6.41 | 0.97 | 4000 | 82
PCQN8NN7 | MaxLite Inc | MaxLite | L25T5DF435-G | Linear Replacement Lamp | Four-Foot | Replacement Lamps (plug and play) (UL Type A) | Standard | FALSE | [9 empty] | 42626 |  |  | No |  | 3.1 | 3000 | 107 | 28 | 20 | 0.9 | 3500 | 82
PARQ8B3N | MaxLite Inc | MaxLite | L15T8DF435-CG2 | Linear Replacement Lamp | Four-Foot | Replacement Lamps (plug and play) (UL Type A) | Standard | FALSE | [9 empty] | 42626 |  |  | No |  | 3 | 1850 | 102.8 | 18 | 6.41 | 0.97 | 3500 | 82
PUC7ZV9U | LumiRich Co. Ltd | Lumirich | FLC12-5000K-G6-L | Linear Replacement Lamp | Four-Foot | Replacement Lamps (plug and play) (UL Type A) | Standard | FALSE | [9 empty] | 42626 |  |  | No |  | 4 | 1560 | 109 | 14.3 | 16.29 | 0.94 | 5000 | 87.1
PHUQHCM3 | LumiRich Co. Ltd | Lumirich | FLC12-5000K-G6-S | Linear Replacement Lamp | Four-Foot | Replacement Lamps (plug and play) (UL Type A) | Standard | FALSE | [9 empty] | 42626 |  |  | No |  | 4 | 2245 | 122.67 | 18.3 | 11.95 | 0.96 | 5000 | 85.1
PQX54DAA | LumiRich Co. Ltd | Lumirich | FLC12-4100K-G6-L | Linear Replacement Lamp | Four-Foot | Replacement Lamps (plug and play) (UL Type A) | Standard | FALSE | [9 empty] | 42626 |  |  | No |  | 4 | 1560 | 109 | 14.3 | 16.29 | 0.94 | 4100 | 86
PJ1EPCZ6 | LumiRich Co. Ltd | Lumirich | FLC12-4100K-G6-S | Linear Replacement Lamp | Four-Foot | Replacement Lamps (plug and play) (UL Type A) | Standard | FALSE | [9 empty] | 42626 |  |  | No |  | 4 | 2245 | 122.67 | 18.3 | 11.95 | 0.96 | 4100 | 84
PCCHPB5Q | LumiRich Co. Ltd | Lumirich | FLC12-3500K-G6-L | Linear Replacement Lamp | Four-Foot | Replacement Lamps (plug and play) (UL Type A) | Standard | FALSE | [9 empty] | 42626 |  |  | No |  | 4 | 1560 | 109 | 14.3 | 16.29 | 0.94 | 3500 | 85
P9E8J9TG | LumiRich Co. Ltd | Lumirich | FLC12-3500K-G6-S | Linear Replacement Lamp | Four-Foot | Replacement Lamps (plug and play) (UL Type A) | Standard | FALSE | [9 empty] | 42626 |  |  | No |  | 4 | 2245 | 122.67 | 18.3 | 11.95 | 0.96 | 3500 | 83
PFFFHH95 | Parth I Inc dba Midwest circuits | Midwest circuits | MC-T8-4-20WB-50CF | Linear Replacement Lamp | Four-Foot | Dual Mode Internal Driver (UL Type A and Type B) | Standard | FALSE | [9 empty] | 42626 | Not Dimmable | Not Dimmable | NotYetVerified | Product updated 9/21/2016 | 4 | 2600 | 130 | 20 | 20 | 0.9 | 5000 | 80
P6FMR8SW | Parth I Inc dba Midwest circuits | Midwest circuits | MC-T8-4-12WB-50MF | Linear Replacement Lamp | Four-Foot | Dual Mode Internal Driver (UL Type A and Type B) | Standard | FALSE | [9 empty] | 42626 | Not Dimmable | Not Dimmable | NotYetVerified |  | 4 | 1680 | 140 | 12 | 14.16 | 0.9 | 5000 | 80
PHFFK7DD | Parth I Inc dba Midwest circuits | Midwest circuits | MC-T8-4-12WB-50CF | Linear Replacement Lamp | Four-Foot | Dual Mode Internal Driver (UL Type A and Type B) | Standard | FALSE | [9 empty] | 42626 | Not Dimmable | Not Dimmable | NotYetVerified |  | 4 | 1800 | 150 | 12 | 11.66 | 0.9 | 5000 | 80
P1GF4ZEC | Parth I Inc dba Midwest circuits | Midwest circuits | MC-T8-4-18WB-50CF | Linear Replacement Lamp | Four-Foot | Dual Mode Internal Driver (UL Type A and Type B) | Standard | FALSE | [9 empty] | 42626 | Not Dimmable | Not Dimmable | NotYetVerified |  | 4 | 2340 | 130 | 18 | 7.7 | 0.9 | 5000 | 80
PBPBJCZP | Parth I Inc dba Midwest circuits | Midwest circuits | MC-T8-4-18WB-50MF | Linear Replacement Lamp | Four-Foot | Dual Mode Internal Driver (UL Type A and Type B) | Standard | FALSE | [9 empty] | 42626 | Not Dimmable | Not Dimmable | NotYetVerified |  | 4 | 2160 | 120 | 18 | 7.63 | 0.9 | 5000 | 80
PGS8CX9Z | Parth I Inc dba Midwest circuits | Midwest circuits | MC-T8-4-20WB-50MF | Linear Replacement Lamp | Four-Foot | Dual Mode Internal Driver (UL Type A and Type B) | Standard | FALSE | [9 empty] | 42626 | Not Dimmable | Not Dimmable | NotYetVerified | Product updated 9/21/2016 | 4 | 2600 | 130 | 20 | 5.79 | 0.9 | 5000 | 80
P2SW8UEC | Parth I Inc dba Midwest circuits | Midwest circuits | MC-T8-4-20WB-45CF | Linear Replacement Lamp | Four-Foot | Dual Mode Internal Driver (UL Type A and Type B) | Standard | FALSE | [9 empty] | 42626 | Not Dimmable | Not Dimmable | NotYetVerified | Product updated 9/21/2016 | 4 | 2600 | 130 | 20 | 20 | 0.9 | 4500 | 80
PWN1VWDH | Parth I Inc dba Midwest circuits | Midwest circuits | MC-T8-4-12WB-45MF | Linear Replacement Lamp | Four-Foot | Dual Mode Internal Driver (UL Type A and Type B) | Standard | FALSE | [9 empty] | 42626 | Not Dimmable | Not Dimmable | NotYetVerified |  | 4 | 1680 | 140 | 12 | 14.16 | 0.9 | 4500 | 80
PVVYDXFK | Parth I Inc dba Midwest circuits | Midwest circuits | MC-T8-4-12WB-45CF | Linear Replacement Lamp | Four-Foot | Dual Mode Internal Driver (UL Type A and Type B) | Standard | FALSE | [9 empty] | 42626 | Not Dimmable | Not Dimmable | NotYetVerified |  | 4 | 1800 | 150 | 12 | 11.66 | 0.9 | 4500 | 80
PFAFMU3E | Parth I Inc dba Midwest circuits | Midwest circuits | MC-T8-4-18WB-45CF | Linear Replacement Lamp | Four-Foot | Dual Mode Internal Driver (UL Type A and Type B) | Standard | FALSE | [9 empty] | 42626 | Not Dimmable | Not Dimmable | NotYetVerified |  | 4 | 2340 | 130 | 18 | 7.7 | 0.9 | 4500 | 80
PJZN69WJ | Parth I Inc dba Midwest circuits | Midwest circuits | MC-T8-4-18WB-45MF | Linear Replacement Lamp | Four-Foot | Dual Mode Internal Driver (UL Type A and Type B) | Standard | FALSE | [9 empty] | 42626 | Not Dimmable | Not Dimmable | NotYetVerified |  | 4 | 2160 | 120 | 18 | 7.63 | 0.9 | 4500 | 80
PEQE5MKZ | Parth I Inc dba Midwest circuits | Midwest circuits | MC-T8-4-20WB-45MF | Linear Replacement Lamp | Four-Foot | Dual Mode Internal Driver (UL Type A and Type B) | Standard | FALSE | [9 empty] | 42626 | Not Dimmable | Not Dimmable | NotYetVerified | Product updated 9/21/2016 | 4 | 2600 | 130 | 20 | 5.79 | 0.9 | 4500 | 80
PN8R4RES | Parth I Inc dba Midwest circuits | Midwest circuits | MC-T8-4-20WB-40CF | Linear Replacement Lamp | Four-Foot | Dual Mode Internal Driver (UL Type A and Type B) | Standard | FALSE | [9 empty] | 42626 | Not Dimmable | Not Dimmable | NotYetVerified | Product updated 9/21/2016 | 4 | 2600 | 130 | 20 | 20 | 0.9 | 4000 | 80
P84J3VSC | Parth I Inc dba Midwest circuits | Midwest circuits | MC-T8-4-12WB-40MF | Linear Replacement Lamp | Four-Foot | Dual Mode Internal Driver (UL Type A and Type B) | Standard | FALSE | [9 empty] | 42626 | Not Dimmable | Not Dimmable | NotYetVerified |  | 4 | 1680 | 140 | 12 | 14.16 | 0.9 | 4000 | 80
PN9TX4VG | Parth I Inc dba Midwest circuits | Midwest circuits | MC-T8-4-12WB-40CF | Linear Replacement Lamp | Four-Foot | Dual Mode Internal Driver (UL Type A and Type B) | Standard | FALSE | [9 empty] | 42626 | Not Dimmable | Not Dimmable | NotYetVerified |  | 4 | 1800 | 150 | 12 | 11.66 | 0.9 | 4000 | 80
PNPFAZ5Z | Parth I Inc dba Midwest circuits | Midwest circuits | MC-T8-4-18WB-40CF | Linear Replacement Lamp | Four-Foot | Dual Mode Internal Driver (UL Type A and Type B) | Standard | FALSE | [9 empty] | 42626 | Not Dimmable | Not Dimmable | NotYetVerified |  | 4 | 2340 | 130 | 18 | 7.7 | 0.9 | 4000 | 80
PF43E6PJ | Parth I Inc dba Midwest circuits | Midwest circuits | MC-T8-4-18WB-40MF | Linear Replacement Lamp | Four-Foot | Dual Mode Internal Driver (UL Type A and Type B) | Standard | FALSE | [9 empty] | 42626 | Not Dimmable | Not Dimmable | NotYetVerified |  | 4 | 2160 | 120 | 18 | 7.63 | 0.9 | 4000 | 80
PA5HN5Z7 | Parth I Inc dba Midwest circuits | Midwest circuits | MC-T8-4-20WB-40MF | Linear Replacement Lamp | Four-Foot | Dual Mode Internal Driver (UL Type A and Type B) | Standard | FALSE | [9 empty] | 42626 | Not Dimmable | Not Dimmable | NotYetVerified | Product updated 9/21/2016 | 4 | 2600 | 130 | 20 | 5.79 | 0.9 | 4000 | 80
PMBDZVQZ | Parth I Inc dba Midwest circuits | Midwest circuits | MC-T8-4-20WB-35CF | Linear Replacement Lamp | Four-Foot | Dual Mode Internal Driver (UL Type A and Type B) | Standard | FALSE | [9 empty] | 42626 | Not Dimmable | Not Dimmable | NotYetVerified | Product updated 9/21/2016 | 4 | 2600 | 130 | 20 | 20 | 0.9 | 3500 | 80
PFPSXHP1 | Parth I Inc dba Midwest circuits | Midwest circuits | MC-T8-4-12WB-35MF | Linear Replacement Lamp | Four-Foot | Dual Mode Internal Driver (UL Type A and Type B) | Standard | FALSE | [9 empty] | 42626 | Not Dimmable | Not Dimmable | NotYetVerified |  | 4 | 1620 | 135 | 12 | 14.16 | 0.9 | 3500 | 80
PTGVNFG4 | Parth I Inc dba Midwest circuits | Midwest circuits | MC-T8-4-12WB-35CF | Linear Replacement Lamp | Four-Foot | Dual Mode Internal Driver (UL Type A and Type B) | Standard | FALSE | [9 empty] | 42626 | Not Dimmable | Not Dimmable | NotYetVerified |  | 4 | 1680 | 140 | 12 | 11.66 | 0.9 | 3500 | 80
PRQY222C | Parth I Inc dba Midwest circuits | Midwest circuits | MC-T8-4-18WB-35CF | Linear Replacement Lamp | Four-Foot | Dual Mode Internal Driver (UL Type A and Type B) | Standard | FALSE | [9 empty] | 42626 | Not Dimmable | Not Dimmable | NotYetVerified |  | 4 | 2250 | 125 | 18 | 7.7 | 0.9 | 3500 | 80
PFEHR6PT | Parth I Inc dba Midwest circuits | Midwest circuits | MC-T8-4-18WB-35MF | Linear Replacement Lamp | Four-Foot | Dual Mode Internal Driver (UL Type A and Type B) | Standard | FALSE | [9 empty] | 42626 | Not Dimmable | Not Dimmable | NotYetVerified |  | 4 | 2160 | 120 | 18 | 7.63 | 0.9 | 3500 | 80
PKYDH5GZ | Parth I Inc dba Midwest circuits | Midwest circuits | MC-T8-4-20WB-35MF | Linear Replacement Lamp | Four-Foot | Dual Mode Internal Driver (UL Type A and Type B) | Standard | FALSE | [9 empty] | 42626 | Not Dimmable | Not Dimmable | NotYetVerified | Product updated 9/21/2016 | 4 | 2600 | 130 | 20 | 5.79 | 0.9 | 3500 | 80
P2QJKRRK | enviro-glo LLC | Enrivo-glo | T8SLD17WU13K4BCGL | Linear Replacement Lamp | Four-Foot | Replacement Lamps (plug and play) (UL Type A) | Standard | TRUE | 2261 | 113.8 | 19.86 | 9.43 | 0.9818 | 3073 | 84.5 | 5 | 50000 | 42625 |  |  | No |  | 3 | 2200 | 112 | 19.5 | 20 | 0.9 | 3000 | 82
P5D11JQ6 | Shenzhen Syhdee Co.Ltd. | SYHDEE | SYH-GL08-DC1215 (3000K) | Linear Replacement Lamp | Four-Foot | Replacement Lamps (plug and play) (UL Type A) | Standard | TRUE | 1735.383 | 114.926 | 15.1 | 17.4 | 0.958 | 2906 | 82 | 5 | 50000 | 42625 |  |  | No |  | 4 | 1735.3 | 114.9 | 15.1 | 17.4 | 0.96 | 2906 | 82
P3EZC8MF | Shenzhen Syhdee Co.Ltd. | SYHDEE | SYH-GL08-DC1220 (3000K) | Linear Replacement Lamp | Four-Foot | Replacement Lamps (plug and play) (UL Type A) | Standard | TRUE | 2309.87 | 114.35 | 20.2 | 17.9 | 0.957 | 2909 | 82.1 | 5 | 50000 | 42625 |  |  | No |  | 4 | 2309.8 | 114.3 | 20.2 | 17.9 | 0.96 | 2909 | 82.1
PQ367QET | enviro-glo LLC | Enrivo-glo | T5SLD25WU13K4BCGL | Linear Replacement Lamp | Four-Foot | Replacement Lamps (plug and play) (UL Type A) | Standard | TRUE | 2922 | 107.4 | 27.2 | 10.2 | 0.947 | 3083 | 85 | 5 | 50000 | 42625 |  |  | No |  | 3.1 | 3000 | 107 | 28 | 20 | 0.9 | 3000 | 82
PC96RUDW | Shenzhen Syhdee Co.Ltd. | SYHDEE | SYH-GT08-EP1218D-1(3000K) | Linear Replacement Lamp | Four-Foot | 2-lamp External Driver Lamp-Style Retrofit Kits (UL Type C) | Standard | TRUE | 2442.907 | 132.049 | 18.5 | 12.7 | 0.931 | 2944 | 81.5 | 5 | 50000 | 42625 |  |  | No |  | 4 | 2442.9 | 132 | 18.5 | 12.7 | 0.93 | 2944 | 81.5
PHMXEEKW | Shenzhen Syhdee Co.Ltd. | SYHDEE | SYH-GT08-EP1240D-2(3000K) | Linear Replacement Lamp | Four-Foot | 2-lamp External Driver Lamp-Style Retrofit Kits (UL Type C) | Standard | TRUE | 2619.201 | 134.318 | 19.5 | 13.4 | 0.93 | 2908 | 81.9 | 5 | 50000 | 42625 |  |  | No |  | 4 | 2619.2 | 134.3 | 19.5 | 13.4 | 0.93 | 2908 | 81.9
P2PN6MNV | enviro-glo LLC | Enrivo-glo | T8SLD18WU13K4BPGL | Linear Replacement Lamp | Four-Foot | Internal Driver Lamp-Style Retrofit Kits (UL Type B) | Standard | TRUE | 2225 | 124.2 | 17.92 | 19.37 | 0.917 | 3080 | 84.1 | 5 | 50000 | 42625 |  |  | No |  | 3 | 2200 | 122 | 18 | 20 | 0.9 | 3000 | 83
P3AQUDEB | LEDone Distribution Inc. | LED One | LOD-C08-M1215(3000K) | Linear Replacement Lamp | Four-Foot | Dual Mode Internal Driver (UL Type A and Type B) | Standard | TRUE | 2140.461 | 112.066 | 19.1 | 13.6 | 0.907 | 2983 | 82.1 | 5 | 50000 | 42625 |  |  | No |  | 4 | 2140.46 | 112.07 | 19.1 | 13.6 | 0.95 | 3000 | 82.1
PJ4UHRW5 | Shenzhen Dimi Lighting Co.LTD | Dimi Light | FL-T8-15W1200-BIXF(3000K) | Linear Replacement Lamp | Four-Foot | Dual Mode Internal Driver (UL Type A and Type B) | Standard | TRUE | 1693 | 119.48 | 14.17 | 13.44 | 0.9064 | 2964 | 81.7 | 5 | 50000 | 42625 |  |  | No |  | 4 | 1679 | 121.75 | 13.79 | 13.44 | 0.91 | 3000 | 81.7
PVYXXNFG | LEDone Distribution Inc. | LED One | LOD-C08-T1215(3000K) | Linear Replacement Lamp | Four-Foot | Dual Mode Internal Driver (UL Type A and Type B) | Standard | TRUE | 2300.041 | 120.421 | 19.1 | 13.4 | 0.906 | 3008 | 82.3 | 5 | 50000 | 42625 |  |  | No |  | 4 | 2300.04 | 120.42 | 19.1 | 13.4 | 0.95 | 3000 | 82.3
PN9PKBAD | Shenzhen Dimi Lighting Co.LTD | Dimi Light | FL-T8-22W1200-BIXF(3000K) | Linear Replacement Lamp | Four-Foot | Dual Mode Internal Driver (UL Type A and Type B) | Standard | TRUE | 2555 | 120.86 | 21.11 | 13.31 | 0.9052 | 2969 | 81.8 | 5 | 50000 | 42625 |  |  | No |  | 4 | 2555 | 120.86 | 21.14 | 13.31 | 0.91 | 3000 | 81.8
PGX19X5J | LEDone Distribution Inc. | LED One | LOD-C08-M1218(3000K) | Linear Replacement Lamp | Four-Foot | Dual Mode Internal Driver (UL Type A and Type B) | Standard | TRUE | 2488.725 | 112.612 | 22.1 | 13.7 | 0.905 | 2967 | 82 | 5 | 50000 | 42625 |  |  | No |  | 4 | 2488.73 | 112.61 | 22.1 | 13.7 | 0.95 | 3000 | 82
PZW9YNEP | LEDone Distribution Inc. | LEDone | LOD-C08-M1212(3000K) | Linear Replacement Lamp | Four-Foot | (Version 2.1) Four-Foot Linear Replacement Lamps | Standard | TRUE | 1824.694 | 113.335 | 16.1 | 14.1 | 0.903 | 2979 | 82.1 | 5 | 50000 | 42625 |  |  | NotYetVerified | Internal driver; compatible with existing fluorescent ballastDelisted on 3/25/16 Relisted on 9/12/16 | 4 | 1824.69 | 113.34 | 16.1 | 14.1 | 0.95 | 3000 | 82.1
PKA28AZ8 | LEDone Distribution Inc. | LED One | LOD-C08-T1218(3000K) | Linear Replacement Lamp | Four-Foot | Dual Mode Internal Driver (UL Type A and Type B) | Standard | TRUE | 2668.221 | 120.734 | 22.1 | 13.7 | 0.903 | 2969 | 82.1 | 5 | 50000 | 42625 |  |  | No |  | 4 | 2668.22 | 120.73 | 22.1 | 13.7 | 0.95 | 3000 | 82.1
P8ZEK7D6 | Shenzhen Dimi Lighting Co.LTD | Dimi Light | FL-T8-18W1200-BIXF(3000K) | Linear Replacement Lamp | Four-Foot | Dual Mode Internal Driver (UL Type A and Type B) | Standard | TRUE | 2049 | 119.06 | 17.21 | 15.05 | 0.9027 | 2957 | 81.7 | 5 | 50000 | 42625 |  |  | No |  | 4 | 2047 | 120.13 | 17.04 | 15.05 | 0.9 | 3000 | 81.7
PH6RNT5B | LEDone Distribution Inc. | LEDone | LOD-C08-T1212(3000K) | Linear Replacement Lamp | Four-Foot | (Version 2.1) Four-Foot Linear Replacement Lamps | Standard | TRUE | 1930.326 | 119.896 | 16.1 | 13.9 | 0.902 | 2955 | 82 | 5 | 50000 | 42625 |  |  | NotYetVerified | Internal driver; compatible with existing fluorescent ballastDelisted on 3/25/16 Relisted on 9/12/16 | 4 | 1930.33 | 119.9 | 16.1 | 13.9 | 0.95 | 3000 | 82
PQ11KQVG | TAI MING GREEN POWER Co. Ltd. | TAI MING GREEN POWER CO. LTD. | T8B15554A2AC | Linear Replacement Lamp | Four-Foot | Internal Driver Lamp-Style Retrofit Kits (UL Type B) | Standard | TRUE | 2081 | 144.82 | 14.37 | 13 | 0.9011 | 3970 | 83.6 | 5 | 50000 | 42625 |  |  | No |  | 4 | 1921 | 123.78 | 15.52 | 14.65 | 0.906 | 4000 | 84.3
P73TK3J4 | LEDone Distribution Inc. | LED One | LOD-C08-T1220(3000K) | Linear Replacement Lamp | Four-Foot | Dual Mode Internal Driver (UL Type A and Type B) | Standard | TRUE | 2934.922 | 121.781 | 24.1 | 14.3 | 0.901 | 2990 | 82.2 | 5 | 50000 | 42625 |  |  | No |  | 4 | 2934.92 | 121.78 | 24.1 | 14.3 | 0.95 | 3000 | 82.2
PY7N8X99 | LEDone Distribution Inc. | LED One | LOD-C08-M1220(3000K) | Linear Replacement Lamp | Four-Foot | Dual Mode Internal Driver (UL Type A and Type B) | Standard | TRUE | 2672.088 | 110.875 | 24.1 | 13.8 | 0.901 | 2937 | 81.9 | 5 | 50000 | 42625 |  |  | No |  | 4 | 2672.09 | 110.88 | 24.1 | 13.8 | 0.95 | 3000 | 81.9
P9U6GUA7 | Shenzhen Dimi Lighting Co.LTD | Dimi Light | FL-T8-22W1200-BIXF(5000K) | Linear Replacement Lamp | Four-Foot | Dual Mode Internal Driver (UL Type A and Type B) | Standard | FALSE | [9 empty] | 42625 |  |  | No |  | 4 | 2748 | 129.68 | 21.19 | 13.29 | 0.91 | 5000 | 82.6
PV7CHCXQ | Shenzhen Dimi Lighting Co.LTD | Dimi Light | FL-T8-18W1200-BIXF(5000K) | Linear Replacement Lamp | Four-Foot | Dual Mode Internal Driver (UL Type A and Type B) | Standard | FALSE | [9 empty] | 42625 |  |  | No |  | 4 | 2218 | 129.56 | 17.12 | 15.01 | 0.9 | 5000 | 82.3
PTFU13KP | Shenzhen Dimi Lighting Co.LTD | Dimi Light | FL-T8-15W1200-BIXF(5000K) | Linear Replacement Lamp | Four-Foot | Dual Mode Internal Driver (UL Type A and Type B) | Standard | FALSE | [9 empty] | 42625 |  |  | No |  | 4 | 1839 | 131.83 | 13.95 | 13.39 | 0.91 | 5000 | 82.3
P6R7W8P6 | Shenzhen Dimi Lighting Co.LTD | Dimi Light | FL-T8-22W1200-BIXF(4500K) | Linear Replacement Lamp | Four-Foot | Dual Mode Internal Driver (UL Type A and Type B) | Standard | FALSE | [9 empty] | 42625 |  |  | No |  | 4 | 2555 | 120.86 | 21.14 | 13.31 | 0.91 | 4500 | 81.8
P53ZPMFT | Shenzhen Dimi Lighting Co.LTD | Dimi Light | FL-T8-18W1200-BIXF(4500K) | Linear Replacement Lamp | Four-Foot | Dual Mode Internal Driver (UL Type A and Type B) | Standard | FALSE | [9 empty] | 42625 |  |  | No |  | 4 | 2047 | 120.13 | 17.04 | 15.05 | 0.9 | 4500 | 81.7
PV82UCJZ | Shenzhen Dimi Lighting Co.LTD | Dimi Light | FL-T8-15W1200-BIXF(4500K) | Linear Replacement Lamp | Four-Foot | Dual Mode Internal Driver (UL Type A and Type B) | Standard | FALSE | [9 empty] | 42625 |  |  | No |  | 4 | 1679 | 121.75 | 13.79 | 13.44 | 0.91 | 4500 | 81.7
PVH7RMZD | Shenzhen Dimi Lighting Co.LTD | Dimi Light | FL-T8-22W1200-BIXF(4000K) | Linear Replacement Lamp | Four-Foot | Dual Mode Internal Driver (UL Type A and Type B) | Standard | FALSE | [9 empty] | 42625 |  |  | No |  | 4 | 2555 | 120.86 | 21.14 | 13.31 | 0.91 | 4000 | 81.8
PKWK4M8Y | Shenzhen Dimi Lighting Co.LTD | Dimi Light | FL-T8-18W1200-BIXF(4000K) | Linear Replacement Lamp | Four-Foot | Dual Mode Internal Driver (UL Type A and Type B) | Standard | FALSE | [9 empty] | 42625 |  |  | No |  | 4 | 2047 | 120.13 | 17.04 | 15.05 | 0.9 | 4000 | 81.7
PNBDZHF7 | Shenzhen Dimi Lighting Co.LTD | Dimi Light | FL-T8-15W1200-BIXF(4000K) | Linear Replacement Lamp | Four-Foot | Dual Mode Internal Driver (UL Type A and Type B) | Standard | FALSE | [9 empty] | 42625 |  |  | No |  | 4 | 1679 | 121.75 | 13.79 | 13.44 | 0.91 | 4000 | 81.7
PCER3DKG | Shenzhen Dimi Lighting Co.LTD | Dimi Light | FL-T8-22W1200-BIXF(3500K) | Linear Replacement Lamp | Four-Foot | Dual Mode Internal Driver (UL Type A and Type B) | Standard | FALSE | [9 empty] | 42625 |  |  | No |  | 4 | 2555 | 120.86 | 21.14 | 13.31 | 0.91 | 3500 | 81.8
PR6XDJFQ | Shenzhen Dimi Lighting Co.LTD | Dimi Light | FL-T8-18W1200-BIXF(3500K) | Linear Replacement Lamp | Four-Foot | Dual Mode Internal Driver (UL Type A and Type B) | Standard | FALSE | [9 empty] | 42625 |  |  | No |  | 4 | 2047 | 120.13 | 17.04 | 15.05 | 0.9 | 3500 | 81.7
PA1R4ANA | Shenzhen Dimi Lighting Co.LTD | Dimi Light | FL-T8-15W1200-BIXF(3500K) | Linear Replacement Lamp | Four-Foot | Dual Mode Internal Driver (UL Type A and Type B) | Standard | FALSE | [9 empty] | 42625 |  |  | No |  | 4 | 1679 | 121.75 | 13.79 | 13.44 | 0.91 | 3500 | 81.7
P6V5DNEN | TAI MING GREEN POWER Co. Ltd. | TAI MING GREEN POWER CO. LTD. | T8B15556A2AC | Linear Replacement Lamp | Four-Foot | Internal Driver Lamp-Style Retrofit Kits (UL Type B) | Standard | FALSE | [9 empty] | 42625 |  |  | No |  | 4 | 2035 | 130.12 | 15.64 | 14.39 | 0.903 | 5000 | 83.1
PJPXRMFR | Shenzhen Syhdee Co.Ltd. | SYHDEE | SYH-GL08-DC1220 (5000K) | Linear Replacement Lamp | Four-Foot | Replacement Lamps (plug and play) (UL Type A) | Standard | FALSE | [9 empty] | 42625 |  |  | No |  | 4 | 2392.1 | 118.4 | 20.2 | 18.2 | 0.95 | 4896 | 82.2
P1P33DAZ | Shenzhen Syhdee Co.Ltd. | SYHDEE | SYH-GL08-DC1215 (5000K) | Linear Replacement Lamp | Four-Foot | Replacement Lamps (plug and play) (UL Type A) | Standard | FALSE | [9 empty] | 42625 |  |  | No |  | 4 | 1786.6 | 117.5 | 15.2 | 17.7 | 0.95 | 4885 | 82.3
PZQBKK4K | Shenzhen Syhdee Co.Ltd. | SYHDEE | SYH-GT08-EP1240D-2(5000K) | Linear Replacement Lamp | Four-Foot | 2-lamp External Driver Lamp-Style Retrofit Kits (UL Type C) | Standard | FALSE | [9 empty] | 42625 |  |  | No |  | 4 | 2784.7 | 142 | 19.6 | 14.1 | 0.94 | 4881 | 82.4
PJZ17FJG | Shenzhen Syhdee Co.Ltd. | SYHDEE | SYH-GT08-EP1218D-1(5000K) | Linear Replacement Lamp | Four-Foot | 2-lamp External Driver Lamp-Style Retrofit Kits (UL Type C) | Standard | FALSE | [9 empty] | 42625 |  |  | No |  | 4 | 2578.5 | 140.1 | 18.4 | 13.4 | 0.94 | 4821 | 82.2
PCNYJQ6U | Shenzhen Syhdee Co.Ltd. | SYHDEE | SYH-GL08-DC1220 (4500K) | Linear Replacement Lamp | Four-Foot | Replacement Lamps (plug and play) (UL Type A) | Standard | FALSE | [9 empty] | 42625 |  |  | No |  | 4 | 2309.8 | 114.3 | 20.2 | 17.9 | 0.96 | 4500 | 82.1
P4UQWBV5 | Shenzhen Syhdee Co.Ltd. | SYHDEE | SYH-GL08-DC1215 (4500K) | Linear Replacement Lamp | Four-Foot | Replacement Lamps (plug and play) (UL Type A) | Standard | FALSE | [9 empty] | 42625 |  |  | No |  | 4 | 1735.3 | 114.9 | 15.1 | 17.4 | 0.96 | 4500 | 82
PN23EU2Y | Shenzhen Syhdee Co.Ltd. | SYHDEE | SYH-GT08-EP1240D-2(4500K) | Linear Replacement Lamp | Four-Foot | 2-lamp External Driver Lamp-Style Retrofit Kits (UL Type C) | Standard | FALSE | [9 empty] | 42625 |  |  | No |  | 4 | 2619.2 | 134.3 | 19.5 | 13.4 | 0.93 | 4500 | 81.9
PV4AVU8D | Shenzhen Syhdee Co.Ltd. | SYHDEE | SYH-GT08-EP1218D-1(4500K) | Linear Replacement Lamp | Four-Foot | 2-lamp External Driver Lamp-Style Retrofit Kits (UL Type C) | Standard | FALSE | [9 empty] | 42625 |  |  | No |  | 4 | 2442.9 | 132 | 18.5 | 12.7 | 0.93 | 4500 | 81.5
P6HUY6VJ | Shenzhen Syhdee Co.Ltd. | SYHDEE | SYH-GL08-DC1220 (4000K) | Linear Replacement Lamp | Four-Foot | Replacement Lamps (plug and play) (UL Type A) | Standard | FALSE | [9 empty] | 42625 |  |  | No |  | 4 | 2309.8 | 114.3 | 20.2 | 17.9 | 0.96 | 4000 | 82.1
PM4TRZ2A | Shenzhen Syhdee Co.Ltd. | SYHDEE | SYH-GL08-DC1215 (4000K) | Linear Replacement Lamp | Four-Foot | Replacement Lamps (plug and play) (UL Type A) | Standard | FALSE | [9 empty] | 42625 |  |  | No |  | 4 | 1735.3 | 114.9 | 15.1 | 17.4 | 0.96 | 4000 | 82
PKDG5AG5 | Shenzhen Syhdee Co.Ltd. | SYHDEE | SYH-GT08-EP1240D-2(4000K) | Linear Replacement Lamp | Four-Foot | 2-lamp External Driver Lamp-Style Retrofit Kits (UL Type C) | Standard | FALSE | [9 empty] | 42625 |  |  | No |  | 4 | 2619.2 | 134.3 | 19.5 | 13.4 | 0.93 | 4000 | 81.9
P133SUE6 | Shenzhen Syhdee Co.Ltd. | SYHDEE | SYH-GT08-EP1218D-1(4000K) | Linear Replacement Lamp | Four-Foot | 2-lamp External Driver Lamp-Style Retrofit Kits (UL Type C) | Standard | FALSE | [9 empty] | 42625 |  |  | No |  | 4 | 2442.9 | 132 | 18.5 | 12.7 | 0.93 | 4000 | 81.5
PK8SG18H | Shenzhen Syhdee Co.Ltd. | SYHDEE | SYH-GL08-DC1220 (3500K) | Linear Replacement Lamp | Four-Foot | Replacement Lamps (plug and play) (UL Type A) | Standard | FALSE | [9 empty] | 42625 |  |  | No |  | 4 | 2309.8 | 114.3 | 20.2 | 17.9 | 0.96 | 3500 | 82.1
P8JFU7EH | Shenzhen Syhdee Co.Ltd. | SYHDEE | SYH-GL08-DC1215 (3500K) | Linear Replacement Lamp | Four-Foot | Replacement Lamps (plug and play) (UL Type A) | Standard | FALSE | [9 empty] | 42625 |  |  | No |  | 4 | 1735.3 | 114.9 | 15.1 | 17.4 | 0.96 | 3500 | 82
P3Z1AGAU | Shenzhen Syhdee Co.Ltd. | SYHDEE | SYH-GT08-EP1240D-2(3500K) | Linear Replacement Lamp | Four-Foot | 2-lamp External Driver Lamp-Style Retrofit Kits (UL Type C) | Standard | FALSE | [9 empty] | 42625 |  |  | No |  | 4 | 2619.2 | 134.3 | 19.5 | 13.4 | 0.93 | 3500 | 81.9
PDBC3Z95 | Shenzhen Syhdee Co.Ltd. | SYHDEE | SYH-GT08-EP1218D-1(3500K) | Linear Replacement Lamp | Four-Foot | 2-lamp External Driver Lamp-Style Retrofit Kits (UL Type C) | Standard | FALSE | [9 empty] | 42625 |  |  | No |  | 4 | 2442.9 | 132 | 18.5 | 12.7 | 0.93 | 3500 | 81.5
P3FMYEB3 | LEDone Distribution Inc. | LED One | LOD-C08-M1218(5000K) | Linear Replacement Lamp | Four-Foot | Dual Mode Internal Driver (UL Type A and Type B) | Standard | FALSE | [9 empty] | 42625 |  |  | No |  | 4 | 2617.2 | 117.89 | 22.2 | 13.9 | 0.96 | 5000 | 83.1
P82C7QA1 | LEDone Distribution Inc. | LED One | LOD-C08-M1215(5000K) | Linear Replacement Lamp | Four-Foot | Dual Mode Internal Driver (UL Type A and Type B) | Standard | FALSE | [9 empty] | 42625 |  |  | No |  | 4 | 2238.16 | 117.18 | 19.1 | 13.9 | 0.95 | 5000 | 82.9
PRZ7F4P8 | LEDone Distribution Inc. | LED One | LOD-C08-T1218(5000K) | Linear Replacement Lamp | Four-Foot | Dual Mode Internal Driver (UL Type A and Type B) | Standard | FALSE | [9 empty] | 42625 |  |  | No |  | 4 | 2716.6 | 122.92 | 22.1 | 13.8 | 0.94 | 5000 | 82.9
P677A1WV | LEDone Distribution Inc. | LED One | LOD-C08-M1220(5000K) | Linear Replacement Lamp | Four-Foot | Dual Mode Internal Driver (UL Type A and Type B) | Standard | FALSE | [9 empty] | 42625 |  |  | No |  | 4 | 2763.23 | 114.66 | 24.1 | 14.2 | 0.97 | 5000 | 82.8
PQK9SWJF | LEDone Distribution Inc. | LED One | LOD-C08-T1220(5000K) | Linear Replacement Lamp | Four-Foot | Dual Mode Internal Driver (UL Type A and Type B) | Standard | FALSE | [9 empty] | 42625 |  |  | No |  | 4 | 2977.84 | 123.56 | 24.1 | 14.4 | 0.93 | 5000 | 82.6
PWBGP6DK | LEDone Distribution Inc. | LED One | LOD-C08-T1215(5000K) | Linear Replacement Lamp | Four-Foot | Dual Mode Internal Driver (UL Type A and Type B) | Standard | FALSE | [9 empty] | 42625 |  |  | No |  | 4 | 2349.17 | 122.99 | 19.1 | 13.8 | 0.96 | 5000 | 82.5
PYUPYPHV | LEDone Distribution Inc. | LEDone | LOD-C08-M1212(5000K) | Linear Replacement Lamp | Four-Foot | (Version 2.1) Four-Foot Linear Replacement Lamps | Standard | FALSE | [9 empty] | 42625 |  |  | NotYetVerified | Internal driver; compatible with existing fluorescent ballastDelisted on 3/25/16 Relisted on 9/12/16 | 4 | 1902.71 | 118.18 | 16.1 | 14.2 | 0.95 | 5000 | 83.1
PMH4GPEE | LEDone Distribution Inc. | LEDone | LOD-C08-T1212(5000K) | Linear Replacement Lamp | Four-Foot | (Version 2.1) Four-Foot Linear Replacement Lamps | Standard | FALSE | [9 empty] | 42625 |  |  | NotYetVerified | Internal driver; compatible with existing fluorescent ballastDelisted on 3/25/16 Relisted on 9/12/16 | 4 | 1964.46 | 122.02 | 16.1 | 14.1 | 0.94 | 5000 | 82.9
PMJ56913 | LEDone Distribution Inc. | LED One | LOD-C08-T1215(4500K) | Linear Replacement Lamp | Four-Foot | Dual Mode Internal Driver (UL Type A and Type B) | Standard | FALSE | [9 empty] | 42625 |  |  | No |  | 4 | 2300.04 | 120.42 | 19.1 | 13.4 | 0.95 | 4500 | 82.3
PHAVVJCB | LEDone Distribution Inc. | LED One | LOD-C08-T1220(4500K) | Linear Replacement Lamp | Four-Foot | Dual Mode Internal Driver (UL Type A and Type B) | Standard | FALSE | [9 empty] | 42625 |  |  | No |  | 4 | 2934.92 | 121.78 | 24.1 | 14.3 | 0.95 | 4500 | 82.2
PP32PQQ5 | LEDone Distribution Inc. | LED One | LOD-C08-T1218(4500K) | Linear Replacement Lamp | Four-Foot | Dual Mode Internal Driver (UL Type A and Type B) | Standard | FALSE | [9 empty] | 42625 |  |  | No |  | 4 | 2668.22 | 120.73 | 22.1 | 13.7 | 0.95 | 4500 | 82.1
PAPBS48M | LEDone Distribution Inc. | LED One | LOD-C08-M1215(4500K) | Linear Replacement Lamp | Four-Foot | Dual Mode Internal Driver (UL Type A and Type B) | Standard | FALSE | [9 empty] | 42625 |  |  | No |  | 4 | 2140.46 | 112.07 | 19.1 | 13.6 | 0.95 | 4500 | 82.1
PSCRMU4K | LEDone Distribution Inc. | LED One | LOD-C08-T1212(4500K) | Linear Replacement Lamp | Four-Foot | Dual Mode Internal Driver (UL Type A and Type B) | Standard | FALSE | [9 empty] | 42625 |  |  | No |  | 4 | 1930.33 | 119.9 | 16.1 | 13.9 | 0.95 | 4500 | 82
PXPCKF1H | LEDone Distribution Inc. | LED One | LOD-C08-M1218(4500K) | Linear Replacement Lamp | Four-Foot | Dual Mode Internal Driver (UL Type A and Type B) | Standard | FALSE | [9 empty] | 42625 |  |  | No |  | 4 | 2488.73 | 112.61 | 22.1 | 13.7 | 0.95 | 4500 | 82
PJYZRDAJ | LEDone Distribution Inc. | LED One | LOD-C08-M1220(4500K) | Linear Replacement Lamp | Four-Foot | Dual Mode Internal Driver (UL Type A and Type B) | Standard | FALSE | [9 empty] | 42625 |  |  | No |  | 4 | 2672.09 | 110.88 | 24.1 | 13.8 | 0.95 | 4500 | 81.9
PH8VRKSG | LEDone Distribution Inc. | LED One | LOD-C08-T1215(4000K) | Linear Replacement Lamp | Four-Foot | Dual Mode Internal Driver (UL Type A and Type B) | Standard | FALSE | [9 empty] | 42625 |  |  | No |  | 4 | 2300.04 | 120.42 | 19.1 | 13.4 | 0.95 | 4000 | 82.3
PFNFUAB6 | LEDone Distribution Inc. | LED One | LOD-C08-T1220(4000K) | Linear Replacement Lamp | Four-Foot | Dual Mode Internal Driver (UL Type A and Type B) | Standard | FALSE | [9 empty] | 42625 |  |  | No |  | 4 | 2934.92 | 121.78 | 24.1 | 14.3 | 0.95 | 4000 | 82.2
PD55HNCJ | LEDone Distribution Inc. | LED One | LOD-C08-T1218(4000K) | Linear Replacement Lamp | Four-Foot | Dual Mode Internal Driver (UL Type A and Type B) | Standard | FALSE | [9 empty] | 42625 |  |  | No |  | 4 | 2668.22 | 120.73 | 22.1 | 13.7 | 0.95 | 4000 | 82.1
P9KXMVSH | LEDone Distribution Inc. | LED One | LOD-C08-M1215(4000K) | Linear Replacement Lamp | Four-Foot | Dual Mode Internal Driver (UL Type A and Type B) | Standard | FALSE | [9 empty] | 42625 |  |  | No |  | 4 | 2140.46 | 112.07 | 19.1 | 13.6 | 0.95 | 4000 | 82.1
PHPT7BH2 | LEDone Distribution Inc. | LED One | LOD-C08-M1218(4000K) | Linear Replacement Lamp | Four-Foot | Dual Mode Internal Driver (UL Type A and Type B) | Standard | FALSE | [9 empty] | 42625 |  |  | No |  | 4 | 2488.73 | 112.61 | 22.1 | 13.7 | 0.95 | 4000 | 82
PPV9P39V | LEDone Distribution Inc. | LED One | LOD-C08-M1220(4000K) | Linear Replacement Lamp | Four-Foot | Dual Mode Internal Driver (UL Type A and Type B) | Standard | FALSE | [9 empty] | 42625 |  |  | No |  | 4 | 2672.09 | 110.88 | 24.1 | 13.8 | 0.95 | 4000 | 81.9
PS4R17MT | LEDone Distribution Inc. | LEDone | LOD-C08-M1212(4000K) | Linear Replacement Lamp | Four-Foot | (Version 2.1) Four-Foot Linear Replacement Lamps | Standard | FALSE | [9 empty] | 42625 |  |  | NotYetVerified | Internal driver; compatible with existing fluorescent ballastDelisted on 3/25/16 Relisted on 9/12/16 | 4 | 1824.69 | 113.34 | 16.1 | 14.1 | 0.95 | 4000 | 82.1
P5FSW3JM | LEDone Distribution Inc. | LEDone | LOD-C08-T1212(4000K) | Linear Replacement Lamp | Four-Foot | (Version 2.1) Four-Foot Linear Replacement Lamps | Standard | FALSE | [9 empty] | 42625 |  |  | NotYetVerified | Internal driver; compatible with existing fluorescent ballastDelisted on 3/25/16 Relisted on 9/12/16 | 4 | 1930.33 | 119.9 | 16.1 | 13.9 | 0.95 | 4000 | 82
PST6KB7Z | LEDone Distribution Inc. | LED One | LOD-C08-T1215(3500K) | Linear Replacement Lamp | Four-Foot | Dual Mode Internal Driver (UL Type A and Type B) | Standard | FALSE | [9 empty] | 42625 |  |  | No |  | 4 | 2300.04 | 120.42 | 19.1 | 13.4 | 0.95 | 3500 | 82.3
PFX1Y2US | LEDone Distribution Inc. | LED One | LOD-C08-T1220(3500K) | Linear Replacement Lamp | Four-Foot | Dual Mode Internal Driver (UL Type A and Type B) | Standard | FALSE | [9 empty] | 42625 |  |  | No |  | 4 | 2934.92 | 121.78 | 24.1 | 14.3 | 0.95 | 3500 | 82.2
PSDGEK9H | LEDone Distribution Inc. | LED One | LOD-C08-T1218(3500K) | Linear Replacement Lamp | Four-Foot | Dual Mode Internal Driver (UL Type A and Type B) | Standard | FALSE | [9 empty] | 42625 |  |  | No |  | 4 | 2668.22 | 120.73 | 22.1 | 13.7 | 0.95 | 3500 | 82.1
PGVJHDF2 | LEDone Distribution Inc. | LED One | LOD-C08-M1215(3500K) | Linear Replacement Lamp | Four-Foot | Dual Mode Internal Driver (UL Type A and Type B) | Standard | FALSE | [9 empty] | 42625 |  |  | No |  | 4 | 2140.46 | 112.07 | 19.1 | 13.6 | 0.95 | 3500 | 82.1
PQ99TGHY | LEDone Distribution Inc. | LED One | LOD-C08-T1212(3500K) | Linear Replacement Lamp | Four-Foot | Dual Mode Internal Driver (UL Type A and Type B) | Standard | FALSE | [9 empty] | 42625 |  |  | No |  | 4 | 1930.33 | 119.9 | 16.1 | 13.9 | 0.95 | 3500 | 82
PBCHWF3P | LEDone Distribution Inc. | LED One | LOD-C08-M1218(3500K) | Linear Replacement Lamp | Four-Foot | Dual Mode Internal Driver (UL Type A and Type B) | Standard | FALSE | [9 empty] | 42625 |  |  | No |  | 4 | 2488.73 | 112.61 | 22.1 | 13.7 | 0.95 | 3500 | 82
PK36YF71 | LEDone Distribution Inc. | LED One | LOD-C08-M1220(3500K) | Linear Replacement Lamp | Four-Foot | Dual Mode Internal Driver (UL Type A and Type B) | Standard | FALSE | [9 empty] | 42625 |  |  | No |  | 4 | 2672.09 | 110.88 | 24.1 | 13.8 | 0.95 | 3500 | 81.9
P4JVQMNJ | enviro-glo LLC | Enrivo-glo | T8SLD18WU15K4BPGL | Linear Replacement Lamp | Four-Foot | Internal Driver Lamp-Style Retrofit Kits (UL Type B) | Standard | FALSE | [9 empty] | 42625 | Not Dimmable | Not Dimmable | No |  | 3 | 2200 | 122 | 18 | 20 | 0.9 | 5000 | 83
PEF2MNG5 | enviro-glo LLC | Enrivo-glo | T5SLD25WU15K4BCGL | Linear Replacement Lamp | Four-Foot | Replacement Lamps (plug and play) (UL Type A) | Standard | FALSE | [9 empty] | 42625 | Not Dimmable | Not Dimmable | No |  | 3.1 | 3200 | 114 | 28 | 20 | 0.9 | 5000 | 82
P6X67VD8 | enviro-glo LLC | Enrivo-glo | T8SLD17WU15K4BCGL | Linear Replacement Lamp | Four-Foot | Replacement Lamps (plug and play) (UL Type A) | Standard | FALSE | [9 empty] | 42625 | Not Dimmable | Not Dimmable | No |  | 3 | 2200 | 112 | 19.5 | 20 | 0.9 | 5000 | 82
PXEAPJRX | enviro-glo LLC | Enrivo-glo | T8SLD18WU14K4BPGL | Linear Replacement Lamp | Four-Foot | Internal Driver Lamp-Style Retrofit Kits (UL Type B) | Standard | FALSE | [9 empty] | 42625 | Not Dimmable | Not Dimmable | No |  | 3 | 2200 | 122 | 18 | 20 | 0.9 | 4000 | 83
PH3WMF3V | enviro-glo LLC | Enrivo-glo | T5SLD25WU14K4BCGL | Linear Replacement Lamp | Four-Foot | Replacement Lamps (plug and play) (UL Type A) | Standard | FALSE | [9 empty] | 42625 | Not Dimmable | Not Dimmable | No |  | 3.1 | 3200 | 114 | 28 | 20 | 0.9 | 4000 | 82
PYWEBA6H | enviro-glo LLC | Enrivo-glo | T8SLD17WU14K4BCGL | Linear Replacement Lamp | Four-Foot | Replacement Lamps (plug and play) (UL Type A) | Standard | FALSE | [9 empty] | 42625 | Not Dimmable | Not Dimmable | No |  | 3 | 2200 | 112 | 19.5 | 20 | 0.9 | 4000 | 82
PRMB5GYS | enviro-glo LLC | Enrivo-glo | T8SLD18WU135K4BPGL | Linear Replacement Lamp | Four-Foot | Internal Driver Lamp-Style Retrofit Kits (UL Type B) | Standard | FALSE | [9 empty] | 42625 | Not Dimmable | Not Dimmable | No |  | 3 | 2200 | 122 | 18 | 20 | 0.9 | 3500 | 83
PG9ABXX2 | enviro-glo LLC | Enrivo-glo | T5SLD25WU135K4BCGL | Linear Replacement Lamp | Four-Foot | Replacement Lamps (plug and play) (UL Type A) | Standard | FALSE | [9 empty] | 42625 | Not Dimmable | Not Dimmable | No |  | 3.1 | 3000 | 107 | 28 | 20 | 0.9 | 3500 | 82
P9HH9JMF | enviro-glo LLC | Enrivo-glo | T8SLD17WU135K4BCGL | Linear Replacement Lamp | Four-Foot | Replacement Lamps (plug and play) (UL Type A) | Standard | FALSE | [9 empty] | 42625 | Not Dimmable | Not Dimmable | No |  | 3 | 2200 | 112 | 19.5 | 20 | 0.9 | 3500 | 82
P2KER426 | Aura Light US Inc. | Aura | 9900498 | Linear Replacement Lamp | Four-Foot | Replacement Lamps (plug and play) (UL Type A) | Standard | TRUE | 2330 | 106.3 | 21.92 | 10.89 | 0.9768 | 2970 | 83.5 | 5 | 50000 | 42622 |  |  | No |  | 3 | 2200 | 100 | 22 | 20 | 0.9 | 3000 | 82
P7GGSEEQ | ABOVE ALL LIGHTING INC. | ABBlighting | T81830DM-FW12-GL | Linear Replacement Lamp | Four-Foot | Dual Mode Internal Driver (UL Type A and Type B) | Standard | TRUE | 2212 | 107 | 20.68 | 9.03 | 0.9744 | 3067 | 84.5 | 5 | 50000 | 42622 |  |  | No |  | 3.1 | 2200 | 107 | 20.5 | 20 | 0.9 | 3000 | 82
PAB76DXX | Aura Light US Inc. | Aura | 9900490 | Linear Replacement Lamp | Four-Foot | Replacement Lamps (plug and play) (UL Type A) | Standard | TRUE | 2018 | 103.5 | 19.5 | 12.68 | 0.9715 | 2946 | 83.8 | 5 | 50000 | 42622 |  |  | No |  | 3 | 1800 | 100 | 18 | 20 | 0.9 | 3000 | 82
PT3TH98H | Aura Light US Inc. | Aura | 9900570 | Linear Replacement Lamp | Four-Foot | Replacement Lamps (plug and play) (UL Type A) | Standard | TRUE | 3331 | 107.3 | 31.04 | 16.22 | 0.9694 | 2977 | 83.2 | 5 | 50000 | 42622 |  |  | No |  | 3 | 3100 | 103 | 30 | 20 | 0.9 | 3000 | 82
PMRDA6NS | Aura Light US Inc. | Aura | 9900497 | Linear Replacement Lamp | Four-Foot | Replacement Lamps (plug and play) (UL Type A) | Standard | TRUE | 2241.882 | 100.763 | 22.249 | 7.38 | 0.9672 | 2932 | 81.5 | 5 | 50000 | 42622 |  |  | NotYetVerified |  | 3 | 2200 | 100 | 22 | 7.38 | 0.9672 | 3000 | 82
PR6H2NDR | Aura Light US Inc. | Aura | 9900569 | Linear Replacement Lamp | Four-Foot | Replacement Lamps (plug and play) (UL Type A) | Standard | TRUE | 3101 | 106.5 | 29.11 | 16.59 | 0.9662 | 2981 | 82.9 | 5 | 50000 | 42622 |  |  | No |  | 3 | 3100 | 100 | 30 | 20 | 0.9 | 3000 | 83
PMVY4JRD | Aura Light US Inc. | Aura | 9900481 | Linear Replacement Lamp | Four-Foot | Replacement Lamps (plug and play) (UL Type A) | Standard | TRUE | 1779 | 101.7 | 17.5 | 13.71 | 0.9661 | 2979 | 83.5 | 5 | 50000 | 42622 |  |  | No |  | 3 | 1600 | 100 | 16 | 20 | 0.9 | 3000 | 83
P5N6EPHW | ABOVE ALL LIGHTING INC. | ABBlighting | T81540DM-FW12-GL | Linear Replacement Lamp | Four-Foot | Dual Mode Internal Driver (UL Type A and Type B) | Standard | TRUE | 1838 | 106.7 | 17.23 | 11.46 | 0.9656 | 3982 | 86.3 | 5 | 50000 | 42622 |  |  | No |  | 3.1 | 1800 | 103 | 17.5 | 20 | 0.9 | 4000 | 82
P4NDJXCP | Aura Light US Inc. | Aura | 9900489 | Linear Replacement Lamp | Four-Foot | Replacement Lamps (plug and play) (UL Type A) | Standard | TRUE | 1961.907 | 97.491 | 20.124 | 7.47 | 0.9608 | 2930 | 81.6 | 5 | 50000 | 42622 |  |  | NotYetVerified |  | 3 | 1800 | 100 | 18 | 7.47 | 0.995 | 3000 | 81
P5NU9DQY | Jintec America Inc | fulBrite | JK-T8-4F-15(2700K) | Linear Replacement Lamp | Four-Foot | Replacement Lamps (plug and play) (UL Type A) | Standard | TRUE | 1696 | 102.11 | 16.61 | 14.59 | 0.9584 | 2705 | 83.5 | 5 | 50000 | 42622 |  |  | No |  | 3 | 1696 | 102.11 | 16.61 | 14.59 | 0.96 | 2705 | 83.5
P9H2VKE5 | GE Lighting Solutions | GE Lighting | LED21T8/G/4/830 | Linear Replacement Lamp | Four-Foot | 2-lamp External Driver Lamp-Style Retrofit Kits (UL Type C) | Standard | TRUE | 2595.9 | 121.7 | 21.4 | 15.48 | 0.958 | 3096 | 81 | 5 | 50000 | 42622 |  |  | No | Updated on 3/9/2017 | 4.1 | 2550 | 121.4 | 21 | 20 | 0.9 | 3000 | 80
P1W6XTTA | GE Lighting Solutions | GE Lighting | LED21T8/4/830 | Linear Replacement Lamp | Four-Foot | 2-lamp External Driver Lamp-Style Retrofit Kits (UL Type C) | Standard | TRUE | 2714.6 | 127.7 | 21.25 | 15.39 | 0.956 | 3054 | 82 | 5 | 50000 | 42622 |  |  | No | Updated on 3/22/2017 | 4.1 | 2600 | 123.8 | 21 | 20 | 0.9 | 3000 | 80
P00000U0G | GE Lighting Solutions | GE Lighting | LED21T8/4/850 | Linear Replacement Lamp | Four-Foot | 2-lamp External Driver Lamp-Style Retrofit Kits (UL Type C) | Standard | FALSE | [9 empty] | 42622 |  |  | No | Updated on 3/22/2017 | 4.1 | 2850 | 135.7 | 21 | 20 | 0.9 | 5000 | 80
PFDV28D2 | GE Lighting Solutions | GE Lighting | LED21T8/4/850 | Linear Replacement Lamp | Four-Foot | 4-lamp External Driver Lamp-Style Retrofit Kits (UL Type C) | Standard | FALSE | [9 empty] | 42622 |  |  | No | Updated on 3/9/2017 | 4.1 | 2850 | 135.7 | 21 | 20 | 0.9 | 5000 | 80
PHWUNS6U | GE Lighting Solutions | GE Lighting | LED21T8/4/830 | Linear Replacement Lamp | Four-Foot | 4-lamp External Driver Lamp-Style Retrofit Kits (UL Type C) | Standard | TRUE | 2714.3 | 128.5 | 21.25 | 16.37 | 0.94 | 3055 | 81.9 | 5 | 50000 | 42622 |  |  | No | Updated on 3/9/2017 | 4.1 | 2600 | 123.8 | 21 | 20 | 0.9 | 3000 | 80
PVGF5QG9 | Aura Light US Inc. | Aura | 9900482 | Linear Replacement Lamp | Four-Foot | Replacement Lamps (plug and play) (UL Type A) | Standard | TRUE | 1645.8 | 112.6 | 14.61 | 12.23 | 0.922 | 2930 | 84.5 | 5 | 50000 | 42622 |  |  | No |  | 3.1 | 1600 | 112 | 16 | 12 | 0.98 | 3000 | 83
P3AMCWMM | Aura Light US Inc. | Aura | 9900546 | Linear Replacement Lamp | Four-Foot | Internal Driver Lamp-Style Retrofit Kits (UL Type B) | Standard | TRUE | 1961.799 | 116.573 | 16.829 | 15.59 | 0.9211 | 2970 | 82 | 5 | 50000 | 42622 |  |  | NotYetVerified |  | 3 | 1765 | 112 | 15 | 15.59 | 0.966 | 3000 | 82
PXCNDHQY | Aura Light US Inc. | Aura | 9900562 | Linear Replacement Lamp | Four-Foot | Internal Driver Lamp-Style Retrofit Kits (UL Type B) | Standard | TRUE | 2586 | 116.7 | 22.16 | 10 | 0.9144 | 3062 | 82.1 | 5 | 50000 | 42622 |  |  | No |  | 3.1 | 2400 | 109 | 22 | 20 | 0.9 | 3000 | 83
PZG891E5 | Aura Light US Inc. | Aura | 9900561 | Linear Replacement Lamp | Four-Foot | Internal Driver Lamp-Style Retrofit Kits (UL Type B) | Standard | TRUE | 2481 | 113.4 | 21.88 | 9.58 | 0.9139 | 3062 | 82 | 5 | 50000 | 42622 |  |  | No |  | 3.1 | 2400 | 109 | 22 | 20 | 0.9 | 3000 | 83
PY4UYCUQ | Aura Light US Inc. | Aura | 9900521 | Linear Replacement Lamp | Four-Foot | Internal Driver Lamp-Style Retrofit Kits (UL Type B) | Standard | TRUE | 2128.922 | 110.714 | 19.229 | 16.39 | 0.9107 | 2973 | 81.6 | 5 | 50000 | 42622 |  |  | NotYetVerified | Internal Driver | 3 | 1915 | 100 | 18 | 16.39 | 0.969 | 3000 | 82
P5XMHAET | Jintec America Inc | fulBrite | JK-T8-4F-12(2700K) | Linear Replacement Lamp | Four-Foot | Replacement Lamps (plug and play) (UL Type A) | Standard | TRUE | 1661 | 120.01 | 13.84 | 12.77 | 0.9065 | 2765 | 82.5 | 5 | 50000 | 42622 |  |  | No |  | 4 | 1663 | 121.74 | 13.66 | 12.77 | 0.91 | 2700 | 82.5
PXS2RR11 | DONG GUAN WALSTAR OPTOELECTRONICS TECHNOLOGY CO LTD | WALSTAR | FL-T8-15W1200 BIDU(4000K) | Linear Replacement Lamp | Four-Foot | Internal Driver Lamp-Style Retrofit Kits (UL Type B) | Standard | TRUE | 1687 | 140.35 | 12.02 | 15.39 | 0.9018 | 4210 | 82 | 5 | 50000 | 42622 |  |  | No |  | 4 | 1687 | 140.35 | 12.02 | 10.48 | 0.92 | 4000 | 82
P2X77KRY | Aura Light US Inc. | Aura | 9900554 | Linear Replacement Lamp | Four-Foot | Internal Driver Lamp-Style Retrofit Kits (UL Type B) | Standard | TRUE | 2007 | 112.8 | 17.79 | 24.6 | 0.8997 | 2979 | 82.1 | 5 | 50000 | 42622 |  |  | No |  | 3.1 | 2000 | 111 | 18 | 20 | 0.9 | 3000 | 82
PNFAJVU2 | Aura Light US Inc. | Aura | 9900522 | Linear Replacement Lamp | Four-Foot | Internal Driver Lamp-Style Retrofit Kits (UL Type B) | Standard | TRUE | 2013.364 | 113.371 | 17.759 | 16.69 | 0.8981 | 2930 | 81.8 | 5 | 50000 | 42622 |  |  | NotYetVerified | Internal Driver | 3 | 2000 | 112 | 18 | 16.69 | 0.965 | 3000 | 82
PFE1C2BR | Aura Light US Inc. | Aura | 9900545 | Linear Replacement Lamp | Four-Foot | Internal Driver Lamp-Style Retrofit Kits (UL Type B) | Standard | TRUE | 1840 | 117.3 | 15.68 | 21.24 | 0.8977 | 3002 | 80.3 | 5 | 50000 | 42622 |  |  | No |  | 3.1 | 1680 | 112 | 15 | 20 | 0.9 | 3000 | 83
PB8XX6RG | Aura Light US Inc. | Aura | 9900553 | Linear Replacement Lamp | Four-Foot | Internal Driver Lamp-Style Retrofit Kits (UL Type B) | Standard | TRUE | 1978 | 113.7 | 17.39 | 21.08 | 0.8961 | 3016 | 80.2 | 5 | 50000 | 42622 |  |  | No |  | 3.1 | 2000 | 112 | 18 | 20 | 0.9 | 3000 | 83
P9YMNY1Z | Aura Light US Inc. | Aura | 9900537 | Linear Replacement Lamp | Four-Foot | Internal Driver Lamp-Style Retrofit Kits (UL Type B) | Standard | TRUE | 1624 | 127.1 | 12.78 | 20.42 | 0.8954 | 3022 | 81.9 | 5 | 50000 | 42622 |  |  | No |  | 3.1 | 1650 | 125 | 12.5 | 20 | 0.9 | 3000 | 83
P4CEJTAN | DONG GUAN WALSTAR OPTOELECTRONICS TECHNOLOGY CO LTD | WALSTAR | FL-T8-15W1200 BIDU(5000K) | Linear Replacement Lamp | Four-Foot | Internal Driver Lamp-Style Retrofit Kits (UL Type B) | Standard | FALSE | [9 empty] | 42622 |  |  | No |  | 4 | 1716 | 141.94 | 12.09 | 10.43 | 0.92 | 5000 | 82.5
PG7TMPNV | DONG GUAN WALSTAR OPTOELECTRONICS TECHNOLOGY CO LTD | WALSTAR | FL-T8-15W1200 BIDU(4500K) | Linear Replacement Lamp | Four-Foot | Internal Driver Lamp-Style Retrofit Kits (UL Type B) | Standard | FALSE | [9 empty] | 42622 |  |  | No |  | 4 | 1687 | 140.35 | 12.02 | 10.48 | 0.92 | 4500 | 82
PGFK254E | Aura Light US Inc. | Aura | 9900575 | Linear Replacement Lamp | Four-Foot | Replacement Lamps (plug and play) (UL Type A) | Standard | FALSE | [9 empty] | 42622 |  |  | No |  | 3 | 3400 | 100 | 30 | 20 | 0.9 | 5000 | 83
PJQYAN9C | Aura Light US Inc. | Aura | 9900568 | Linear Replacement Lamp | Four-Foot | Internal Driver Lamp-Style Retrofit Kits (UL Type B) | Standard | FALSE | [9 empty] | 42622 |  |  | No |  | 3.1 | 2600 | 118 | 22 | 20 | 0.9 | 5000 | 83
P3438SUM | Aura Light US Inc. | Aura | 9900567 | Linear Replacement Lamp | Four-Foot | Internal Driver Lamp-Style Retrofit Kits (UL Type B) | Standard | FALSE | [9 empty] | 42622 |  |  | No |  | 3.1 | 2600 | 118 | 22 | 20 | 0.9 | 5000 | 83
P1DBRS74 | Aura Light US Inc. | Aura | 9900559 | Linear Replacement Lamp | Four-Foot | Internal Driver Lamp-Style Retrofit Kits (UL Type B) | Standard | FALSE | [9 empty] | 42622 |  |  | No |  | 3.1 | 2160 | 120 | 18 | 20 | 0.9 | 5000 | 83
PYXPZA5H | Aura Light US Inc. | Aura | 9900543 | Linear Replacement Lamp | Four-Foot | Internal Driver Lamp-Style Retrofit Kits (UL Type B) | Standard | FALSE | [9 empty] | 42622 |  |  | No |  | 3.1 | 1800 | 135 | 12.5 | 20 | 0.9 | 5000 | 83
PMQTE2MM | Aura Light US Inc. | Aura | 9900551 | Linear Replacement Lamp | Four-Foot | Internal Driver Lamp-Style Retrofit Kits (UL Type B) | Standard | FALSE | [9 empty] | 42622 |  |  | No |  | 3.1 | 1800 | 120 | 15 | 20 | 0.9 | 5000 | 83
PBJGZHV2 | Aura Light US Inc. | Aura | 9900487 | Linear Replacement Lamp | Four-Foot | Replacement Lamps (plug and play) (UL Type A) | Standard | FALSE | [9 empty] | 42622 |  |  | No |  | 3 | 1800 | 112.5 | 16 | 20 | 0.9 | 5000 | 83
P5Q6Z8PH | Aura Light US Inc. | Aura | 9900488 | Linear Replacement Lamp | Four-Foot | Replacement Lamps (plug and play) (UL Type A) | Standard | FALSE | [9 empty] | 42622 |  |  | No |  | 3.1 | 1800 | 125 | 16 | 12 | 0.98 | 5000 | 83
PRDZZM5Z | Aura Light US Inc. | Aura | 9900576 | Linear Replacement Lamp | Four-Foot | Replacement Lamps (plug and play) (UL Type A) | Standard | FALSE | [9 empty] | 42622 |  |  | No |  | 3 | 3400 | 113 | 30 | 20 | 0.9 | 5000 | 82
PC7XY19V | Aura Light US Inc. | Aura | 9900504 | Linear Replacement Lamp | Four-Foot | Replacement Lamps (plug and play) (UL Type A) | Standard | FALSE | [9 empty] | 42622 |  |  | No |  | 3 | 2400 | 109 | 22 | 20 | 0.9 | 5000 | 82
PYR1NYHM | Aura Light US Inc. | Aura | 9900560 | Linear Replacement Lamp | Four-Foot | Internal Driver Lamp-Style Retrofit Kits (UL Type B) | Standard | FALSE | [9 empty] | 42622 |  |  | No |  | 3.1 | 2200 | 122 | 18 | 20 | 0.9 | 5000 | 82
PQUEN6XZ | Aura Light US Inc. | Aura | 9900496 | Linear Replacement Lamp | Four-Foot | Replacement Lamps (plug and play) (UL Type A) | Standard | FALSE | [9 empty] | 42622 |  |  | No |  | 3 | 2000 | 111 | 18 | 20 | 0.9 | 5000 | 82
P4NA7S7Q | Aura Light US Inc. | Aura | 9900528 | Linear Replacement Lamp | Four-Foot | Internal Driver Lamp-Style Retrofit Kits (UL Type B) | Standard | FALSE | [9 empty] | 42622 |  |  | NotYetVerified | Internal Driver | 3 | 2200 | 112 | 18 | 16.69 | 0.965 | 5000 | 82
PC45M16Y | Aura Light US Inc. | Aura | 9900527 | Linear Replacement Lamp | Four-Foot | Internal Driver Lamp-Style Retrofit Kits (UL Type B) | Standard | FALSE | [9 empty] | 42622 |  |  | NotYetVerified |  | 3 | 2000 | 100 | 18 | 16.39 | 0.968 | 5000 | 82
PRPHZSC7 | Aura Light US Inc. | Aura | 9900552 | Linear Replacement Lamp | Four-Foot | Internal Driver Lamp-Style Retrofit Kits (UL Type B) | Standard | FALSE | [9 empty] | 42622 |  |  | NotYetVerified |  | 3 | 1900 | 112 | 15 | 15.59 | 0.966 | 5000 | 82
PGK5WH3B | Aura Light US Inc. | Aura | 9900503 | Linear Replacement Lamp | Four-Foot | Replacement Lamps (plug and play) (UL Type A) | Standard | FALSE | [9 empty] | 42622 |  |  | NotYetVerified |  | 3 | 2400 | 100 | 22 | 7.38 | 0.996 | 5000 | 82
P36GB5ZK | Aura Light US Inc. | Aura | 9900495 | Linear Replacement Lamp | Four-Foot | Replacement Lamps (plug and play) (UL Type A) | Standard | FALSE | [9 empty] | 42622 |  |  | NotYetVerified |  | 3 | 2000 | 100 | 18 | 7.47 | 0.995 | 5000 | 81
PGNVVUM5 | Aura Light US Inc. | Aura | 9900573 | Linear Replacement Lamp | Four-Foot | Replacement Lamps (plug and play) (UL Type A) | Standard | FALSE | [9 empty] | 42622 |  |  | No |  | 3 | 3250 | 100 | 30 | 20 | 0.9 | 4000 | 83
PZ99V2J2 | Aura Light US Inc. | Aura | 9900566 | Linear Replacement Lamp | Four-Foot | Internal Driver Lamp-Style Retrofit Kits (UL Type B) | Standard | FALSE | [9 empty] | 42622 |  |  | No |  | 3.1 | 2500 | 114 | 22 | 20 | 0.9 | 4000 | 83
PMZAMNFS | Aura Light US Inc. | Aura | 9900565 | Linear Replacement Lamp | Four-Foot | Internal Driver Lamp-Style Retrofit Kits (UL Type B) | Standard | FALSE | [9 empty] | 42622 |  |  | No |  | 3.1 | 2500 | 114 | 22 | 20 | 0.9 | 4000 | 83
P4XZM342 | Aura Light US Inc. | Aura | 9900557 | Linear Replacement Lamp | Four-Foot | Internal Driver Lamp-Style Retrofit Kits (UL Type B) | Standard | FALSE | [9 empty] | 42622 |  |  | No |  | 3.1 | 2070 | 115 | 18 | 20 | 0.9 | 4000 | 83
PAN5AEEJ | Aura Light US Inc. | Aura | 9900541 | Linear Replacement Lamp | Four-Foot | Internal Driver Lamp-Style Retrofit Kits (UL Type B) | Standard | FALSE | [9 empty] | 42622 |  |  | No |  | 3.1 | 1750 | 132 | 12.5 | 20 | 0.9 | 4000 | 83
P67JYVNK | Aura Light US Inc. | Aura | 9900549 | Linear Replacement Lamp | Four-Foot | Internal Driver Lamp-Style Retrofit Kits (UL Type B) | Standard | FALSE | [9 empty] | 42622 |  |  | No |  | 3.1 | 1725 | 115 | 15 | 20 | 0.9 | 4000 | 83
PPC76E11 | Aura Light US Inc. | Aura | 9900485 | Linear Replacement Lamp | Four-Foot | Replacement Lamps (plug and play) (UL Type A) | Standard | FALSE | [9 empty] | 42622 |  |  | No |  | 3 | 1700 | 106.3 | 16 | 20 | 0.9 | 4000 | 83
P179SKMU | Aura Light US Inc. | Aura | 9900486 | Linear Replacement Lamp | Four-Foot | Replacement Lamps (plug and play) (UL Type A) | Standard | FALSE | [9 empty] | 42622 |  |  | No |  | 3.1 | 1700 | 118 | 16 | 12 | 0.98 | 4000 | 83
PJFZ2BSX | Aura Light US Inc. | Aura | 9900574 | Linear Replacement Lamp | Four-Foot | Replacement Lamps (plug and play) (UL Type A) | Standard | FALSE | [9 empty] | 42622 |  |  | No |  | 3 | 3250 | 108 | 30 | 20 | 0.9 | 4000 | 82
P3CBYFM5 | Aura Light US Inc. | Aura | 9900502 | Linear Replacement Lamp | Four-Foot | Replacement Lamps (plug and play) (UL Type A) | Standard | FALSE | [9 empty] | 42622 |  |  | No |  | 3 | 2300 | 105 | 22 | 20 | 0.9 | 4000 | 82
PZD4AS18 | Aura Light US Inc. | Aura | 9900558 | Linear Replacement Lamp | Four-Foot | Internal Driver Lamp-Style Retrofit Kits (UL Type B) | Standard | FALSE | [9 empty] | 42622 |  |  | No |  | 3.1 | 2100 | 117 | 18 | 20 | 0.9 | 4000 | 82
P9N9CJXH | Aura Light US Inc. | Aura | 9900494 | Linear Replacement Lamp | Four-Foot | Replacement Lamps (plug and play) (UL Type A) | Standard | FALSE | [9 empty] | 42622 |  |  | No |  | 3 | 1900 | 105 | 18 | 20 | 0.9 | 4000 | 82
PCN4S6HZ | Aura Light US Inc. | Aura | 9900526 | Linear Replacement Lamp | Four-Foot | Internal Driver Lamp-Style Retrofit Kits (UL Type B) | Standard | FALSE | [9 empty] | 42622 |  |  | NotYetVerified | Internal Driver | 3 | 2100 | 112 | 18 | 16.69 | 0.965 | 4000 | 82
P7VHP9YE | Aura Light US Inc. | Aura | 9900525 | Linear Replacement Lamp | Four-Foot | Internal Driver Lamp-Style Retrofit Kits (UL Type B) | Standard | FALSE | [9 empty] | 42622 |  |  | NotYetVerified |  | 3 | 1915 | 100 | 18 | 16.39 | 0.969 | 4000 | 82
P1WGE1UM | Aura Light US Inc. | Aura | 9900550 | Linear Replacement Lamp | Four-Foot | Internal Driver Lamp-Style Retrofit Kits (UL Type B) | Standard | FALSE | [9 empty] | 42622 |  |  | NotYetVerified |  | 3 | 1800 | 112 | 15 | 15.59 | 0.966 | 4000 | 82
P7YA1D4R | Aura Light US Inc. | Aura | 9900501 | Linear Replacement Lamp | Four-Foot | Replacement Lamps (plug and play) (UL Type A) | Standard | FALSE | [9 empty] | 42622 |  |  | NotYetVerified |  | 3 | 2300 | 100 | 22 | 7.38 | 0.9672 | 4000 | 82
PVC75WM8 | Aura Light US Inc. | Aura | 9900493 | Linear Replacement Lamp | Four-Foot | Replacement Lamps (plug and play) (UL Type A) | Standard | FALSE | [9 empty] | 42622 |  |  | NotYetVerified | Internal Driver; operates off existing fluorescent ballast | 3 | 1900 | 100 | 18 | 7.47 | 0.995 | 4000 | 81
PZD4UJQJ | Aura Light US Inc. | Aura | 9900571 | Linear Replacement Lamp | Four-Foot | Replacement Lamps (plug and play) (UL Type A) | Standard | FALSE | [9 empty] | 42622 |  |  | No |  | 3 | 3150 | 100 | 30 | 20 | 0.9 | 3500 | 83
PWV8RT8C | Aura Light US Inc. | Aura | 9900564 | Linear Replacement Lamp | Four-Foot | Internal Driver Lamp-Style Retrofit Kits (UL Type B) | Standard | FALSE | [9 empty] | 42622 |  |  | No |  | 3.1 | 2450 | 111 | 22 | 20 | 0.9 | 3500 | 83
PVUY65J1 | Aura Light US Inc. | Aura | 9900563 | Linear Replacement Lamp | Four-Foot | Internal Driver Lamp-Style Retrofit Kits (UL Type B) | Standard | FALSE | [9 empty] | 42622 |  |  | No |  | 3.1 | 2450 | 111 | 22 | 20 | 0.9 | 3500 | 83
PFVVXH9E | Aura Light US Inc. | Aura | 9900555 | Linear Replacement Lamp | Four-Foot | Internal Driver Lamp-Style Retrofit Kits (UL Type B) | Standard | FALSE | [9 empty] | 42622 |  |  | No |  | 3.1 | 2050 | 114 | 18 | 20 | 0.9 | 3500 | 83
P6TGM3MR | Aura Light US Inc. | Aura | 9900547 | Linear Replacement Lamp | Four-Foot | Internal Driver Lamp-Style Retrofit Kits (UL Type B) | Standard | FALSE | [9 empty] | 42622 |  |  | No |  | 3.1 | 1710 | 114 | 15 | 20 | 0.9 | 3500 | 83
PNKMYPKR | Aura Light US Inc. | Aura | 9900539 | Linear Replacement Lamp | Four-Foot | Internal Driver Lamp-Style Retrofit Kits (UL Type B) | Standard | FALSE | [9 empty] | 42622 |  |  | No |  | 3.1 | 1650 | 125 | 12.5 | 20 | 0.9 | 3500 | 83
PMZ947CF | Aura Light US Inc. | Aura | 9900483 | Linear Replacement Lamp | Four-Foot | Replacement Lamps (plug and play) (UL Type A) | Standard | FALSE | [9 empty] | 42622 |  |  | No |  | 3 | 1650 | 103.1 | 16 | 20 | 0.9 | 3500 | 83
P7JBYSFH | Aura Light US Inc. | Aura | 9900484 | Linear Replacement Lamp | Four-Foot | Replacement Lamps (plug and play) (UL Type A) | Standard | FALSE | [9 empty] | 42622 |  |  | No |  | 3.1 | 1650 | 115 | 16 | 12 | 0.98 | 3500 | 83
P42A3NM2 | Aura Light US Inc. | Aura | 9900572 | Linear Replacement Lamp | Four-Foot | Replacement Lamps (plug and play) (UL Type A) | Standard | FALSE | [9 empty] | 42622 |  |  | No |  | 3 | 3150 | 105 | 30 | 20 | 0.9 | 3500 | 82
PHD3NTV1 | Aura Light US Inc. | Aura | 9900500 | Linear Replacement Lamp | Four-Foot | Replacement Lamps (plug and play) (UL Type A) | Standard | FALSE | [9 empty] | 42622 |  |  | No |  | 3 | 2250 | 102 | 22 | 20 | 0.9 | 3500 | 82
PX6GEF3B | Aura Light US Inc. | Aura | 9900556 | Linear Replacement Lamp | Four-Foot | Internal Driver Lamp-Style Retrofit Kits (UL Type B) | Standard | FALSE | [9 empty] | 42622 |  |  | No |  | 3.1 | 2050 | 114 | 18 | 20 | 0.9 | 3500 | 82
P9D7RWEH | Aura Light US Inc. | Aura | 9900492 | Linear Replacement Lamp | Four-Foot | Replacement Lamps (plug and play) (UL Type A) | Standard | FALSE | [9 empty] | 42622 |  |  | No |  | 3 | 1850 | 102 | 18 | 20 | 0.9 | 3500 | 82
P8STM6J8 | Aura Light US Inc. | Aura | 9900524 | Linear Replacement Lamp | Four-Foot | Internal Driver Lamp-Style Retrofit Kits (UL Type B) | Standard | FALSE | [9 empty] | 42622 |  |  | NotYetVerified | Internal Driver | 3 | 2050 | 112 | 18 | 16.69 | 0.965 | 3500 | 82
PJHZVBB8 | Aura Light US Inc. | Aura | 9900523 | Linear Replacement Lamp | Four-Foot | Internal Driver Lamp-Style Retrofit Kits (UL Type B) | Standard | FALSE | [9 empty] | 42622 |  |  | NotYetVerified |  | 3 | 1915 | 100 | 18 | 16.39 | 0.969 | 3500 | 82
PRHT528W | Aura Light US Inc. | Aura | 9900548 | Linear Replacement Lamp | Four-Foot | Internal Driver Lamp-Style Retrofit Kits (UL Type B) | Standard | FALSE | [9 empty] | 42622 |  |  | NotYetVerified |  | 3 | 1765 | 112 | 15 | 15.59 | 0.966 | 3500 | 82
PM5UKA2X | Aura Light US Inc. | Aura | 9900499 | Linear Replacement Lamp | Four-Foot | Replacement Lamps (plug and play) (UL Type A) | Standard | FALSE | [9 empty] | 42622 |  |  | NotYetVerified |  | 3 | 2250 | 100 | 22 | 7.38 | 0.9672 | 3500 | 82
P2EH5QW6 | Aura Light US Inc. | Aura | 9900491 | Linear Replacement Lamp | Four-Foot | Replacement Lamps (plug and play) (UL Type A) | Standard | FALSE | [9 empty] | 42622 |  |  | NotYetVerified |  | 3 | 1850 | 100 | 18 | 7.47 | 0.995 | 3500 | 81
PTDXX5FZ | Jintec America Inc | fulBrite | JK-T8-4F-15(5000K) | Linear Replacement Lamp | Four-Foot | Replacement Lamps (plug and play) (UL Type A) | Standard | FALSE | [9 empty] | 42622 |  |  | No |  | 3 | 1952 | 117.03 | 16.68 | 14.54 | 0.96 | 5030 | 84.9
PDZPDEBZ | Jintec America Inc | fulBrite | JK-T8-4F-12(5000K) | Linear Replacement Lamp | Four-Foot | Replacement Lamps (plug and play) (UL Type A) | Standard | FALSE | [9 empty] | 42622 |  |  | No |  | 4 | 1718 | 126.51 | 13.58 | 16.84 | 0.91 | 5000 | 84.8
PXXGFUGG | Jintec America Inc | fulBrite | JK-T8-4F-15(4500K) | Linear Replacement Lamp | Four-Foot | Replacement Lamps (plug and play) (UL Type A) | Standard | FALSE | [9 empty] | 42622 |  |  | No |  | 3 | 1696 | 102.11 | 16.61 | 14.59 | 0.96 | 4500 | 83.5
PHSYS1TS | Jintec America Inc | fulBrite | JK-T8-4F-12(4500K) | Linear Replacement Lamp | Four-Foot | Replacement Lamps (plug and play) (UL Type A) | Standard | FALSE | [9 empty] | 42622 |  |  | No |  | 4 | 1663 | 121.74 | 13.66 | 12.77 | 0.91 | 4500 | 82.5
P5RNDX4M | Jintec America Inc | fulBrite | JK-T8-4F-15(4000K) | Linear Replacement Lamp | Four-Foot | Replacement Lamps (plug and play) (UL Type A) | Standard | FALSE | [9 empty] | 42622 |  |  | No |  | 3 | 1696 | 102.11 | 16.61 | 14.59 | 0.96 | 4000 | 83.5
PC6XW1K4 | Jintec America Inc | fulBrite | JK-T8-4F-12(4000K) | Linear Replacement Lamp | Four-Foot | Replacement Lamps (plug and play) (UL Type A) | Standard | FALSE | [9 empty] | 42622 |  |  | No |  | 4 | 1663 | 121.74 | 13.66 | 12.77 | 0.91 | 4000 | 82.5
P1YWJ5Y6 | Jintec America Inc | fulBrite | JK-T8-4F-15(3500K) | Linear Replacement Lamp | Four-Foot | Replacement Lamps (plug and play) (UL Type A) | Standard | FALSE | [9 empty] | 42622 |  |  | No |  | 3 | 1696 | 102.11 | 16.61 | 14.59 | 0.96 | 3500 | 83.5
PQMAMMW6 | Jintec America Inc | fulBrite | JK-T8-4F-12(3500K) | Linear Replacement Lamp | Four-Foot | Replacement Lamps (plug and play) (UL Type A) | Standard | FALSE | [9 empty] | 42622 |  |  | No |  | 4 | 1663 | 121.74 | 13.66 | 12.77 | 0.91 | 3500 | 82.5
PTR9HBD2 | Jintec America Inc | fulBrite | JK-T8-4F-15(3000K) | Linear Replacement Lamp | Four-Foot | Replacement Lamps (plug and play) (UL Type A) | Standard | FALSE | [9 empty] | 42622 |  |  | No |  | 3 | 1696 | 102.11 | 16.61 | 14.59 | 0.96 | 3000 | 83.5
PDND55EM | Jintec America Inc | fulBrite | JK-T8-4F-12(3000K) | Linear Replacement Lamp | Four-Foot | Replacement Lamps (plug and play) (UL Type A) | Standard | FALSE | [9 empty] | 42622 |  |  | No |  | 4 | 1663 | 121.74 | 13.66 | 12.77 | 0.91 | 3000 | 82.5
P2NHBM4B | GE Lighting Solutions | GE Lighting | LED21T8/G/4/850 | Linear Replacement Lamp | Four-Foot | 2-lamp External Driver Lamp-Style Retrofit Kits (UL Type C) | Standard | FALSE | [9 empty] | 42622 |  |  | No | Updated on 3/9/2017 | 4.1 | 2800 | 133.3 | 21 | 20 | 0.9 | 5000 | 80
PSKD2CFR | GE Lighting Solutions | GE Lighting | LED21T8/G/4/840 | Linear Replacement Lamp | Four-Foot | 2-lamp External Driver Lamp-Style Retrofit Kits (UL Type C) | Standard | FALSE | [9 empty] | 42622 |  |  | No | Updated on 3/9/2017 | 4.1 | 2700 | 128.6 | 21 | 20 | 0.9 | 4000 | 80
P25UVAWR | GE Lighting Solutions | GE Lighting | LED21T8/4/840 | Linear Replacement Lamp | Four-Foot | 4-lamp External Driver Lamp-Style Retrofit Kits (UL Type C) | Standard | FALSE | [9 empty] | 42622 |  |  | No | Updated on 3/9/2017 | 4.1 | 2750 | 131 | 21 | 20 | 0.9 | 4000 | 80
P00000U0F | GE Lighting Solutions | GE Lighting | LED21T8/4/840 | Linear Replacement Lamp | Four-Foot | 2-lamp External Driver Lamp-Style Retrofit Kits (UL Type C) | Standard | FALSE | [9 empty] | 42622 |  |  | No | Updated on 3/22/2017 | 4.1 | 2750 | 131 | 21 | 20 | 0.9 | 4000 | 80
PY6FUNM3 | GE Lighting Solutions | GE Lighting | LED21T8/G/4/835 | Linear Replacement Lamp | Four-Foot | 2-lamp External Driver Lamp-Style Retrofit Kits (UL Type C) | Standard | FALSE | [9 empty] | 42622 |  |  | No | Updated on 3/9/2017 | 4.1 | 2600 | 123.8 | 21 | 20 | 0.9 | 3500 | 80
PVKWEUD4 | GE Lighting Solutions | GE Lighting | LED21T8/4/835 | Linear Replacement Lamp | Four-Foot | 4-lamp External Driver Lamp-Style Retrofit Kits (UL Type C) | Standard | FALSE | [9 empty] | 42622 |  |  | No | Updated on 3/9/2017 | 4.1 | 2650 | 126.2 | 21 | 20 | 0.9 | 3500 | 80
P00000U0E | GE Lighting Solutions | GE Lighting | LED21T8/4/835 | Linear Replacement Lamp | Four-Foot | 2-lamp External Driver Lamp-Style Retrofit Kits (UL Type C) | Standard | FALSE | [9 empty] | 42622 |  |  | No | Updated on 3/22/2017 | 4.1 | 2650 | 126.2 | 21 | 20 | 0.9 | 3500 | 80
PPENSNWY | ABOVE ALL LIGHTING INC. | ABBlighting | T81850DM-FW12-GL | Linear Replacement Lamp | Four-Foot | Dual Mode Internal Driver (UL Type A and Type B) | Standard | FALSE | [9 empty] | 42622 | Not Dimmable | Not Dimmable | No |  | 3.1 | 2200 | 107 | 20.5 | 20 | 0.9 | 5000 | 82
P71FH33H | ABOVE ALL LIGHTING INC. | ABBlighting | T81550DM-FW12-GL | Linear Replacement Lamp | Four-Foot | Dual Mode Internal Driver (UL Type A and Type B) | Standard | FALSE | [9 empty] | 42622 | Not Dimmable | Not Dimmable | No | Updated on 10/17/16 | 3.1 | 1900 | 111 | 17 | 20 | 0.9 | 5000 | 82
PCRGTPH7 | ABOVE ALL LIGHTING INC. | ABBlighting | T81840DM-FW12-GL | Linear Replacement Lamp | Four-Foot | Dual Mode Internal Driver (UL Type A and Type B) | Standard | FALSE | [9 empty] | 42622 | Not Dimmable | Not Dimmable | No |  | 3.1 | 2200 | 107 | 20.5 | 20 | 0.9 | 4000 | 82
P3GK5XEE | ABOVE ALL LIGHTING INC. | ABBlighting | T81835DM-FW12-GL | Linear Replacement Lamp | Four-Foot | Dual Mode Internal Driver (UL Type A and Type B) | Standard | FALSE | [9 empty] | 42622 | Not Dimmable | Not Dimmable | No |  | 3.1 | 2200 | 107 | 20.5 | 20 | 0.9 | 3500 | 82
PQBEGC9K | WESTGATE MFG | WESTGATE | T8-EZ4-18W-30K-F | Linear Replacement Lamp | Four-Foot | Replacement Lamps (plug and play) (UL Type A) | Standard | TRUE | 2108.773 | 101.58 | 20.76 | 10.82 | 0.9921 | 2952 | 81.1 | 5 | 50000 | 42621 |  |  | No |  | 3 | 2100 | 117 | 18 | 12 | 0.9 | 3000 | 80
P4DC5KEU | Commerce Lighting LED LLC | Commerce Lighting LED | LED-T8-17/30/P48 | Linear Replacement Lamp | Four-Foot | Replacement Lamps (plug and play) (UL Type A) | Standard | TRUE | 2215.2 | 110.93 | 19.97 | 5.86 | 0.989 | 2983 | 83.1 | 5 | 50000 | 42621 |  |  | NotYetVerified |  | 3 | 2215.2 | 110.93 | 19.97 | 4.29 | 0.996 | 2983 | 83
PQRYYPC3 | FY Lighting Co. Ltd | Fen Yong | FY-T8-1200EFB29W(L30K288CG52ST3) | Linear Replacement Lamp | Four-Foot | 3-lamp External Driver Lamp-Style Retrofit Kits (UL Type C) | Standard | TRUE | 3806 | 131.83 | 28.87 | 15 | 0.984 | 3066 | 82.3 | 5 | 50000 | 42621 |  |  | No |  | 4 | 4100 | 141 | 29 | 15 | 0.9 | 3000 | 80
PSX47AX5 | Commerce Lighting LED LLC | Commerce Lighting LED | LED-T8-15/30/P48 | Linear Replacement Lamp | Four-Foot | Replacement Lamps (plug and play) (UL Type A) | Standard | TRUE | 2063.7 | 112.89 | 18.28 | 5.58 | 0.984 | 2995 | 83.2 | 5 | 50000 | 42621 |  |  | NotYetVerified |  | 3 | 2063.7 | 112.89 | 18.28 | 4.37 | 0.996 | 2995 | 83
PGKZRDQ4 | Irtronix Inc DBA Euri Lighting | Euri Lighting | ET8-1130H-20W | Linear Replacement Lamp | Four-Foot | Dual Mode Internal Driver (UL Type A and Type B) | Standard | TRUE | 2395 | 114.8 | 20.86 | 5.79 | 0.9799 | 2887 | 81.9 | 5 | 50000 | 42621 |  |  | NotYetVerified |  | 4 | 2400 | 120 | 20 | 5.79 | 0.9 | 3000 | 80
P9KZYH76 | WESTGATE MFG | WESTGATE | T8-EZ4-18W-30K-C | Linear Replacement Lamp | Four-Foot | Replacement Lamps (plug and play) (UL Type A) | Standard | TRUE | 2267.8 | 118.93 | 19.07 | 6.71 | 0.9773 | 2931 | 82.3 | 5 | 50000 | 42621 |  |  | No |  | 4 | 2200 | 122 | 18 | 7 | 0.9 | 3000 | 80
PZYM37A3 | Titan LED Inc. | Titan LED | 17C-4-23-50K-HO | Linear Replacement Lamp | Four-Foot | 2-lamp External Driver Lamp-Style Retrofit Kits (UL Type C) | Standard | TRUE | 3080.72 | 132 | 23.3 | 15 | 0.95 | 5078 | 84 | 5 | 50000 | 42621 |  |  | No |  | 4 | 3080.72 | 132 | 23.3 | 8 | 0.99 | 5078 | 84
P9C4MDFH | LEDVANCE LLC (formerly OSRAM SYLVANIA INC) | SYLVANIA | 75181 QHE4XLEDT8/UNV ISN-SC | Linear Replacement Lamp | Four-Foot | 4-lamp External Driver Lamp-Style Retrofit Kits (UL Type C) | Standard | TRUE | 1924 | 106.1 | 18.14 | 18.1 | 0.945 | 3043 | 82.1 | 5 | 50000 | 42621 |  |  | No |  | 3 | 8500 | 121 | 70 | 20 | 0.9 | 3000 | 82
PH7K8VNH | LEDVANCE LLC (formerly OSRAM SYLVANIA INC) | SYLVANIA | 75181 QHE2XLEDT8/UNV ISN-SC | Linear Replacement Lamp | Four-Foot | 2-lamp External Driver Lamp-Style Retrofit Kits (UL Type C) | Standard | TRUE | 1924 | 106.1 | 18.14 | 18.05 | 0.945 | 3043 | 82.1 | 5 | 50000 | 42621 |  |  | No |  | 3 | 4400 | 122 | 36 | 20 | 0.9 | 3000 | 82
PE6UVTCM | Energy Harness Corporation | Energy Harness | EHL48F-T815-30K | Linear Replacement Lamp | Four-Foot | Internal Driver Lamp-Style Retrofit Kits (UL Type B) | Standard | TRUE | 1838 | 125.46 | 14.65 | 16.34 | 0.9126 | 2981 | 82.3 | 5 | 50000 | 42621 |  |  | No |  | 3 | 1837 | 128.46 | 14.3 | 16.34 | 0.9126 | 3000 | 82.3
P2RHA2YY | Sunpark | SUNPARK | T8-48T-830-12W-EB | Linear Replacement Lamp | Four-Foot | Replacement Lamps (plug and play) (UL Type A) | Standard | TRUE | 1583 | 109.32 | 14.48 | 11.02 | 0.901 | 3175 | 85.2 | 5 | 50000 | 42621 |  |  | No |  | 3 | 1600 | 106 | 14.5 | 11.02 | 0.983 | 3000 | 84
PUEZ5NWT | FY Lighting Co. Ltd | Fen Yong | FY-T8-1200EFB29W(L50K288CG52ST3N) | Linear Replacement Lamp | Four-Foot | 3-lamp External Driver Lamp-Style Retrofit Kits (UL Type C) | Standard | FALSE | [9 empty] | 42621 |  |  | No |  | 4 | 4300 | 150 | 29 | 15 | 0.9 | 5000 | 80
PB76K529 | FY Lighting Co. Ltd | Fen Yong | FY-T8-1200EFB29W(L50K288CG52ST3) | Linear Replacement Lamp | Four-Foot | 3-lamp External Driver Lamp-Style Retrofit Kits (UL Type C) | Standard | FALSE | [9 empty] | 42621 |  |  | No |  | 4 | 4300 | 150 | 29 | 15 | 0.9 | 5000 | 80
PY7J92CY | FY Lighting Co. Ltd | Fen Yong | FY-T8-1200EFB29W(L45K288CG52ST3N) | Linear Replacement Lamp | Four-Foot | 3-lamp External Driver Lamp-Style Retrofit Kits (UL Type C) | Standard | FALSE | [9 empty] | 42621 |  |  | No |  | 4 | 4250 | 147 | 29 | 15 | 0.9 | 4500 | 80
PF21QPK1 | FY Lighting Co. Ltd | Fen Yong | FY-T8-1200EFB29W(L45K288CG52ST3) | Linear Replacement Lamp | Four-Foot | 3-lamp External Driver Lamp-Style Retrofit Kits (UL Type C) | Standard | FALSE | [9 empty] | 42621 |  |  | No |  | 4 | 4250 | 147 | 29 | 15 | 0.9 | 4500 | 80
PSQ2ATPH | FY Lighting Co. Ltd | Fen Yong | FY-T8-1200EFB29W(L40K288CG52ST3N) | Linear Replacement Lamp | Four-Foot | 3-lamp External Driver Lamp-Style Retrofit Kits (UL Type C) | Standard | FALSE | [9 empty] | 42621 |  |  | No |  | 4 | 4200 | 145 | 29 | 15 | 0.9 | 4000 | 80
PTVNH581 | FY Lighting Co. Ltd | Fen Yong | FY-T8-1200EFB29W(L40K288CG52ST3) | Linear Replacement Lamp | Four-Foot | 3-lamp External Driver Lamp-Style Retrofit Kits (UL Type C) | Standard | FALSE | [9 empty] | 42621 |  |  | No |  | 4 | 4200 | 145 | 29 | 15 | 0.9 | 4000 | 80
P9PRRHD1 | FY Lighting Co. Ltd | Fen Yong | FY-T8-1200EFB29W(L35K288CG52ST3N) | Linear Replacement Lamp | Four-Foot | 3-lamp External Driver Lamp-Style Retrofit Kits (UL Type C) | Standard | FALSE | [9 empty] | 42621 |  |  | No |  | 4 | 4150 | 143 | 29 | 15 | 0.9 | 3500 | 80
PZRA9ZDW | FY Lighting Co. Ltd | Fen Yong | FY-T8-1200EFB29W(L35K288CG52ST3) | Linear Replacement Lamp | Four-Foot | 3-lamp External Driver Lamp-Style Retrofit Kits (UL Type C) | Standard | FALSE | [9 empty] | 42621 |  |  | No |  | 4 | 4150 | 143 | 29 | 15 | 0.9 | 3500 | 80
P9FNA4EH | FY Lighting Co. Ltd | Fen Yong | FY-T8-1200EFB29W(L30K288CG52ST3N) | Linear Replacement Lamp | Four-Foot | 3-lamp External Driver Lamp-Style Retrofit Kits (UL Type C) | Standard | FALSE | [9 empty] | 42621 |  |  | No |  | 4 | 4100 | 141 | 29 | 15 | 0.9 | 3000 | 80
PTD9JW24 | Commerce Lighting LED LLC | Commerce Lighting LED | LED-T8-15/50/P48 | Linear Replacement Lamp | Four-Foot | Replacement Lamps (plug and play) (UL Type A) | Standard | FALSE | [9 empty] | 42621 |  |  | NotYetVerified |  | 3 | 2100 | 116.67 | 18 | 4.37 | 0.996 | 5000 | 83
PHZRMXXZ | Commerce Lighting LED LLC | Commerce Lighting LED | LED-T8-17/50/P48 | Linear Replacement Lamp | Four-Foot | Replacement Lamps (plug and play) (UL Type A) | Standard | FALSE | [9 empty] | 42621 |  |  | NotYetVerified |  | 3 | 2500 | 113.64 | 22 | 4.29 | 0.996 | 5000 | 83
PJ4VY6M4 | Commerce Lighting LED LLC | Commerce Lighting LED | LED-T8-15/40/P48 | Linear Replacement Lamp | Four-Foot | Replacement Lamps (plug and play) (UL Type A) | Standard | FALSE | [9 empty] | 42621 |  |  | NotYetVerified |  | 3 | 2100 | 116.67 | 18 | 4.37 | 0.996 | 4000 | 83
PTPZHXQ5 | Commerce Lighting LED LLC | Commerce Lighting LED | LED-T8-17/40/P48 | Linear Replacement Lamp | Four-Foot | Replacement Lamps (plug and play) (UL Type A) | Standard | FALSE | [9 empty] | 42621 |  |  | NotYetVerified |  | 3 | 2500 | 113.64 | 22 | 4.29 | 0.996 | 4000 | 83
PNTRWT5X | WESTGATE MFG | WESTGATE | T8-EZ4-18W-50K-F | Linear Replacement Lamp | Four-Foot | Replacement Lamps (plug and play) (UL Type A) | Standard | FALSE | [9 empty] | 42621 |  |  | No |  | 3 | 2200 | 122 | 18 | 12 | 0.9 | 5000 | 80
P7WU65GK | WESTGATE MFG | WESTGATE | T8-EZ4-18W-50K-C | Linear Replacement Lamp | Four-Foot | Replacement Lamps (plug and play) (UL Type A) | Standard | FALSE | [9 empty] | 42621 |  |  | No |  | 4 | 2300 | 128 | 18 | 7 | 0.9 | 5000 | 80
PU4XPTG3 | WESTGATE MFG | WESTGATE | T8-EZ4-18W-45K-F | Linear Replacement Lamp | Four-Foot | Replacement Lamps (plug and play) (UL Type A) | Standard | FALSE | [9 empty] | 42621 |  |  | No |  | 3 | 2100 | 117 | 18 | 12 | 0.9 | 4500 | 80
PHT4V3TG | WESTGATE MFG | WESTGATE | T8-EZ4-18W-45K-C | Linear Replacement Lamp | Four-Foot | Replacement Lamps (plug and play) (UL Type A) | Standard | FALSE | [9 empty] | 42621 |  |  | No |  | 4 | 2200 | 122 | 18 | 7 | 0.9 | 4500 | 80
PJSN7AE6 | WESTGATE MFG | WESTGATE | T8-EZ4-18W-40K-F | Linear Replacement Lamp | Four-Foot | Replacement Lamps (plug and play) (UL Type A) | Standard | FALSE | [9 empty] | 42621 |  |  | No |  | 3 | 2100 | 117 | 18 | 12 | 0.9 | 4000 | 80
PQ12AU15 | WESTGATE MFG | WESTGATE | T8-EZ4-18W-40K-C | Linear Replacement Lamp | Four-Foot | Replacement Lamps (plug and play) (UL Type A) | Standard | FALSE | [9 empty] | 42621 |  |  | No |  | 4 | 2200 | 122 | 18 | 7 | 0.9 | 4000 | 80
PUQBFPZ5 | WESTGATE MFG | WESTGATE | T8-EZ4-18W-35K-F | Linear Replacement Lamp | Four-Foot | Replacement Lamps (plug and play) (UL Type A) | Standard | FALSE | [9 empty] | 42621 |  |  | No |  | 3 | 2100 | 117 | 18 | 12 | 0.9 | 3500 | 80
P4RVWPE2 | WESTGATE MFG | WESTGATE | T8-EZ4-18W-35K-C | Linear Replacement Lamp | Four-Foot | Replacement Lamps (plug and play) (UL Type A) | Standard | FALSE | [9 empty] | 42621 |  |  | No |  | 4 | 2200 | 122 | 18 | 7 | 0.9 | 3500 | 80
P16MVKAX | Sunpark | SUNPARK | T8-48T-850-12W-EB | Linear Replacement Lamp | Four-Foot | Replacement Lamps (plug and play) (UL Type A) | Standard | FALSE | [9 empty] | 42621 |  |  | No |  | 3 | 1650 | 110 | 14.5 | 11.02 | 0.983 | 5000 | 84
PAKDWZGQ | Sunpark | SUNPARK | T8-48T-840-12W-EB | Linear Replacement Lamp | Four-Foot | Replacement Lamps (plug and play) (UL Type A) | Standard | FALSE | [9 empty] | 42621 |  |  | No |  | 3 | 1650 | 110 | 14.5 | 11.02 | 0.983 | 4000 | 84
P8WQ9M1N | LEDVANCE LLC (formerly OSRAM SYLVANIA INC) | SYLVANIA | 75184 QHE4XLEDT8/UNV ISN-SC | Linear Replacement Lamp | Four-Foot | 4-lamp External Driver Lamp-Style Retrofit Kits (UL Type C) | Standard | FALSE | [9 empty] | 42621 |  |  | No |  | 3 | 8500 | 121 | 70 | 20 | 0.9 | 5000 | 82
P6J633MZ | LEDVANCE LLC (formerly OSRAM SYLVANIA INC) | SYLVANIA | 75184 QHE2XLEDT8/UNV ISN-SC | Linear Replacement Lamp | Four-Foot | 2-lamp External Driver Lamp-Style Retrofit Kits (UL Type C) | Standard | FALSE | [9 empty] | 42621 |  |  | No |  | 3 | 4400 | 122 | 36 | 20 | 0.9 | 5000 | 82
PRKGS1BT | LEDVANCE LLC (formerly OSRAM SYLVANIA INC) | SYLVANIA | 75183 QHE4XLEDT8/UNV ISN-SC | Linear Replacement Lamp | Four-Foot | 4-lamp External Driver Lamp-Style Retrofit Kits (UL Type C) | Standard | FALSE | [9 empty] | 42621 |  |  | No |  | 3 | 8500 | 121 | 70 | 20 | 0.9 | 4100 | 82
PXB4A254 | LEDVANCE LLC (formerly OSRAM SYLVANIA INC) | SYLVANIA | 75183 QHE2XLEDT8/UNV ISN-SC | Linear Replacement Lamp | Four-Foot | 2-lamp External Driver Lamp-Style Retrofit Kits (UL Type C) | Standard | FALSE | [9 empty] | 42621 |  |  | No |  | 3 | 4400 | 122 | 36 | 20 | 0.9 | 4100 | 82
P5212KT8 | LEDVANCE LLC (formerly OSRAM SYLVANIA INC) | SYLVANIA | 75182 QHE4XLEDT8/UNV ISN-SC | Linear Replacement Lamp | Four-Foot | 4-lamp External Driver Lamp-Style Retrofit Kits (UL Type C) | Standard | FALSE | [9 empty] | 42621 |  |  | No |  | 3 | 8500 | 121 | 70 | 20 | 0.9 | 3500 | 82
PHFKZH92 | LEDVANCE LLC (formerly OSRAM SYLVANIA INC) | SYLVANIA | 75182 QHE2XLEDT8/UNV ISN-SC | Linear Replacement Lamp | Four-Foot | 2-lamp External Driver Lamp-Style Retrofit Kits (UL Type C) | Standard | FALSE | [9 empty] | 42621 |  |  | No |  | 3 | 4400 | 122 | 36 | 20 | 0.9 | 3500 | 82
P99ENKQ5 | Irtronix Inc DBA Euri Lighting | Euri Lighting | ET8-1150H-20 | Linear Replacement Lamp | Four-Foot | Dual Mode Internal Driver (UL Type A and Type B) | Standard | FALSE | [9 empty] | 42621 | Not Dimmable | Not Dimmable | NotYetVerified |  | 4 | 2400 | 120 | 20 | 5.79 | 0.9 | 5000 | 80
PW7NTX1K | Irtronix Inc DBA Euri Lighting | Euri Lighting | ET8-1145H-20W | Linear Replacement Lamp | Four-Foot | Dual Mode Internal Driver (UL Type A and Type B) | Standard | FALSE | [9 empty] | 42621 | Not Dimmable | Not Dimmable | NotYetVerified |  | 4 | 2400 | 120 | 20 | 5.79 | 0.9 | 4500 | 80
PYSHJCAW | Irtronix Inc DBA Euri Lighting | Euri Lighting | ET8-1140H-20 | Linear Replacement Lamp | Four-Foot | Dual Mode Internal Driver (UL Type A and Type B) | Standard | FALSE | [9 empty] | 42621 | Not Dimmable | Not Dimmable | NotYetVerified |  | 4 | 2400 | 120 | 20 | 5.79 | 0.9 | 4000 | 80
PZXC43AF | Irtronix Inc DBA Euri Lighting | Euri Lighting | ET8-1135H-20W | Linear Replacement Lamp | Four-Foot | Dual Mode Internal Driver (UL Type A and Type B) | Standard | FALSE | [9 empty] | 42621 | Not Dimmable | Not Dimmable | NotYetVerified |  | 4 | 2400 | 120 | 20 | 5.79 | 0.9 | 3500 | 80
PRYFJ4BY | Energy Harness Corporation | Energy Harness | EHL48F-T815-50K | Linear Replacement Lamp | Four-Foot | Internal Driver Lamp-Style Retrofit Kits (UL Type B) | Standard | FALSE | [9 empty] | 42621 | Not Dimmable | Not Dimmable | No |  | 3 | 1985 | 134.49 | 14.76 | 16.34 | 0.9021 | 5000 | 82.4
PJY5YSVZ | Energy Harness Corporation | Energy Harness | EHL48F-T815-40K | Linear Replacement Lamp | Four-Foot | Internal Driver Lamp-Style Retrofit Kits (UL Type B) | Standard | FALSE | [9 empty] | 42621 | Not Dimmable | Not Dimmable | No |  | 3 | 1837 | 128.46 | 14.3 | 16.34 | 0.9126 | 4000 | 82.3
P8U6KJ6N | FY Lighting Co. Ltd | Fen Yong | FY-T8-1200EFB29W(L30K288CG52ST2) | Linear Replacement Lamp | Four-Foot | 2-lamp External Driver Lamp-Style Retrofit Kits (UL Type C) | Standard | TRUE | 3634.5 | 128.79 | 28.22 | 8.3 | 0.992 | 3068 | 82.4 | 5 | 50000 | 42620 |  |  | No |  | 4 | 4100 | 141 | 29 | 15 | 0.9 | 3000 | 80
P9GY9P57 | FY Lighting Co. Ltd | Fen Yong | FY-T8-1200ECB29W(L30K288CG52ST2) | Linear Replacement Lamp | Four-Foot | 2-lamp External Driver Lamp-Style Retrofit Kits (UL Type C) | Standard | TRUE | 4050.7 | 143.64 | 28.2 | 8.5 | 0.991 | 3068 | 82 | 5 | 50000 | 42620 |  |  | No |  | 4 | 4610 | 158 | 29 | 15 | 0.9 | 3000 | 80
PZQ9C1E1 | FY Lighting Co. Ltd | Fen Yong | FY-T8-1200ECB29W(L30K288CG52ST3) | Linear Replacement Lamp | Four-Foot | 3-lamp External Driver Lamp-Style Retrofit Kits (UL Type C) | Standard | TRUE | 4304.9 | 149.5 | 28.8 | 15.5 | 0.984 | 3071 | 82 | 5 | 50000 | 42620 |  |  | No |  | 4 | 4610 | 158 | 29 | 15 | 0.9 | 3000 | 80
P1BB9KG8 | Shenzhen Syhdee Co.Ltd. | SYHDEE | SYHU-TT8-018C-1230(T) | Linear Replacement Lamp | Four-Foot | Replacement Lamps (plug and play) (UL Type A) | Standard | TRUE | 2104 | 124.13 | 16.95 | 8.84 | 0.9658 | 3006 | 81.9 | 5 | 50000 | 42620 |  |  | Yes |  | 4 | 2104 | 124.13 | 16.95 | 8.84 | 0.97 | 3000 | 81.9
PA1NHDAJ | Luxul Technology Inc. | Luxul | G-Lux T8 4ft LY1-30 | Linear Replacement Lamp | Four-Foot | Replacement Lamps (plug and play) (UL Type A) | Standard | TRUE | 1921.859 | 113.921 | 16.87 | 7.83 | 0.9605 | 3151 | 81.8 | 5 | 50000 | 42620 |  |  | No |  | 3 | 1900 | 110 | 17 | 5 | 0.9 | 3000 | 80
PCK9441C | DONG GUAN WALSTAR OPTOELECTRONICS TECHNOLOGY CO LTD | WALSTAR | FL-T8-15W1200 BIGS(4000K) | Linear Replacement Lamp | Four-Foot | Replacement Lamps (plug and play) (UL Type A) | Standard | TRUE | 1813 | 119.51 | 15.17 | 18.26 | 0.9584 | 4089 | 82.2 | 5 | 50000 | 42620 |  |  | No |  | 4 | 1816 | 120.19 | 15.11 | 18.26 | 0.96 | 4000 | 82.2
PUCU9DXX | Shenzhen Syhdee Co.Ltd. | SYHDEE | SYHU-TT8-015C-1230(F) | Linear Replacement Lamp | Four-Foot | Replacement Lamps (plug and play) (UL Type A) | Standard | TRUE | 1945 | 121.71 | 15.98 | 8.71 | 0.9562 | 3006 | 81.9 | 5 | 50000 | 42620 |  |  | No |  | 4 | 1868 | 123.06 | 15.18 | 8.78 | 0.91 | 3000 | 82.4
PU44XGSU | Shenzhen Syhdee Co.Ltd. | SYHDEE | SYHU-TT8-018C-1230(F) | Linear Replacement Lamp | Four-Foot | Replacement Lamps (plug and play) (UL Type A) | Standard | TRUE | 1945 | 121.71 | 15.98 | 8.71 | 0.9562 | 3006 | 81.9 | 5 | 50000 | 42620 |  |  | No |  | 4 | 2069 | 122.86 | 16.84 | 8.71 | 0.96 | 3000 | 81.9
P2XWPRK4 | DONG GUAN WALSTAR OPTOELECTRONICS TECHNOLOGY CO LTD | WALSTAR | FL-T8-18W1200 BIGS(4000K) | Linear Replacement Lamp | Four-Foot | Replacement Lamps (plug and play) (UL Type A) | Standard | TRUE | 2247 | 122.72 | 18.31 | 17.53 | 0.9539 | 4241 | 81.9 | 5 | 50000 | 42620 |  |  | No |  | 4 | 2247 | 122.72 | 18.31 | 17.53 | 0.95 | 4000 | 81.9
PSPX19QP | LUMA America Corp. | LUMA | LED25T5-48-830-A-4 | Linear Replacement Lamp | Four-Foot | Replacement Lamps (plug and play) (UL Type A) | Standard | TRUE | 2988.5 | 121 | 24.69 | 12.44 | 0.935 | 2965 | 83.1 | 5 | 50000 | 42620 |  |  | No |  | 4 | 3000 | 121 | 27 | 12 | 0.95 | 3000 | 83
P1EWD59B | DONG GUAN WALSTAR OPTOELECTRONICS TECHNOLOGY CO LTD | WALSTAR | FL-T8-22W1200 BIGS(4000K) | Linear Replacement Lamp | Four-Foot | Replacement Lamps (plug and play) (UL Type A) | Standard | TRUE | 2673 | 119.65 | 22.34 | 16.08 | 0.9113 | 4116 | 82.1 | 5 | 50000 | 42620 |  |  | No |  | 4 | 2673 | 119.65 | 22.34 | 16.08 | 0.91 | 4000 | 82.1
PCYE3BCY | Shenzhen Syhdee Co.Ltd. | SYHDEE | SYHU-TT8-015C-1230(T) | Linear Replacement Lamp | Four-Foot | Replacement Lamps (plug and play) (UL Type A) | Standard | TRUE | 1791 | 117.29 | 15.27 | 8.36 | 0.9056 | 3007 | 82.2 | 5 | 50000 | 42620 |  |  | Yes |  | 4 | 1786 | 117.89 | 15.15 | 8.36 | 0.91 | 3000 | 82.2
PQ5ZHPS1 | Hyperikon Inc. | Hyperikon | HyperBC12-4F-30 | Linear Replacement Lamp | Four-Foot | Dual Mode Internal Driver (UL Type A and Type B) | Standard | TRUE | 1586 | 120.06 | 13.21 | 13.14 | 0.9006 | 2918 | 83.6 | 5 | 50000 | 42620 |  |  | No |  | 4 | 1579 | 123.05 | 12.81 | 10.76 | 0.9 | 3000 | 83.6
PYWFEW1A | FY Lighting Co. Ltd | Fen Yong | FY-T8-1200ECB29W(L50K288CG52ST3N) | Linear Replacement Lamp | Four-Foot | 3-lamp External Driver Lamp-Style Retrofit Kits (UL Type C) | Standard | FALSE | [9 empty] | 42620 |  |  | No |  | 4 | 4650 | 162 | 29 | 15 | 0.9 | 5000 | 80
P57PBR82 | FY Lighting Co. Ltd | Fen Yong | FY-T8-1200ECB29W(L50K288CG52ST2N) | Linear Replacement Lamp | Four-Foot | 2-lamp External Driver Lamp-Style Retrofit Kits (UL Type C) | Standard | FALSE | [9 empty] | 42620 |  |  | No |  | 4 | 4650 | 162 | 29 | 15 | 0.9 | 5000 | 80
P2DRG3UH | FY Lighting Co. Ltd | Fen Yong | FY-T8-1200EFB29W(L50K288CG52ST2N) | Linear Replacement Lamp | Four-Foot | 2-lamp External Driver Lamp-Style Retrofit Kits (UL Type C) | Standard | FALSE | [9 empty] | 42620 |  |  | No |  | 4 | 4300 | 148 | 29 | 15 | 0.9 | 5000 | 80
PZ1VMVHP | FY Lighting Co. Ltd | Fen Yong | FY-T8-1200ECB29W(L50K288CG52ST3) | Linear Replacement Lamp | Four-Foot | 3-lamp External Driver Lamp-Style Retrofit Kits (UL Type C) | Standard | FALSE | [9 empty] | 42620 |  |  | No |  | 4 | 4650 | 162 | 29 | 15 | 0.9 | 5000 | 80
PH7KE3MF | FY Lighting Co. Ltd | Fen Yong | FY-T8-1200ECB29W(L50K288CG52ST2) | Linear Replacement Lamp | Four-Foot | 2-lamp External Driver Lamp-Style Retrofit Kits (UL Type C) | Standard | FALSE | [9 empty] | 42620 |  |  | No |  | 4 | 4650 | 162 | 29 | 15 | 0.9 | 5000 | 80
PR5YK9SJ | FY Lighting Co. Ltd | Fen Yong | FY-T8-1200EFB29W(L50K288CG52ST2) | Linear Replacement Lamp | Four-Foot | 2-lamp External Driver Lamp-Style Retrofit Kits (UL Type C) | Standard | FALSE | [9 empty] | 42620 |  |  | No |  | 4 | 4300 | 148 | 29 | 15 | 0.9 | 5000 | 80
PA8QQX16 | FY Lighting Co. Ltd | Fen Yong | FY-T8-1200ECB29W(L45K288CG52ST3N) | Linear Replacement Lamp | Four-Foot | 3-lamp External Driver Lamp-Style Retrofit Kits (UL Type C) | Standard | FALSE | [9 empty] | 42620 |  |  | No |  | 4 | 4640 | 161 | 29 | 15 | 0.9 | 4500 | 80
P9FFDUDJ | FY Lighting Co. Ltd | Fen Yong | FY-T8-1200ECB29W(L45K288CG52ST2N) | Linear Replacement Lamp | Four-Foot | 2-lamp External Driver Lamp-Style Retrofit Kits (UL Type C) | Standard | FALSE | [9 empty] | 42620 |  |  | No |  | 4 | 4640 | 161 | 29 | 15 | 0.9 | 4500 | 80
PPEF5KHN | FY Lighting Co. Ltd | Fen Yong | FY-T8-1200EFB29W(L45K288CG52ST2N) | Linear Replacement Lamp | Four-Foot | 2-lamp External Driver Lamp-Style Retrofit Kits (UL Type C) | Standard | FALSE | [9 empty] | 42620 |  |  | No |  | 4 | 4250 | 147 | 29 | 15 | 0.9 | 4500 | 80
PZQBXMT9 | FY Lighting Co. Ltd | Fen Yong | FY-T8-1200ECB29W(L45K288CG52ST3) | Linear Replacement Lamp | Four-Foot | 3-lamp External Driver Lamp-Style Retrofit Kits (UL Type C) | Standard | FALSE | [9 empty] | 42620 |  |  | No |  | 4 | 4640 | 161 | 29 | 15 | 0.9 | 4500 | 80
PWHT3JK4 | FY Lighting Co. Ltd | Fen Yong | FY-T8-1200ECB29W(L45K288CG52ST2) | Linear Replacement Lamp | Four-Foot | 2-lamp External Driver Lamp-Style Retrofit Kits (UL Type C) | Standard | FALSE | [9 empty] | 42620 |  |  | No |  | 4 | 4640 | 161 | 29 | 15 | 0.9 | 4500 | 80
P2E2EQVD | FY Lighting Co. Ltd | Fen Yong | FY-T8-1200EFB29W(L45K288CG52ST2) | Linear Replacement Lamp | Four-Foot | 2-lamp External Driver Lamp-Style Retrofit Kits (UL Type C) | Standard | FALSE | [9 empty] | 42620 |  |  | No |  | 4 | 4250 | 147 | 29 | 15 | 0.9 | 4500 | 80
PDFEU73N | FY Lighting Co. Ltd | Fen Yong | FY-T8-1200ECB29W(L40K288CG52ST2N) | Linear Replacement Lamp | Four-Foot | 2-lamp External Driver Lamp-Style Retrofit Kits (UL Type C) | Standard | FALSE | [9 empty] | 42620 |  |  | No |  | 4 | 4630 | 160 | 29 | 15 | 0.9 | 4000 | 80
P23E7FBA | FY Lighting Co. Ltd | Fen Yong | FY-T8-1200ECB29W(L40K288CG52ST3N) | Linear Replacement Lamp | Four-Foot | 3-lamp External Driver Lamp-Style Retrofit Kits (UL Type C) | Standard | FALSE | [9 empty] | 42620 |  |  | No |  | 4 | 4630 | 160 | 29 | 15 | 0.9 | 4000 | 80
PF17E98G | FY Lighting Co. Ltd | Fen Yong | FY-T8-1200EFB29W(L40K288CG52ST2N) | Linear Replacement Lamp | Four-Foot | 2-lamp External Driver Lamp-Style Retrofit Kits (UL Type C) | Standard | FALSE | [9 empty] | 42620 |  |  | No |  | 4 | 4200 | 145 | 29 | 15 | 0.9 | 4000 | 80
PRVADJE6 | FY Lighting Co. Ltd | Fen Yong | FY-T8-1200ECB29W(L40K288CG52ST2) | Linear Replacement Lamp | Four-Foot | 2-lamp External Driver Lamp-Style Retrofit Kits (UL Type C) | Standard | FALSE | [9 empty] | 42620 |  |  | No |  | 4 | 4630 | 160 | 29 | 15 | 0.9 | 4000 | 80
P2EV6U3Z | FY Lighting Co. Ltd | Fen Yong | FY-T8-1200ECB29W(L40K288CG52ST3) | Linear Replacement Lamp | Four-Foot | 3-lamp External Driver Lamp-Style Retrofit Kits (UL Type C) | Standard | FALSE | [9 empty] | 42620 |  |  | No |  | 4 | 4630 | 160 | 29 | 15 | 0.9 | 4000 | 80
PPRVHEQQ | FY Lighting Co. Ltd | Fen Yong | FY-T8-1200EFB29W(L40K288CG52ST2) | Linear Replacement Lamp | Four-Foot | 2-lamp External Driver Lamp-Style Retrofit Kits (UL Type C) | Standard | FALSE | [9 empty] | 42620 |  |  | No |  | 4 | 4200 | 145 | 29 | 15 | 0.9 | 4000 | 80
P5XDW3U9 | FY Lighting Co. Ltd | Fen Yong | FY-T8-1200ECB29W(L35K288CG52ST2N) | Linear Replacement Lamp | Four-Foot | 2-lamp External Driver Lamp-Style Retrofit Kits (UL Type C) | Standard | FALSE | [9 empty] | 42620 |  |  | No |  | 4 | 4620 | 159 | 29 | 15 | 0.9 | 3500 | 80
P3AW4JDD | FY Lighting Co. Ltd | Fen Yong | FY-T8-1200ECB29W(L35K288CG52ST3N) | Linear Replacement Lamp | Four-Foot | 3-lamp External Driver Lamp-Style Retrofit Kits (UL Type C) | Standard | FALSE | [9 empty] | 42620 |  |  | No |  | 4 | 4620 | 159 | 29 | 15 | 0.9 | 3500 | 80
PNTTKSGE | FY Lighting Co. Ltd | Fen Yong | FY-T8-1200EFB29W(L35K288CG52ST2N) | Linear Replacement Lamp | Four-Foot | 2-lamp External Driver Lamp-Style Retrofit Kits (UL Type C) | Standard | FALSE | [9 empty] | 42620 |  |  | No |  | 4 | 4150 | 143 | 29 | 15 | 0.9 | 3500 | 80
PWPFS14E | FY Lighting Co. Ltd | Fen Yong | FY-T8-1200ECB29W(L35K288CG52ST3) | Linear Replacement Lamp | Four-Foot | 3-lamp External Driver Lamp-Style Retrofit Kits (UL Type C) | Standard | FALSE | [9 empty] | 42620 |  |  | No |  | 4 | 4620 | 159 | 29 | 15 | 0.9 | 3500 | 80
PT3HU53E | FY Lighting Co. Ltd | Fen Yong | FY-T8-1200ECB29W(L35K288CG52ST2) | Linear Replacement Lamp | Four-Foot | 2-lamp External Driver Lamp-Style Retrofit Kits (UL Type C) | Standard | FALSE | [9 empty] | 42620 |  |  | No |  | 4 | 4620 | 159 | 29 | 15 | 0.9 | 3500 | 80
P4X31GK3 | FY Lighting Co. Ltd | Fen Yong | FY-T8-1200EFB29W(L35K288CG52ST2) | Linear Replacement Lamp | Four-Foot | 2-lamp External Driver Lamp-Style Retrofit Kits (UL Type C) | Standard | FALSE | [9 empty] | 42620 |  |  | No |  | 4 | 4150 | 143 | 29 | 15 | 0.9 | 3500 | 80
PZ5WEGQ2 | FY Lighting Co. Ltd | Fen Yong | FY-T8-1200ECB29W(L30K288CG52ST2N) | Linear Replacement Lamp | Four-Foot | 2-lamp External Driver Lamp-Style Retrofit Kits (UL Type C) | Standard | FALSE | [9 empty] | 42620 |  |  | No |  | 4 | 4610 | 158 | 29 | 15 | 0.9 | 3000 | 80
P1FSGXWP | FY Lighting Co. Ltd | Fen Yong | FY-T8-1200ECB29W(L30K288CG52ST3N) | Linear Replacement Lamp | Four-Foot | 3-lamp External Driver Lamp-Style Retrofit Kits (UL Type C) | Standard | FALSE | [9 empty] | 42620 |  |  | No |  | 4 | 4610 | 158 | 29 | 15 | 0.9 | 3000 | 80
PE7MTW8Y | FY Lighting Co. Ltd | Fen Yong | FY-T8-1200EFB29W(L30K288CG52ST2N) | Linear Replacement Lamp | Four-Foot | 2-lamp External Driver Lamp-Style Retrofit Kits (UL Type C) | Standard | FALSE | [9 empty] | 42620 |  |  | No |  | 4 | 4100 | 141 | 29 | 15 | 0.9 | 3000 | 80
PZ875W41 | DONG GUAN WALSTAR OPTOELECTRONICS TECHNOLOGY CO LTD | WALSTAR | FL-T8-15W1200 BIGS(5000K) | Linear Replacement Lamp | Four-Foot | Replacement Lamps (plug and play) (UL Type A) | Standard | FALSE | [9 empty] | 42620 |  |  | No |  | 4 | 1852 | 122.24 | 15.15 | 18.19 | 0.96 | 5000 | 82.4
PC4WUFUY | DONG GUAN WALSTAR OPTOELECTRONICS TECHNOLOGY CO LTD | WALSTAR | FL-T8-18W1200 BIGS(5000K) | Linear Replacement Lamp | Four-Foot | Replacement Lamps (plug and play) (UL Type A) | Standard | FALSE | [9 empty] | 42620 |  |  | No |  | 4 | 2269 | 124.19 | 18.27 | 17.58 | 0.99 | 5000 | 82.4
P9BG25FU | DONG GUAN WALSTAR OPTOELECTRONICS TECHNOLOGY CO LTD | WALSTAR | FL-T8-22W1200 BIGS(5000K) | Linear Replacement Lamp | Four-Foot | Replacement Lamps (plug and play) (UL Type A) | Standard | FALSE | [9 empty] | 42620 |  |  | No |  | 4 | 2726 | 121.86 | 22.37 | 16.06 | 0.91 | 5000 | 82.4
PGSRXZDA | DONG GUAN WALSTAR OPTOELECTRONICS TECHNOLOGY CO LTD | WALSTAR | FL-T8-15W1200 BIGS(4500K) | Linear Replacement Lamp | Four-Foot | Replacement Lamps (plug and play) (UL Type A) | Standard | FALSE | [9 empty] | 42620 |  |  | No |  | 4 | 1816 | 120.19 | 15.11 | 18.26 | 0.96 | 4500 | 82.2
P6WEV4ZT | DONG GUAN WALSTAR OPTOELECTRONICS TECHNOLOGY CO LTD | WALSTAR | FL-T8-22W1200 BIGS(4500K) | Linear Replacement Lamp | Four-Foot | Replacement Lamps (plug and play) (UL Type A) | Standard | FALSE | [9 empty] | 42620 |  |  | No |  | 4 | 2673 | 119.65 | 22.34 | 16.08 | 0.91 | 4500 | 82.1
PYGRGCXJ | DONG GUAN WALSTAR OPTOELECTRONICS TECHNOLOGY CO LTD | WALSTAR | FL-T8-18W1200 BIGS(4500K) | Linear Replacement Lamp | Four-Foot | Replacement Lamps (plug and play) (UL Type A) | Standard | FALSE | [9 empty] | 42620 |  |  | No |  | 4 | 2247 | 122.72 | 18.31 | 17.53 | 0.95 | 4500 | 81.9
PR6CD4XN | Shenzhen Syhdee Co.Ltd. | SYHDEE | SYHU-TT8-018C-1250(F) | Linear Replacement Lamp | Four-Foot | Replacement Lamps (plug and play) (UL Type A) | Standard | FALSE | [9 empty] | 42620 |  |  | No |  | 4 | 2195 | 129.5 | 16.95 | 8.65 | 0.96 | 5000 | 82.7
PDFV7F31 | Shenzhen Syhdee Co.Ltd. | SYHDEE | SYHU-TT8-015C-1250(F) | Linear Replacement Lamp | Four-Foot | Replacement Lamps (plug and play) (UL Type A) | Standard | FALSE | [9 empty] | 42620 |  |  | No |  | 4 | 1961 | 128.34 | 15.28 | 8.61 | 0.91 | 5000 | 82.2
PXNASJZS | Shenzhen Syhdee Co.Ltd. | SYHDEE | SYHU-TT8-015C-1250(T) | Linear Replacement Lamp | Four-Foot | Replacement Lamps (plug and play) (UL Type A) | Standard | FALSE | [9 empty] | 42620 |  |  | Yes |  | 4 | 1867 | 121.16 | 15.41 | 8.29 | 0.91 | 5000 | 82.2
PV2MS516 | Shenzhen Syhdee Co.Ltd. | SYHDEE | SYHU-TT8-018C-1250(T) | Linear Replacement Lamp | Four-Foot | Replacement Lamps (plug and play) (UL Type A) | Standard | FALSE | [9 empty] | 42620 |  |  | Yes |  | 4 | 2247 | 131.17 | 17.13 | 8.81 | 0.96 | 5000 | 82
PW5EGGAU | Shenzhen Syhdee Co.Ltd. | SYHDEE | SYHU-TT8-015C-1245(F) | Linear Replacement Lamp | Four-Foot | Replacement Lamps (plug and play) (UL Type A) | Standard | FALSE | [9 empty] | 42620 |  |  | No |  | 4 | 1868 | 123.06 | 15.18 | 8.78 | 0.91 | 4500 | 82.4
PUDGJ8CC | Shenzhen Syhdee Co.Ltd. | SYHDEE | SYHU-TT8-015C-1245(T) | Linear Replacement Lamp | Four-Foot | Replacement Lamps (plug and play) (UL Type A) | Standard | FALSE | [9 empty] | 42620 |  |  | Yes |  | 4 | 1786 | 117.89 | 15.15 | 8.36 | 0.91 | 4500 | 82.2
PR4QKYT4 | Shenzhen Syhdee Co.Ltd. | SYHDEE | SYHU-TT8-018C-1245(T) | Linear Replacement Lamp | Four-Foot | Replacement Lamps (plug and play) (UL Type A) | Standard | FALSE | [9 empty] | 42620 |  |  | Yes |  | 4 | 2104 | 124.13 | 16.95 | 8.84 | 0.97 | 4500 | 81.9
PPJVY9B7 | Shenzhen Syhdee Co.Ltd. | SYHDEE | SYHU-TT8-018C-1245(F) | Linear Replacement Lamp | Four-Foot | Replacement Lamps (plug and play) (UL Type A) | Standard | FALSE | [9 empty] | 42620 |  |  | No |  | 4 | 2069 | 122.86 | 16.84 | 8.71 | 0.96 | 4500 | 81.9
P6A2WSHS | Shenzhen Syhdee Co.Ltd. | SYHDEE | SYHU-TT8-015C-1240(F) | Linear Replacement Lamp | Four-Foot | Replacement Lamps (plug and play) (UL Type A) | Standard | FALSE | [9 empty] | 42620 |  |  | No |  | 4 | 1868 | 123.06 | 15.18 | 8.78 | 0.91 | 4000 | 82.4
P5H5G5JD | Shenzhen Syhdee Co.Ltd. | SYHDEE | SYHU-TT8-015C-1240(T) | Linear Replacement Lamp | Four-Foot | Replacement Lamps (plug and play) (UL Type A) | Standard | FALSE | [9 empty] | 42620 |  |  | Yes |  | 4 | 1786 | 117.89 | 15.15 | 8.36 | 0.91 | 4000 | 82.2
P61AJ99V | Shenzhen Syhdee Co.Ltd. | SYHDEE | SYHU-TT8-018C-1240(T) | Linear Replacement Lamp | Four-Foot | Replacement Lamps (plug and play) (UL Type A) | Standard | FALSE | [9 empty] | 42620 |  |  | Yes |  | 4 | 2104 | 124.13 | 16.95 | 8.84 | 0.97 | 4000 | 81.9
P45UBMPP | Shenzhen Syhdee Co.Ltd. | SYHDEE | SYHU-TT8-018C-1240(F) | Linear Replacement Lamp | Four-Foot | Replacement Lamps (plug and play) (UL Type A) | Standard | FALSE | [9 empty] | 42620 |  |  | No |  | 4 | 2069 | 122.86 | 16.84 | 8.71 | 0.96 | 4000 | 81.9
P7R1EV49 | Shenzhen Syhdee Co.Ltd. | SYHDEE | SYHU-TT8-015C-1235(F) | Linear Replacement Lamp | Four-Foot | Replacement Lamps (plug and play) (UL Type A) | Standard | FALSE | [9 empty] | 42620 |  |  | No |  | 4 | 1868 | 123.06 | 15.18 | 8.78 | 0.91 | 3500 | 82.4
PB1WNUEY | Shenzhen Syhdee Co.Ltd. | SYHDEE | SYHU-TT8-015C-1235(T) | Linear Replacement Lamp | Four-Foot | Replacement Lamps (plug and play) (UL Type A) | Standard | FALSE | [9 empty] | 42620 |  |  | Yes |  | 4 | 1786 | 117.89 | 15.15 | 8.36 | 0.91 | 3500 | 82.2
PZV3YB85 | Shenzhen Syhdee Co.Ltd. | SYHDEE | SYHU-TT8-018C-1235(T) | Linear Replacement Lamp | Four-Foot | Replacement Lamps (plug and play) (UL Type A) | Standard | FALSE | [9 empty] | 42620 |  |  | Yes |  | 4 | 2104 | 124.13 | 16.95 | 8.84 | 0.97 | 3500 | 81.9
PQ8V34V9 | Shenzhen Syhdee Co.Ltd. | SYHDEE | SYHU-TT8-018C-1235(F) | Linear Replacement Lamp | Four-Foot | Replacement Lamps (plug and play) (UL Type A) | Standard | FALSE | [9 empty] | 42620 |  |  | No |  | 4 | 2069 | 122.86 | 16.84 | 8.71 | 0.96 | 3500 | 81.9
PJJ7P36X | Luxul Technology Inc. | Luxul | G-Lux T8 4ft LY1-50 | Linear Replacement Lamp | Four-Foot | Replacement Lamps (plug and play) (UL Type A) | Standard | FALSE | [9 empty] | 42620 |  |  | No |  | 3 | 1900 | 110 | 17 | 5 | 0.9 | 5000 | 80
PV18Z1YF | Luxul Technology Inc. | Luxul | G-Lux T8 4ft LY1-40 | Linear Replacement Lamp | Four-Foot | Replacement Lamps (plug and play) (UL Type A) | Standard | FALSE | [9 empty] | 42620 |  |  | No |  | 3 | 1900 | 110 | 17 | 5 | 0.9 | 4000 | 80
PHZR5ZGS | Hyperikon Inc. | Hyperikon | HyperBC-4F-505 | Linear Replacement Lamp | Four-Foot | Dual Mode Internal Driver (UL Type A and Type B) | Standard | FALSE | [9 empty] | 42620 |  |  | No |  | 4 | 2214 | 128.73 | 17.2 | 14.05 | 0.9 | 5000 | 84.3
PPM8E2CJ | Hyperikon Inc. | Hyperikon | HyperBC15-4F-50 | Linear Replacement Lamp | Four-Foot | Dual Mode Internal Driver (UL Type A and Type B) | Standard | FALSE | [9 empty] | 42620 |  |  | No |  | 4 | 2034 | 134.15 | 15.16 | 13.47 | 0.9 | 5000 | 84.3
PCF1PCKN | Hyperikon Inc. | Hyperikon | HyperBC-4C-505 | Linear Replacement Lamp | Four-Foot | Dual Mode Internal Driver (UL Type A and Type B) | Standard | FALSE | [9 empty] | 42620 |  |  | No |  | 4 | 2464 | 142.91 | 17.24 | 14.12 | 0.9 | 5000 | 84.2
PMYVZBUN | Hyperikon Inc. | Hyperikon | HyperBC15-4C-50 | Linear Replacement Lamp | Four-Foot | Dual Mode Internal Driver (UL Type A and Type B) | Standard | FALSE | [9 empty] | 42620 |  |  | No |  | 4 | 2232 | 146.18 | 15.27 | 12.44 | 0.9 | 5000 | 84.2
P5YPN4M1 | Hyperikon Inc. | Hyperikon | HyperBC12-4F-50 | Linear Replacement Lamp | Four-Foot | Dual Mode Internal Driver (UL Type A and Type B) | Standard | FALSE | [9 empty] | 42620 |  |  | No |  | 4 | 1606 | 127.13 | 12.63 | 10.43 | 0.9 | 5000 | 83.7
PDP5MW3Y | Hyperikon Inc. | Hyperikon | HyperBC12-4C-50 | Linear Replacement Lamp | Four-Foot | Dual Mode Internal Driver (UL Type A and Type B) | Standard | FALSE | [9 empty] | 42620 |  |  | No |  | 4 | 1817 | 142.29 | 12.77 | 11.03 | 0.9 | 5000 | 83
P7UK1BSW | Hyperikon Inc. | Hyperikon | HyperBC12-4F-45 | Linear Replacement Lamp | Four-Foot | Dual Mode Internal Driver (UL Type A and Type B) | Standard | FALSE | [9 empty] | 42620 |  |  | No |  | 4 | 1579 | 123.05 | 12.81 | 10.76 | 0.9 | 4500 | 83.6
PZ9XC6QC | Hyperikon Inc. | Hyperikon | HyperBC15-4F-45 | Linear Replacement Lamp | Four-Foot | Dual Mode Internal Driver (UL Type A and Type B) | Standard | FALSE | [9 empty] | 42620 |  |  | No |  | 4 | 1950 | 129.07 | 15.11 | 13.91 | 0.9 | 4500 | 83.5
PN58CV16 | Hyperikon Inc. | Hyperikon | HyperBC-4F-455 | Linear Replacement Lamp | Four-Foot | Dual Mode Internal Driver (UL Type A and Type B) | Standard | FALSE | [9 empty] | 42620 |  |  | No |  | 4 | 2122 | 124.17 | 17.09 | 14.19 | 0.9 | 4500 | 83.2
PUH4ZHQC | Hyperikon Inc. | Hyperikon | HyperBC-4C-455 | Linear Replacement Lamp | Four-Foot | Dual Mode Internal Driver (UL Type A and Type B) | Standard | FALSE | [9 empty] | 42620 |  |  | No |  | 4 | 2367 | 138.66 | 17.07 | 14.07 | 0.9 | 4500 | 83.2
PKQSMADW | Hyperikon Inc. | Hyperikon | HyperBC15-4C-45 | Linear Replacement Lamp | Four-Foot | Dual Mode Internal Driver (UL Type A and Type B) | Standard | FALSE | [9 empty] | 42620 |  |  | No |  | 4 | 2146 | 141.82 | 15.13 | 12.34 | 0.9 | 4500 | 83.2
PRPD4EUW | Hyperikon Inc. | Hyperikon | HyperBC12-4C-45 | Linear Replacement Lamp | Four-Foot | Dual Mode Internal Driver (UL Type A and Type B) | Standard | FALSE | [9 empty] | 42620 |  |  | No |  | 4 | 1765 | 137.54 | 12.83 | 10.98 | 0.9 | 4500 | 83
PYD95AVY | Hyperikon Inc. | Hyperikon | HyperBC12-4F-40 | Linear Replacement Lamp | Four-Foot | Dual Mode Internal Driver (UL Type A and Type B) | Standard | FALSE | [9 empty] | 42620 |  |  | No |  | 4 | 1579 | 123.05 | 12.81 | 10.76 | 0.9 | 4000 | 83.6
P261WNHA | Hyperikon Inc. | Hyperikon | HyperBC15-4F-40 | Linear Replacement Lamp | Four-Foot | Dual Mode Internal Driver (UL Type A and Type B) | Standard | FALSE | [9 empty] | 42620 |  |  | No |  | 4 | 1950 | 129.07 | 15.11 | 13.91 | 0.9 | 4000 | 83.5
PS5QR195 | Hyperikon Inc. | Hyperikon | HyperBC-4F-405 | Linear Replacement Lamp | Four-Foot | Dual Mode Internal Driver (UL Type A and Type B) | Standard | FALSE | [9 empty] | 42620 |  |  | No |  | 4 | 2122 | 124.17 | 17.09 | 14.19 | 0.9 | 4000 | 83.2
P24CZKNK | Hyperikon Inc. | Hyperikon | HyperBC-4C-405 | Linear Replacement Lamp | Four-Foot | Dual Mode Internal Driver (UL Type A and Type B) | Standard | FALSE | [9 empty] | 42620 |  |  | No |  | 4 | 2367 | 138.66 | 17.07 | 14.07 | 0.9 | 4000 | 83.2
PJ6SWG9T | Hyperikon Inc. | Hyperikon | HyperBC15-4C-40 | Linear Replacement Lamp | Four-Foot | Dual Mode Internal Driver (UL Type A and Type B) | Standard | FALSE | [9 empty] | 42620 |  |  | No |  | 4 | 2146 | 141.82 | 15.13 | 12.34 | 0.9 | 4000 | 83.2
PEF4ZNW1 | Hyperikon Inc. | Hyperikon | HyperBC12-4C-40 | Linear Replacement Lamp | Four-Foot | Dual Mode Internal Driver (UL Type A and Type B) | Standard | FALSE | [9 empty] | 42620 |  |  | No |  | 4 | 1765 | 137.54 | 12.83 | 10.98 | 0.9 | 4000 | 83
PR9B7TNK | Hyperikon Inc. | Hyperikon | HyperBC12-4F-35 | Linear Replacement Lamp | Four-Foot | Dual Mode Internal Driver (UL Type A and Type B) | Standard | FALSE | [9 empty] | 42620 |  |  | No |  | 4 | 1579 | 123.05 | 12.81 | 10.76 | 0.9 | 3500 | 83.6
PSQD6FFV | Hyperikon Inc. | Hyperikon | HyperBC15-4F-35 | Linear Replacement Lamp | Four-Foot | Dual Mode Internal Driver (UL Type A and Type B) | Standard | FALSE | [9 empty] | 42620 |  |  | No |  | 4 | 1950 | 129.07 | 15.11 | 13.91 | 0.9 | 3500 | 83.5
PVFH8PTW | Hyperikon Inc. | Hyperikon | HyperBC-4F-355 | Linear Replacement Lamp | Four-Foot | Dual Mode Internal Driver (UL Type A and Type B) | Standard | FALSE | [9 empty] | 42620 |  |  | No |  | 4 | 2122 | 124.17 | 17.09 | 14.19 | 0.9 | 3500 | 83.2
P9PR58AV | Hyperikon Inc. | Hyperikon | HyperBC-4C-355 | Linear Replacement Lamp | Four-Foot | Dual Mode Internal Driver (UL Type A and Type B) | Standard | FALSE | [9 empty] | 42620 |  |  | No |  | 4 | 2367 | 138.66 | 17.07 | 14.07 | 0.9 | 3500 | 83.2
PQC6XFKQ | Hyperikon Inc. | Hyperikon | HyperBC15-4C-35 | Linear Replacement Lamp | Four-Foot | Dual Mode Internal Driver (UL Type A and Type B) | Standard | FALSE | [9 empty] | 42620 |  |  | No |  | 4 | 2146 | 141.82 | 15.13 | 12.34 | 0.9 | 3500 | 83.2
PZHT18W9 | Hyperikon Inc. | Hyperikon | HyperBC12-4C-35 | Linear Replacement Lamp | Four-Foot | Dual Mode Internal Driver (UL Type A and Type B) | Standard | FALSE | [9 empty] | 42620 |  |  | No |  | 4 | 1765 | 137.54 | 12.83 | 10.98 | 0.9 | 3500 | 83
PAT67VYS | Hyperikon Inc. | Hyperikon | HyperBC15-4F-30 | Linear Replacement Lamp | Four-Foot | Dual Mode Internal Driver (UL Type A and Type B) | Standard | FALSE | [9 empty] | 42620 |  |  | No |  | 4 | 1950 | 129.07 | 15.11 | 13.91 | 0.9 | 3000 | 83.5
PKB9AHFZ | Hyperikon Inc. | Hyperikon | HyperBC-4F-305 | Linear Replacement Lamp | Four-Foot | Dual Mode Internal Driver (UL Type A and Type B) | Standard | FALSE | [9 empty] | 42620 |  |  | No |  | 4 | 2122 | 124.17 | 17.09 | 14.19 | 0.9 | 3000 | 83.2
PPWZXMA4 | Hyperikon Inc. | Hyperikon | HyperBC-4C-305 | Linear Replacement Lamp | Four-Foot | Dual Mode Internal Driver (UL Type A and Type B) | Standard | FALSE | [9 empty] | 42620 |  |  | No |  | 4 | 2367 | 138.66 | 17.07 | 14.07 | 0.9 | 3000 | 83.2
PKDR8DAA | Hyperikon Inc. | Hyperikon | HyperBC15-4C-30 | Linear Replacement Lamp | Four-Foot | Dual Mode Internal Driver (UL Type A and Type B) | Standard | FALSE | [9 empty] | 42620 |  |  | No |  | 4 | 2146 | 141.82 | 15.13 | 12.34 | 0.9 | 3000 | 83.2
PEKYE6VC | Hyperikon Inc. | Hyperikon | HyperBC12-4C-30 | Linear Replacement Lamp | Four-Foot | Dual Mode Internal Driver (UL Type A and Type B) | Standard | FALSE | [9 empty] | 42620 |  |  | No |  | 4 | 1765 | 137.54 | 12.83 | 10.98 | 0.9 | 3000 | 83
PNBK4TAZ | LUMA America Corp. | LUMA | LED25T5-48-850-A-4 | Linear Replacement Lamp | Four-Foot | Replacement Lamps (plug and play) (UL Type A) | Standard | FALSE | [9 empty] | 42620 | Not Dimmable | Not Dimmable | No |  | 4 | 3200 | 128 | 27 | 12 | 0.95 | 5000 | 83
PXWXKDE3 | LUMA America Corp. | LUMA | LED25T5-48-840-A-4 | Linear Replacement Lamp | Four-Foot | Replacement Lamps (plug and play) (UL Type A) | Standard | FALSE | [9 empty] | 42620 | Not Dimmable | Not Dimmable | No |  | 4 | 3100 | 125 | 27 | 12 | 0.95 | 4000 | 83
PXN52SAT | LUMA America Corp. | LUMA | LED25T5-48-835-A-4 | Linear Replacement Lamp | Four-Foot | Replacement Lamps (plug and play) (UL Type A) | Standard | FALSE | [9 empty] | 42620 | Not Dimmable | Not Dimmable | No |  | 4 | 3000 | 121 | 27 | 12 | 0.95 | 3500 | 83
PG93F64E | ZLight Technology LLC | Zlight | ZL-T8GT-4FT-22W-30K-SP | Linear Replacement Lamp | Four-Foot | Replacement Lamps (plug and play) (UL Type A) | Standard | TRUE | 2220 | 111.2 | 19.96 | 9.4 | 0.9818 | 3071 | 84.5 | 5 | 50000 | 42619 |  |  | No |  | 3 | 2200 | 112 | 19.5 | 20 | 0.9 | 3000 | 82
PCZ6UDA7 | ZLight Technology LLC | Zlight | ZL-T8GT-4FT-18W-30K-SP | Linear Replacement Lamp | Four-Foot | Replacement Lamps (plug and play) (UL Type A) | Standard | TRUE | 1818 | 106.07 | 17.14 | 5.96 | 0.98 | 3086 | 85.5 | 5 | 50000 | 42619 |  |  | No |  | 3 | 1800 | 104 | 17.2 | 20 | 0.9 | 3000 | 83
PJR37ZW8 | FY Lighting Co. Ltd | Fen Yong | FY-T8-1200NFM(L30K120CG51B) | Linear Replacement Lamp | Four-Foot | Internal Driver Lamp-Style Retrofit Kits (UL Type B) | Standard | TRUE | 1830.1 | 128.54 | 14.24 | 8.8 | 0.956 | 3090 | 82.6 | 5 | 50000 | 42619 |  |  | No |  | 4 | 2000 | 130 | 15 | 15 | 0.9 | 3000 | 80
PYK8FEFM | FY Lighting Co. Ltd | Fen Yong | FY-T8-1200NCB(L30K120CG51B) | Linear Replacement Lamp | Four-Foot | Internal Driver Lamp-Style Retrofit Kits (UL Type B) | Standard | TRUE | 3105.2 | 139.81 | 22.21 | 10.3 | 0.93 | 3090 | 81.8 | 5 | 50000 | 42619 |  |  | No |  | 4 | 3200 | 145 | 22 | 15 | 0.9 | 3000 | 80
PMC3YKAB | Jade Green Enterprises | JADE GREEN ENTERPRISES LLC | YT816CDA02XA(2700k) | Linear Replacement Lamp | Four-Foot | Internal Driver Lamp-Style Retrofit Kits (UL Type B) | Standard | TRUE | 1794 | 113.4 | 15.8 | 18.7 | 0.917 | 2746 | 84 | 5 | 50000 | 42619 |  |  | No |  | 3.1 | 1794 | 113.4 | 15.8 | 18.7 | 0.96 | 2700 | 84
PWDVVXJ9 | Jade Green Enterprises | JADE GREEN ENTERPRISES LLC | YT818CDC02XA(2700k) | Linear Replacement Lamp | Four-Foot | Internal Driver Lamp-Style Retrofit Kits (UL Type B) | Standard | TRUE | 1780 | 101 | 17.6 | 20.7 | 0.914 | 2766 | 84 | 5 | 50000 | 42619 |  |  | No |  | 3 | 1780 | 101 | 17.6 | 20.7 | 0.94 | 2700 | 84
PHRAHJJE | Jade Green Enterprises | JADE GREEN ENTERPRISES LLC | YT818CDA02XA(2700k) | Linear Replacement Lamp | Four-Foot | Internal Driver Lamp-Style Retrofit Kits (UL Type B) | Standard | TRUE | 2008 | 113.8 | 17.6 | 20.4 | 0.909 | 2733 | 83 | 5 | 50000 | 42619 |  |  | No |  | 3.1 | 2008 | 113.8 | 17.6 | 20.4 | 0.96 | 2700 | 83
PS9Y1GY3 | Shenzhen Bonld Electronics Co.LTD | BONLD | BDT84SUA-18WA-SWMR | Linear Replacement Lamp | Four-Foot | Internal Driver Lamp-Style Retrofit Kits (UL Type B) | Standard | TRUE | 2154 | 120.27 | 17.91 | 17.18 | 0.9089 | 2906 | 82.1 | 5 | 50000 | 42619 |  |  | No |  | 4 | 2160 | 120 | 18 | 17.18 | 0.91 | 3000 | 82.1
PWQ34ZRH | ZLight Technology LLC | Zlight | ZL-T8GT-Bypass-4FT-15W-30K | Linear Replacement Lamp | Four-Foot | Internal Driver Lamp-Style Retrofit Kits (UL Type B) | Standard | TRUE | 1934 | 128.1 | 15.1 | 16.58 | 0.906 | 3065 | 84.6 | 5 | 50000 | 42619 |  |  | No |  | 3 | 1800 | 120 | 15 | 20 | 0.9 | 3000 | 83
PE96QAJS | Jade Green Enterprises | JADE GREEN ENTERPRISES LLC | YT816CDC02XA(2700k) | Linear Replacement Lamp | Four-Foot | Internal Driver Lamp-Style Retrofit Kits (UL Type B) | Standard | TRUE | 1694 | 105.9 | 16 | 23.4 | 0.897 | 2759 | 84 | 5 | 50000 | 42619 |  |  | No |  | 3 | 1694 | 105.9 | 16 | 23.4 | 0.95 | 2700 | 84
PD2W5EMY | Jade Green Enterprises | JADE GREEN ENTERPRISES LLC | YT814CDE52XA(2700k) | Linear Replacement Lamp | Four-Foot | Internal Driver Lamp-Style Retrofit Kits (UL Type B) | Standard | TRUE | 1786 | 125.3 | 14.2 | 22.4 | 0.885 | 2712 | 83 | 5 | 50000 | 42619 |  |  | No |  | 4 | 1786 | 125.3 | 14.2 | 22.4 | 0.96 | 2700 | 83
PA511YM1 | Jade Green Enterprises | JADE GREEN ENTERPRISES LLC | YT816CDC05XA(5000k) | Linear Replacement Lamp | Four-Foot | Internal Driver Lamp-Style Retrofit Kits (UL Type B) | Standard | FALSE | [9 empty] | 42619 |  |  | No |  | 3 | 1982 | 121.1 | 16.4 | 23.4 | 0.95 | 5000 | 85
PBJEDNUX | Jade Green Enterprises | JADE GREEN ENTERPRISES LLC | YT818CDC05XA(5000k) | Linear Replacement Lamp | Four-Foot | Internal Driver Lamp-Style Retrofit Kits (UL Type B) | Standard | FALSE | [9 empty] | 42619 |  |  | No |  | 3 | 2058 | 116.7 | 17.6 | 20.7 | 0.95 | 5000 | 85
PCCE92U9 | Jade Green Enterprises | JADE GREEN ENTERPRISES LLC | YT816CDA05XA(5000k) | Linear Replacement Lamp | Four-Foot | Internal Driver Lamp-Style Retrofit Kits (UL Type B) | Standard | FALSE | [9 empty] | 42619 |  |  | No |  | 3.1 | 1869 | 116.9 | 16 | 18.7 | 0.95 | 5000 | 85
PDGVN2G8 | Jade Green Enterprises | JADE GREEN ENTERPRISES LLC | YT814CDE55XA(5000k) | Linear Replacement Lamp | Four-Foot | Internal Driver Lamp-Style Retrofit Kits (UL Type B) | Standard | FALSE | [9 empty] | 42619 |  |  | No |  | 4 | 1961 | 138.4 | 14.2 | 22.4 | 0.95 | 5000 | 84
PERMUG7N | Jade Green Enterprises | JADE GREEN ENTERPRISES LLC | YT818CDA05XA(5000k) | Linear Replacement Lamp | Four-Foot | Internal Driver Lamp-Style Retrofit Kits (UL Type B) | Standard | FALSE | [9 empty] | 42619 |  |  | No |  | 3.1 | 2059 | 118.7 | 17.4 | 20.4 | 0.95 | 5000 | 84
PZ661VVN | Jade Green Enterprises | JADE GREEN ENTERPRISES LLC | YT816CDC05XA(4500k) | Linear Replacement Lamp | Four-Foot | Internal Driver Lamp-Style Retrofit Kits (UL Type B) | Standard | FALSE | [9 empty] | 42619 |  |  | No |  | 3 | 1694 | 105.9 | 16 | 23.4 | 0.95 | 4500 | 84
PF13P57Q | Jade Green Enterprises | JADE GREEN ENTERPRISES LLC | YT818CDC05XA(4500k) | Linear Replacement Lamp | Four-Foot | Internal Driver Lamp-Style Retrofit Kits (UL Type B) | Standard | FALSE | [9 empty] | 42619 |  |  | No |  | 3 | 1780 | 101 | 17.6 | 20.7 | 0.94 | 4500 | 84
PFFV3ZAC | Jade Green Enterprises | JADE GREEN ENTERPRISES LLC | YT816CDA05XA(4500k) | Linear Replacement Lamp | Four-Foot | Internal Driver Lamp-Style Retrofit Kits (UL Type B) | Standard | FALSE | [9 empty] | 42619 |  |  | No |  | 3.1 | 1794 | 113.4 | 15.8 | 18.7 | 0.96 | 4500 | 84
P4MZU438 | Jade Green Enterprises | JADE GREEN ENTERPRISES LLC | YT814CDE55XA(4500k) | Linear Replacement Lamp | Four-Foot | Internal Driver Lamp-Style Retrofit Kits (UL Type B) | Standard | FALSE | [9 empty] | 42619 |  |  | No |  | 4 | 1786 | 125.3 | 14.2 | 22.4 | 0.96 | 4500 | 83
P3VEKPDQ | Jade Green Enterprises | JADE GREEN ENTERPRISES LLC | YT818CDA05XA(4500k) | Linear Replacement Lamp | Four-Foot | Internal Driver Lamp-Style Retrofit Kits (UL Type B) | Standard | FALSE | [9 empty] | 42619 |  |  | No |  | 3.1 | 2008 | 113.8 | 17.6 | 20.4 | 0.96 | 4500 | 83
PAE4Z2WU | Jade Green Enterprises | JADE GREEN ENTERPRISES LLC | YT816CDC04XA(4000k) | Linear Replacement Lamp | Four-Foot | Internal Driver Lamp-Style Retrofit Kits (UL Type B) | Standard | FALSE | [9 empty] | 42619 |  |  | No |  | 3 | 1694 | 105.9 | 16 | 23.4 | 0.95 | 4000 | 84
PXWSU3RC | Jade Green Enterprises | JADE GREEN ENTERPRISES LLC | YT818CDC04XA(4000k) | Linear Replacement Lamp | Four-Foot | Internal Driver Lamp-Style Retrofit Kits (UL Type B) | Standard | FALSE | [9 empty] | 42619 |  |  | No |  | 3 | 1780 | 101 | 17.6 | 20.7 | 0.94 | 4000 | 84
PT92F184 | Jade Green Enterprises | JADE GREEN ENTERPRISES LLC | YT816CDA04XA(4000k) | Linear Replacement Lamp | Four-Foot | Internal Driver Lamp-Style Retrofit Kits (UL Type B) | Standard | FALSE | [9 empty] | 42619 |  |  | No |  | 3.1 | 1794 | 113.4 | 15.8 | 18.7 | 0.96 | 4000 | 84
PQE54J3V | Jade Green Enterprises | JADE GREEN ENTERPRISES LLC | YT814CDE54XA(4000k) | Linear Replacement Lamp | Four-Foot | Internal Driver Lamp-Style Retrofit Kits (UL Type B) | Standard | FALSE | [9 empty] | 42619 |  |  | No |  | 4 | 1786 | 125.3 | 14.2 | 22.4 | 0.96 | 4000 | 83
P7XMRPZ4 | Jade Green Enterprises | JADE GREEN ENTERPRISES LLC | YT818CDA04XA(4000k) | Linear Replacement Lamp | Four-Foot | Internal Driver Lamp-Style Retrofit Kits (UL Type B) | Standard | FALSE | [9 empty] | 42619 |  |  | No |  | 3.1 | 2008 | 113.8 | 17.6 | 20.4 | 0.96 | 4000 | 83
PCASUBGY | Jade Green Enterprises | JADE GREEN ENTERPRISES LLC | YT816CDC04XA(3500k) | Linear Replacement Lamp | Four-Foot | Internal Driver Lamp-Style Retrofit Kits (UL Type B) | Standard | FALSE | [9 empty] | 42619 |  |  | No |  | 3 | 1694 | 105.9 | 16 | 23.4 | 0.95 | 3500 | 84
P5B1HY82 | Jade Green Enterprises | JADE GREEN ENTERPRISES LLC | YT818CDC04XA(3500k) | Linear Replacement Lamp | Four-Foot | Internal Driver Lamp-Style Retrofit Kits (UL Type B) | Standard | FALSE | [9 empty] | 42619 |  |  | No |  | 3 | 1780 | 101 | 17.6 | 20.7 | 0.94 | 3500 | 84
PW2B5TDV | Jade Green Enterprises | JADE GREEN ENTERPRISES LLC | YT816CDA04XA(3500k) | Linear Replacement Lamp | Four-Foot | Internal Driver Lamp-Style Retrofit Kits (UL Type B) | Standard | FALSE | [9 empty] | 42619 |  |  | No |  | 3.1 | 1794 | 113.4 | 15.8 | 18.7 | 0.96 | 3500 | 84
P8N27U78 | Jade Green Enterprises | JADE GREEN ENTERPRISES LLC | YT814CDE54XA(3500k) | Linear Replacement Lamp | Four-Foot | Internal Driver Lamp-Style Retrofit Kits (UL Type B) | Standard | FALSE | [9 empty] | 42619 |  |  | No |  | 4 | 1786 | 125.3 | 14.2 | 22.4 | 0.96 | 3500 | 83
PSCA5376 | Jade Green Enterprises | JADE GREEN ENTERPRISES LLC | YT818CDA04XA(3500k) | Linear Replacement Lamp | Four-Foot | Internal Driver Lamp-Style Retrofit Kits (UL Type B) | Standard | FALSE | [9 empty] | 42619 |  |  | No |  | 3.1 | 2008 | 113.8 | 17.6 | 20.4 | 0.96 | 3500 | 83
PRUSHDP4 | Jade Green Enterprises | JADE GREEN ENTERPRISES LLC | YT816CDC03XA(3000k) | Linear Replacement Lamp | Four-Foot | Internal Driver Lamp-Style Retrofit Kits (UL Type B) | Standard | FALSE | [9 empty] | 42619 |  |  | No |  | 3 | 1694 | 105.9 | 16 | 23.4 | 0.95 | 3000 | 84
PBYR1MMD | Jade Green Enterprises | JADE GREEN ENTERPRISES LLC | YT818CDC03XA(3000k) | Linear Replacement Lamp | Four-Foot | Internal Driver Lamp-Style Retrofit Kits (UL Type B) | Standard | FALSE | [9 empty] | 42619 |  |  | No |  | 3 | 1780 | 101 | 17.6 | 20.7 | 0.94 | 3000 | 84
P4GZXP3Y | Jade Green Enterprises | JADE GREEN ENTERPRISES LLC | YT816CDA03XA(3000k) | Linear Replacement Lamp | Four-Foot | Internal Driver Lamp-Style Retrofit Kits (UL Type B) | Standard | FALSE | [9 empty] | 42619 |  |  | No |  | 3.1 | 1794 | 113.4 | 15.8 | 18.7 | 0.96 | 3000 | 84
PP5ZMAU7 | Jade Green Enterprises | JADE GREEN ENTERPRISES LLC | YT814CDE53XA(3000k) | Linear Replacement Lamp | Four-Foot | Internal Driver Lamp-Style Retrofit Kits (UL Type B) | Standard | FALSE | [9 empty] | 42619 |  |  | No |  | 4 | 1786 | 125.3 | 14.2 | 22.4 | 0.96 | 3000 | 83
P3ASAP99 | Jade Green Enterprises | JADE GREEN ENTERPRISES LLC | YT818CDA03XA(3000k) | Linear Replacement Lamp | Four-Foot | Internal Driver Lamp-Style Retrofit Kits (UL Type B) | Standard | FALSE | [9 empty] | 42619 |  |  | No |  | 3.1 | 2008 | 113.8 | 17.6 | 20.4 | 0.96 | 3000 | 83
PWR2SNTY | Shenzhen Bonld Electronics Co.LTD | BONLD | BDT84SUA-18WA-SDMR | Linear Replacement Lamp | Four-Foot | Internal Driver Lamp-Style Retrofit Kits (UL Type B) | Standard | FALSE | [9 empty] | 42619 |  |  | No |  | 4 | 2250 | 125 | 18 | 17.27 | 0.91 | 5000 | 83.6
PXN4MBME | Shenzhen Bonld Electronics Co.LTD | BONLD | BDT84SUA-18WA-SHMR | Linear Replacement Lamp | Four-Foot | Internal Driver Lamp-Style Retrofit Kits (UL Type B) | Standard | FALSE | [9 empty] | 42619 |  |  | No |  | 4 | 2250 | 125 | 18 | 17.18 | 0.91 | 4500 | 82.1
P4FZ56PT | Shenzhen Bonld Electronics Co.LTD | BONLD | BDT84SUA-18WA-SNMR | Linear Replacement Lamp | Four-Foot | Internal Driver Lamp-Style Retrofit Kits (UL Type B) | Standard | FALSE | [9 empty] | 42619 |  |  | No |  | 4 | 2250 | 125 | 18 | 17.18 | 0.91 | 4000 | 82.1
PBTEKNNW | Shenzhen Bonld Electronics Co.LTD | BONLD | BDT84SUA-18WA-SBMR | Linear Replacement Lamp | Four-Foot | Internal Driver Lamp-Style Retrofit Kits (UL Type B) | Standard | FALSE | [9 empty] | 42619 |  |  | No |  | 4 | 2160 | 120 | 18 | 17.18 | 0.91 | 3500 | 82.1
PGDR8ZNB | FY Lighting Co. Ltd | Fen Yong | FY-T8-1200NCB(L50K120CG51B) | Linear Replacement Lamp | Four-Foot | Internal Driver Lamp-Style Retrofit Kits (UL Type B) | Standard | FALSE | [9 empty] | 42619 |  |  | No |  | 4 | 3600 | 150 | 22 | 15 | 0.9 | 5000 | 80
PCJNTBTP | FY Lighting Co. Ltd | Fen Yong | FY-T8-1200NFM(L50K120CG51B) | Linear Replacement Lamp | Four-Foot | Internal Driver Lamp-Style Retrofit Kits (UL Type B) | Standard | FALSE | [9 empty] | 42619 |  |  | No |  | 4 | 2500 | 135 | 15 | 15 | 0.9 | 5000 | 80
P6FBWN2Y | FY Lighting Co. Ltd | Fen Yong | FY-T8-1200NCB(L45K120CG51B) | Linear Replacement Lamp | Four-Foot | Internal Driver Lamp-Style Retrofit Kits (UL Type B) | Standard | FALSE | [9 empty] | 42619 |  |  | No |  | 4 | 3500 | 148 | 22 | 15 | 0.9 | 4500 | 80
P7G3MAR4 | FY Lighting Co. Ltd | Fen Yong | FY-T8-1200NFM(L45K120CG51B) | Linear Replacement Lamp | Four-Foot | Internal Driver Lamp-Style Retrofit Kits (UL Type B) | Standard | FALSE | [9 empty] | 42619 |  |  | No |  | 4 | 2300 | 133 | 15 | 15 | 0.9 | 4500 | 80
P5SG9SU2 | FY Lighting Co. Ltd | Fen Yong | FY-T8-1200NCB(L40K120CG51B) | Linear Replacement Lamp | Four-Foot | Internal Driver Lamp-Style Retrofit Kits (UL Type B) | Standard | FALSE | [9 empty] | 42619 |  |  | No |  | 4 | 3400 | 147 | 22 | 15 | 0.9 | 4000 | 80
P16QM3PF | FY Lighting Co. Ltd | Fen Yong | FY-T8-1200NFM(L40K120CG51B) | Linear Replacement Lamp | Four-Foot | Internal Driver Lamp-Style Retrofit Kits (UL Type B) | Standard | FALSE | [9 empty] | 42619 |  |  | No |  | 4 | 2200 | 132 | 15 | 15 | 0.9 | 4000 | 80
PM88G6AZ | FY Lighting Co. Ltd | Fen Yong | FY-T8-1200NCB(L35K120CG51B) | Linear Replacement Lamp | Four-Foot | Internal Driver Lamp-Style Retrofit Kits (UL Type B) | Standard | FALSE | [9 empty] | 42619 |  |  | No |  | 4 | 3300 | 146 | 22 | 15 | 0.9 | 3500 | 80
P7YPFFU7 | FY Lighting Co. Ltd | Fen Yong | FY-T8-1200NFM(L35K120CG51B) | Linear Replacement Lamp | Four-Foot | Internal Driver Lamp-Style Retrofit Kits (UL Type B) | Standard | FALSE | [9 empty] | 42619 |  |  | No |  | 4 | 2100 | 131 | 15 | 15 | 0.9 | 3500 | 80
PTAMXYDY | ZLight Technology LLC | Zlight | ZL-T8GT-Bypass-4FT-15W-50K | Linear Replacement Lamp | Four-Foot | Internal Driver Lamp-Style Retrofit Kits (UL Type B) | Standard | FALSE | [9 empty] | 42619 | Not Dimmable | Not Dimmable | No |  | 3 | 1800 | 120 | 15 | 20 | 0.9 | 5000 | 83
PMR62SJD | ZLight Technology LLC | Zlight | ZL-T8GT-4FT-18W-50K-SP | Linear Replacement Lamp | Four-Foot | Replacement Lamps (plug and play) (UL Type A) | Standard | FALSE | [9 empty] | 42619 | Not Dimmable | Not Dimmable | No |  | 3 | 1800 | 104 | 17.2 | 20 | 0.9 | 5000 | 83
PU6DJM1D | ZLight Technology LLC | Zlight | ZL-T8GT-4FT-22W-50K-SP | Linear Replacement Lamp | Four-Foot | Replacement Lamps (plug and play) (UL Type A) | Standard | FALSE | [9 empty] | 42619 | Not Dimmable | Not Dimmable | No |  | 3 | 2200 | 112 | 19.5 | 20 | 0.9 | 5000 | 82
PQTM6CAX | ZLight Technology LLC | Zlight | ZL-T8GT-4FT-18W-40K-SP | Linear Replacement Lamp | Four-Foot | Replacement Lamps (plug and play) (UL Type A) | Standard | FALSE | [9 empty] | 42619 | Not Dimmable | Not Dimmable | No |  | 3 | 1800 | 104 | 17.2 | 20 | 0.9 | 4000 | 83
P6VXNUJ4 | ZLight Technology LLC | Zlight | ZL-T8GT-Bypass-4FT-15W-40K | Linear Replacement Lamp | Four-Foot | Internal Driver Lamp-Style Retrofit Kits (UL Type B) | Standard | FALSE | [9 empty] | 42619 | Not Dimmable | Not Dimmable | No |  | 3 | 1800 | 120 | 15 | 20 | 0.9 | 4000 | 83
PBGNH9RQ | ZLight Technology LLC | Zlight | ZL-T8GT-4FT-22W-40K-SP | Linear Replacement Lamp | Four-Foot | Replacement Lamps (plug and play) (UL Type A) | Standard | FALSE | [9 empty] | 42619 | Not Dimmable | Not Dimmable | No |  | 3 | 2200 | 112 | 19.5 | 20 | 0.9 | 4000 | 82
PHR2M38A | ZLight Technology LLC | Zlight | ZL-T8GT-4FT-18W-35K-SP | Linear Replacement Lamp | Four-Foot | Replacement Lamps (plug and play) (UL Type A) | Standard | FALSE | [9 empty] | 42619 | Not Dimmable | Not Dimmable | No |  | 3 | 1800 | 104 | 17.2 | 20 | 0.9 | 3500 | 83
PB257DNP | ZLight Technology LLC | Zlight | ZL-T8GT-Bypass-4FT-15W-35K | Linear Replacement Lamp | Four-Foot | Internal Driver Lamp-Style Retrofit Kits (UL Type B) | Standard | FALSE | [9 empty] | 42619 | Not Dimmable | Not Dimmable | No |  | 3 | 1800 | 120 | 15 | 20 | 0.9 | 3500 | 83
PUYJWBHF | ZLight Technology LLC | Zlight | ZL-T8GT-4FT-22W-35K-SP | Linear Replacement Lamp | Four-Foot | Replacement Lamps (plug and play) (UL Type A) | Standard | FALSE | [9 empty] | 42619 | Not Dimmable | Not Dimmable | No |  | 3 | 2200 | 112 | 19.5 | 20 | 0.9 | 3500 | 82
PWXNS8A5 | Verimex Universal Corp. | Verimex | VX-T8-15W1200 BIXX BALLAST COMPATIBLE LED TUBE(2700K FROSTED) | Linear Replacement Lamp | Four-Foot | Dual Mode Internal Driver (UL Type A and Type B) | Standard | TRUE | 1929 | 109 | 17.7 | 17.9 | 0.9557 | 2655 | 81.6 | 5 | 50000 | 42615 |  |  | NotYetVerified | Lastx represents either s for single-end power input or T for double-end inputs | 3 | 2040 | 120 | 17.7 | 20 | 0.9 | 2700 | 83
P9RMUTZ7 | Torshare Ltd | TORSHARE | T8-15W-120-GTR(3000K) | Linear Replacement Lamp | Four-Foot | Internal Driver Lamp-Style Retrofit Kits (UL Type B) | Standard | TRUE | 1905 | 126.41 | 15.07 | 17.42 | 0.9276 | 2992 | 81.9 | 5 | 50000 | 42615 |  |  | No |  | 4 | 1905 | 126.41 | 15.07 | 17.42 | 0.93 | 3000 | 81.9
PKJTT5Z8 | Verimex Universal Corp. | Verimex | VX-T8-15W1200 BIXX BALLAST COMPATIBLE LED TUBE(3500K FROSTED) | Linear Replacement Lamp | Four-Foot | Dual Mode Internal Driver (UL Type A and Type B) | Standard | FALSE | [9 empty] | 42615 |  |  | NotYetVerified | Lastx represents either s for single-end power input or T for double-end inputs | 3 | 2040 | 120 | 17.7 | 20 | 0.9 | 3500 | 83
PECCE253 | Torshare Ltd | TORSHARE | T8-15W-120-GTR(5000K) | Linear Replacement Lamp | Four-Foot | Internal Driver Lamp-Style Retrofit Kits (UL Type B) | Standard | FALSE | [9 empty] | 42615 |  |  | No |  | 4 | 2156 | 143.07 | 15.02 | 17.49 | 0.92 | 5000 | 83.1
PERAVTHC | Torshare Ltd | TORSHARE | T8-15W-120-GTR(4500K) | Linear Replacement Lamp | Four-Foot | Internal Driver Lamp-Style Retrofit Kits (UL Type B) | Standard | FALSE | [9 empty] | 42615 |  |  | No |  | 4 | 1905 | 126.41 | 15.07 | 17.42 | 0.93 | 4500 | 81.9
PCMNWHK4 | Torshare Ltd | TORSHARE | T8-15W-120-GTR(4000K) | Linear Replacement Lamp | Four-Foot | Internal Driver Lamp-Style Retrofit Kits (UL Type B) | Standard | FALSE | [9 empty] | 42615 |  |  | No |  | 4 | 1905 | 126.41 | 15.07 | 17.42 | 0.93 | 4000 | 81.9
PZJC6S9G | Torshare Ltd | TORSHARE | T8-15W-120-GTR(3500K) | Linear Replacement Lamp | Four-Foot | Internal Driver Lamp-Style Retrofit Kits (UL Type B) | Standard | FALSE | [9 empty] | 42615 |  |  | No |  | 4 | 1905 | 126.41 | 15.07 | 17.42 | 0.93 | 3500 | 81.9
PD7D8NJY | Green Logic LED Electrical Supply Inc. | GLL | GLL-1205-718-830F | Linear Replacement Lamp | Four-Foot | Replacement Lamps (plug and play) (UL Type A) | Standard | TRUE | 2108.773 | 101.58 | 20.76 | 10.82 | 0.9921 | 2952 | 81.1 | 5 | 50000 | 42614 |  |  | No |  | 3 | 2100 | 117 | 18 | 12 | 0.9 | 3000 | 80
P9KYS58F | Shenzhen Bonld Electronics Co.LTD | BONLD | BDT84DUA-20WB-DWMF | Linear Replacement Lamp | Four-Foot | Dual Mode Internal Driver (UL Type A and Type B) | Standard | TRUE | 2395 | 114.8 | 20.86 | 5.79 | 0.9799 | 2887 | 81.9 | 5 | 50000 | 42614 |  |  | NotYetVerified | Product updated 9/21/2016 | 4 | 2600 | 130 | 20 | 5.79 | 0.9 | 3000 | 80
PFG5834A | Shenzhen Bonld Electronics Co.LTD | BONLD | BDT84DUA-12WB-DWMF | Linear Replacement Lamp | Four-Foot | Dual Mode Internal Driver (UL Type A and Type B) | Standard | TRUE | 1572.9 | 112.36 | 14 | 14.16 | 0.9756 | 2900 | 83.8 | 5 | 50000 | 42614 |  |  | NotYetVerified |  | 4 | 1620 | 135 | 12 | 14.16 | 0.9 | 3000 | 80
P834U6AA | Topaz Lighting Corp. | Topaz | L4T8E/830/12/F-39 | Linear Replacement Lamp | Four-Foot | Replacement Lamps (plug and play) (UL Type A) | Standard | TRUE | 1849 | 115.2 | 16.05 | 11.53 | 0.9752 | 3066 | 84.6 | 5 | 50000 | 42614 |  |  | No |  | 3 | 1800 | 116 | 15.5 | 20 | 0.9 | 3000 | 83
PSUBJGKV | Shenzhen Bonld Electronics Co.LTD | BONLD | BDT84DUA-16WB-DWCF | Linear Replacement Lamp | Four-Foot | Dual Mode Internal Driver (UL Type A and Type B) | Standard | TRUE | 2195.5 | 123.34 | 17.8 | 7.7 | 0.9727 | 2896 | 81.9 | 5 | 50000 | 42614 |  |  | NotYetVerified |  | 4 | 2250 | 125 | 18 | 7.7 | 0.9 | 3000 | 80
PHEQYN4J | Shenzhen Bonld Electronics Co.LTD | BONLD | BDT84DUA-16WB-DWMF | Linear Replacement Lamp | Four-Foot | Dual Mode Internal Driver (UL Type A and Type B) | Standard | TRUE | 2034.7 | 114.76 | 17.73 | 7.63 | 0.9727 | 2884 | 81.9 | 5 | 50000 | 42614 |  |  | NotYetVerified |  | 4 | 2160 | 120 | 18 | 7.63 | 0.9 | 3000 | 80
PRFYP95X | Shenzhen Bonld Electronics Co.LTD | BONLD | BDT84DUA-12WB-DWCF | Linear Replacement Lamp | Four-Foot | Dual Mode Internal Driver (UL Type A and Type B) | Standard | TRUE | 1700.7 | 123.07 | 13.82 | 11.66 | 0.9585 | 2877 | 82 | 5 | 50000 | 42614 |  |  | NotYetVerified |  | 4 | 1680 | 140 | 12 | 11.66 | 0.9 | 3000 | 80
PMCMRAJV | Hocan Group Co. LTD | SEPICN LED Lighting | HC-T8-4FT-18W-ID-C-A/B(3000KFROSTED) | Linear Replacement Lamp | Four-Foot | Dual Mode Internal Driver (UL Type A and Type B) | Standard | TRUE | 2000 | 116.69 | 16.78 | 11.27 | 0.9032 | 2900 | 82.2 | 5 | 50000 | 42614 |  |  | No |  | 4 | 2000 | 116.69 | 17.14 | 11.27 | 0.9032 | 3000 | 82.2
PN9F31MZ | Hocan Group Co. LTD | SEPICN LED Lighting | HC-T8-4FT-13W-ID-C-A/B(3000KCLEAR) | Linear Replacement Lamp | Four-Foot | Dual Mode Internal Driver (UL Type A and Type B) | Standard | TRUE | 1755 | 140.74 | 12.47 | 16.53 | 0.9029 | 2881 | 82.1 | 5 | 50000 | 42614 |  |  | No |  | 4 | 1755 | 140.74 | 12.47 | 16.53 | 0.9029 | 3000 | 82.1
PQRFA4ZT | Hocan Group Co. LTD | SEPICN LED Lighting | HC-T8-4FT-13W-ID-C-A/B(3000KFROSTED) | Linear Replacement Lamp | Four-Foot | Dual Mode Internal Driver (UL Type A and Type B) | Standard | TRUE | 1544 | 124.52 | 12.4 | 15.97 | 0.9025 | 2889 | 82.4 | 5 | 50000 | 42614 |  |  | No |  | 4 | 1544 | 124.52 | 12.4 | 15.97 | 0.9025 | 3000 | 82.4
P45PY4G6 | Hocan Group Co. LTD | SEPICN LED Lighting | HC-T8-4FT-18W-ID-C-A/B(3000KCLEAR) | Linear Replacement Lamp | Four-Foot | Dual Mode Internal Driver (UL Type A and Type B) | Standard | TRUE | 2137 | 123.6 | 16.9 | 11.26 | 0.9019 | 2896 | 81.9 | 5 | 50000 | 42614 |  |  | No |  | 4 | 2137 | 123.6 | 17.29 | 11.26 | 0.9019 | 3000 | 81.9
PG78CBMB | Hocan Group Co. LTD | SEPICN LED Lighting | HC-T8-4FT-22W-ID-C-A/B(3000KFROSTED) | Linear Replacement Lamp | Four-Foot | Dual Mode Internal Driver (UL Type A and Type B) | Standard | TRUE | 2670 | 129.51 | 20.97 | 11.55 | 0.9012 | 2903 | 82.1 | 5 | 50000 | 42614 |  |  | No |  | 4 | 2670 | 129.51 | 20.62 | 11.55 | 0.9012 | 3000 | 82.1
P68RYVHS | Hocan Group Co. LTD | SEPICN LED Lighting | HC-T8-4FT-22W-ID-C-A/B(3000KCLEAR) | Linear Replacement Lamp | Four-Foot | Dual Mode Internal Driver (UL Type A and Type B) | Standard | TRUE | 2740 | 135.42 | 20.31 | 11.48 | 0.9008 | 2887 | 81.7 | 5 | 50000 | 42614 |  |  | No |  | 4 | 2740 | 135.42 | 20.23 | 11.48 | 0.9008 | 3000 | 81.7
P93T6ST7 | Green Logic LED Electrical Supply Inc. | GLL | GLL-1205-718-850F | Linear Replacement Lamp | Four-Foot | Replacement Lamps (plug and play) (UL Type A) | Standard | FALSE | [9 empty] | 42614 |  |  | No |  | 3 | 2200 | 122 | 18 | 12 | 0.9 | 5000 | 80
PH888JMG | Green Logic LED Electrical Supply Inc. | GLL | GLL-1205-718-845F | Linear Replacement Lamp | Four-Foot | Replacement Lamps (plug and play) (UL Type A) | Standard | FALSE | [9 empty] | 42614 |  |  | No |  | 3 | 2100 | 117 | 18 | 12 | 0.9 | 4500 | 80
P68KWJY1 | Green Logic LED Electrical Supply Inc. | GLL | GLL-1205-718-840F | Linear Replacement Lamp | Four-Foot | Replacement Lamps (plug and play) (UL Type A) | Standard | FALSE | [9 empty] | 42614 |  |  | No |  | 3 | 2100 | 117 | 18 | 12 | 0.9 | 4000 | 80
P97ARJ7X | Green Logic LED Electrical Supply Inc. | GLL | GLL-1205-718-835F | Linear Replacement Lamp | Four-Foot | Replacement Lamps (plug and play) (UL Type A) | Standard | FALSE | [9 empty] | 42614 |  |  | No |  | 3 | 2100 | 117 | 18 | 12 | 0.9 | 3500 | 80
P84VDV8H | Shenzhen Bonld Electronics Co.LTD | BONLD | BDT84DUA-12WB-DDMF | Linear Replacement Lamp | Four-Foot | Dual Mode Internal Driver (UL Type A and Type B) | Standard | FALSE | [9 empty] | 42614 |  |  | NotYetVerified |  | 4 | 1680 | 140 | 12 | 14.16 | 0.9 | 5000 | 80
PXDE3XZM | Shenzhen Bonld Electronics Co.LTD | BONLD | BDT84DUA-12WB-DDCF | Linear Replacement Lamp | Four-Foot | Dual Mode Internal Driver (UL Type A and Type B) | Standard | FALSE | [9 empty] | 42614 |  |  | NotYetVerified |  | 4 | 1800 | 150 | 12 | 11.66 | 0.9 | 5000 | 80
PY2CJAE4 | Shenzhen Bonld Electronics Co.LTD | BONLD | BDT84DUA-16WB-DDCF | Linear Replacement Lamp | Four-Foot | Dual Mode Internal Driver (UL Type A and Type B) | Standard | FALSE | [9 empty] | 42614 |  |  | NotYetVerified |  | 4 | 2340 | 130 | 18 | 7.7 | 0.9 | 5000 | 80
PYYAGGAT | Shenzhen Bonld Electronics Co.LTD | BONLD | BDT84DUA-16WB-DDMF | Linear Replacement Lamp | Four-Foot | Dual Mode Internal Driver (UL Type A and Type B) | Standard | FALSE | [9 empty] | 42614 |  |  | NotYetVerified |  | 4 | 2160 | 120 | 18 | 7.63 | 0.9 | 5000 | 80
PT9V1J65 | Shenzhen Bonld Electronics Co.LTD | BONLD | BDT84DUA-20WB-DDMF | Linear Replacement Lamp | Four-Foot | Dual Mode Internal Driver (UL Type A and Type B) | Standard | FALSE | [9 empty] | 42614 |  |  | NotYetVerified | Product updated 9/21/2016 | 4 | 2600 | 130 | 20 | 5.79 | 0.9 | 5000 | 80
P62ZWE3U | Shenzhen Bonld Electronics Co.LTD | BONLD | BDT84DUA-12WB-DHMF | Linear Replacement Lamp | Four-Foot | Dual Mode Internal Driver (UL Type A and Type B) | Standard | FALSE | [9 empty] | 42614 |  |  | NotYetVerified |  | 4 | 1680 | 140 | 12 | 14.16 | 0.9 | 4500 | 80
PBTB6E5G | Shenzhen Bonld Electronics Co.LTD | BONLD | BDT84DUA-12WB-DHCF | Linear Replacement Lamp | Four-Foot | Dual Mode Internal Driver (UL Type A and Type B) | Standard | FALSE | [9 empty] | 42614 |  |  | NotYetVerified |  | 4 | 1800 | 150 | 12 | 11.66 | 0.9 | 4500 | 80
PRFNYBRF | Shenzhen Bonld Electronics Co.LTD | BONLD | BDT84DUA-16WB-DHCF | Linear Replacement Lamp | Four-Foot | Dual Mode Internal Driver (UL Type A and Type B) | Standard | FALSE | [9 empty] | 42614 |  |  | NotYetVerified |  | 4 | 2340 | 130 | 18 | 7.7 | 0.9 | 4500 | 80
PPZWF4P8 | Shenzhen Bonld Electronics Co.LTD | BONLD | BDT84DUA-16WB-DHMF | Linear Replacement Lamp | Four-Foot | Dual Mode Internal Driver (UL Type A and Type B) | Standard | FALSE | [9 empty] | 42614 |  |  | NotYetVerified |  | 4 | 2160 | 120 | 18 | 7.63 | 0.9 | 4500 | 80
PYXS59QE | Shenzhen Bonld Electronics Co.LTD | BONLD | BDT84DUA-20WB-DHMF | Linear Replacement Lamp | Four-Foot | Dual Mode Internal Driver (UL Type A and Type B) | Standard | FALSE | [9 empty] | 42614 |  |  | NotYetVerified | Product updated 9/21/2016 | 4 | 2600 | 130 | 20 | 5.79 | 0.9 | 4500 | 80
PM3GZ6YP | Shenzhen Bonld Electronics Co.LTD | BONLD | BDT84DUA-12WB-DNMF | Linear Replacement Lamp | Four-Foot | Dual Mode Internal Driver (UL Type A and Type B) | Standard | FALSE | [9 empty] | 42614 |  |  | NotYetVerified |  | 4 | 1680 | 140 | 12 | 14.16 | 0.9 | 4000 | 80
P4TAFC1Y | Shenzhen Bonld Electronics Co.LTD | BONLD | BDT84DUA-12WB-DNCF | Linear Replacement Lamp | Four-Foot | Dual Mode Internal Driver (UL Type A and Type B) | Standard | FALSE | [9 empty] | 42614 |  |  | NotYetVerified |  | 4 | 1800 | 150 | 12 | 11.66 | 0.9 | 4000 | 80
P2RY1XCK | Shenzhen Bonld Electronics Co.LTD | BONLD | BDT84DUA-16WB-DNCF | Linear Replacement Lamp | Four-Foot | Dual Mode Internal Driver (UL Type A and Type B) | Standard | FALSE | [9 empty] | 42614 |  |  | NotYetVerified |  | 4 | 2340 | 130 | 18 | 7.7 | 0.9 | 4000 | 80
PP7N767B | Shenzhen Bonld Electronics Co.LTD | BONLD | BDT84DUA-16WB-DNMF | Linear Replacement Lamp | Four-Foot | Dual Mode Internal Driver (UL Type A and Type B) | Standard | FALSE | [9 empty] | 42614 |  |  | NotYetVerified |  | 4 | 2160 | 120 | 18 | 7.63 | 0.9 | 4000 | 80
P2Z5V7TP | Shenzhen Bonld Electronics Co.LTD | BONLD | BDT84DUA-20WB-DNMF | Linear Replacement Lamp | Four-Foot | Dual Mode Internal Driver (UL Type A and Type B) | Standard | FALSE | [9 empty] | 42614 |  |  | NotYetVerified | Product updated 9/21/2016 | 4 | 2600 | 130 | 20 | 5.79 | 0.9 | 4000 | 80
PETNF59N | Shenzhen Bonld Electronics Co.LTD | BONLD | BDT84DUA-12WB-DBMF | Linear Replacement Lamp | Four-Foot | Dual Mode Internal Driver (UL Type A and Type B) | Standard | FALSE | [9 empty] | 42614 |  |  | NotYetVerified |  | 4 | 1620 | 135 | 12 | 14.16 | 0.9 | 3500 | 80
P3XEPN8G | Shenzhen Bonld Electronics Co.LTD | BONLD | BDT84DUA-12WB-DBCF | Linear Replacement Lamp | Four-Foot | Dual Mode Internal Driver (UL Type A and Type B) | Standard | FALSE | [9 empty] | 42614 |  |  | NotYetVerified |  | 4 | 1680 | 140 | 12 | 11.66 | 0.9 | 3500 | 80
PWQ1KHN5 | Shenzhen Bonld Electronics Co.LTD | BONLD | BDT84DUA-16WB-DBCF | Linear Replacement Lamp | Four-Foot | Dual Mode Internal Driver (UL Type A and Type B) | Standard | FALSE | [9 empty] | 42614 |  |  | NotYetVerified |  | 4 | 2250 | 125 | 18 | 7.7 | 0.9 | 3500 | 80
PM8K7RZF | Shenzhen Bonld Electronics Co.LTD | BONLD | BDT84DUA-16WB-DBMF | Linear Replacement Lamp | Four-Foot | Dual Mode Internal Driver (UL Type A and Type B) | Standard | FALSE | [9 empty] | 42614 |  |  | NotYetVerified |  | 4 | 2160 | 120 | 18 | 7.63 | 0.9 | 3500 | 80
P8V9ZDG1 | Shenzhen Bonld Electronics Co.LTD | BONLD | BDT84DUA-20WB-DBMF | Linear Replacement Lamp | Four-Foot | Dual Mode Internal Driver (UL Type A and Type B) | Standard | FALSE | [9 empty] | 42614 |  |  | NotYetVerified | Product updated 9/21/2016 | 4 | 2600 | 130 | 20 | 5.79 | 0.9 | 3500 | 80
PMFDBCRU | Topaz Lighting Corp. | Topaz | L4T8E/850/12/F-39 | Linear Replacement Lamp | Four-Foot | Replacement Lamps (plug and play) (UL Type A) | Standard | FALSE | [9 empty] | 42614 |  |  | No |  | 3 | 1800 | 116 | 15.5 | 20 | 0.9 | 5000 | 83
PNVAG3W5 | Topaz Lighting Corp. | Topaz | L4T8E/845/12/F-39 | Linear Replacement Lamp | Four-Foot | Replacement Lamps (plug and play) (UL Type A) | Standard | FALSE | [9 empty] | 42614 |  |  | No |  | 3 | 1800 | 116 | 15.5 | 20 | 0.9 | 4500 | 83
PMCUUR5C | Topaz Lighting Corp. | Topaz | L4T8E/840/12/F-39 | Linear Replacement Lamp | Four-Foot | Replacement Lamps (plug and play) (UL Type A) | Standard | FALSE | [9 empty] | 42614 |  |  | No |  | 3 | 1800 | 116 | 15.5 | 20 | 0.9 | 4000 | 83
PYUDF928 | Topaz Lighting Corp. | Topaz | L4T8E/835/12/F-39 | Linear Replacement Lamp | Four-Foot | Replacement Lamps (plug and play) (UL Type A) | Standard | FALSE | [9 empty] | 42614 |  |  | No |  | 3 | 1800 | 116 | 15.5 | 20 | 0.9 | 3500 | 83
PF5Q9BF2 | Hocan Group Co. LTD | SEPICN LED Lighting | HC-T8-4FT-13W-ID-C-A/B(5000KCLEAR) | Linear Replacement Lamp | Four-Foot | Dual Mode Internal Driver (UL Type A and Type B) | Standard | FALSE | [9 empty] | 42614 |  |  | No |  | 4 | 1871 | 145.38 | 12.87 | 16.59 | 0.9023 | 5000 | 84
PT7R1BW7 | Hocan Group Co. LTD | SEPICN LED Lighting | HC-T8-4FT-13W-ID-C-A/B(5000KFROSTED) | Linear Replacement Lamp | Four-Foot | Dual Mode Internal Driver (UL Type A and Type B) | Standard | FALSE | [9 empty] | 42614 |  |  | No |  | 4 | 1736 | 135.02 | 12.86 | 16.33 | 0.9024 | 5000 | 84
PVPQUKFD | Hocan Group Co. LTD | SEPICN LED Lighting | HC-T8-4FT-22W-ID-C-A/B(5000KFROSTED) | Linear Replacement Lamp | Four-Foot | Dual Mode Internal Driver (UL Type A and Type B) | Standard | FALSE | [9 empty] | 42614 |  |  | No |  | 4 | 2765 | 133.14 | 20.77 | 11.65 | 0.9033 | 5000 | 83.7
P2T5Z6ZQ | Hocan Group Co. LTD | SEPICN LED Lighting | HC-T8-4FT-18W-ID-C-A/B(5000KCLEAR) | Linear Replacement Lamp | Four-Foot | Dual Mode Internal Driver (UL Type A and Type B) | Standard | FALSE | [9 empty] | 42614 |  |  | No |  | 4 | 2300 | 133.32 | 17.51 | 11.42 | 0.9026 | 5000 | 83.7
PJF9VFT3 | Hocan Group Co. LTD | SEPICN LED Lighting | HC-T8-4FT-18W-ID-C-A/B(5000KFROSTED) | Linear Replacement Lamp | Four-Foot | Dual Mode Internal Driver (UL Type A and Type B) | Standard | FALSE | [9 empty] | 42614 |  |  | No |  | 4 | 2123 | 120.3 | 17.65 | 11.41 | 0.9019 | 5000 | 83.7
PPD47XF6 | Hocan Group Co. LTD | SEPICN LED Lighting | HC-T8-4FT-22W-ID-C-A/B(5000KCLEAR) | Linear Replacement Lamp | Four-Foot | Dual Mode Internal Driver (UL Type A and Type B) | Standard | FALSE | [9 empty] | 42614 |  |  | No |  | 4 | 2934 | 143.07 | 20.51 | 11.47 | 0.9014 | 5000 | 83.6
PSZQ2FW1 | Hocan Group Co. LTD | SEPICN LED Lighting | HC-T8-4FT-13W-ID-C-A/B(4000KFROSTED) | Linear Replacement Lamp | Four-Foot | Dual Mode Internal Driver (UL Type A and Type B) | Standard | FALSE | [9 empty] | 42614 |  |  | No |  | 4 | 1640 | 129.83 | 12.63 | 15.97 | 0.9025 | 4000 | 82.4
PJ9XBNBG | Hocan Group Co. LTD | SEPICN LED Lighting | HC-T8-4FT-18W-ID-C-A/B(4000KFROSTED) | Linear Replacement Lamp | Four-Foot | Dual Mode Internal Driver (UL Type A and Type B) | Standard | FALSE | [9 empty] | 42614 |  |  | No |  | 4 | 2000 | 116.69 | 17.14 | 11.27 | 0.9032 | 4000 | 82.2
PTGFB5YQ | Hocan Group Co. LTD | SEPICN LED Lighting | HC-T8-4FT-13W-ID-C-A/B(4000KCLEAR) | Linear Replacement Lamp | Four-Foot | Dual Mode Internal Driver (UL Type A and Type B) | Standard | FALSE | [9 empty] | 42614 |  |  | No |  | 4 | 1813 | 143.09 | 12.67 | 16.53 | 0.9029 | 4000 | 82.1
PW9YSEMD | Hocan Group Co. LTD | SEPICN LED Lighting | HC-T8-4FT-22W-ID-C-A/B(4000KFROSTED) | Linear Replacement Lamp | Four-Foot | Dual Mode Internal Driver (UL Type A and Type B) | Standard | FALSE | [9 empty] | 42614 |  |  | No |  | 4 | 2670 | 129.51 | 20.62 | 11.55 | 0.9012 | 4000 | 82.1
PXN4GNC8 | Hocan Group Co. LTD | SEPICN LED Lighting | HC-T8-4FT-18W-ID-C-A/B(4000KCLEAR) | Linear Replacement Lamp | Four-Foot | Dual Mode Internal Driver (UL Type A and Type B) | Standard | FALSE | [9 empty] | 42614 |  |  | No |  | 4 | 2137 | 123.6 | 17.29 | 11.26 | 0.9019 | 4000 | 81.9
PB5CSN8C | Hocan Group Co. LTD | SEPICN LED Lighting | HC-T8-4FT-22W-ID-C-A/B(4000KCLEAR) | Linear Replacement Lamp | Four-Foot | Dual Mode Internal Driver (UL Type A and Type B) | Standard | FALSE | [9 empty] | 42614 |  |  | No |  | 4 | 2837 | 139.27 | 20.37 | 11.48 | 0.9008 | 4000 | 81.7
PXS17Z52 | Zhejiang Starco Lighting Co.Ltd. | Starco Lighting | SLT818DF430 | Linear Replacement Lamp | Four-Foot | Internal Driver Lamp-Style Retrofit Kits (UL Type B) | Standard | TRUE | 1920.1 | 107.19 | 17.91 | 6.53 | 0.9927 | 2960 | 82.5 | 5 | 50000 | 42613 |  |  | No |  | 3.1 | 1900 | 105 | 18 | 20 | 0.9 | 3000 | 82
PBRJZUYN | P.Q.L. Inc. | Superior Life | 90466 | Linear Replacement Lamp | Four-Foot | Internal Driver Lamp-Style Retrofit Kits (UL Type B) | Standard | TRUE | 1741 | 129.6 | 13.43 | 13.37 | 0.9883 | 3000 | 83.2 | 5 | 50000 | 42613 |  |  | No |  | 3.1 | 1700 | 125 | 13.5 | 20 | 0.9 | 3000 | 82
P2N9Z4NV | Shenzhen sunpzone lighting electronic co. ltd | Sunpzone | SPZT8418P(3000K) | Linear Replacement Lamp | Four-Foot | Replacement Lamps (plug and play) (UL Type A) | Standard | TRUE | 2222 | 121.82 | 18.24 | 14.05 | 0.9026 | 3011 | 82.6 | 5 | 50000 | 42613 |  |  | No |  | 3.1 | 2222 | 121.81 | 18.24 | 14.05 | 0.903 | 3000 | 82.6
PM6QARYY | Shenzhen sunpzone lighting electronic co. ltd | Sunpzone | T8418A(3000K) | Linear Replacement Lamp | Four-Foot | Replacement Lamps (plug and play) (UL Type A) | Standard | TRUE | 2160 | 118.11 | 18.29 | 15.72 | 0.9021 | 3021 | 83.1 | 5 | 50000 | 42613 |  |  | No |  | 3.1 | 2188 | 118.46 | 18.47 | 15.72 | 0.902 | 3000 | 83.1
P5WTFNMY | Shenzhen sunpzone lighting electronic co. ltd | Sunpzone | T8422A(3000K) | Linear Replacement Lamp | Four-Foot | Replacement Lamps (plug and play) (UL Type A) | Standard | TRUE | 3234 | 132.49 | 24.41 | 14.77 | 0.9014 | 3022 | 82.8 | 5 | 50000 | 42613 |  |  | No |  | 3.1 | 3243 | 132.49 | 24.41 | 14.77 | 0.901 | 3000 | 82.8
PXNTEV9U | Revolution Lighting Technologies | Revolution Lighting Technologies | 204003-451-XXX [-USA -A or Blank] | Linear Replacement Lamp | Four-Foot | Internal Driver Lamp-Style Retrofit Kits (UL Type B) | Standard | TRUE | 2132.02 | 137.2 | 15.54 | 12.4 | 0.9005 | 2983 | 81.8 | 5 | 50000 | 42613 |  |  | No | Updated 9/7/16 | 4 | 1800 | 120 | 15 | 15 | 0.9 | 3000 | 83
PFHT61CM | CSC LED Corp | CSC LED | CSC-T8-18W-120-GTB-30K | Linear Replacement Lamp | Four-Foot | Dual Mode Internal Driver (UL Type A and Type B) | Standard | TRUE | 2931 | 115.72 | 17.43 | 22.07 | 0.9005 | 2949 | 81.2 | 5 | 50000 | 42613 |  |  | No |  | 4 | 2017 | 115.72 | 17.43 | 22.07 | 0.9 | 3000 | 81.2
P4M8AS3Q | Revolution Lighting Technologies | Revolution Lighting Technologies | 204003-455-XXX [-USA -A or Blank] | Linear Replacement Lamp | Four-Foot | Internal Driver Lamp-Style Retrofit Kits (UL Type B) | Standard | FALSE | [9 empty] | 42613 |  |  | No | Updated 9/7/16 | 4 | 1800 | 120 | 15 | 15 | 0.9 | 5000 | 83
PFDC3SJC | Revolution Lighting Technologies | Revolution Lighting Technologies | 204003-453-XXX [-USA -A or Blank] | Linear Replacement Lamp | Four-Foot | Internal Driver Lamp-Style Retrofit Kits (UL Type B) | Standard | FALSE | [9 empty] | 42613 |  |  | No | Updated 9/7/16 | 4 | 1800 | 120 | 15 | 15 | 0.9 | 4000 | 83
P374244D | Revolution Lighting Technologies | Revolution Lighting Technologies | 204003-452-XXX [-USA -A or Blank] | Linear Replacement Lamp | Four-Foot | Internal Driver Lamp-Style Retrofit Kits (UL Type B) | Standard | FALSE | [9 empty] | 42613 |  |  | No | Updated 9/7/16 | 4 | 1800 | 120 | 15 | 15 | 0.9 | 3500 | 83
PNQ82QB8 | P.Q.L. Inc. | Superior Life | 90469 | Linear Replacement Lamp | Four-Foot | Internal Driver Lamp-Style Retrofit Kits (UL Type B) | Standard | FALSE | [9 empty] | 42613 |  |  | No |  | 3.1 | 1800 | 130 | 13.5 | 20 | 0.9 | 5000 | 82
P9WHPJDD | P.Q.L. Inc. | Superior Life | 90468 | Linear Replacement Lamp | Four-Foot | Internal Driver Lamp-Style Retrofit Kits (UL Type B) | Standard | FALSE | [9 empty] | 42613 |  |  | No |  | 3.1 | 1800 | 130 | 13.5 | 20 | 0.9 | 4000 | 82
PC4YGR3E | P.Q.L. Inc. | Superior Life | 90467 | Linear Replacement Lamp | Four-Foot | Internal Driver Lamp-Style Retrofit Kits (UL Type B) | Standard | FALSE | [9 empty] | 42613 |  |  | No |  | 3.1 | 1700 | 125 | 13.5 | 20 | 0.9 | 3500 | 82
PAD9XRXA | Shenzhen sunpzone lighting electronic co. ltd | Sunpzone | T8418A(5000K) | Linear Replacement Lamp | Four-Foot | Replacement Lamps (plug and play) (UL Type A) | Standard | FALSE | [9 empty] | 42613 | Not Dimmable | Not Dimmable | No |  | 3.1 | 2245 | 122.08 | 18.39 | 15.62 | 0.902 | 5000 | 83.1
PEWX8QCF | Shenzhen sunpzone lighting electronic co. ltd | Sunpzone | T8422A(5000K) | Linear Replacement Lamp | Four-Foot | Replacement Lamps (plug and play) (UL Type A) | Standard | FALSE | [9 empty] | 42613 | Not Dimmable | Not Dimmable | No |  | 3.1 | 3444 | 138.42 | 24.88 | 14.82 | 0.901 | 5000 | 83
P3TTXGEG | Shenzhen sunpzone lighting electronic co. ltd | Sunpzone | SPZT8418P(5000K) | Linear Replacement Lamp | Four-Foot | Replacement Lamps (plug and play) (UL Type A) | Standard | FALSE | [9 empty] | 42613 | Not Dimmable | Not Dimmable | No |  | 3.1 | 2281 | 125.33 | 18.2 | 14.56 | 0.902 | 5000 | 82.3
PGEB7WVA | Shenzhen sunpzone lighting electronic co. ltd | Sunpzone | T8418A(4500K) | Linear Replacement Lamp | Four-Foot | Replacement Lamps (plug and play) (UL Type A) | Standard | FALSE | [9 empty] | 42613 | Not Dimmable | Not Dimmable | No |  | 3.1 | 2231 | 121.04 | 18.43 | 15.72 | 0.902 | 4500 | 83.1
PGPPDQ1D | Shenzhen sunpzone lighting electronic co. ltd | Sunpzone | T8422A(4500K) | Linear Replacement Lamp | Four-Foot | Replacement Lamps (plug and play) (UL Type A) | Standard | FALSE | [9 empty] | 42613 | Not Dimmable | Not Dimmable | No |  | 3.1 | 3394 | 137.71 | 24.65 | 14.77 | 0.901 | 4500 | 82.8
P4FVKZ74 | Shenzhen sunpzone lighting electronic co. ltd | Sunpzone | SPZT8418P(4500K) | Linear Replacement Lamp | Four-Foot | Replacement Lamps (plug and play) (UL Type A) | Standard | FALSE | [9 empty] | 42613 | Not Dimmable | Not Dimmable | No |  | 3.1 | 2266 | 124.38 | 18.22 | 14.05 | 0.903 | 4500 | 82.6
PFX5ZZJX | Shenzhen sunpzone lighting electronic co. ltd | Sunpzone | T8418A(4000K) | Linear Replacement Lamp | Four-Foot | Replacement Lamps (plug and play) (UL Type A) | Standard | FALSE | [9 empty] | 42613 | Not Dimmable | Not Dimmable | No |  | 3.1 | 2217 | 120.27 | 18.43 | 15.72 | 0.902 | 4000 | 83.1
PNM52SR8 | Shenzhen sunpzone lighting electronic co. ltd | Sunpzone | T8422A(4000K) | Linear Replacement Lamp | Four-Foot | Replacement Lamps (plug and play) (UL Type A) | Standard | FALSE | [9 empty] | 42613 | Not Dimmable | Not Dimmable | No |  | 3.1 | 3344 | 135.67 | 24.65 | 14.77 | 0.901 | 4000 | 82.8
PA8QVP3M | Shenzhen sunpzone lighting electronic co. ltd | Sunpzone | SPZT8418P(4000K) | Linear Replacement Lamp | Four-Foot | Replacement Lamps (plug and play) (UL Type A) | Standard | FALSE | [9 empty] | 42613 | Not Dimmable | Not Dimmable | No |  | 3.1 | 2252 | 123.57 | 18.22 | 14.05 | 0.903 | 4000 | 82.6
PU4PYPAR | Shenzhen sunpzone lighting electronic co. ltd | Sunpzone | T8418A(3500K) | Linear Replacement Lamp | Four-Foot | Replacement Lamps (plug and play) (UL Type A) | Standard | FALSE | [9 empty] | 42613 | Not Dimmable | Not Dimmable | No |  | 3.1 | 2202 | 119.49 | 18.43 | 15.72 | 0.902 | 3500 | 83.1
PEW17BT4 | Shenzhen sunpzone lighting electronic co. ltd | Sunpzone | T8422A(3500K) | Linear Replacement Lamp | Four-Foot | Replacement Lamps (plug and play) (UL Type A) | Standard | FALSE | [9 empty] | 42613 | Not Dimmable | Not Dimmable | No |  | 3.1 | 3293 | 133.63 | 24.65 | 14.77 | 0.901 | 3500 | 82.8
P7XDJEUJ | Shenzhen sunpzone lighting electronic co. ltd | Sunpzone | SPZT8418P(3500K) | Linear Replacement Lamp | Four-Foot | Replacement Lamps (plug and play) (UL Type A) | Standard | FALSE | [9 empty] | 42613 | Not Dimmable | Not Dimmable | No |  | 3.1 | 2237 | 122.76 | 18.22 | 14.05 | 0.903 | 3500 | 82.6
P8TJYWHC | CSC LED Corp | CSC LED | CSC-T8-18W-120-GTB-50K | Linear Replacement Lamp | Four-Foot | Dual Mode Internal Driver (UL Type A and Type B) | Standard | FALSE | [9 empty] | 42613 | Not Dimmable | Not Dimmable | No |  | 4 | 2186 | 125.85 | 17.37 | 22.59 | 0.9 | 5000 | 80.6
PB2YRS7C | CSC LED Corp | CSC LED | CSC-T8-18W-120-GTB-45K | Linear Replacement Lamp | Four-Foot | Dual Mode Internal Driver (UL Type A and Type B) | Standard | FALSE | [9 empty] | 42613 | Not Dimmable | Not Dimmable | No |  | 4 | 2017 | 115.72 | 17.43 | 22.07 | 0.9 | 4500 | 81.2
P6F8CATM | CSC LED Corp | CSC LED | CSC-T8-18W-120-GTB-40K | Linear Replacement Lamp | Four-Foot | Dual Mode Internal Driver (UL Type A and Type B) | Standard | FALSE | [9 empty] | 42613 | Not Dimmable | Not Dimmable | No |  | 4 | 2017 | 115.72 | 17.43 | 22.07 | 0.9 | 4000 | 81.2
PSN2FP6Z | CSC LED Corp | CSC LED | CSC-T8-18W-120-GTB-35K | Linear Replacement Lamp | Four-Foot | Dual Mode Internal Driver (UL Type A and Type B) | Standard | FALSE | [9 empty] | 42613 | Not Dimmable | Not Dimmable | No |  | 4 | 2017 | 115.72 | 17.43 | 22.07 | 0.9 | 3500 | 81.2
PKXWKNX2 | APEX LED | APEX LED | APX/UR/18K(3000K) | Linear Replacement Lamp | Four-Foot | Dual Mode Internal Driver (UL Type A and Type B) | Standard | TRUE | 2030 | 110.63 | 18.42 | 19.93 | 0.9075 | 3109 | 82.7 | 5 | 50000 | 42612 |  |  | NotYetVerified |  | 3 | 2030 | 110.63 | 18.35 | 19.93 | 0.9075 | 3000 | 82.7
PHCE6MPQ | Sunpark | SUNPARK | T8-48SP-12.5W-1800lm-830 | Linear Replacement Lamp | Four-Foot | Internal Driver Lamp-Style Retrofit Kits (UL Type B) | Standard | TRUE | 1805 | 137.2 | 13.16 | 15.72 | 0.9072 | 3056 | 84.7 | 5 | 50000 | 42612 |  |  | No |  | 3 | 1800 | 135 | 12.5 | 20 | 0.9 | 3000 | 83
P99R4PVK | Sunpark | SUNPARK | T8-48SP-12.5W-1800lm-850 | Linear Replacement Lamp | Four-Foot | Internal Driver Lamp-Style Retrofit Kits (UL Type B) | Standard | TRUE | 1810 | 141 | 12.84 | 16.29 | 0.9063 | 5108 | 85.2 | 5 | 50000 | 42612 |  |  | No |  | 3 | 1800 | 135 | 12.5 | 20 | 0.9 | 5000 | 83
PSQR8Y2T | APEX LED | APEX LED | APX/UR/18K(5000K) | Linear Replacement Lamp | Four-Foot | Dual Mode Internal Driver (UL Type A and Type B) | Standard | FALSE | [9 empty] | 42612 |  |  | NotYetVerified |  | 3 | 2150 | 116.72 | 18.42 | 19.57 | 0.9095 | 5000 | 82.6
PBHQDFGD | APEX LED | APEX LED | APX/UR/18K(4500K) | Linear Replacement Lamp | Four-Foot | Dual Mode Internal Driver (UL Type A and Type B) | Standard | FALSE | [9 empty] | 42612 |  |  | NotYetVerified |  | 3 | 2030 | 110.63 | 18.35 | 19.93 | 0.9075 | 4500 | 82.7
P8CWX354 | APEX LED | APEX LED | APX/UR/18K(4000K) | Linear Replacement Lamp | Four-Foot | Dual Mode Internal Driver (UL Type A and Type B) | Standard | FALSE | [9 empty] | 42612 |  |  | NotYetVerified |  | 3 | 2030 | 110.63 | 18.35 | 19.93 | 0.9075 | 4000 | 82.7
P97VBSQE | APEX LED | APEX LED | APX/UR/18K(3500K) | Linear Replacement Lamp | Four-Foot | Dual Mode Internal Driver (UL Type A and Type B) | Standard | FALSE | [9 empty] | 42612 |  |  | NotYetVerified |  | 3 | 2030 | 110.63 | 18.35 | 19.93 | 0.9075 | 3500 | 82.7
PXNRA7A4 | Sunpark | SUNPARK | T8-48SP-12.5W-1800lm-845 | Linear Replacement Lamp | Four-Foot | Internal Driver Lamp-Style Retrofit Kits (UL Type B) | Standard | FALSE | [9 empty] | 42612 |  |  | No |  | 3 | 1800 | 135 | 12.5 | 20 | 0.9 | 4500 | 83
PEPACW7T | Sunpark | SUNPARK | T8-48SP-12.5W-1800lm-840 | Linear Replacement Lamp | Four-Foot | Internal Driver Lamp-Style Retrofit Kits (UL Type B) | Standard | FALSE | [9 empty] | 42612 |  |  | No |  | 3 | 1800 | 135 | 12.5 | 20 | 0.9 | 4000 | 83
P38PBNX7 | Sunpark | SUNPARK | T8-48SP-12.5W-1800lm-835 | Linear Replacement Lamp | Four-Foot | Internal Driver Lamp-Style Retrofit Kits (UL Type B) | Standard | FALSE | [9 empty] | 42612 |  |  | No |  | 3 | 1800 | 135 | 12.5 | 20 | 0.9 | 3500 | 83
PSYPNGZ9 | ARK Intelligent Technology Co. Ltd | ARK SMART | ARK/UA/10K(3000K) | Linear Replacement Lamp | Four-Foot | Replacement Lamps (plug and play) (UL Type A) | Standard | TRUE | 1662.59 | 130.2 | 12.77 | 7.39 | 0.9684 | 3021 | 82.6 | 5 | 50000 | 42611 |  |  | No |  | 4 | 1615 | 150 | 10 | 20 | 0.95 | 3000 | 83
P5926QKM | EnerGreen Technologies | EnerGreen | EGT-DRLEDT5-27w-3000F-GL | Linear Replacement Lamp | Four-Foot | Replacement Lamps (plug and play) (UL Type A) | Standard | TRUE | 2918 | 110.1 | 26.5 | 7.8 | 0.95 | 3066 | 83 | 5 | 50000 | 42611 |  |  | No |  | 3.1 | 3200 | 107 | 30 | 20 | 0.9 | 3000 | 82
PPX7P13U | Torshare Ltd | TORSHARE | T8-18W-120-AHC(3000K) | Linear Replacement Lamp | Four-Foot | Internal Driver Lamp-Style Retrofit Kits (UL Type B) | Standard | TRUE | 2257 | 129.19 | 17.47 | 14.34 | 0.9451 | 2957 | 83 | 5 | 50000 | 42611 |  |  | No |  | 4 | 2257 | 129.19 | 17.47 | 14.34 | 0.95 | 3000 | 83
P4EYYXKE | Torshare Ltd | TORSHARE | T8-18W-120-AHC(CLEAR)(3000K) | Linear Replacement Lamp | Four-Foot | Internal Driver Lamp-Style Retrofit Kits (UL Type B) | Standard | TRUE | 2503 | 143.03 | 17.5 | 14.23 | 0.9451 | 2928 | 82.1 | 5 | 50000 | 42611 |  |  | No |  | 4 | 2503 | 143.03 | 17.5 | 14.23 | 0.95 | 3000 | 82.1
P2J92AP9 | Torshare Ltd | TORSHARE | T8-18W-120-GTR(3000K) | Linear Replacement Lamp | Four-Foot | Internal Driver Lamp-Style Retrofit Kits (UL Type B) | Standard | TRUE | 2066 | 131.34 | 15.73 | 16.13 | 0.9336 | 2995 | 81.8 | 5 | 50000 | 42611 |  |  | No |  | 4 | 2066 | 131.34 | 15.73 | 16.13 | 0.93 | 3000 | 81.8
PDR26AHZ | ASG ENERGY LLC | ASG ENERGY | ASG-T8-H-18W-4F-FR-3000K | Linear Replacement Lamp | Four-Foot | Internal Driver Lamp-Style Retrofit Kits (UL Type B) | Standard | TRUE | 2173 | 123.61 | 17.58 | 13.55 | 0.9035 | 2925 | 82.8 | 5 | 50000 | 42611 |  |  | No |  | 3.1 | 1978 | 111.06 | 17.81 | 13.37 | 0.9 | 3000 | 82.7
PTYZ12FH | Xiamen Bymea Lighting Co. Ltd | BYMEA | T08J32-30H1 | Linear Replacement Lamp | Four-Foot | Internal Driver Lamp-Style Retrofit Kits (UL Type B) | Standard | TRUE | 1761.3 | 132.28 | 13.31 | 22.76 | 0.8847 | 2928 | 82.8 | 5 | 50000 | 42611 |  |  | No |  | 4 | 1800 | 129 | 14 | 20 | 0.9 | 3000 | 80
PMYWMBHY | Xiamen Bymea Lighting Co. Ltd | BYMEA | T08J22-30H1 | Linear Replacement Lamp | Four-Foot | Internal Driver Lamp-Style Retrofit Kits (UL Type B) | Standard | TRUE | 2032.4 | 126 | 16.13 | 22.35 | 0.8813 | 2924 | 82.5 | 5 | 50000 | 42611 |  |  | No |  | 4 | 2200 | 122 | 18 | 20 | 0.9 | 3000 | 80
PPCZ81XT | Signcomplex Limited | Signcomplex Limited | MT8-015-AW-WW-02F | Linear Replacement Lamp | Four-Foot | Internal Driver Lamp-Style Retrofit Kits (UL Type B) | Standard | TRUE | 1655.5 | 118.25 | 14 | 8.35 | 0.881 | 3009 | 83.1 | 5 | 50000 | 42611 |  |  | No |  | 4 | 1650 | 110 | 15 | 25 | 0.9 | 3000 | 80
PRT5KTRR | Signcomplex Limited | Signcomplex Limited | MT8-015-AW-WW-02C | Linear Replacement Lamp | Four-Foot | Internal Driver Lamp-Style Retrofit Kits (UL Type B) | Standard | TRUE | 1792.3 | 130.16 | 13.77 | 8.19 | 0.88 | 3005 | 82.5 | 5 | 50000 | 42611 |  |  | No |  | 4 | 1900 | 127 | 15 | 25 | 0.9 | 3000 | 80
PX9BH34C | Signcomplex Limited | Signcomplex Limited | MT8-015-AW-WW-01C | Linear Replacement Lamp | Four-Foot | Internal Driver Lamp-Style Retrofit Kits (UL Type B) | Standard | TRUE | 1803.2 | 131.72 | 13.69 | 8.16 | 0.874 | 2938 | 83.2 | 5 | 50000 | 42611 |  |  | No |  | 4 | 2100 | 140 | 15 | 25 | 0.9 | 3000 | 80
PSVEAKYF | Signcomplex Limited | Signcomplex Limited | MT8-015-AW-WW-01F | Linear Replacement Lamp | Four-Foot | Internal Driver Lamp-Style Retrofit Kits (UL Type B) | Standard | TRUE | 1641 | 119.95 | 13.68 | 8.03 | 0.874 | 2936 | 83.8 | 5 | 50000 | 42611 |  |  | No |  | 4 | 1800 | 120 | 15 | 25 | 0.9 | 3000 | 80
P8C8S5VD | EnerGreen Technologies | EnerGreen | EGT-DRLEDT5-27w-5000F-GL | Linear Replacement Lamp | Four-Foot | Replacement Lamps (plug and play) (UL Type A) | Standard | FALSE | [9 empty] | 42611 |  |  | No |  | 3.1 | 3500 | 117 | 30 | 20 | 0.9 | 5000 | 82
PZUM7KKF | EnerGreen Technologies | EnerGreen | EGT-DRLEDT5-27w-4000F-GL | Linear Replacement Lamp | Four-Foot | Replacement Lamps (plug and play) (UL Type A) | Standard | FALSE | [9 empty] | 42611 |  |  | No |  | 3.1 | 3500 | 117 | 30 | 20 | 0.9 | 4000 | 82
PRJ99KUN | EnerGreen Technologies | EnerGreen | EGT-DRLEDT5-27w-3500F-GL | Linear Replacement Lamp | Four-Foot | Replacement Lamps (plug and play) (UL Type A) | Standard | FALSE | [9 empty] | 42611 |  |  | No |  | 3.1 | 3200 | 107 | 30 | 20 | 0.9 | 3500 | 82
P3HEVE6P | Torshare Ltd | TORSHARE | T8-18W-120-AHC(5000K) | Linear Replacement Lamp | Four-Foot | Internal Driver Lamp-Style Retrofit Kits (UL Type B) | Standard | FALSE | [9 empty] | 42611 |  |  | No |  | 4 | 2503 | 144.27 | 17.35 | 14.48 | 0.94 | 5000 | 85.8
PDYJTYNK | Torshare Ltd | TORSHARE | T8-18W-120-AHC(CLEAR)(5000K) | Linear Replacement Lamp | Four-Foot | Internal Driver Lamp-Style Retrofit Kits (UL Type B) | Standard | FALSE | [9 empty] | 42611 |  |  | No |  | 4 | 2627 | 150.46 | 17.46 | 14.28 | 0.95 | 5000 | 85.6
P6RRC7PY | Torshare Ltd | TORSHARE | T8-18W-120-GTR(5000K) | Linear Replacement Lamp | Four-Foot | Internal Driver Lamp-Style Retrofit Kits (UL Type B) | Standard | FALSE | [9 empty] | 42611 |  |  | No |  | 4 | 2203 | 140.41 | 15.69 | 16.18 | 0.93 | 5000 | 83.2
P9MK1PKA | Torshare Ltd | TORSHARE | T8-18W-120-AHC(4500K) | Linear Replacement Lamp | Four-Foot | Internal Driver Lamp-Style Retrofit Kits (UL Type B) | Standard | FALSE | [9 empty] | 42611 |  |  | No |  | 4 | 2257 | 129.19 | 17.47 | 14.34 | 0.95 | 4500 | 83
PCFMN775 | Torshare Ltd | TORSHARE | T8-18W-120-AHC(CLEAR)(4500K) | Linear Replacement Lamp | Four-Foot | Internal Driver Lamp-Style Retrofit Kits (UL Type B) | Standard | FALSE | [9 empty] | 42611 |  |  | No |  | 4 | 2503 | 143.03 | 17.5 | 14.23 | 0.95 | 4500 | 82.1
PKWYNTUJ | Torshare Ltd | TORSHARE | T8-18W-120-GTR(4500K) | Linear Replacement Lamp | Four-Foot | Internal Driver Lamp-Style Retrofit Kits (UL Type B) | Standard | FALSE | [9 empty] | 42611 |  |  | No |  | 4 | 2066 | 131.34 | 15.73 | 16.13 | 0.93 | 4500 | 81.8
PREW6731 | Torshare Ltd | TORSHARE | T8-18W-120-AHC(4000K) | Linear Replacement Lamp | Four-Foot | Internal Driver Lamp-Style Retrofit Kits (UL Type B) | Standard | FALSE | [9 empty] | 42611 |  |  | No |  | 4 | 2257 | 129.19 | 17.47 | 14.34 | 0.95 | 4000 | 83
P3PFNS47 | Torshare Ltd | TORSHARE | T8-18W-120-AHC(CLEAR)(4000K) | Linear Replacement Lamp | Four-Foot | Internal Driver Lamp-Style Retrofit Kits (UL Type B) | Standard | FALSE | [9 empty] | 42611 |  |  | No |  | 4 | 2503 | 143.03 | 17.5 | 14.23 | 0.95 | 4000 | 82.1
PTXW1VUQ | Torshare Ltd | TORSHARE | T8-18W-120-GTR(4000K) | Linear Replacement Lamp | Four-Foot | Internal Driver Lamp-Style Retrofit Kits (UL Type B) | Standard | FALSE | [9 empty] | 42611 |  |  | No |  | 4 | 2066 | 131.34 | 15.73 | 16.13 | 0.93 | 4000 | 81.8
PCDWBH33 | Torshare Ltd | TORSHARE | T8-18W-120-AHC(3500K) | Linear Replacement Lamp | Four-Foot | Internal Driver Lamp-Style Retrofit Kits (UL Type B) | Standard | FALSE | [9 empty] | 42611 |  |  | No |  | 4 | 2257 | 129.19 | 17.47 | 14.34 | 0.95 | 3500 | 83
PDSSYJTF | Torshare Ltd | TORSHARE | T8-18W-120-AHC(CLEAR)(3500K) | Linear Replacement Lamp | Four-Foot | Internal Driver Lamp-Style Retrofit Kits (UL Type B) | Standard | FALSE | [9 empty] | 42611 |  |  | No |  | 4 | 2503 | 143.03 | 17.5 | 14.23 | 0.95 | 3500 | 82.1
PC1MYECX | Torshare Ltd | TORSHARE | T8-18W-120-GTR(3500K) | Linear Replacement Lamp | Four-Foot | Internal Driver Lamp-Style Retrofit Kits (UL Type B) | Standard | FALSE | [9 empty] | 42611 |  |  | No |  | 4 | 2066 | 131.34 | 15.73 | 16.13 | 0.93 | 3500 | 81.8
PEH31WH9 | Signcomplex Limited | Signcomplex Limited | MT8-015-AW-W-01C | Linear Replacement Lamp | Four-Foot | Internal Driver Lamp-Style Retrofit Kits (UL Type B) | Standard | FALSE | [9 empty] | 42611 |  |  | No |  | 4 | 2100 | 140 | 15 | 25 | 0.9 | 5000 | 80
PGVGQTJP | Signcomplex Limited | Signcomplex Limited | MT8-015-AW-W-02C | Linear Replacement Lamp | Four-Foot | Internal Driver Lamp-Style Retrofit Kits (UL Type B) | Standard | FALSE | [9 empty] | 42611 |  |  | No |  | 4 | 1900 | 127 | 15 | 25 | 0.9 | 5000 | 80
PAUKFB7V | Signcomplex Limited | Signcomplex Limited | MT8-015-AW-W-01F | Linear Replacement Lamp | Four-Foot | Internal Driver Lamp-Style Retrofit Kits (UL Type B) | Standard | FALSE | [9 empty] | 42611 |  |  | No |  | 4 | 1800 | 120 | 15 | 25 | 0.9 | 5000 | 80
PWD2T4C2 | Signcomplex Limited | Signcomplex Limited | MT8-015-AW-W-02F | Linear Replacement Lamp | Four-Foot | Internal Driver Lamp-Style Retrofit Kits (UL Type B) | Standard | FALSE | [9 empty] | 42611 |  |  | No |  | 4 | 1650 | 110 | 15 | 25 | 0.9 | 5000 | 80
PU7W9T28 | Signcomplex Limited | Signcomplex Limited | MT8-015-AW-NW-01C | Linear Replacement Lamp | Four-Foot | Internal Driver Lamp-Style Retrofit Kits (UL Type B) | Standard | FALSE | [9 empty] | 42611 |  |  | No |  | 4 | 2100 | 140 | 15 | 25 | 0.9 | 4000 | 80
PYVH6MKC | Signcomplex Limited | Signcomplex Limited | MT8-015-AW-NW-02C | Linear Replacement Lamp | Four-Foot | Internal Driver Lamp-Style Retrofit Kits (UL Type B) | Standard | FALSE | [9 empty] | 42611 |  |  | No |  | 4 | 1900 | 127 | 15 | 25 | 0.9 | 4000 | 80
PMBC8QHR | Signcomplex Limited | Signcomplex Limited | MT8-015-AW-NW-01F | Linear Replacement Lamp | Four-Foot | Internal Driver Lamp-Style Retrofit Kits (UL Type B) | Standard | FALSE | [9 empty] | 42611 |  |  | No |  | 4 | 1800 | 120 | 15 | 25 | 0.9 | 4000 | 80
PNSC1D85 | Signcomplex Limited | Signcomplex Limited | MT8-015-AW-NW-02F | Linear Replacement Lamp | Four-Foot | Internal Driver Lamp-Style Retrofit Kits (UL Type B) | Standard | FALSE | [9 empty] | 42611 |  |  | No |  | 4 | 1650 | 110 | 15 | 25 | 0.9 | 4000 | 80
PZFNT26Q | ASG ENERGY LLC | ASG ENERGY | ASG-T8-H-18W-4F-FR-5000K | Linear Replacement Lamp | Four-Foot | Internal Driver Lamp-Style Retrofit Kits (UL Type B) | Standard | FALSE | [9 empty] | 42611 | Not Dimmable | Not Dimmable | No |  | 3.1 | 2071 | 115.44 | 17.94 | 13.24 | 0.9 | 5000 | 82.3
PFVAUAT1 | ASG ENERGY LLC | ASG ENERGY | ASG-T8-H-18W-4F-FR-4000K | Linear Replacement Lamp | Four-Foot | Internal Driver Lamp-Style Retrofit Kits (UL Type B) | Standard | FALSE | [9 empty] | 42611 | Not Dimmable | Not Dimmable | No |  | 3.1 | 2025 | 113.26 | 17.88 | 13.37 | 0.9 | 4000 | 82.7
PH6YNM5M | ARK Intelligent Technology Co. Ltd | ARK SMART | ARK/UA/10K(5000K) | Linear Replacement Lamp | Four-Foot | Replacement Lamps (plug and play) (UL Type A) | Standard | FALSE | [9 empty] | 42611 | Not Dimmable | Not Dimmable | No |  | 4 | 1734 | 160 | 10 | 20 | 0.95 | 5000 | 83
PSEU4F2U | ARK Intelligent Technology Co. Ltd | ARK SMART | ARK/UA/10K(4500K) | Linear Replacement Lamp | Four-Foot | Replacement Lamps (plug and play) (UL Type A) | Standard | FALSE | [9 empty] | 42611 | Not Dimmable | Not Dimmable | No |  | 4 | 1734 | 160 | 10 | 20 | 0.95 | 4500 | 83
PPCBWAC4 | ARK Intelligent Technology Co. Ltd | ARK SMART | ARK/UA/10K(4000K) | Linear Replacement Lamp | Four-Foot | Replacement Lamps (plug and play) (UL Type A) | Standard | FALSE | [9 empty] | 42611 | Not Dimmable | Not Dimmable | No |  | 4 | 1650 | 160 | 10 | 20 | 0.95 | 4000 | 83
PYK4GSDM | ARK Intelligent Technology Co. Ltd | ARK SMART | ARK/UA/10K(3500K) | Linear Replacement Lamp | Four-Foot | Replacement Lamps (plug and play) (UL Type A) | Standard | FALSE | [9 empty] | 42611 | Not Dimmable | Not Dimmable | No |  | 4 | 1620 | 150 | 10 | 20 | 0.95 | 3500 | 83
P8K2QTZS | Xiamen Bymea Lighting Co. Ltd | BYMEA | T08J22-50H1 | Linear Replacement Lamp | Four-Foot | Internal Driver Lamp-Style Retrofit Kits (UL Type B) | Standard | FALSE | [9 empty] | 42611 | Not Dimmable | Not Dimmable | No |  | 4 | 2200 | 122 | 18 | 20 | 0.9 | 5000 | 80
PC1VHM1E | Xiamen Bymea Lighting Co. Ltd | BYMEA | T08J32-50H1 | Linear Replacement Lamp | Four-Foot | Internal Driver Lamp-Style Retrofit Kits (UL Type B) | Standard | FALSE | [9 empty] | 42611 | Not Dimmable | Not Dimmable | No |  | 4 | 1800 | 129 | 14 | 20 | 0.9 | 5000 | 80
PKT6YWPT | Xiamen Bymea Lighting Co. Ltd | BYMEA | T08J22-45H1 | Linear Replacement Lamp | Four-Foot | Internal Driver Lamp-Style Retrofit Kits (UL Type B) | Standard | FALSE | [9 empty] | 42611 | Not Dimmable | Not Dimmable | No |  | 4 | 2200 | 122 | 18 | 20 | 0.9 | 4500 | 80
PFZXR5F1 | Xiamen Bymea Lighting Co. Ltd | BYMEA | T08J32-45H1 | Linear Replacement Lamp | Four-Foot | Internal Driver Lamp-Style Retrofit Kits (UL Type B) | Standard | FALSE | [9 empty] | 42611 | Not Dimmable | Not Dimmable | No |  | 4 | 1800 | 129 | 14 | 20 | 0.9 | 4500 | 80
PX5DCHFK | Xiamen Bymea Lighting Co. Ltd | BYMEA | T08J22-40H1 | Linear Replacement Lamp | Four-Foot | Internal Driver Lamp-Style Retrofit Kits (UL Type B) | Standard | FALSE | [9 empty] | 42611 | Not Dimmable | Not Dimmable | No |  | 4 | 2200 | 122 | 18 | 20 | 0.9 | 4000 | 80
PFUW2ZFB | Xiamen Bymea Lighting Co. Ltd | BYMEA | T08J32-40H1 | Linear Replacement Lamp | Four-Foot | Internal Driver Lamp-Style Retrofit Kits (UL Type B) | Standard | FALSE | [9 empty] | 42611 | Not Dimmable | Not Dimmable | No |  | 4 | 1800 | 129 | 14 | 20 | 0.9 | 4000 | 80
PZNSA1BH | Xiamen Bymea Lighting Co. Ltd | BYMEA | T08J22-35H1 | Linear Replacement Lamp | Four-Foot | Internal Driver Lamp-Style Retrofit Kits (UL Type B) | Standard | FALSE | [9 empty] | 42611 | Not Dimmable | Not Dimmable | No |  | 4 | 2200 | 122 | 18 | 20 | 0.9 | 3500 | 80
PNYNW6HP | Xiamen Bymea Lighting Co. Ltd | BYMEA | T08J32-35H1 | Linear Replacement Lamp | Four-Foot | Internal Driver Lamp-Style Retrofit Kits (UL Type B) | Standard | FALSE | [9 empty] | 42611 | Not Dimmable | Not Dimmable | No |  | 4 | 1800 | 129 | 14 | 20 | 0.9 | 3500 | 80
PEXGKX2E | Lumivert Lighting | LUMIVERT | LED-F48T8/PP/15W/30K | Linear Replacement Lamp | Four-Foot | Replacement Lamps (plug and play) (UL Type A) | Standard | TRUE | 1901 | 101 | 18.84 | 13.14 | 0.9697 | 2966 | 82.8 | 5 | 50000 | 42608 |  |  | No |  | 3 | 1800 | 100 | 18 | 20 | 0.9 | 3000 | 82
P4G8ZXSX | ARK Intelligent Technology Co. Ltd | ARK | RZ-TL-T8-12W-M12(3000K) | Linear Replacement Lamp | Four-Foot | Internal Driver Lamp-Style Retrofit Kits (UL Type B) | Standard | TRUE | 1652.7 | 133.73 | 12.36 | 21.8 | 0.9463 | 2909 | 81 | 5 | 50000 | 42608 |  |  | No |  | 4 | 1650 | 137 | 12 | 20 | 0.95 | 3000 | 80
PVR7BXVQ | CH Lighting Co.Ltd. | CH | CH1152[Blank D]-48-18.5W 830-9 | Linear Replacement Lamp | Four-Foot | Internal Driver Lamp-Style Retrofit Kits (UL Type B) | Standard | TRUE | 2508 | 132 | 19 | 8.04 | 0.9239 | 3055 | 82.7 | 5 | 50000 | 42608 |  |  | No | Updated 11/11/2016 | 4 | 2312.5 | 125 | 18.5 | 7.81 | 0.92 | 3000 | 83
P9VWNE76 | CH Lighting Co.Ltd. | CH | CH1152[Blank D]-48-13.5W 830-9 | Linear Replacement Lamp | Four-Foot | Internal Driver Lamp-Style Retrofit Kits (UL Type B) | Standard | TRUE | 1875 | 129.8 | 14.44 | 15.06 | 0.9172 | 3047 | 82.8 | 5 | 50000 | 42608 |  |  | No | Updated 11/11/2016 | 4 | 1687.5 | 125 | 13.5 | 19.11 | 0.92 | 3000 | 83
P65X2ASA | Shenzhen Topband Co. Ltd. | TOPBAND | TPUCT8X4NLA-15WSB(40F) | Linear Replacement Lamp | Four-Foot | Dual Mode Internal Driver (UL Type A and Type B) | Standard | TRUE | 2437 | 140.15 | 17.39 | 13.4 | 0.9022 | 4073 | 83.7 | 5 | 50000 | 42608 |  |  | No |  | 4 | 2437 | 140.15 | 17.39 | 15.25 | 0.9 | 4000 | 83.4
PB7UM86Q | Shenzhen Topband Co. Ltd. | TOPBAND | TPUCT8X4NLA-12WSB(40F) | Linear Replacement Lamp | Four-Foot | Dual Mode Internal Driver (UL Type A and Type B) | Standard | TRUE | 1789 | 146.38 | 12.15 | 12.08 | 0.9012 | 4085 | 84.3 | 5 | 50000 | 42608 |  |  | No |  | 4 | 1789 | 146.38 | 12.22 | 14.53 | 0.9 | 4000 | 84.3
P82H8W7D | Shenzhen Topband Co. Ltd. | TOPBAND | TPUCT8X4NLA-18WSB(40F) | Linear Replacement Lamp | Four-Foot | Dual Mode Internal Driver (UL Type A and Type B) | Standard | TRUE | 2516 | 140.01 | 18.24 | 12.3 | 0.9003 | 4075 | 84 | 5 | 50000 | 42608 |  |  | No |  | 4 | 2516 | 140.48 | 17.91 | 12.3 | 0.9 | 4000 | 84
PAD2D1WN | Lumivert Lighting | LUMIVERT | LED-F48T8/PASS/15W/30K | Linear Replacement Lamp | Four-Foot | Internal Driver Lamp-Style Retrofit Kits (UL Type B) | Standard | TRUE | 1840 | 117.3 | 15.68 | 21.24 | 0.8977 | 3002 | 80.3 | 5 | 50000 | 42608 |  |  | No |  | 3.1 | 1680 | 112 | 15 | 20 | 0.9 | 3000 | 83
P67JTXZG | Lumivert Lighting | LUMIVERT | LED-F48T8/PASS/15W/50K | Linear Replacement Lamp | Four-Foot | Internal Driver Lamp-Style Retrofit Kits (UL Type B) | Standard | FALSE | [9 empty] | 42608 |  |  | No |  | 3.1 | 1800 | 120 | 15 | 20 | 0.9 | 5000 | 83
P8REJ11V | Lumivert Lighting | LUMIVERT | LED-F48T8/PP/15W/50K | Linear Replacement Lamp | Four-Foot | Replacement Lamps (plug and play) (UL Type A) | Standard | FALSE | [9 empty] | 42608 |  |  | No |  | 3 | 2000 | 111 | 18 | 20 | 0.9 | 5000 | 82
P6DKKQGY | Lumivert Lighting | LUMIVERT | LED-F48T8/PASS/15W/40K | Linear Replacement Lamp | Four-Foot | Internal Driver Lamp-Style Retrofit Kits (UL Type B) | Standard | FALSE | [9 empty] | 42608 |  |  | No |  | 3.1 | 1725 | 115 | 15 | 20 | 0.9 | 4000 | 83
PK3SMKNY | Lumivert Lighting | LUMIVERT | LED-F48T8/PP/15W/40K | Linear Replacement Lamp | Four-Foot | Replacement Lamps (plug and play) (UL Type A) | Standard | FALSE | [9 empty] | 42608 |  |  | No |  | 3 | 1900 | 105 | 18 | 20 | 0.9 | 4000 | 82
P37ZNU8A | Lumivert Lighting | LUMIVERT | LED-F48T8/PASS/15W/35K | Linear Replacement Lamp | Four-Foot | Internal Driver Lamp-Style Retrofit Kits (UL Type B) | Standard | FALSE | [9 empty] | 42608 |  |  | No |  | 3.1 | 1710 | 114 | 15 | 20 | 0.9 | 3500 | 83
P6RSWQAP | Lumivert Lighting | LUMIVERT | LED-F48T8/PP/15W/35K | Linear Replacement Lamp | Four-Foot | Replacement Lamps (plug and play) (UL Type A) | Standard | FALSE | [9 empty] | 42608 |  |  | No |  | 3 | 1850 | 102 | 18 | 20 | 0.9 | 3500 | 82
PUYDMX28 | CH Lighting Co.Ltd. | CH | CH1152[Blank D]-48-13.5W 850-9 | Linear Replacement Lamp | Four-Foot | Internal Driver Lamp-Style Retrofit Kits (UL Type B) | Standard | FALSE | [9 empty] | 42608 |  |  | No | Updated 11/11/2016 | 4 | 1782 | 132 | 13.5 | 17.79 | 0.92 | 5000 | 83
PQ4WACVT | CH Lighting Co.Ltd. | CH | CH1152[Blank D]-48-18.5W 850-9 | Linear Replacement Lamp | Four-Foot | Internal Driver Lamp-Style Retrofit Kits (UL Type B) | Standard | FALSE | [9 empty] | 42608 |  |  | No | Updated 11/11/2016 | 4 | 2442 | 132 | 18.5 | 8.05 | 0.92 | 5000 | 83
P4WPVB3J | CH Lighting Co.Ltd. | CH | CH1152[Blank D]-48-13.5W 845-9 | Linear Replacement Lamp | Four-Foot | Internal Driver Lamp-Style Retrofit Kits (UL Type B) | Standard | FALSE | [9 empty] | 42608 |  |  | No | Updated 11/11/2016 | 4 | 1755 | 130 | 13.5 | 19.11 | 0.92 | 4500 | 83
P9G2CDXU | CH Lighting Co.Ltd. | CH | CH1152[Blank D]-48-18.5W 845-9 | Linear Replacement Lamp | Four-Foot | Internal Driver Lamp-Style Retrofit Kits (UL Type B) | Standard | FALSE | [9 empty] | 42608 |  |  | No | Updated 11/11/2016 | 4 | 2405 | 130 | 18.5 | 7.81 | 0.92 | 4500 | 83
PD66D644 | CH Lighting Co.Ltd. | CH | CH1152[Blank D]-48-13.5W 840-9 | Linear Replacement Lamp | Four-Foot | Internal Driver Lamp-Style Retrofit Kits (UL Type B) | Standard | FALSE | [9 empty] | 42608 |  |  | No | Updated 11/11/2016 | 4 | 1755 | 130 | 13.5 | 19.11 | 0.92 | 4000 | 83
PYEHFYSE | CH Lighting Co.Ltd. | CH | CH1152[Blank D]-48-18.5W 840-9 | Linear Replacement Lamp | Four-Foot | Internal Driver Lamp-Style Retrofit Kits (UL Type B) | Standard | FALSE | [9 empty] | 42608 |  |  | No | Updated 11/11/2016 | 4 | 2405 | 130 | 18.5 | 7.81 | 0.92 | 4000 | 83
PDD87X5U | CH Lighting Co.Ltd. | CH | CH1152[Blank D]-48-13.5W 835-9 | Linear Replacement Lamp | Four-Foot | Internal Driver Lamp-Style Retrofit Kits (UL Type B) | Standard | FALSE | [9 empty] | 42608 |  |  | No | Updated 11/11/2016 | 4 | 1687.5 | 125 | 13.5 | 19.11 | 0.92 | 3500 | 83
P63DDN16 | CH Lighting Co.Ltd. | CH | CH1152[Blank D]-48-18.5W 835-9 | Linear Replacement Lamp | Four-Foot | Internal Driver Lamp-Style Retrofit Kits (UL Type B) | Standard | FALSE | [9 empty] | 42608 |  |  | No | Updated 11/11/2016 | 4 | 2312.5 | 125 | 18.5 | 7.81 | 0.92 | 3500 | 83
P6JHE8WK | Shenzhen Topband Co. Ltd. | TOPBAND | TPUCT8X4NLA-18WSB(50F) | Linear Replacement Lamp | Four-Foot | Dual Mode Internal Driver (UL Type A and Type B) | Standard | FALSE | [9 empty] | 42608 |  |  | No |  | 4 | 2634 | 143.77 | 18.32 | 12.19 | 0.9 | 5000 | 83.4
P76M6VH6 | Shenzhen Topband Co. Ltd. | TOPBAND | TPUCT8X4NLA-12WSB(50F) | Linear Replacement Lamp | Four-Foot | Dual Mode Internal Driver (UL Type A and Type B) | Standard | FALSE | [9 empty] | 42608 |  |  | No |  | 4 | 1834 | 149.23 | 12.29 | 14.59 | 0.9 | 5000 | 82.9
PFKNM9KD | Shenzhen Topband Co. Ltd. | TOPBAND | TPUCT8X4NLA-15WSB(50F) | Linear Replacement Lamp | Four-Foot | Dual Mode Internal Driver (UL Type A and Type B) | Standard | FALSE | [9 empty] | 42608 |  |  | No |  | 4 | 2458 | 142.25 | 17.28 | 15.39 | 0.9 | 5000 | 82.5
PW3XG3DQ | Shenzhen Topband Co. Ltd. | TOPBAND | TPUCT8X4NLA-12WSB(45F) | Linear Replacement Lamp | Four-Foot | Dual Mode Internal Driver (UL Type A and Type B) | Standard | FALSE | [9 empty] | 42608 |  |  | No |  | 4 | 1789 | 146.38 | 12.22 | 14.53 | 0.9 | 4500 | 84.3
PTZZ8113 | Shenzhen Topband Co. Ltd. | TOPBAND | TPUCT8X4NLA-18WSB(45F) | Linear Replacement Lamp | Four-Foot | Dual Mode Internal Driver (UL Type A and Type B) | Standard | FALSE | [9 empty] | 42608 |  |  | No |  | 4 | 2516 | 140.48 | 17.91 | 12.3 | 0.9 | 4500 | 84
PC3ZT37D | Shenzhen Topband Co. Ltd. | TOPBAND | TPUCT8X4NLA-15WSB(45F) | Linear Replacement Lamp | Four-Foot | Dual Mode Internal Driver (UL Type A and Type B) | Standard | FALSE | [9 empty] | 42608 |  |  | No |  | 4 | 2437 | 140.15 | 17.39 | 15.25 | 0.9 | 4500 | 83.4
PFKGD1X6 | ARK Intelligent Technology Co. Ltd | ARK | RZ-TL-T8-12W-M12(5000K) | Linear Replacement Lamp | Four-Foot | Internal Driver Lamp-Style Retrofit Kits (UL Type B) | Standard | FALSE | [9 empty] | 42608 | Not Yet Verified | Not Yet Verified | No |  | 4 | 1650 | 137 | 12 | 20 | 0.95 | 5000 | 80
PP2Q6APY | ARK Intelligent Technology Co. Ltd | ARK | RZ-TL-T8-12W-M12(4500K) | Linear Replacement Lamp | Four-Foot | Internal Driver Lamp-Style Retrofit Kits (UL Type B) | Standard | FALSE | [9 empty] | 42608 | Not Yet Verified | Not Yet Verified | No |  | 4 | 1650 | 137 | 12 | 20 | 0.95 | 4500 | 80
P4C71R26 | ARK Intelligent Technology Co. Ltd | ARK | RZ-TL-T8-12W-M12(4000K) | Linear Replacement Lamp | Four-Foot | Internal Driver Lamp-Style Retrofit Kits (UL Type B) | Standard | FALSE | [9 empty] | 42608 | Not Yet Verified | Not Yet Verified | No |  | 4 | 1650 | 137 | 12 | 20 | 0.95 | 4000 | 80
P7A1TMCS | ARK Intelligent Technology Co. Ltd | ARK | RZ-TL-T8-12W-M12(3500K) | Linear Replacement Lamp | Four-Foot | Internal Driver Lamp-Style Retrofit Kits (UL Type B) | Standard | FALSE | [9 empty] | 42608 | Not Yet Verified | Not Yet Verified | No |  | 4 | 1650 | 137 | 12 | 20 | 0.95 | 3500 | 80
PJMGE8J6 | Shenzhen Vanplex Optoelectronics Co. Ltd | VANPLEX | VPLT-22WT5(3000K) | Linear Replacement Lamp | Four-Foot | Internal Driver Lamp-Style Retrofit Kits (UL Type B) | Standard | TRUE | 2523.26 | 114.75 | 21.99 | 14.8 | 0.975 | 2936 | 82.3 | 5 | 50000 | 42607 |  |  | Yes |  | 3.1 | 2500 | 113.64 | 22 | 15 | 0.98 | 3000 | 80
PFDTFNG9 | Lextar Electronics Corp. | Lextar | 97.AE8O1.414D1(XX) | Linear Replacement Lamp | Four-Foot | Replacement Lamps (plug and play) (UL Type A) | Standard | TRUE | 1750.45 | 115.46 | 15.16 | 17.83 | 0.951 | 3065 | 82.5 | 5 | 50000 | 42607 |  |  | No | Updated 11/23/2016 | 4 | 1750.45 | 115.46 | 15.16 | 17.83 | 0.95 | 3000 | 82.5
PCQPW4T2 | Lextar Electronics Corp. | Lextar | 97.AE8O1.416D3(XX) | Linear Replacement Lamp | Four-Foot | Replacement Lamps (plug and play) (UL Type A) | Standard | TRUE | 1824.21 | 118.69 | 15.37 | 18.34 | 0.947 | 4105 | 83.5 | 5 | 50000 | 42607 |  |  | No | Updated 11/23/2016 | 4 | 1824.21 | 118.69 | 15.37 | 18.34 | 0.95 | 4100 | 83.5
PCY7KG3Z | Shenzhen Vanplex Optoelectronics Co. Ltd | VANPLEX | VPLT-22WT5(5000K) | Linear Replacement Lamp | Four-Foot | Internal Driver Lamp-Style Retrofit Kits (UL Type B) | Standard | FALSE | [9 empty] | 42607 |  |  | Yes |  | 3.1 | 2700 | 122.73 | 22 | 15 | 0.98 | 5000 | 80
PSJDX99K | Shenzhen Vanplex Optoelectronics Co. Ltd | VANPLEX | VPLT-22WT5(4500K) | Linear Replacement Lamp | Four-Foot | Internal Driver Lamp-Style Retrofit Kits (UL Type B) | Standard | FALSE | [9 empty] | 42607 |  |  | Yes |  | 3.1 | 2650 | 120.45 | 22 | 15 | 0.98 | 4500 | 80
P7B49U3R | Shenzhen Vanplex Optoelectronics Co. Ltd | VANPLEX | VPLT-22WT5(4000K) | Linear Replacement Lamp | Four-Foot | Internal Driver Lamp-Style Retrofit Kits (UL Type B) | Standard | FALSE | [9 empty] | 42607 |  |  | Yes |  | 3.1 | 2600 | 118.18 | 22 | 15 | 0.98 | 4000 | 80
P69F48BF | Shenzhen Vanplex Optoelectronics Co. Ltd | VANPLEX | VPLT-22WT5(3500K) | Linear Replacement Lamp | Four-Foot | Internal Driver Lamp-Style Retrofit Kits (UL Type B) | Standard | FALSE | [9 empty] | 42607 |  |  | Yes |  | 3.1 | 2500 | 113.64 | 22 | 15 | 0.98 | 3500 | 80
P2J6UZTV | Lextar Electronics Corp. | Lextar | 97.AE8O1.416D5(XX) | Linear Replacement Lamp | Four-Foot | Replacement Lamps (plug and play) (UL Type A) | Standard | FALSE | [9 empty] | 42607 | Not Yet Verified | Not Yet Verified | No | Updated 11/23/2016 | 4 | 1841.2 | 119.99 | 15.34 | 18.19 | 0.95 | 5000 | 83
PDMQ786V | Lextar Electronics Corp. | Lextar | 97.AE8O1.414D5(XX) | Linear Replacement Lamp | Four-Foot | Replacement Lamps (plug and play) (UL Type A) | Standard | FALSE | [9 empty] | 42607 | Not Yet Verified | Not Yet Verified | NotYetVerified | Updated 11/23/2016 | 4 | 1808.3 | 117.38 | 15.4 | 4.73 | 0.95 | 5000 | 83
PG9Q2E9S | Lextar Electronics Corp. | Lextar | 97.AE8O1.414D3(XX) | Linear Replacement Lamp | Four-Foot | Replacement Lamps (plug and play) (UL Type A) | Standard | FALSE | [9 empty] | 42607 | Not Yet Verified | Not Yet Verified | NotYetVerified | Updated 11/23/2016 | 4 | 1804.4 | 117.13 | 15.41 | 17.26 | 0.95 | 4100 | 82.6
PWH4S6QE | Lextar Electronics Corp. | Lextar | 97.AE8O1.414D2(XX) | Linear Replacement Lamp | Four-Foot | Replacement Lamps (plug and play) (UL Type A) | Standard | FALSE | [9 empty] | 42607 | Not Yet Verified | Not Yet Verified | No | Updated 11/23/2016 | 4 | 1774.4 | 112.74 | 15.74 | 17.84 | 0.95 | 3500 | 84.2
PEXKQKRB | Anhui Sanan Technology Co. Ltd. | Lightera | T202P4-D-I02-30 (OT822Wk07-1200-D-IFit-30K) | Linear Replacement Lamp | Four-Foot | Replacement Lamps (plug and play) (UL Type A) | Standard | TRUE | 2104.4 | 112.66 | 18.68 | 5.1 | 0.985 | 2941 | 83.1 | 5 | 50000 | 42606 |  |  | No |  | 3.1 | 2200 | 110 | 22 | 20 | 0.9 | 3000 | 80
PJWJTEX3 | Anhui Sanan Technology Co. Ltd. | Lightera | T172P4-D-I02-30 (OT818Wk07-1200-D-IFit-30K) | Linear Replacement Lamp | Four-Foot | Replacement Lamps (plug and play) (UL Type A) | Standard | TRUE | 1737.2 | 111.57 | 15.57 | 6.3 | 0.977 | 2956 | 82.6 | 5 | 50000 | 42606 |  |  | No |  | 3.1 | 1850 | 110 | 18 | 20 | 0.9 | 3000 | 80
PGC2KGZZ | Sunlight LED Niacragua S.A. | Sunlight | SL-T8-18W [5000K] | Linear Replacement Lamp | Four-Foot | Internal Driver Lamp-Style Retrofit Kits (UL Type B) | Standard | TRUE | 1769.47 | 98.7 | 35.84 | 18.314 | 0.936 | 5254 | 84.5 | 5 | 50000 | 42606 |  |  | NotYetVerified |  | 3 | 1769 | 98.7 | 18 | 18.3 | 0.93 | 5000 | 84
P3U8XKRC | 1 Source LED | 1 Source LED | TL4-T5-30W-BONX (3000K FROSTED) [100V to 382V] | Linear Replacement Lamp | Four-Foot | 2-lamp External Driver Lamp-Style Retrofit Kits (UL Type C) | Standard | TRUE | 2961 | 106.24 | 27.87 | 17.21 | 0.9249 | 2893 | 81 | 5 | 50000 | 42606 |  |  | NotYetVerified |  | 3 | 2961 | 106.24 | 27.87 | 20 | 0.9 | 3000 | 83
PW4MUBD5 | 1 Source LED | 1 Source LED | TL4-13W-BINX (4000K FROSTED) | Linear Replacement Lamp | Four-Foot | Internal Driver Lamp-Style Retrofit Kits (UL Type B) | Standard | TRUE | 1776 | 135.78 | 13.08 | 13.52 | 0.922 | 3984 | 82.5 | 5 | 50000 | 42606 |  |  | NotYetVerified | Lastx represents either s for single-end power input or T for double-end inputs | 3 | 1776 | 135.78 | 13.08 | 20 | 0.9 | 4000 | 83
PE5EBBMF | 1 Source LED | 1 Source LED | TL4-13W-BINX (3000K CLEAR) [100V to 382V] | Linear Replacement Lamp | Four-Foot | Internal Driver Lamp-Style Retrofit Kits (UL Type B) | Standard | TRUE | 1715 | 126.59 | 13.55 | 16.53 | 0.9133 | 2925 | 80.8 | 5 | 50000 | 42606 |  |  | NotYetVerified | Lastx represents either s for single-end power input or T for double-end inputs | 3 | 1715 | 126.59 | 13.55 | 20 | 0.9 | 3000 | 83
PF3BHGX5 | Anhui Sanan Technology Co. Ltd. | Lightera | T202P4-D-I02-35 (OT822Wk07-1200-D-IFit-35K) | Linear Replacement Lamp | Four-Foot | Replacement Lamps (plug and play) (UL Type A) | Standard | FALSE | [9 empty] | 42606 | Dimmable | Continuous Below 10 | No |  | 3.1 | 2200 | 110 | 22 | 20 | 0.9 | 3500 | 80
PUBVEXQ4 | Anhui Sanan Technology Co. Ltd. | Lightera | T172P4-D-I02-35 (OT818Wk07-1200-D-IFit-35K) | Linear Replacement Lamp | Four-Foot | Replacement Lamps (plug and play) (UL Type A) | Standard | FALSE | [9 empty] | 42606 | Dimmable | Continuous Below 10 | No |  | 3.1 | 1850 | 110 | 18 | 20 | 0.9 | 3500 | 80
PNGKWUVR | 1 Source LED | 1 Source LED | TL4-T5-30W-BONX (5000K FROSTED) [100V to 382V] | Linear Replacement Lamp | Four-Foot | 2-lamp External Driver Lamp-Style Retrofit Kits (UL Type C) | Standard | FALSE | [9 empty] | 42606 | Not Dimmable | Not Dimmable | NotYetVerified |  | 3 | 2961 | 106.24 | 27.87 | 20 | 0.9 | 5000 | 83
PVBDPYAG | 1 Source LED | 1 Source LED | TL4-13W-BINX (5000K FROSTED) | Linear Replacement Lamp | Four-Foot | Internal Driver Lamp-Style Retrofit Kits (UL Type B) | Standard | FALSE | [9 empty] | 42606 | Not Dimmable | Not Dimmable | NotYetVerified | Lastx represents either s for single-end power input or T for double-end inputs | 3 | 1832 | 138.89 | 13.19 | 20 | 0.9 | 5000 | 83
PYQYFTMH | 1 Source LED | 1 Source LED | TL4-13W-BINX (5000K CLEAR) [100V to 382V] | Linear Replacement Lamp | Four-Foot | Internal Driver Lamp-Style Retrofit Kits (UL Type B) | Standard | FALSE | [9 empty] | 42606 | Not Dimmable | Not Dimmable | NotYetVerified | Lastx represents either s for single-end power input or T for double-end inputs | 3 | 1715 | 126.59 | 13.55 | 20 | 0.9 | 5000 | 83
PH8TU9BC | 1 Source LED | 1 Source LED | TL4-T5-30W-BODX (5000K FROSTED) [100V to 382V] | Linear Replacement Lamp | Four-Foot | 2-lamp External Driver Lamp-Style Retrofit Kits (UL Type C) | Standard | FALSE | [9 empty] | 42606 | Dimmable | Continuous Below 10 | NotYetVerified |  | 3 | 2961 | 106.24 | 27.87 | 20 | 0.9 | 5000 | 83
PAXYTQUF | 1 Source LED | 1 Source LED | TL4-13W-BIDX (5000K CLEAR) [100V to 382V] | Linear Replacement Lamp | Four-Foot | Internal Driver Lamp-Style Retrofit Kits (UL Type B) | Standard | FALSE | [9 empty] | 42606 | Dimmable | Continuous Below 10 | NotYetVerified | Lastx represents either s for single-end power input or T for double-end inputs | 3 | 1715 | 126.59 | 13.55 | 20 | 0.9 | 5000 | 83
PNQPY7N5 | 1 Source LED | 1 Source LED | TL4-T5-30W-BONX (4500K FROSTED) [100V to 382V] | Linear Replacement Lamp | Four-Foot | 2-lamp External Driver Lamp-Style Retrofit Kits (UL Type C) | Standard | FALSE | [9 empty] | 42606 | Not Dimmable | Not Dimmable | NotYetVerified |  | 3 | 2961 | 106.24 | 27.87 | 20 | 0.9 | 4500 | 83
PHEM5Y3N | 1 Source LED | 1 Source LED | TL4-13W-BINX (4500K FROSTED) | Linear Replacement Lamp | Four-Foot | Internal Driver Lamp-Style Retrofit Kits (UL Type B) | Standard | FALSE | [9 empty] | 42606 | Not Dimmable | Not Dimmable | NotYetVerified | Lastx represents either s for single-end power input or T for double-end inputs | 3 | 1776 | 135.78 | 13.08 | 20 | 0.9 | 4500 | 83
PNQHRC5X | 1 Source LED | 1 Source LED | TL4-13W-BINX (4500K CLEAR) [100V to 382V] | Linear Replacement Lamp | Four-Foot | Internal Driver Lamp-Style Retrofit Kits (UL Type B) | Standard | FALSE | [9 empty] | 42606 | Not Dimmable | Not Dimmable | NotYetVerified | Lastx represents either s for single-end power input or T for double-end inputs | 3 | 1715 | 126.59 | 13.55 | 20 | 0.9 | 4500 | 83
PEYYA9D5 | 1 Source LED | 1 Source LED | TL4-T5-30W-BODX (4500K FROSTED) [100V to 382V] | Linear Replacement Lamp | Four-Foot | 2-lamp External Driver Lamp-Style Retrofit Kits (UL Type C) | Standard | FALSE | [9 empty] | 42606 | Dimmable | Continuous Below 10 | NotYetVerified |  | 3 | 2961 | 106.24 | 27.87 | 20 | 0.9 | 4500 | 83
PRGT5XYR | 1 Source LED | 1 Source LED | TL4-13W-BIDX (4500K CLEAR) [100V to 382V] | Linear Replacement Lamp | Four-Foot | Internal Driver Lamp-Style Retrofit Kits (UL Type B) | Standard | FALSE | [9 empty] | 42606 | Dimmable | Continuous Below 10 | NotYetVerified | Lastx represents either s for single-end power input or T for double-end inputs | 3 | 1715 | 126.59 | 13.55 | 20 | 0.9 | 4500 | 83
P9452SUF | 1 Source LED | 1 Source LED | TL4-T5-30W-BONX (4000K FROSTED) [100V to 382V] | Linear Replacement Lamp | Four-Foot | 2-lamp External Driver Lamp-Style Retrofit Kits (UL Type C) | Standard | FALSE | [9 empty] | 42606 | Not Dimmable | Not Dimmable | NotYetVerified |  | 3 | 2961 | 106.24 | 27.87 | 20 | 0.9 | 4000 | 83
PY4TNU6W | 1 Source LED | 1 Source LED | TL4-13W-BINX (4000K CLEAR) [100V to 382V] | Linear Replacement Lamp | Four-Foot | Internal Driver Lamp-Style Retrofit Kits (UL Type B) | Standard | FALSE | [9 empty] | 42606 | Not Dimmable | Not Dimmable | NotYetVerified | Lastx represents either s for single-end power input or T for double-end inputs | 3 | 1715 | 126.59 | 13.55 | 20 | 0.9 | 4000 | 83
P7BJDG7G | 1 Source LED | 1 Source LED | TL4-T5-30W-BODX (4000K FROSTED) [100V to 382V] | Linear Replacement Lamp | Four-Foot | 2-lamp External Driver Lamp-Style Retrofit Kits (UL Type C) | Standard | FALSE | [9 empty] | 42606 | Dimmable | Continuous Below 10 | NotYetVerified |  | 3 | 2961 | 106.24 | 27.87 | 20 | 0.9 | 4000 | 83
P5AC2X71 | 1 Source LED | 1 Source LED | TL4-13W-BIDX (4000K CLEAR) [100V to 382V] | Linear Replacement Lamp | Four-Foot | Internal Driver Lamp-Style Retrofit Kits (UL Type B) | Standard | FALSE | [9 empty] | 42606 | Dimmable | Continuous Below 10 | NotYetVerified | Lastx represents either s for single-end power input or T for double-end inputs | 3 | 1715 | 126.59 | 13.55 | 20 | 0.9 | 4000 | 83
PVVD2U8T | 1 Source LED | 1 Source LED | TL4-T5-30W-BONX (3500K FROSTED) [100V to 382V] | Linear Replacement Lamp | Four-Foot | 2-lamp External Driver Lamp-Style Retrofit Kits (UL Type C) | Standard | FALSE | [9 empty] | 42606 | Not Dimmable | Not Dimmable | NotYetVerified | Lastx represents either s for single-end power input or T for double-end inputs | 3 | 2961 | 106.24 | 27.87 | 20 | 0.9 | 3500 | 83
P4JRJFGV | 1 Source LED | 1 Source LED | TL4-13W-BINX (3500K CLEAR) [100V to 382V] | Linear Replacement Lamp | Four-Foot | Internal Driver Lamp-Style Retrofit Kits (UL Type B) | Standard | FALSE | [9 empty] | 42606 | Not Dimmable | Not Dimmable | NotYetVerified | Lastx represents either s for single-end power input or T for double-end inputs | 3 | 1715 | 126.59 | 13.55 | 20 | 0.9 | 3500 | 83
PJP71Y2Q | 1 Source LED | 1 Source LED | TL4-T5-30W-BODX (3500K FROSTED) [100V to 382V] | Linear Replacement Lamp | Four-Foot | 2-lamp External Driver Lamp-Style Retrofit Kits (UL Type C) | Standard | FALSE | [9 empty] | 42606 | Dimmable | Continuous Below 10 | NotYetVerified |  | 3 | 2961 | 106.24 | 27.87 | 20 | 0.9 | 3500 | 83
P2D2VFHS | 1 Source LED | 1 Source LED | TL4-13W-BIDX (3500K CLEAR) [100V to 382V] | Linear Replacement Lamp | Four-Foot | Internal Driver Lamp-Style Retrofit Kits (UL Type B) | Standard | FALSE | [9 empty] | 42606 | Dimmable | Continuous Below 10 | NotYetVerified | Lastx represents either s for single-end power input or T for double-end inputs | 3 | 1715 | 126.59 | 13.55 | 20 | 0.9 | 3500 | 83
P9RZSQE3 | 1 Source LED | 1 Source LED | TL4-T5-30W-BODX (3000K FROSTED) [100V to 382V] | Linear Replacement Lamp | Four-Foot | 2-lamp External Driver Lamp-Style Retrofit Kits (UL Type C) | Standard | FALSE | [9 empty] | 42606 | Dimmable | Continuous Below 10 | NotYetVerified |  | 3 | 2961 | 106.24 | 27.87 | 20 | 0.9 | 3000 | 83
P4G28CSR | 1 Source LED | 1 Source LED | TL4-13W-BIDX (3000K CLEAR) [100V to 382V] | Linear Replacement Lamp | Four-Foot | Internal Driver Lamp-Style Retrofit Kits (UL Type B) | Standard | FALSE | [9 empty] | 42606 | Dimmable | Continuous Below 10 | NotYetVerified | Lastx represents either s for single-end power input or T for double-end inputs | 3 | 1715 | 126.59 | 13.55 | 20 | 0.9 | 3000 | 83
P1SAVNX3 | Vastino LED Lighting(Shenzhen)Co.Ltd | Vastino | YRT8-2212130-005 | Linear Replacement Lamp | Four-Foot | Replacement Lamps (plug and play) (UL Type A) | Standard | TRUE | 2555.3 | 106.25 | 24.05 | 5.6 | 0.989 | 2969 | 82.9 | 5 | 50000 | 42605 |  |  | No |  | 3 | 2200 | 100 | 22 | 5.6 | 0.99 | 3000 | 80
PA245W8R | Metrosphere Light Corp. | METROSPHERE | MET-SU-EXT- 4/12/150/3 | Linear Replacement Lamp | Four-Foot | 2-lamp External Driver Lamp-Style Retrofit Kits (UL Type C) | Standard | TRUE | 1896 | 128.8 | 14.73 | 6.55 | 0.9529 | 3082 | 83.6 | 5 | 50000 | 42605 |  |  | No |  | 4 | 1700 | 141.7 | 12 | 6.55 | 0.95 | 3000 | 82
PZZNNT7Z | Linmore LED Labs | Linmore LED | LL-T8-4-1-ID-F-30K-12W | Linear Replacement Lamp | Four-Foot | Internal Driver Lamp-Style Retrofit Kits (UL Type B) | Standard | TRUE | 1740.1 | 139.34 | 12.49 | 12.3 | 0.887 | 2927 | 83.2 | 5 | 50000 | 42605 |  |  | No |  | 4 | 1800 | 140 | 12 | 15 | 0.9 | 3000 | 80
PVBVQQ5T | Vastino LED Lighting(Shenzhen)Co.Ltd | Vastino | YRT8-2212150-005 | Linear Replacement Lamp | Four-Foot | Replacement Lamps (plug and play) (UL Type A) | Standard | FALSE | [9 empty] | 42605 |  |  | No |  | 3 | 2200 | 100 | 22 | 5.6 | 0.99 | 5000 | 80
PXKH2N94 | Vastino LED Lighting(Shenzhen)Co.Ltd | Vastino | YRT8-2212140-005 | Linear Replacement Lamp | Four-Foot | Replacement Lamps (plug and play) (UL Type A) | Standard | FALSE | [9 empty] | 42605 |  |  | No |  | 3 | 2200 | 100 | 22 | 5.6 | 0.99 | 4000 | 80
P2FNA3HB | Metrosphere Light Corp. | METROSPHERE | MET-SU-EXT- 4/12/150/5 | Linear Replacement Lamp | Four-Foot | 2-lamp External Driver Lamp-Style Retrofit Kits (UL Type C) | Standard | FALSE | [9 empty] | 42605 |  |  | No |  | 4 | 1800 | 150 | 12 | 6.55 | 0.95 | 5000 | 82
PMXGPRPA | Metrosphere Light Corp. | METROSPHERE | MET-SU-EXT- 4/12/150/4 | Linear Replacement Lamp | Four-Foot | 2-lamp External Driver Lamp-Style Retrofit Kits (UL Type C) | Standard | FALSE | [9 empty] | 42605 |  |  | No |  | 4 | 1800 | 150 | 12 | 6.55 | 0.95 | 4000 | 82
PE7N6DA4 | Metrosphere Light Corp. | METROSPHERE | MET-SU-EXT- 4/12/150/35 | Linear Replacement Lamp | Four-Foot | 2-lamp External Driver Lamp-Style Retrofit Kits (UL Type C) | Standard | FALSE | [9 empty] | 42605 |  |  | No |  | 4 | 1700 | 141.7 | 12 | 6.55 | 0.95 | 3500 | 82
PQV1D3R2 | Linmore LED Labs | Linmore LED | LL-T8-4-1-ID-F-50K-12W | Linear Replacement Lamp | Four-Foot | Internal Driver Lamp-Style Retrofit Kits (UL Type B) | Standard | FALSE | [9 empty] | 42605 | Not Dimmable | Not Dimmable | No |  | 4 | 2000 | 150 | 12 | 15 | 0.9 | 5000 | 80
PEYSDYJK | Linmore LED Labs | Linmore LED | LL-T8-4-1-ID-F-45K-12W | Linear Replacement Lamp | Four-Foot | Internal Driver Lamp-Style Retrofit Kits (UL Type B) | Standard | FALSE | [9 empty] | 42605 | Not Dimmable | Not Dimmable | No |  | 4 | 1950 | 149 | 12 | 15 | 0.9 | 4500 | 80
PSDMWMC5 | Linmore LED Labs | Linmore LED | LL-T8-4-1-ID-F-40K-12W | Linear Replacement Lamp | Four-Foot | Internal Driver Lamp-Style Retrofit Kits (UL Type B) | Standard | FALSE | [9 empty] | 42605 | Not Dimmable | Not Dimmable | No |  | 4 | 1900 | 146 | 12 | 15 | 0.9 | 4000 | 80
PFH6N6MN | Linmore LED Labs | Linmore LED | LL-T8-4-1-ID-F-35K-12W | Linear Replacement Lamp | Four-Foot | Internal Driver Lamp-Style Retrofit Kits (UL Type B) | Standard | FALSE | [9 empty] | 42605 | Not Dimmable | Not Dimmable | No |  | 4 | 1850 | 143 | 12 | 15 | 0.9 | 3500 | 80
PESCB3SW | Espen Technology | Espen | L48T8/830/12G-EB-AC | Linear Replacement Lamp | Four-Foot | Replacement Lamps (plug and play) (UL Type A) | Standard | TRUE | 1955 | 119 | 16.43 | 12.41 | 0.9634 | 3056 | 81.3 | 5 | 50000 | 42604 |  |  | No |  | 4 | 1800 | 110 | 16 | 12.41 | 0.97 | 3000 | 83
PXYYV8C9 | Shenzhen Kingliming Technology Limited | KING | KING-T818W1200-1(4000K) | Linear Replacement Lamp | Four-Foot | Internal Driver Lamp-Style Retrofit Kits (UL Type B) | Standard | TRUE | 2044.276 | 114.847 | 17.8 | 16.2 | 0.911 | 4039 | 84.1 | 5 | 50000 | 42604 |  |  | No |  | 4 | 2044.276 | 114.847 | 17.8 | 16.2 | 0.932 | 4000 | 84.1
PN1UC9UU | Jintec America Inc | fulBrite | JK-T8-4F-18 (2700K) | Linear Replacement Lamp | Four-Foot | Replacement Lamps (plug and play) (UL Type A) | Standard | TRUE | 2189 | 121.01 | 18.09 | 17.68 | 0.9107 | 2805 | 82.2 | 5 | 50000 | 42604 |  |  | No |  | 4 | 2204 | 121.23 | 18.18 | 17.68 | 0.91 | 2700 | 82.2
PW83Q89D | Shenzhen Kingliming Technology Limited | KING | KING-T822W1200-1(4000K) | Linear Replacement Lamp | Four-Foot | Internal Driver Lamp-Style Retrofit Kits (UL Type B) | Standard | TRUE | 2508.856 | 115.615 | 21.7 | 16.9 | 0.908 | 4024 | 84 | 5 | 50000 | 42604 |  |  | No |  | 4 | 2508.856 | 115.615 | 21.7 | 16.9 | 0.933 | 4000 | 84
P881EN6T | Shenzhen Syhdee Co.Ltd. | SYHDEE | SYH-M08-AB1218 (3000K) | Linear Replacement Lamp | Four-Foot | Dual Mode Internal Driver (UL Type A and Type B) | Standard | TRUE | 2488.725 | 112.612 | 22.1 | 13.7 | 0.905 | 2967 | 82 | 5 | 50000 | 42604 |  |  | No |  | 4 | 2488.73 | 112.61 | 22.1 | 13.7 | 0.95 | 3000 | 82
PDUDVJ8J | Shenzhen Syhdee Co.Ltd. | SYHDEE | SYH-T08-AB1218 (3000K) | Linear Replacement Lamp | Four-Foot | Dual Mode Internal Driver (UL Type A and Type B) | Standard | TRUE | 2668.221 | 120.734 | 22.1 | 13.7 | 0.903 | 2969 | 82.1 | 5 | 50000 | 42604 |  |  | No |  | 4 | 2668.22 | 120.73 | 22.1 | 13.7 | 0.95 | 3000 | 82.1
PF7XMW8Z | Shenzhen Syhdee Co.Ltd. | SYHDEE | SYH-M08-AB1220 (3000K) | Linear Replacement Lamp | Four-Foot | Dual Mode Internal Driver (UL Type A and Type B) | Standard | TRUE | 2672.088 | 110.875 | 24.1 | 13.8 | 0.901 | 2937 | 81.9 | 5 | 50000 | 42604 |  |  | No |  | 4 | 2672.09 | 110.88 | 24.1 | 13.8 | 0.95 | 3000 | 81.9
PM6GJDKV | Jintec America Inc | fulBrite | JK-T8-4F-18 (5000K) | Linear Replacement Lamp | Four-Foot | Replacement Lamps (plug and play) (UL Type A) | Standard | FALSE | [9 empty] | 42604 |  |  | No |  | 4 | 2241 | 123.06 | 18.21 | 17.64 | 0.91 | 5000 | 81.6
PE2JZE98 | Jintec America Inc | fulBrite | JK-T8-4F-18 (4500K) | Linear Replacement Lamp | Four-Foot | Replacement Lamps (plug and play) (UL Type A) | Standard | FALSE | [9 empty] | 42604 |  |  | No |  | 4 | 2204 | 121.23 | 18.18 | 17.68 | 0.91 | 4500 | 82.2
PM5M448V | Jintec America Inc | fulBrite | JK-T8-4F-18 (4000K) | Linear Replacement Lamp | Four-Foot | Replacement Lamps (plug and play) (UL Type A) | Standard | FALSE | [9 empty] | 42604 |  |  | No |  | 4 | 2204 | 121.23 | 18.18 | 17.68 | 0.91 | 4000 | 82.2
PC3APVFG | Jintec America Inc | fulBrite | JK-T8-4F-18 (3500K) | Linear Replacement Lamp | Four-Foot | Replacement Lamps (plug and play) (UL Type A) | Standard | FALSE | [9 empty] | 42604 |  |  | No |  | 4 | 2204 | 121.23 | 18.18 | 17.68 | 0.91 | 3500 | 82.2
P21HF97E | Jintec America Inc | fulBrite | JK-T8-4F-18 (3000K) | Linear Replacement Lamp | Four-Foot | Replacement Lamps (plug and play) (UL Type A) | Standard | FALSE | [9 empty] | 42604 |  |  | No |  | 4 | 2204 | 121.23 | 18.18 | 17.68 | 0.91 | 3000 | 82.2
PSY38KX5 | Shenzhen Syhdee Co.Ltd. | SYHDEE | SYH-M08-AB1218 (5000K) | Linear Replacement Lamp | Four-Foot | Dual Mode Internal Driver (UL Type A and Type B) | Standard | FALSE | [9 empty] | 42604 |  |  | No |  | 4 | 2617.2 | 117.89 | 22.2 | 13.9 | 0.96 | 5000 | 83.1
PR4JC6W6 | Shenzhen Syhdee Co.Ltd. | SYHDEE | SYH-T08-AB1218 (5000K) | Linear Replacement Lamp | Four-Foot | Dual Mode Internal Driver (UL Type A and Type B) | Standard | FALSE | [9 empty] | 42604 |  |  | No |  | 4 | 2716.6 | 122.92 | 22.1 | 13.8 | 0.94 | 5000 | 82.9
P56H6T83 | Shenzhen Syhdee Co.Ltd. | SYHDEE | SYH-M08-AB1220 (5000K) | Linear Replacement Lamp | Four-Foot | Dual Mode Internal Driver (UL Type A and Type B) | Standard | FALSE | [9 empty] | 42604 |  |  | No |  | 4 | 2763.23 | 114.66 | 24.1 | 14.2 | 0.97 | 5000 | 82.8
P168Z6DR | Shenzhen Syhdee Co.Ltd. | SYHDEE | SYH-T08-AB1218 (4500K) | Linear Replacement Lamp | Four-Foot | Dual Mode Internal Driver (UL Type A and Type B) | Standard | FALSE | [9 empty] | 42604 |  |  | No |  | 4 | 2668.22 | 120.73 | 22.1 | 13.7 | 0.95 | 4500 | 82.1
PZF87GZ3 | Shenzhen Syhdee Co.Ltd. | SYHDEE | SYH-M08-AB1218 (4500K) | Linear Replacement Lamp | Four-Foot | Dual Mode Internal Driver (UL Type A and Type B) | Standard | FALSE | [9 empty] | 42604 |  |  | No |  | 4 | 2488.73 | 112.61 | 22.1 | 13.7 | 0.95 | 4500 | 82
PYF6P444 | Shenzhen Syhdee Co.Ltd. | SYHDEE | SYH-M08-AB1220 (4500K) | Linear Replacement Lamp | Four-Foot | Dual Mode Internal Driver (UL Type A and Type B) | Standard | FALSE | [9 empty] | 42604 |  |  | No |  | 4 | 2672.09 | 110.88 | 24.1 | 13.8 | 0.95 | 4500 | 81.9
P8ZN6WMZ | Shenzhen Syhdee Co.Ltd. | SYHDEE | SYH-T08-AB1218 (4000K) | Linear Replacement Lamp | Four-Foot | Dual Mode Internal Driver (UL Type A and Type B) | Standard | FALSE | [9 empty] | 42604 |  |  | No |  | 4 | 2668.22 | 120.73 | 22.1 | 13.7 | 0.95 | 4000 | 82.1
PK4GZ7WR | Shenzhen Syhdee Co.Ltd. | SYHDEE | SYH-M08-AB1218 (4000K) | Linear Replacement Lamp | Four-Foot | Dual Mode Internal Driver (UL Type A and Type B) | Standard | FALSE | [9 empty] | 42604 |  |  | No |  | 4 | 2488.73 | 112.61 | 22.1 | 13.7 | 0.95 | 4000 | 82
PT5T8UZN | Shenzhen Syhdee Co.Ltd. | SYHDEE | SYH-M08-AB1220 (4000K) | Linear Replacement Lamp | Four-Foot | Dual Mode Internal Driver (UL Type A and Type B) | Standard | FALSE | [9 empty] | 42604 |  |  | No |  | 4 | 2672.09 | 110.88 | 24.1 | 13.8 | 0.95 | 4000 | 81.9
PJYEK3D4 | Shenzhen Syhdee Co.Ltd. | SYHDEE | SYH-T08-AB1218 (3500K) | Linear Replacement Lamp | Four-Foot | Dual Mode Internal Driver (UL Type A and Type B) | Standard | FALSE | [9 empty] | 42604 |  |  | No |  | 4 | 2668.22 | 120.73 | 22.1 | 13.7 | 0.95 | 3500 | 82.1
PT2282E6 | Shenzhen Syhdee Co.Ltd. | SYHDEE | SYH-M08-AB1218 (3500K) | Linear Replacement Lamp | Four-Foot | Dual Mode Internal Driver (UL Type A and Type B) | Standard | FALSE | [9 empty] | 42604 |  |  | No |  | 4 | 2488.73 | 112.61 | 22.1 | 13.7 | 0.95 | 3500 | 82
PFZQWRVH | Shenzhen Syhdee Co.Ltd. | SYHDEE | SYH-M08-AB1220 (3500K) | Linear Replacement Lamp | Four-Foot | Dual Mode Internal Driver (UL Type A and Type B) | Standard | FALSE | [9 empty] | 42604 |  |  | No |  | 4 | 2672.09 | 110.88 | 24.1 | 13.8 | 0.95 | 3500 | 81.9
P11SEWSS | Shenzhen Kingliming Technology Limited | KING | KING-T818W1200-1(5000K) | Linear Replacement Lamp | Four-Foot | Internal Driver Lamp-Style Retrofit Kits (UL Type B) | Standard | FALSE | [9 empty] | 42604 |  |  | No |  | 4 | 2078.221 | 116.754 | 17.8 | 15.6 | 0.932 | 5000 | 83.1
P2H1C2T5 | Shenzhen Kingliming Technology Limited | KING | KING-T822W1200-1(5000K) | Linear Replacement Lamp | Four-Foot | Internal Driver Lamp-Style Retrofit Kits (UL Type B) | Standard | FALSE | [9 empty] | 42604 |  |  | No |  | 4 | 2582.118 | 117.369 | 22 | 15.1 | 0.934 | 5000 | 83.1
P9UT896D | Shenzhen Kingliming Technology Limited | KING | KING-T818W1200-1(4500K) | Linear Replacement Lamp | Four-Foot | Internal Driver Lamp-Style Retrofit Kits (UL Type B) | Standard | FALSE | [9 empty] | 42604 |  |  | No |  | 4 | 2044.276 | 114.847 | 17.8 | 16.2 | 0.932 | 4500 | 84.1
P4BB8RBX | Shenzhen Kingliming Technology Limited | KING | KING-T822W1200-1(4500K) | Linear Replacement Lamp | Four-Foot | Internal Driver Lamp-Style Retrofit Kits (UL Type B) | Standard | FALSE | [9 empty] | 42604 |  |  | No |  | 4 | 2508.856 | 115.615 | 21.7 | 16.9 | 0.933 | 4500 | 84
P4GH6PZ4 | Espen Technology | Espen | L48T8/850/12G-EB-AC | Linear Replacement Lamp | Four-Foot | Replacement Lamps (plug and play) (UL Type A) | Standard | FALSE | [9 empty] | 42604 |  |  | No |  | 4 | 2000 | 115 | 16 | 12.41 | 0.97 | 5000 | 83
PWFNEQSZ | Espen Technology | Espen | L48T8/845/12G-EB-AC | Linear Replacement Lamp | Four-Foot | Replacement Lamps (plug and play) (UL Type A) | Standard | FALSE | [9 empty] | 42604 |  |  | No |  | 4 | 1900 | 112 | 16 | 12.41 | 0.97 | 4500 | 83
PNYDJNAJ | Espen Technology | Espen | L48T8/840/12G-EB-AC | Linear Replacement Lamp | Four-Foot | Replacement Lamps (plug and play) (UL Type A) | Standard | FALSE | [9 empty] | 42604 |  |  | No |  | 4 | 1900 | 112 | 16 | 12.41 | 0.97 | 4000 | 83
PUHB2XSN | Espen Technology | Espen | L48T8/835/12G-EB-AC | Linear Replacement Lamp | Four-Foot | Replacement Lamps (plug and play) (UL Type A) | Standard | FALSE | [9 empty] | 42604 |  |  | No |  | 4 | 1800 | 110 | 16 | 12.41 | 0.97 | 3500 | 83
P8XUPERW | Shenzhen Syhdee Co.Ltd. | SYHDEE | SYH-GL08-AB1218 (3000K) | Linear Replacement Lamp | Four-Foot | Dual Mode Internal Driver (UL Type A and Type B) | Standard | TRUE | 2447.478 | 112.787 | 21.7 | 13.6 | 0.925 | 3011 | 83 | 5 | 50000 | 42601 |  |  | No |  | 3.1 | 2447.48 | 112.79 | 21.7 | 13.6 | 0.99 | 3000 | 83
PVQ9EU5C | Shenzhen Syhdee Co.Ltd. | SYHDEE | SYH-GL08-AB1220 (3000K) | Linear Replacement Lamp | Four-Foot | Dual Mode Internal Driver (UL Type A and Type B) | Standard | TRUE | 2628.639 | 112.335 | 23.4 | 13.9 | 0.921 | 3016 | 82.9 | 5 | 50000 | 42601 |  |  | No |  | 4 | 2628.64 | 112.34 | 23.4 | 13.9 | 1 | 3000 | 82.9
P7E83TQZ | Shenzhen Syhdee Co.Ltd. | SYHDEE | SYH-M08-AB1215 (3000K) | Linear Replacement Lamp | Four-Foot | Dual Mode Internal Driver (UL Type A and Type B) | Standard | TRUE | 2140.461 | 112.066 | 19.1 | 13.6 | 0.907 | 2983 | 82.1 | 5 | 50000 | 42601 |  |  | No |  | 4 | 2140.46 | 112.07 | 19.1 | 13.6 | 0.95 | 3000 | 82.1
P51ATSRB | Shenzhen Syhdee Co.Ltd. | SYHDEE | SYH-M08-AB1215 (5000K) | Linear Replacement Lamp | Four-Foot | Dual Mode Internal Driver (UL Type A and Type B) | Standard | FALSE | [9 empty] | 42601 |  |  | No |  | 4 | 2238.16 | 117.18 | 19.1 | 13.9 | 0.95 | 5000 | 82.9
P5353E3S | Shenzhen Syhdee Co.Ltd. | SYHDEE | SYH-GL08-AB1218 (5000K) | Linear Replacement Lamp | Four-Foot | Dual Mode Internal Driver (UL Type A and Type B) | Standard | FALSE | [9 empty] | 42601 |  |  | No |  | 3.1 | 2521.3 | 115.66 | 21.8 | 13.8 | 1 | 5000 | 81.4
PAUJCKGC | Shenzhen Syhdee Co.Ltd. | SYHDEE | SYH-GL08-AB1220 (5000K) | Linear Replacement Lamp | Four-Foot | Dual Mode Internal Driver (UL Type A and Type B) | Standard | FALSE | [9 empty] | 42601 |  |  | No |  | 4 | 2735.66 | 116.41 | 23.5 | 14.1 | 1 | 5000 | 81.3
PSK5HTFH | Shenzhen Syhdee Co.Ltd. | SYHDEE | SYH-GL08-AB1218 (4500K) | Linear Replacement Lamp | Four-Foot | Dual Mode Internal Driver (UL Type A and Type B) | Standard | FALSE | [9 empty] | 42601 |  |  | No |  | 3.1 | 2447.48 | 112.79 | 21.7 | 13.6 | 0.99 | 4500 | 83
PVHZBSRN | Shenzhen Syhdee Co.Ltd. | SYHDEE | SYH-GL08-AB1220 (4500K) | Linear Replacement Lamp | Four-Foot | Dual Mode Internal Driver (UL Type A and Type B) | Standard | FALSE | [9 empty] | 42601 |  |  | No |  | 4 | 2628.64 | 112.34 | 23.4 | 13.9 | 1 | 4500 | 82.9
PBFJ5AAG | Shenzhen Syhdee Co.Ltd. | SYHDEE | SYH-M08-AB1215 (4500K) | Linear Replacement Lamp | Four-Foot | Dual Mode Internal Driver (UL Type A and Type B) | Standard | FALSE | [9 empty] | 42601 |  |  | No |  | 4 | 2140.46 | 112.07 | 19.1 | 13.6 | 0.95 | 4500 | 82.1
PA4NE9TC | Shenzhen Syhdee Co.Ltd. | SYHDEE | SYH-GL08-AB1218 (4000K) | Linear Replacement Lamp | Four-Foot | Dual Mode Internal Driver (UL Type A and Type B) | Standard | FALSE | [9 empty] | 42601 |  |  | No |  | 3.1 | 2447.48 | 112.79 | 21.7 | 13.6 | 0.99 | 4000 | 83
PFXWNAE8 | Shenzhen Syhdee Co.Ltd. | SYHDEE | SYH-GL08-AB1220 (4000K) | Linear Replacement Lamp | Four-Foot | Dual Mode Internal Driver (UL Type A and Type B) | Standard | FALSE | [9 empty] | 42601 |  |  | No |  | 4 | 2628.64 | 112.34 | 23.4 | 13.9 | 1 | 4000 | 82.9
P2RWXTJZ | Shenzhen Syhdee Co.Ltd. | SYHDEE | SYH-M08-AB1215 (4000K) | Linear Replacement Lamp | Four-Foot | Dual Mode Internal Driver (UL Type A and Type B) | Standard | FALSE | [9 empty] | 42601 |  |  | No |  | 4 | 2140.46 | 112.07 | 19.1 | 13.6 | 0.95 | 4000 | 82.1
PV5C8PQ4 | Shenzhen Syhdee Co.Ltd. | SYHDEE | SYH-GL08-AB1218 (3500K) | Linear Replacement Lamp | Four-Foot | Dual Mode Internal Driver (UL Type A and Type B) | Standard | FALSE | [9 empty] | 42601 |  |  | No |  | 3.1 | 2447.48 | 112.79 | 21.7 | 13.6 | 0.99 | 3500 | 83
PBFD5JR2 | Shenzhen Syhdee Co.Ltd. | SYHDEE | SYH-GL08-AB1220 (3500K) | Linear Replacement Lamp | Four-Foot | Dual Mode Internal Driver (UL Type A and Type B) | Standard | FALSE | [9 empty] | 42601 |  |  | No |  | 4 | 2628.64 | 112.34 | 23.4 | 13.9 | 1 | 3500 | 82.9
PQDTVMDX | Shenzhen Syhdee Co.Ltd. | SYHDEE | SYH-M08-AB1215 (3500K) | Linear Replacement Lamp | Four-Foot | Dual Mode Internal Driver (UL Type A and Type B) | Standard | FALSE | [9 empty] | 42601 |  |  | No |  | 4 | 2140.46 | 112.07 | 19.1 | 13.6 | 0.95 | 3500 | 82.1
P77H8UWM | ABOVE ALL LIGHTING INC. | ABBlighting | T817309-FW12-GL | Linear Replacement Lamp | Four-Foot | Replacement Lamps (plug and play) (UL Type A) | Standard | TRUE | 2261 | 113.8 | 19.86 | 9.43 | 0.9818 | 3073 | 84.5 | 5 | 50000 | 42600 |  |  | No |  | 3 | 2200 | 112 | 19.5 | 20 | 0.9 | 3000 | 82
PHU22WZ2 | ABOVE ALL LIGHTING INC. | ABBlighting | T817309-SC12-GL | Linear Replacement Lamp | Four-Foot | Replacement Lamps (plug and play) (UL Type A) | Standard | TRUE | 2220 | 111.2 | 19.96 | 9.4 | 0.9818 | 3071 | 84.5 | 5 | 50000 | 42600 |  |  | No |  | 3 | 2200 | 112 | 19.5 | 20 | 0.9 | 3000 | 82
PJK71ZZN | ABOVE ALL LIGHTING INC. | ABBlighting | T814309-SC12-GL | Linear Replacement Lamp | Four-Foot | Replacement Lamps (plug and play) (UL Type A) | Standard | TRUE | 1818 | 106.07 | 17.14 | 5.96 | 0.98 | 3086 | 85.5 | 5 | 50000 | 42600 |  |  | No |  | 3 | 1800 | 104 | 17.2 | 20 | 0.9 | 3000 | 83
P7NYA9PY | ABOVE ALL LIGHTING INC. | ABBlighting | T814309-FW12-GL | Linear Replacement Lamp | Four-Foot | Replacement Lamps (plug and play) (UL Type A) | Standard | TRUE | 1870 | 111.2 | 16.82 | 11.02 | 0.9769 | 3071 | 84.6 | 5 | 50000 | 42600 |  |  | No |  | 3 | 1800 | 105 | 17 | 20 | 0.9 | 3000 | 82
P9WQERZS | ABOVE ALL LIGHTING INC. | ABBlighting | T812309-SC12-GL | Linear Replacement Lamp | Four-Foot | Replacement Lamps (plug and play) (UL Type A) | Standard | TRUE | 1827 | 113.7 | 16.07 | 15.91 | 0.9752 | 3060 | 84.8 | 5 | 50000 | 42600 |  |  | No |  | 3 | 1800 | 116 | 15.5 | 20 | 0.9 | 3000 | 83
P2FWBQK3 | ABOVE ALL LIGHTING INC. | ABBlighting | T812309-FW12-GL | Linear Replacement Lamp | Four-Foot | Replacement Lamps (plug and play) (UL Type A) | Standard | TRUE | 1849 | 115.2 | 16.05 | 11.53 | 0.9752 | 3066 | 84.6 | 5 | 50000 | 42600 |  |  | No |  | 3 | 1800 | 116 | 15.5 | 20 | 0.9 | 3000 | 83
PD63FGZB | Allstar Lighting Supplies Inc. | LUXRITE | LR34180 | Linear Replacement Lamp | Four-Foot | Dual Mode Internal Driver (UL Type A and Type B) | Standard | TRUE | 2402 | 128.3 | 18.72 | 10.2 | 0.9702 | 3035 | 80.6 | 5 | 50000 | 42600 |  |  | No |  | 4 | 2000 | 110 | 18 | 10.2 | 0.971 | 3000 | 83
PE357634 | ABOVE ALL LIGHTING INC. | ABBlighting | T525309-FW12-GL | Linear Replacement Lamp | Four-Foot | Replacement Lamps (plug and play) (UL Type A) | Standard | TRUE | 2922 | 107.4 | 27.2 | 10.2 | 0.947 | 3083 | 85 | 5 | 50000 | 42600 |  |  | No |  | 3.1 | 3000 | 107 | 28 | 20 | 0.9 | 3000 | 82
PS5K4T32 | ABOVE ALL LIGHTING INC. | ABBlighting | T522309-FW12-GL | Linear Replacement Lamp | Four-Foot | Replacement Lamps (plug and play) (UL Type A) | Standard | TRUE | 2508 | 104.2 | 24.1 | 9.9 | 0.935 | 3080 | 85 | 5 | 50000 | 42600 |  |  | No |  | 3 | 2600 | 104 | 25 | 20 | 0.9 | 3000 | 82
P4Y8Y4RP | Shenzhen Syhdee Co.Ltd. | SYHDEE | SYH-GL08-AB1215 (3000K) | Linear Replacement Lamp | Four-Foot | Dual Mode Internal Driver (UL Type A and Type B) | Standard | TRUE | 2157.532 | 111.213 | 19.4 | 13.5 | 0.924 | 3022 | 83 | 5 | 50000 | 42600 |  |  | No |  | 4 | 2157.53 | 111.21 | 19.4 | 13.5 | 0.99 | 3000 | 83
P7DJQFTM | ABOVE ALL LIGHTING INC. | ABBlighting | T818301-SC12-GL | Linear Replacement Lamp | Four-Foot | Internal Driver Lamp-Style Retrofit Kits (UL Type B) | Standard | TRUE | 2104 | 111.5 | 18.62 | 17.54 | 0.9182 | 3099 | 85.4 | 5 | 50000 | 42600 |  |  | No |  | 3 | 2093 | 112.41 | 18 | 17.54 | 0.9182 | 3000 | 85.4
PQ1R74YN | ABOVE ALL LIGHTING INC. | ABBlighting | T818301-FW12-GL | Linear Replacement Lamp | Four-Foot | Internal Driver Lamp-Style Retrofit Kits (UL Type B) | Standard | TRUE | 2225 | 124.2 | 17.92 | 19.37 | 0.917 | 3080 | 84.1 | 5 | 50000 | 42600 |  |  | No |  | 3 | 2200 | 122 | 18 | 20 | 0.9 | 3000 | 83
P8EC59K1 | Shenzhen Vanplex Optoelectronics Co. Ltd | VANPLEX | VPLT-18WT5(3000K) | Linear Replacement Lamp | Four-Foot | Internal Driver Lamp-Style Retrofit Kits (UL Type B) | Standard | TRUE | 2063.17 | 117.9 | 17.5 | 21.4 | 0.913 | 2963 | 81.7 | 5 | 50000 | 42600 |  |  | Yes |  | 4 | 2000 | 111 | 18 | 15 | 0.98 | 3000 | 80
PBSNX59M | Shenzhen Syhdee Co.Ltd. | SYHDEE | SYH-GL08-AB1212 (3000K) | Linear Replacement Lamp | Four-Foot | Dual Mode Internal Driver (UL Type A and Type B) | Standard | TRUE | 1786.261 | 110.263 | 16.2 | 13.9 | 0.907 | 2998 | 83.1 | 5 | 50000 | 42600 |  |  | No |  | 4 | 1786.26 | 110.26 | 16.2 | 13.9 | 0.99 | 3000 | 83.1
P9TQUDNU | Shenzhen Syhdee Co.Ltd. | SYHDEE | SYH-T08-AB1215 (3000K) | Linear Replacement Lamp | Four-Foot | Dual Mode Internal Driver (UL Type A and Type B) | Standard | TRUE | 2300.041 | 120.421 | 19.1 | 13.4 | 0.906 | 3008 | 82.3 | 5 | 50000 | 42600 |  |  | No |  | 4 | 2300.04 | 120.42 | 19.1 | 13.4 | 0.95 | 3000 | 82.3
P4QRQWKX | ABOVE ALL LIGHTING INC. | ABBlighting | T815301-FW12-GL | Linear Replacement Lamp | Four-Foot | Internal Driver Lamp-Style Retrofit Kits (UL Type B) | Standard | TRUE | 1934 | 128.1 | 15.1 | 16.58 | 0.906 | 3065 | 84.6 | 5 | 50000 | 42600 |  |  | No |  | 3 | 1800 | 120 | 15 | 20 | 0.9 | 3000 | 83
P7E1KJZP | ABOVE ALL LIGHTING INC. | ABBlighting | T815301-SC12-GL | Linear Replacement Lamp | Four-Foot | Internal Driver Lamp-Style Retrofit Kits (UL Type B) | Standard | TRUE | 1884 | 122.5 | 15.38 | 17.28 | 0.9058 | 3083 | 84.4 | 5 | 50000 | 42600 |  |  | No |  | 3 | 1800 | 120 | 15 | 20 | 0.9 | 3000 | 83
PATF2M1V | Shenzhen Syhdee Co.Ltd. | SYHDEE | SYH-T08-AB1212 (3000K) | Linear Replacement Lamp | Four-Foot | Dual Mode Internal Driver (UL Type A and Type B) | Standard | TRUE | 1930.326 | 119.896 | 16.1 | 13.9 | 0.902 | 2955 | 82 | 5 | 50000 | 42600 |  |  | No |  | 4 | 1930.33 | 119.9 | 16.1 | 13.9 | 0.95 | 3000 | 82
P5QXKPY9 | Shenzhen Syhdee Co.Ltd. | SYHDEE | SYH-T08-AB1220 (3000K) | Linear Replacement Lamp | Four-Foot | Dual Mode Internal Driver (UL Type A and Type B) | Standard | TRUE | 2934.922 | 121.781 | 24.1 | 14.3 | 0.901 | 2990 | 82.2 | 5 | 50000 | 42600 |  |  | No |  | 4 | 2934.92 | 121.78 | 24.1 | 14.3 | 0.95 | 3000 | 82.2
PHESH9YX | SHENZHEN TOPBAND CO.LTD | TOPBAND | TPDF3T8X4NLA-18WSB(30F) | Linear Replacement Lamp | Four-Foot | Dual Mode Internal Driver (UL Type A and Type B) | Standard | TRUE | 2244 | 121.56 | 18.46 | 13.18 | 0.901 | 2955 | 83.4 | 5 | 50000 | 42600 |  |  | No |  | 4 | 2220 | 122.31 | 18.15 | 13.18 | 0.9 | 3000 | 83.4
PYGQNXD3 | SHENZHEN TOPBAND CO.LTD | TOPBAND | TPDF3T8X4NLA-12WSB(30F) | Linear Replacement Lamp | Four-Foot | Dual Mode Internal Driver (UL Type A and Type B) | Standard | TRUE | 1586 | 120.06 | 13.21 | 13.14 | 0.9006 | 2918 | 83.6 | 5 | 50000 | 42600 |  |  | No |  | 4 | 1579 | 123.05 | 12.81 | 10.76 | 0.9 | 3000 | 83.6
P7WDMZ82 | LED Corporations | LED CORPORATIONS | LC-TUB-12W-1149(4000K) | Linear Replacement Lamp | Four-Foot | Internal Driver Lamp-Style Retrofit Kits (UL Type B) | Standard | TRUE | 1815 | 140.7 | 12.9 | 16.55 | 0.9004 | 4089 | 82.4 | 5 | 50000 | 42600 |  |  | No |  | 4 | 1811 | 142.15 | 12.74 | 16.55 | 0.9 | 4000 | 82.4
PCQ5NFHA | Renesola Zhejiang Ltd | Renesola | RDWT8G-12W/30K | Linear Replacement Lamp | Four-Foot | Internal Driver Lamp-Style Retrofit Kits (UL Type B) | Standard | TRUE | 1721.2 | 135.3 | 12.72 | 18.6 | 0.881 | 2987 | 81.2 | 5 | 50000 | 42600 |  |  | No |  | 3 | 1700 | 141.6667 | 12 | 15 | 0.9 | 3000 | 81
P86ZA8W1 | Shenzhen Vanplex Optoelectronics Co. Ltd | VANPLEX | VPLT-18WT5(5000K) | Linear Replacement Lamp | Four-Foot | Internal Driver Lamp-Style Retrofit Kits (UL Type B) | Standard | FALSE | [9 empty] | 42600 |  |  | Yes |  | 4 | 2250 | 125 | 18 | 15 | 0.98 | 5000 | 80
PQBF5C4F | Shenzhen Vanplex Optoelectronics Co. Ltd | VANPLEX | VPLT-18WT5(4500K) | Linear Replacement Lamp | Four-Foot | Internal Driver Lamp-Style Retrofit Kits (UL Type B) | Standard | FALSE | [9 empty] | 42600 |  |  | Yes |  | 4 | 2150 | 119 | 18 | 15 | 0.98 | 4500 | 80
P6BXN2V1 | Shenzhen Vanplex Optoelectronics Co. Ltd | VANPLEX | VPLT-18WT5(4000K) | Linear Replacement Lamp | Four-Foot | Internal Driver Lamp-Style Retrofit Kits (UL Type B) | Standard | FALSE | [9 empty] | 42600 |  |  | Yes |  | 4 | 2100 | 116.67 | 18 | 15 | 0.98 | 4000 | 80
PQ2DXJ9P | Shenzhen Vanplex Optoelectronics Co. Ltd | VANPLEX | VPLT-18WT5(3500K) | Linear Replacement Lamp | Four-Foot | Internal Driver Lamp-Style Retrofit Kits (UL Type B) | Standard | FALSE | [9 empty] | 42600 |  |  | Yes |  | 4 | 2000 | 111 | 18 | 15 | 0.98 | 3500 | 80
PZ6ZXZB6 | Shenzhen Syhdee Co.Ltd. | SYHDEE | SYH-T08-AB1212 (5000K) | Linear Replacement Lamp | Four-Foot | Dual Mode Internal Driver (UL Type A and Type B) | Standard | FALSE | [9 empty] | 42600 |  |  | No |  | 4 | 1964.46 | 122.02 | 16.1 | 14.1 | 0.94 | 5000 | 82.9
PTC9GM52 | Shenzhen Syhdee Co.Ltd. | SYHDEE | SYH-T08-AB1220 (5000K) | Linear Replacement Lamp | Four-Foot | Dual Mode Internal Driver (UL Type A and Type B) | Standard | FALSE | [9 empty] | 42600 |  |  | No |  | 4 | 2977.84 | 123.56 | 24.1 | 14.4 | 0.93 | 5000 | 82.6
P1WBU7A5 | Shenzhen Syhdee Co.Ltd. | SYHDEE | SYH-T08-AB1215 (5000K) | Linear Replacement Lamp | Four-Foot | Dual Mode Internal Driver (UL Type A and Type B) | Standard | FALSE | [9 empty] | 42600 |  |  | No |  | 4 | 2349.17 | 122.99 | 19.1 | 13.8 | 0.96 | 5000 | 82.5
P4T816YJ | Shenzhen Syhdee Co.Ltd. | SYHDEE | SYH-GL08-AB1212 (5000K) | Linear Replacement Lamp | Four-Foot | Dual Mode Internal Driver (UL Type A and Type B) | Standard | FALSE | [9 empty] | 42600 |  |  | No |  | 4 | 1819.16 | 112.99 | 16.1 | 14.1 | 0.99 | 5000 | 81.8
P7E3YKF7 | Shenzhen Syhdee Co.Ltd. | SYHDEE | SYH-GL08-AB1215 (5000K) | Linear Replacement Lamp | Four-Foot | Dual Mode Internal Driver (UL Type A and Type B) | Standard | FALSE | [9 empty] | 42600 |  |  | No |  | 4 | 2197.19 | 113.26 | 19.4 | 13.7 | 0.99 | 5000 | 81.3
PTMBZWQW | Shenzhen Syhdee Co.Ltd. | SYHDEE | SYH-GL08-AB1212 (4500K) | Linear Replacement Lamp | Four-Foot | Dual Mode Internal Driver (UL Type A and Type B) | Standard | FALSE | [9 empty] | 42600 |  |  | No |  | 4 | 1786.26 | 110.26 | 16.2 | 13.9 | 0.99 | 4500 | 83.1
PMXCMXXR | Shenzhen Syhdee Co.Ltd. | SYHDEE | SYH-GL08-AB1215 (4500K) | Linear Replacement Lamp | Four-Foot | Dual Mode Internal Driver (UL Type A and Type B) | Standard | FALSE | [9 empty] | 42600 |  |  | No |  | 4 | 2157.53 | 111.21 | 19.4 | 13.5 | 0.99 | 4500 | 83
PCAZ5RFN | Shenzhen Syhdee Co.Ltd. | SYHDEE | SYH-T08-AB1215 (4500K) | Linear Replacement Lamp | Four-Foot | Dual Mode Internal Driver (UL Type A and Type B) | Standard | FALSE | [9 empty] | 42600 |  |  | No |  | 4 | 2300.04 | 120.42 | 19.1 | 13.4 | 0.95 | 4500 | 82.3
PW3UPSG4 | Shenzhen Syhdee Co.Ltd. | SYHDEE | SYH-T08-AB1220 (4500K) | Linear Replacement Lamp | Four-Foot | Dual Mode Internal Driver (UL Type A and Type B) | Standard | FALSE | [9 empty] | 42600 |  |  | No |  | 4 | 2934.92 | 121.78 | 24.1 | 14.3 | 0.95 | 4500 | 82.2
PT1ZYFGQ | Shenzhen Syhdee Co.Ltd. | SYHDEE | SYH-T08-AB1212 (4500K) | Linear Replacement Lamp | Four-Foot | Dual Mode Internal Driver (UL Type A and Type B) | Standard | FALSE | [9 empty] | 42600 |  |  | No |  | 4 | 1930.33 | 119.9 | 16.1 | 13.9 | 0.95 | 4500 | 82
PR641J3F | Shenzhen Syhdee Co.Ltd. | SYHDEE | SYH-GL08-AB1212 (4000K) | Linear Replacement Lamp | Four-Foot | Dual Mode Internal Driver (UL Type A and Type B) | Standard | FALSE | [9 empty] | 42600 |  |  | No |  | 4 | 1786.26 | 110.26 | 16.2 | 13.9 | 0.99 | 4000 | 83.1
P9RK931Y | Shenzhen Syhdee Co.Ltd. | SYHDEE | SYH-GL08-AB1215 (4000K) | Linear Replacement Lamp | Four-Foot | Dual Mode Internal Driver (UL Type A and Type B) | Standard | FALSE | [9 empty] | 42600 |  |  | No |  | 4 | 2157.53 | 111.21 | 19.4 | 13.5 | 0.99 | 4000 | 83
P76SB221 | Shenzhen Syhdee Co.Ltd. | SYHDEE | SYH-T08-AB1215 (4000K) | Linear Replacement Lamp | Four-Foot | Dual Mode Internal Driver (UL Type A and Type B) | Standard | FALSE | [9 empty] | 42600 |  |  | No |  | 4 | 2300.04 | 120.42 | 19.1 | 13.4 | 0.95 | 4000 | 82.3
PTWRCPGG | Shenzhen Syhdee Co.Ltd. | SYHDEE | SYH-T08-AB1220 (4000K) | Linear Replacement Lamp | Four-Foot | Dual Mode Internal Driver (UL Type A and Type B) | Standard | FALSE | [9 empty] | 42600 |  |  | No |  | 4 | 2934.92 | 121.78 | 24.1 | 14.3 | 0.95 | 4000 | 82.2
P17WK157 | Shenzhen Syhdee Co.Ltd. | SYHDEE | SYH-T08-AB1212 (4000K) | Linear Replacement Lamp | Four-Foot | Dual Mode Internal Driver (UL Type A and Type B) | Standard | FALSE | [9 empty] | 42600 |  |  | No |  | 4 | 1930.33 | 119.9 | 16.1 | 13.9 | 0.95 | 4000 | 82
P1Q4H8RA | Shenzhen Syhdee Co.Ltd. | SYHDEE | SYH-GL08-AB1212 (3500K) | Linear Replacement Lamp | Four-Foot | Dual Mode Internal Driver (UL Type A and Type B) | Standard | FALSE | [9 empty] | 42600 |  |  | No |  | 4 | 1786.26 | 110.26 | 16.2 | 13.9 | 0.99 | 3500 | 83.1
PQFJB8B7 | Shenzhen Syhdee Co.Ltd. | SYHDEE | SYH-GL08-AB1215 (3500K) | Linear Replacement Lamp | Four-Foot | Dual Mode Internal Driver (UL Type A and Type B) | Standard | FALSE | [9 empty] | 42600 |  |  | No |  | 4 | 2157.53 | 111.21 | 19.4 | 13.5 | 0.99 | 3500 | 83
PEM8HUZ7 | Shenzhen Syhdee Co.Ltd. | SYHDEE | SYH-T08-AB1215 (3500K) | Linear Replacement Lamp | Four-Foot | Dual Mode Internal Driver (UL Type A and Type B) | Standard | FALSE | [9 empty] | 42600 |  |  | No |  | 4 | 2300.04 | 120.42 | 19.1 | 13.4 | 0.95 | 3500 | 82.3
PYVSDYQ3 | Shenzhen Syhdee Co.Ltd. | SYHDEE | SYH-T08-AB1220 (3500K) | Linear Replacement Lamp | Four-Foot | Dual Mode Internal Driver (UL Type A and Type B) | Standard | FALSE | [9 empty] | 42600 |  |  | No |  | 4 | 2934.92 | 121.78 | 24.1 | 14.3 | 0.95 | 3500 | 82.2
PT645WCJ | Shenzhen Syhdee Co.Ltd. | SYHDEE | SYH-T08-AB1212 (3500K) | Linear Replacement Lamp | Four-Foot | Dual Mode Internal Driver (UL Type A and Type B) | Standard | FALSE | [9 empty] | 42600 |  |  | No |  | 4 | 1930.33 | 119.9 | 16.1 | 13.9 | 0.95 | 3500 | 82
PCGEZ6JX | ABOVE ALL LIGHTING INC. | ABBlighting | T818501-SC12-GL | Linear Replacement Lamp | Four-Foot | Internal Driver Lamp-Style Retrofit Kits (UL Type B) | Standard | FALSE | [9 empty] | 42600 | Not Dimmable | Not Dimmable | No |  | 3 | 2197 | 117.42 | 18 | 16.92 | 0.9182 | 5000 | 85.8
P27ARPCB | ABOVE ALL LIGHTING INC. | ABBlighting | T818501-FW12-GL | Linear Replacement Lamp | Four-Foot | Internal Driver Lamp-Style Retrofit Kits (UL Type B) | Standard | FALSE | [9 empty] | 42600 | Not Dimmable | Not Dimmable | No |  | 3 | 2200 | 122 | 18 | 20 | 0.9 | 5000 | 83
PWCN97DY | ABOVE ALL LIGHTING INC. | ABBlighting | T814509-SC12-GL | Linear Replacement Lamp | Four-Foot | Replacement Lamps (plug and play) (UL Type A) | Standard | FALSE | [9 empty] | 42600 | Not Dimmable | Not Dimmable | No |  | 3 | 1800 | 104 | 17.2 | 20 | 0.9 | 5000 | 83
PG8WE235 | ABOVE ALL LIGHTING INC. | ABBlighting | T815501-FW12-GL | Linear Replacement Lamp | Four-Foot | Internal Driver Lamp-Style Retrofit Kits (UL Type B) | Standard | FALSE | [9 empty] | 42600 | Not Dimmable | Not Dimmable | No |  | 3 | 1800 | 120 | 15 | 20 | 0.9 | 5000 | 83
PAHJNQMQ | ABOVE ALL LIGHTING INC. | ABBlighting | T812509-FW12-GL | Linear Replacement Lamp | Four-Foot | Replacement Lamps (plug and play) (UL Type A) | Standard | FALSE | [9 empty] | 42600 | Not Dimmable | Not Dimmable | No |  | 3 | 1800 | 116 | 15.5 | 20 | 0.9 | 5000 | 83
P6NDH192 | ABOVE ALL LIGHTING INC. | ABBlighting | T812509-SC12-GL | Linear Replacement Lamp | Four-Foot | Replacement Lamps (plug and play) (UL Type A) | Standard | FALSE | [9 empty] | 42600 | Not Dimmable | Not Dimmable | No |  | 3 | 1800 | 116 | 15.5 | 20 | 0.9 | 5000 | 83
P197QN3W | ABOVE ALL LIGHTING INC. | ABBlighting | T815501-SC12-GL | Linear Replacement Lamp | Four-Foot | Internal Driver Lamp-Style Retrofit Kits (UL Type B) | Standard | FALSE | [9 empty] | 42600 | Not Dimmable | Not Dimmable | No |  | 3 | 1800 | 120 | 15 | 20 | 0.9 | 5000 | 83
PYK58FRV | ABOVE ALL LIGHTING INC. | ABBlighting | T525509-FW12-GL | Linear Replacement Lamp | Four-Foot | Replacement Lamps (plug and play) (UL Type A) | Standard | FALSE | [9 empty] | 42600 | Not Dimmable | Not Dimmable | No |  | 3.1 | 3200 | 114 | 28 | 20 | 0.9 | 5000 | 82
P77SQJWF | ABOVE ALL LIGHTING INC. | ABBlighting | T522509-FW12-GL | Linear Replacement Lamp | Four-Foot | Replacement Lamps (plug and play) (UL Type A) | Standard | FALSE | [9 empty] | 42600 | Not Dimmable | Not Dimmable | No |  | 3 | 2800 | 112 | 25 | 20 | 0.9 | 5000 | 82
PYSTSX2X | ABOVE ALL LIGHTING INC. | ABBlighting | T817509-FW12-GL | Linear Replacement Lamp | Four-Foot | Replacement Lamps (plug and play) (UL Type A) | Standard | FALSE | [9 empty] | 42600 | Not Dimmable | Not Dimmable | No |  | 3 | 2200 | 112 | 19.5 | 20 | 0.9 | 5000 | 82
PFWXTFTJ | ABOVE ALL LIGHTING INC. | ABBlighting | T817509-SC12-GL | Linear Replacement Lamp | Four-Foot | Replacement Lamps (plug and play) (UL Type A) | Standard | FALSE | [9 empty] | 42600 | Not Dimmable | Not Dimmable | No |  | 3 | 2200 | 112 | 19.5 | 20 | 0.9 | 5000 | 82
PJR22B4C | ABOVE ALL LIGHTING INC. | ABBlighting | T814509-FW12-GL | Linear Replacement Lamp | Four-Foot | Replacement Lamps (plug and play) (UL Type A) | Standard | FALSE | [9 empty] | 42600 | Not Dimmable | Not Dimmable | No | Updated on 10/17/16 | 3 | 1900 | 111 | 17 | 20 | 0.9 | 5000 | 82
P7ZB4JKH | ABOVE ALL LIGHTING INC. | ABBlighting | T818401-SC12-GL | Linear Replacement Lamp | Four-Foot | Internal Driver Lamp-Style Retrofit Kits (UL Type B) | Standard | FALSE | [9 empty] | 42600 | Not Dimmable | Not Dimmable | No |  | 3 | 2093 | 112.41 | 18 | 17.54 | 0.9182 | 4000 | 85.4
P8UQNSX9 | ABOVE ALL LIGHTING INC. | ABBlighting | T818401-FW12-GL | Linear Replacement Lamp | Four-Foot | Internal Driver Lamp-Style Retrofit Kits (UL Type B) | Standard | FALSE | [9 empty] | 42600 | Not Dimmable | Not Dimmable | No |  | 3 | 2200 | 122 | 18 | 20 | 0.9 | 4000 | 83
PYYDH9VP | ABOVE ALL LIGHTING INC. | ABBlighting | T812409-FW12-GL | Linear Replacement Lamp | Four-Foot | Replacement Lamps (plug and play) (UL Type A) | Standard | FALSE | [9 empty] | 42600 | Not Dimmable | Not Dimmable | No |  | 3 | 1800 | 116 | 15.5 | 20 | 0.9 | 4000 | 83
PM93VXKV | ABOVE ALL LIGHTING INC. | ABBlighting | T812409-SC12-GL | Linear Replacement Lamp | Four-Foot | Replacement Lamps (plug and play) (UL Type A) | Standard | FALSE | [9 empty] | 42600 | Not Dimmable | Not Dimmable | No |  | 3 | 1800 | 116 | 15.5 | 20 | 0.9 | 4000 | 83
PD2JJUGK | ABOVE ALL LIGHTING INC. | ABBlighting | T814409-SC12-GL | Linear Replacement Lamp | Four-Foot | Replacement Lamps (plug and play) (UL Type A) | Standard | FALSE | [9 empty] | 42600 | Not Dimmable | Not Dimmable | No |  | 3 | 1800 | 104 | 17.2 | 20 | 0.9 | 4000 | 83
PCBYXNTJ | ABOVE ALL LIGHTING INC. | ABBlighting | T815401-SC12-GL | Linear Replacement Lamp | Four-Foot | Internal Driver Lamp-Style Retrofit Kits (UL Type B) | Standard | FALSE | [9 empty] | 42600 | Not Dimmable | Not Dimmable | No |  | 3 | 1800 | 120 | 15 | 20 | 0.9 | 4000 | 83
P4RE2R65 | ABOVE ALL LIGHTING INC. | ABBlighting | T815401-FW12-GL | Linear Replacement Lamp | Four-Foot | Internal Driver Lamp-Style Retrofit Kits (UL Type B) | Standard | FALSE | [9 empty] | 42600 | Not Dimmable | Not Dimmable | No |  | 3 | 1800 | 120 | 15 | 20 | 0.9 | 4000 | 83
P33MDG12 | ABOVE ALL LIGHTING INC. | ABBlighting | T525409-FW12-GL | Linear Replacement Lamp | Four-Foot | Replacement Lamps (plug and play) (UL Type A) | Standard | FALSE | [9 empty] | 42600 | Not Dimmable | Not Dimmable | No |  | 3.1 | 3200 | 114 | 28 | 20 | 0.9 | 4000 | 82
P9MXVQWE | ABOVE ALL LIGHTING INC. | ABBlighting | T522409-FW12-GL | Linear Replacement Lamp | Four-Foot | Replacement Lamps (plug and play) (UL Type A) | Standard | FALSE | [9 empty] | 42600 | Not Dimmable | Not Dimmable | No |  | 3 | 2800 | 112 | 25 | 20 | 0.9 | 4000 | 82
PYZVSFPV | ABOVE ALL LIGHTING INC. | ABBlighting | T817409-SC12-GL | Linear Replacement Lamp | Four-Foot | Replacement Lamps (plug and play) (UL Type A) | Standard | FALSE | [9 empty] | 42600 | Not Dimmable | Not Dimmable | No |  | 3 | 2200 | 112 | 19.5 | 20 | 0.9 | 4000 | 82
PB61MQ7E | ABOVE ALL LIGHTING INC. | ABBlighting | T817409-FW12-GL | Linear Replacement Lamp | Four-Foot | Replacement Lamps (plug and play) (UL Type A) | Standard | FALSE | [9 empty] | 42600 | Not Dimmable | Not Dimmable | No |  | 3 | 2200 | 112 | 19.5 | 20 | 0.9 | 4000 | 82
PW1B52CY | ABOVE ALL LIGHTING INC. | ABBlighting | T814409-FW12-GL | Linear Replacement Lamp | Four-Foot | Replacement Lamps (plug and play) (UL Type A) | Standard | FALSE | [9 empty] | 42600 | Not Dimmable | Not Dimmable | No | Updated on 10/17/16 | 3 | 1900 | 111 | 17 | 20 | 0.9 | 4000 | 82
PG18H1FD | ABOVE ALL LIGHTING INC. | ABBlighting | T818351-SC12-GL | Linear Replacement Lamp | Four-Foot | Internal Driver Lamp-Style Retrofit Kits (UL Type B) | Standard | FALSE | [9 empty] | 42600 | Not Dimmable | Not Dimmable | No |  | 3 | 2093 | 112.41 | 18 | 17.54 | 0.9182 | 3500 | 85.4
PV36QMEJ | ABOVE ALL LIGHTING INC. | ABBlighting | T818351-FW12-GL | Linear Replacement Lamp | Four-Foot | Internal Driver Lamp-Style Retrofit Kits (UL Type B) | Standard | FALSE | [9 empty] | 42600 | Not Dimmable | Not Dimmable | No |  | 3 | 2200 | 122 | 18 | 20 | 0.9 | 3500 | 83
PZYFEQX2 | ABOVE ALL LIGHTING INC. | ABBlighting | T814359-SC12-GL | Linear Replacement Lamp | Four-Foot | Replacement Lamps (plug and play) (UL Type A) | Standard | FALSE | [9 empty] | 42600 | Not Dimmable | Not Dimmable | No |  | 3 | 1800 | 104 | 17.2 | 20 | 0.9 | 3500 | 83
PYWAFW71 | ABOVE ALL LIGHTING INC. | ABBlighting | T815351-FW12-GL | Linear Replacement Lamp | Four-Foot | Internal Driver Lamp-Style Retrofit Kits (UL Type B) | Standard | FALSE | [9 empty] | 42600 | Not Dimmable | Not Dimmable | No |  | 3 | 1800 | 120 | 15 | 20 | 0.9 | 3500 | 83
PXGKF2CH | ABOVE ALL LIGHTING INC. | ABBlighting | T812359-FW12-GL | Linear Replacement Lamp | Four-Foot | Replacement Lamps (plug and play) (UL Type A) | Standard | FALSE | [9 empty] | 42600 | Not Dimmable | Not Dimmable | No |  | 3 | 1800 | 116 | 15.5 | 20 | 0.9 | 3500 | 83
PKS3E5RH | ABOVE ALL LIGHTING INC. | ABBlighting | T815351-SC12-GL | Linear Replacement Lamp | Four-Foot | Internal Driver Lamp-Style Retrofit Kits (UL Type B) | Standard | FALSE | [9 empty] | 42600 | Not Dimmable | Not Dimmable | No |  | 3 | 1800 | 120 | 15 | 20 | 0.9 | 3500 | 83
PKCNFD4K | ABOVE ALL LIGHTING INC. | ABBlighting | T812359-SC12-GL | Linear Replacement Lamp | Four-Foot | Replacement Lamps (plug and play) (UL Type A) | Standard | FALSE | [9 empty] | 42600 | Not Dimmable | Not Dimmable | No |  | 3 | 1800 | 116 | 15.5 | 20 | 0.9 | 3500 | 83
PXTKNYSV | ABOVE ALL LIGHTING INC. | ABBlighting | T525359-FW12-GL | Linear Replacement Lamp | Four-Foot | Replacement Lamps (plug and play) (UL Type A) | Standard | FALSE | [9 empty] | 42600 | Not Dimmable | Not Dimmable | No |  | 3.1 | 3000 | 107 | 28 | 20 | 0.9 | 3500 | 82
PSJ6MHMT | ABOVE ALL LIGHTING INC. | ABBlighting | T522359-FW12-GL | Linear Replacement Lamp | Four-Foot | Replacement Lamps (plug and play) (UL Type A) | Standard | FALSE | [9 empty] | 42600 | Not Dimmable | Not Dimmable | No |  | 3 | 2600 | 104 | 25 | 20 | 0.9 | 3500 | 82
PVDVYBA7 | ABOVE ALL LIGHTING INC. | ABBlighting | T817359-FW12-GL | Linear Replacement Lamp | Four-Foot | Replacement Lamps (plug and play) (UL Type A) | Standard | FALSE | [9 empty] | 42600 | Not Dimmable | Not Dimmable | No |  | 3 | 2200 | 112 | 19.5 | 20 | 0.9 | 3500 | 82
P28F6BQT | ABOVE ALL LIGHTING INC. | ABBlighting | T817359-SC12-GL | Linear Replacement Lamp | Four-Foot | Replacement Lamps (plug and play) (UL Type A) | Standard | FALSE | [9 empty] | 42600 | Not Dimmable | Not Dimmable | No |  | 3 | 2200 | 112 | 19.5 | 20 | 0.9 | 3500 | 82
PV6AKP2P | ABOVE ALL LIGHTING INC. | ABBlighting | T814359-FW12-GL | Linear Replacement Lamp | Four-Foot | Replacement Lamps (plug and play) (UL Type A) | Standard | FALSE | [9 empty] | 42600 | Not Dimmable | Not Dimmable | No | Updated on 10/17/16 | 3 | 1900 | 111 | 17 | 20 | 0.9 | 3500 | 82
P45F5T4K | Allstar Lighting Supplies Inc. | LUXRITE | LR34183 | Linear Replacement Lamp | Four-Foot | Dual Mode Internal Driver (UL Type A and Type B) | Standard | FALSE | [9 empty] | 42600 | Not Dimmable | Not Dimmable | No |  | 4 | 2200 | 115 | 18 | 10.2 | 0.971 | 5000 | 83
P5H4PG3B | Allstar Lighting Supplies Inc. | LUXRITE | LR34182 | Linear Replacement Lamp | Four-Foot | Dual Mode Internal Driver (UL Type A and Type B) | Standard | FALSE | [9 empty] | 42600 | Not Dimmable | Not Dimmable | No |  | 4 | 2100 | 112 | 18 | 10.2 | 0.971 | 4000 | 83
PMBMGENY | Allstar Lighting Supplies Inc. | LUXRITE | LR34181 | Linear Replacement Lamp | Four-Foot | Dual Mode Internal Driver (UL Type A and Type B) | Standard | FALSE | [9 empty] | 42600 | Not Dimmable | Not Dimmable | No |  | 4 | 2000 | 110 | 18 | 10.2 | 0.971 | 3500 | 83
PTZ4A18S | Renesola Zhejiang Ltd | Renesola | RDWT8G-12W/50K | Linear Replacement Lamp | Four-Foot | Internal Driver Lamp-Style Retrofit Kits (UL Type B) | Standard | FALSE | [9 empty] | 42600 | Not Dimmable | Not Dimmable | No |  | 3 | 1750 | 145.8333 | 12 | 15 | 0.9 | 5000 | 81
P3417D92 | Renesola Zhejiang Ltd | Renesola | RDWT8G-12W/45K | Linear Replacement Lamp | Four-Foot | Internal Driver Lamp-Style Retrofit Kits (UL Type B) | Standard | FALSE | [9 empty] | 42600 | Not Dimmable | Not Dimmable | No |  | 3 | 1750 | 145.8333 | 12 | 15 | 0.9 | 4500 | 81
PYEY4BU7 | Renesola Zhejiang Ltd | Renesola | RDWT8G-12W/40K | Linear Replacement Lamp | Four-Foot | Internal Driver Lamp-Style Retrofit Kits (UL Type B) | Standard | FALSE | [9 empty] | 42600 | Not Dimmable | Not Dimmable | No |  | 3 | 1750 | 145.8333 | 12 | 15 | 0.9 | 4000 | 81
PKV5EW4M | Renesola Zhejiang Ltd | Renesola | RDWT8G-12W/35K | Linear Replacement Lamp | Four-Foot | Internal Driver Lamp-Style Retrofit Kits (UL Type B) | Standard | FALSE | [9 empty] | 42600 | Not Dimmable | Not Dimmable | No |  | 3 | 1700 | 141.6667 | 12 | 15 | 0.9 | 3500 | 81
PQT2KMHX | SHENZHEN TOPBAND CO.LTD | TOPBAND | TPDF3T8X4NLA-18WSB(50F) | Linear Replacement Lamp | Four-Foot | Dual Mode Internal Driver (UL Type A and Type B) | Standard | FALSE | [9 empty] | 42600 | Not Dimmable | Not Dimmable | No |  | 4 | 2310 | 127.02 | 18.19 | 13.37 | 0.9 | 5000 | 84.4
PNVHAB6M | SHENZHEN TOPBAND CO.LTD | TOPBAND | TPDF3T8X4NLA-18WBB(50F) | Linear Replacement Lamp | Four-Foot | Dual Mode Internal Driver (UL Type A and Type B) | Standard | FALSE | [9 empty] | 42600 | Not Dimmable | Not Dimmable | No |  | 4 | 2214 | 128.73 | 17.2 | 14.05 | 0.9 | 5000 | 84.3
PNFAKW27 | SHENZHEN TOPBAND CO.LTD | TOPBAND | TPDF3T8X4NLA-15WSB(50F) | Linear Replacement Lamp | Four-Foot | Dual Mode Internal Driver (UL Type A and Type B) | Standard | FALSE | [9 empty] | 42600 | Not Dimmable | Not Dimmable | No |  | 4 | 2034 | 134.15 | 15.16 | 13.47 | 0.9 | 5000 | 84.3
PP9VT571 | SHENZHEN TOPBAND CO.LTD | TOPBAND | TPDF3T8X4NLA-18WBB(50C) | Linear Replacement Lamp | Four-Foot | Dual Mode Internal Driver (UL Type A and Type B) | Standard | FALSE | [9 empty] | 42600 | Not Dimmable | Not Dimmable | No |  | 4 | 2464 | 142.91 | 17.24 | 14.12 | 0.9 | 5000 | 84.2
PUHJMP43 | SHENZHEN TOPBAND CO.LTD | TOPBAND | TPDF3T8X4NLA-18WSB(50C) | Linear Replacement Lamp | Four-Foot | Dual Mode Internal Driver (UL Type A and Type B) | Standard | FALSE | [9 empty] | 42600 | Not Dimmable | Not Dimmable | No |  | 4 | 2554 | 140.56 | 18.17 | 13.18 | 0.9 | 5000 | 84.2
PS4Y9TU4 | SHENZHEN TOPBAND CO.LTD | TOPBAND | TPDF3T8X4NLA-15WSB(50C) | Linear Replacement Lamp | Four-Foot | Dual Mode Internal Driver (UL Type A and Type B) | Standard | FALSE | [9 empty] | 42600 | Not Dimmable | Not Dimmable | No |  | 4 | 2232 | 146.18 | 15.27 | 12.44 | 0.9 | 5000 | 84.2
PBRP3FAG | SHENZHEN TOPBAND CO.LTD | TOPBAND | TPDF3T8X4NLA-12WSB(50F) | Linear Replacement Lamp | Four-Foot | Dual Mode Internal Driver (UL Type A and Type B) | Standard | FALSE | [9 empty] | 42600 | Not Dimmable | Not Dimmable | No |  | 4 | 1606 | 127.13 | 12.63 | 10.43 | 0.9 | 5000 | 83.7
PND27M8T | SHENZHEN TOPBAND CO.LTD | TOPBAND | TPDF3T8X4NLA-12WSB(50C) | Linear Replacement Lamp | Four-Foot | Dual Mode Internal Driver (UL Type A and Type B) | Standard | FALSE | [9 empty] | 42600 | Not Dimmable | Not Dimmable | No |  | 4 | 1817 | 142.29 | 12.77 | 11.03 | 0.9 | 5000 | 83
PK5PAXJJ | SHENZHEN TOPBAND CO.LTD | TOPBAND | TPDF3T8X4NLA-12WSB(45F) | Linear Replacement Lamp | Four-Foot | Dual Mode Internal Driver (UL Type A and Type B) | Standard | FALSE | [9 empty] | 42600 | Not Dimmable | Not Dimmable | No |  | 4 | 1579 | 123.05 | 12.81 | 10.76 | 0.9 | 4500 | 83.6
PYKJGEN7 | SHENZHEN TOPBAND CO.LTD | TOPBAND | TPDF3T8X4NLA-15WSB(45F) | Linear Replacement Lamp | Four-Foot | Dual Mode Internal Driver (UL Type A and Type B) | Standard | FALSE | [9 empty] | 42600 | Not Dimmable | Not Dimmable | No |  | 4 | 1950 | 129.07 | 15.11 | 13.91 | 0.9 | 4500 | 83.5
PYTVZFW8 | SHENZHEN TOPBAND CO.LTD | TOPBAND | TPDF3T8X4NLA-18WSB(45F) | Linear Replacement Lamp | Four-Foot | Dual Mode Internal Driver (UL Type A and Type B) | Standard | FALSE | [9 empty] | 42600 | Not Dimmable | Not Dimmable | No |  | 4 | 2220 | 122.31 | 18.15 | 13.18 | 0.9 | 4500 | 83.4
PES7GTMB | SHENZHEN TOPBAND CO.LTD | TOPBAND | TPDF3T8X4NLA-18WBB(45F) | Linear Replacement Lamp | Four-Foot | Dual Mode Internal Driver (UL Type A and Type B) | Standard | FALSE | [9 empty] | 42600 | Not Dimmable | Not Dimmable | No |  | 4 | 2122 | 124.17 | 17.09 | 14.19 | 0.9 | 4500 | 83.2
PGXDAR9M | SHENZHEN TOPBAND CO.LTD | TOPBAND | TPDF3T8X4NLA-18WBB(45C) | Linear Replacement Lamp | Four-Foot | Dual Mode Internal Driver (UL Type A and Type B) | Standard | FALSE | [9 empty] | 42600 | Not Dimmable | Not Dimmable | No |  | 4 | 2367 | 138.66 | 17.07 | 14.07 | 0.9 | 4500 | 83.2
PMAMA5U5 | SHENZHEN TOPBAND CO.LTD | TOPBAND | TPDF3T8X4NLA-15WSB(45C) | Linear Replacement Lamp | Four-Foot | Dual Mode Internal Driver (UL Type A and Type B) | Standard | FALSE | [9 empty] | 42600 | Not Dimmable | Not Dimmable | No |  | 4 | 2146 | 141.82 | 15.13 | 12.34 | 0.9 | 4500 | 83.2
PDMPKFK6 | SHENZHEN TOPBAND CO.LTD | TOPBAND | TPDF3T8X4NLA-12WSB(45C) | Linear Replacement Lamp | Four-Foot | Dual Mode Internal Driver (UL Type A and Type B) | Standard | FALSE | [9 empty] | 42600 | Not Dimmable | Not Dimmable | No |  | 4 | 1765 | 137.54 | 12.83 | 10.98 | 0.9 | 4500 | 83
P2FX4WFW | SHENZHEN TOPBAND CO.LTD | TOPBAND | TPDF3T8X4NLA-18WSB(45C) | Linear Replacement Lamp | Four-Foot | Dual Mode Internal Driver (UL Type A and Type B) | Standard | FALSE | [9 empty] | 42600 | Not Dimmable | Not Dimmable | No |  | 4 | 2466 | 136.39 | 18.08 | 13.19 | 0.9 | 4500 | 82.9
P17EGP4B | SHENZHEN TOPBAND CO.LTD | TOPBAND | TPDF3T8X4NLA-12WSB(40F) | Linear Replacement Lamp | Four-Foot | Dual Mode Internal Driver (UL Type A and Type B) | Standard | FALSE | [9 empty] | 42600 | Not Dimmable | Not Dimmable | No |  | 4 | 1579 | 123.05 | 12.81 | 10.76 | 0.9 | 4000 | 83.6
P5X5BT4V | SHENZHEN TOPBAND CO.LTD | TOPBAND | TPDF3T8X4NLA-15WSB(40F) | Linear Replacement Lamp | Four-Foot | Dual Mode Internal Driver (UL Type A and Type B) | Standard | FALSE | [9 empty] | 42600 | Not Dimmable | Not Dimmable | No |  | 4 | 1950 | 129.07 | 15.11 | 13.91 | 0.9 | 4000 | 83.5
PKWYRBX4 | SHENZHEN TOPBAND CO.LTD | TOPBAND | TPDF3T8X4NLA-18WSB(40F) | Linear Replacement Lamp | Four-Foot | Dual Mode Internal Driver (UL Type A and Type B) | Standard | FALSE | [9 empty] | 42600 | Not Dimmable | Not Dimmable | No |  | 4 | 2220 | 122.31 | 18.15 | 13.18 | 0.9 | 4000 | 83.4
PNCK6UM6 | SHENZHEN TOPBAND CO.LTD | TOPBAND | TPDF3T8X4NLA-18WBB(40F) | Linear Replacement Lamp | Four-Foot | Dual Mode Internal Driver (UL Type A and Type B) | Standard | FALSE | [9 empty] | 42600 | Not Dimmable | Not Dimmable | No |  | 4 | 2122 | 124.17 | 17.09 | 14.19 | 0.9 | 4000 | 83.2
PF4891HV | SHENZHEN TOPBAND CO.LTD | TOPBAND | TPDF3T8X4NLA-18WBB(40C) | Linear Replacement Lamp | Four-Foot | Dual Mode Internal Driver (UL Type A and Type B) | Standard | FALSE | [9 empty] | 42600 | Not Dimmable | Not Dimmable | No |  | 4 | 2367 | 138.66 | 17.07 | 14.07 | 0.9 | 4000 | 83.2
PFW18DSP | SHENZHEN TOPBAND CO.LTD | TOPBAND | TPDF3T8X4NLA-15WSB(40C) | Linear Replacement Lamp | Four-Foot | Dual Mode Internal Driver (UL Type A and Type B) | Standard | FALSE | [9 empty] | 42600 | Not Dimmable | Not Dimmable | No |  | 4 | 2146 | 141.82 | 15.13 | 12.34 | 0.9 | 4000 | 83.2
P5DC97FR | SHENZHEN TOPBAND CO.LTD | TOPBAND | TPDF3T8X4NLA-12WSB(40C) | Linear Replacement Lamp | Four-Foot | Dual Mode Internal Driver (UL Type A and Type B) | Standard | FALSE | [9 empty] | 42600 | Not Dimmable | Not Dimmable | No |  | 4 | 1765 | 137.54 | 12.83 | 10.98 | 0.9 | 4000 | 83
P6JXMW4Z | SHENZHEN TOPBAND CO.LTD | TOPBAND | TPDF3T8X4NLA-18WSB(40C) | Linear Replacement Lamp | Four-Foot | Dual Mode Internal Driver (UL Type A and Type B) | Standard | FALSE | [9 empty] | 42600 | Not Dimmable | Not Dimmable | No |  | 4 | 2466 | 136.39 | 18.08 | 13.19 | 0.9 | 4000 | 82.9
P68GRFT1 | SHENZHEN TOPBAND CO.LTD | TOPBAND | TPDF3T8X4NLA-12WSB(35F) | Linear Replacement Lamp | Four-Foot | Dual Mode Internal Driver (UL Type A and Type B) | Standard | FALSE | [9 empty] | 42600 | Not Dimmable | Not Dimmable | No |  | 4 | 1579 | 123.05 | 12.81 | 10.76 | 0.9 | 3500 | 83.6
PYUA5DX5 | SHENZHEN TOPBAND CO.LTD | TOPBAND | TPDF3T8X4NLA-15WSB(35F) | Linear Replacement Lamp | Four-Foot | Dual Mode Internal Driver (UL Type A and Type B) | Standard | FALSE | [9 empty] | 42600 | Not Dimmable | Not Dimmable | No |  | 4 | 1950 | 129.07 | 15.11 | 13.91 | 0.9 | 3500 | 83.5
P4EE3FBR | SHENZHEN TOPBAND CO.LTD | TOPBAND | TPDF3T8X4NLA-18WSB(35F) | Linear Replacement Lamp | Four-Foot | Dual Mode Internal Driver (UL Type A and Type B) | Standard | FALSE | [9 empty] | 42600 | Not Dimmable | Not Dimmable | No |  | 4 | 2220 | 122.31 | 18.15 | 13.18 | 0.9 | 3500 | 83.4
P9ERJPKF | SHENZHEN TOPBAND CO.LTD | TOPBAND | TPDF3T8X4NLA-18WBB(35F) | Linear Replacement Lamp | Four-Foot | Dual Mode Internal Driver (UL Type A and Type B) | Standard | FALSE | [9 empty] | 42600 | Not Dimmable | Not Dimmable | No |  | 4 | 2122 | 124.17 | 17.09 | 14.19 | 0.9 | 3500 | 83.2
PRME169X | SHENZHEN TOPBAND CO.LTD | TOPBAND | TPDF3T8X4NLA-18WBB(35C) | Linear Replacement Lamp | Four-Foot | Dual Mode Internal Driver (UL Type A and Type B) | Standard | FALSE | [9 empty] | 42600 | Not Dimmable | Not Dimmable | No |  | 4 | 2367 | 138.66 | 17.07 | 14.07 | 0.9 | 3500 | 83.2
PPF5A3EW | SHENZHEN TOPBAND CO.LTD | TOPBAND | TPDF3T8X4NLA-15WSB(35C) | Linear Replacement Lamp | Four-Foot | Dual Mode Internal Driver (UL Type A and Type B) | Standard | FALSE | [9 empty] | 42600 | Not Dimmable | Not Dimmable | No |  | 4 | 2146 | 141.82 | 15.13 | 12.34 | 0.9 | 3500 | 83.2
PWFHMEET | SHENZHEN TOPBAND CO.LTD | TOPBAND | TPDF3T8X4NLA-12WSB(35C) | Linear Replacement Lamp | Four-Foot | Dual Mode Internal Driver (UL Type A and Type B) | Standard | FALSE | [9 empty] | 42600 | Not Dimmable | Not Dimmable | No |  | 4 | 1765 | 137.54 | 12.83 | 10.98 | 0.9 | 3500 | 83
PTY2CZFA | SHENZHEN TOPBAND CO.LTD | TOPBAND | TPDF3T8X4NLA-18WSB(35C) | Linear Replacement Lamp | Four-Foot | Dual Mode Internal Driver (UL Type A and Type B) | Standard | FALSE | [9 empty] | 42600 | Not Dimmable | Not Dimmable | No |  | 4 | 2466 | 136.39 | 18.08 | 13.19 | 0.9 | 3500 | 82.9
PJT7MF46 | SHENZHEN TOPBAND CO.LTD | TOPBAND | TPDF3T8X4NLA-15WSB(30F) | Linear Replacement Lamp | Four-Foot | Dual Mode Internal Driver (UL Type A and Type B) | Standard | FALSE | [9 empty] | 42600 | Not Dimmable | Not Dimmable | No |  | 4 | 1950 | 129.07 | 15.11 | 13.91 | 0.9 | 3000 | 83.5
P5HD5M7H | SHENZHEN TOPBAND CO.LTD | TOPBAND | TPDF3T8X4NLA-18WBB(30F) | Linear Replacement Lamp | Four-Foot | Dual Mode Internal Driver (UL Type A and Type B) | Standard | FALSE | [9 empty] | 42600 | Not Dimmable | Not Dimmable | No |  | 4 | 2122 | 124.17 | 17.09 | 14.19 | 0.9 | 3000 | 83.2
PD3W8YSY | SHENZHEN TOPBAND CO.LTD | TOPBAND | TPDF3T8X4NLA-18WBB(30C) | Linear Replacement Lamp | Four-Foot | Dual Mode Internal Driver (UL Type A and Type B) | Standard | FALSE | [9 empty] | 42600 | Not Dimmable | Not Dimmable | No |  | 4 | 2367 | 138.66 | 17.07 | 14.07 | 0.9 | 3000 | 83.2
P7YXJBYG | SHENZHEN TOPBAND CO.LTD | TOPBAND | TPDF3T8X4NLA-15WSB(30C) | Linear Replacement Lamp | Four-Foot | Dual Mode Internal Driver (UL Type A and Type B) | Standard | FALSE | [9 empty] | 42600 | Not Dimmable | Not Dimmable | No |  | 4 | 2146 | 141.82 | 15.13 | 12.34 | 0.9 | 3000 | 83.2
PEWJZG8E | SHENZHEN TOPBAND CO.LTD | TOPBAND | TPDF3T8X4NLA-12WSB(30C) | Linear Replacement Lamp | Four-Foot | Dual Mode Internal Driver (UL Type A and Type B) | Standard | FALSE | [9 empty] | 42600 | Not Dimmable | Not Dimmable | No |  | 4 | 1765 | 137.54 | 12.83 | 10.98 | 0.9 | 3000 | 83
PV4EPKNH | SHENZHEN TOPBAND CO.LTD | TOPBAND | TPDF3T8X4NLA-18WSB(30C) | Linear Replacement Lamp | Four-Foot | Dual Mode Internal Driver (UL Type A and Type B) | Standard | FALSE | [9 empty] | 42600 | Not Dimmable | Not Dimmable | No |  | 4 | 2466 | 136.39 | 18.08 | 13.19 | 0.9 | 3000 | 82.9
PMTW8SEQ | LED Corporations | LED CORPORATIONS | LC-TUB-12W-1149(5000K) | Linear Replacement Lamp | Four-Foot | Internal Driver Lamp-Style Retrofit Kits (UL Type B) | Standard | FALSE | [9 empty] | 42600 | Not Dimmable | Not Dimmable | No |  | 4 | 1838 | 144.39 | 12.73 | 16.62 | 0.9 | 5000 | 82.3
PA3GRGM1 | LED Corporations | LED CORPORATIONS | LC-TUB-12W-1149(4500K) | Linear Replacement Lamp | Four-Foot | Internal Driver Lamp-Style Retrofit Kits (UL Type B) | Standard | FALSE | [9 empty] | 42600 | Not Dimmable | Not Dimmable | No |  | 4 | 1811 | 142.15 | 12.74 | 16.55 | 0.9 | 4500 | 82.4
PCUR4VJM | Up-shine Lighting Co. Limited | Up-shine | UP-T818W1200S(3000K) | Linear Replacement Lamp | Four-Foot | Internal Driver Lamp-Style Retrofit Kits (UL Type B) | Standard | TRUE | 2036.2 | 112.91 | 18.03 | 19.49 | 0.8996 | 2894 | 83.3 | 5 | 50000 | 42599 |  |  | No |  | 4 | 1980 | 110 | 18 | 19.49 | 0.9 | 3000 | 80
PJRRU1GJ | Up-shine Lighting Co. Limited | Up-shine | UP-T818W1200S(5000K) | Linear Replacement Lamp | Four-Foot | Internal Driver Lamp-Style Retrofit Kits (UL Type B) | Standard | FALSE | [9 empty] | 42599 |  |  | No |  | 4 | 1980 | 110 | 18 | 19.49 | 0.9 | 5000 | 80
PVD66A34 | Up-shine Lighting Co. Limited | Up-shine | UP-T818W1200S(4500K) | Linear Replacement Lamp | Four-Foot | Internal Driver Lamp-Style Retrofit Kits (UL Type B) | Standard | FALSE | [9 empty] | 42599 |  |  | No |  | 4 | 1980 | 110 | 18 | 19.49 | 0.9 | 4500 | 80
P4UVTNGK | Up-shine Lighting Co. Limited | Up-shine | UP-T818W1200S(4000K) | Linear Replacement Lamp | Four-Foot | Internal Driver Lamp-Style Retrofit Kits (UL Type B) | Standard | FALSE | [9 empty] | 42599 |  |  | No |  | 4 | 1980 | 110 | 18 | 19.49 | 0.9 | 4000 | 80
PMNEAM4U | Up-shine Lighting Co. Limited | Up-shine | UP-T818W1200S(3500K) | Linear Replacement Lamp | Four-Foot | Internal Driver Lamp-Style Retrofit Kits (UL Type B) | Standard | FALSE | [9 empty] | 42599 |  |  | No |  | 4 | 1980 | 110 | 18 | 19.49 | 0.9 | 3500 | 80
PS3SZAG3 | Shenzhen Bonld Electronics Co.LTD | BONLD | BDT84DUA-20WB-DWCF | Linear Replacement Lamp | Four-Foot | Dual Mode Internal Driver (UL Type A and Type B) | Standard | TRUE | 2589.3 | 124.41 | 20.81 | 5.83 | 0.9791 | 2898 | 81.8 | 5 | 50000 | 42598 |  |  | NotYetVerified | Product updated 9/21/2016 | 4 | 2600 | 130 | 20 | 20 | 0.9 | 3000 | 80
P2V5M23E | ECI Inc. | ECI | ECI-T8-RWND-10WF(4000K) | Linear Replacement Lamp | Four-Foot | Internal Driver Lamp-Style Retrofit Kits (UL Type B) | Standard | TRUE | 1660 | 161.5 | 10.28 | 18 | 0.953 | 4029 | 82.9 | 5 | 50000 | 42598 |  |  | No |  | 3.1 | 1660 | 161.5 | 10.28 | 21.44 | 0.95 | 4000 | 82.9
PG5KWJB1 | ECI Inc. | ECI | ECI-T8-RWND-10WF(5000K) | Linear Replacement Lamp | Four-Foot | Internal Driver Lamp-Style Retrofit Kits (UL Type B) | Standard | TRUE | 1588.2 | 165.3 | 9.61 | 20.41 | 0.9211 | 5201 | 82.9 | 5 | 50000 | 42598 |  |  | No |  | 3.1 | 1588.2 | 165.3 | 10 | 20 | 0.9 | 5000 | 82.9
PKA8129J | ECI Inc. | ECI | ECI-T8-RWND-10WC(5000K) | Linear Replacement Lamp | Four-Foot | Internal Driver Lamp-Style Retrofit Kits (UL Type B) | Standard | TRUE | 1590.5 | 165.5 | 9.61 | 21.33 | 0.9067 | 5189 | 82.8 | 5 | 50000 | 42598 |  |  | No |  | 3.1 | 1590.5 | 165.5 | 10 | 20 | 0.9 | 5000 | 82.8
PFXR11WN | Shenzhen Bonld Electronics Co.LTD | BONLD | BDT84DUA-20WB-DDCF | Linear Replacement Lamp | Four-Foot | Dual Mode Internal Driver (UL Type A and Type B) | Standard | FALSE | [9 empty] | 42598 |  |  | NotYetVerified | Product updated 9/21/2016 | 4 | 2600 | 130 | 20 | 20 | 0.9 | 5000 | 80
PZTGSBDX | Shenzhen Bonld Electronics Co.LTD | BONLD | BDT84DUA-20WB-DHCF | Linear Replacement Lamp | Four-Foot | Dual Mode Internal Driver (UL Type A and Type B) | Standard | FALSE | [9 empty] | 42598 |  |  | NotYetVerified | Product updated 9/21/2016 | 4 | 2600 | 130 | 20 | 20 | 0.9 | 4500 | 80
PEZZJ9PJ | Shenzhen Bonld Electronics Co.LTD | BONLD | BDT84DUA-20WB-DNCF | Linear Replacement Lamp | Four-Foot | Dual Mode Internal Driver (UL Type A and Type B) | Standard | FALSE | [9 empty] | 42598 |  |  | NotYetVerified | Product updated 9/21/2016 | 4 | 2600 | 130 | 20 | 20 | 0.9 | 4000 | 80
PUPXA8XJ | Shenzhen Bonld Electronics Co.LTD | BONLD | BDT84DUA-20WB-DBCF | Linear Replacement Lamp | Four-Foot | Dual Mode Internal Driver (UL Type A and Type B) | Standard | FALSE | [9 empty] | 42598 |  |  | NotYetVerified | Product updated 9/21/2016 | 4 | 2600 | 130 | 20 | 20 | 0.9 | 3500 | 80
P5UFZ24P | Parmida LLC | PARMIDA | PLED-NT818W3000K-PP-UL | Linear Replacement Lamp | Four-Foot | Replacement Lamps (plug and play) (UL Type A) | Standard | TRUE | 2108.773 | 101.58 | 20.76 | 10.82 | 0.9921 | 2952 | 81.1 | 5 | 50000 | 42597 |  |  | No |  | 3 | 2100 | 117 | 18 | 12 | 0.9 | 3000 | 80
PSRXPPDJ | Shen zhen Kingplus Lighting Co. LTD | Shenzhen Kingplus Lighting CO.LTD | KP-T81215NM-YY(2700K) | Linear Replacement Lamp | Four-Foot | Replacement Lamps (plug and play) (UL Type A) | Standard | TRUE | 1696 | 102.11 | 16.61 | 14.59 | 0.9584 | 2705 | 83.5 | 5 | 50000 | 42597 |  |  | No |  | 3 | 1696 | 102.11 | 16.61 | 14.59 | 0.96 | 2705 | 83.5
PXV9PJ12 | Daylight Savings LLC | Daylight Savings | DL-T8X120-14W-830 | Linear Replacement Lamp | Four-Foot | Internal Driver Lamp-Style Retrofit Kits (UL Type B) | Standard | TRUE | 1812 | 122.76 | 14.76 | 20.27 | 0.9481 | 2918 | 84 | 5 | 50000 | 42597 |  |  | No |  | 4 | 1814 | 125.71 | 14.43 | 20.27 | 0.95 | 3000 | 84
PYTSYW6E | Shen zhen Kingplus Lighting Co. LTD | Shenzhen Kingplus Lighting CO.LTD | KP-T81212NM-YY(2700K) | Linear Replacement Lamp | Four-Foot | Replacement Lamps (plug and play) (UL Type A) | Standard | TRUE | 1661 | 120.01 | 13.84 | 12.77 | 0.9065 | 2765 | 82.5 | 5 | 50000 | 42597 |  |  | No |  | 4 | 1663 | 121.74 | 13.66 | 12.77 | 0.91 | 2700 | 82.5
P1CQM7G4 | Parmida LLC | PARMIDA | PLED-NT818W5000K-PP-UL | Linear Replacement Lamp | Four-Foot | Replacement Lamps (plug and play) (UL Type A) | Standard | FALSE | [9 empty] | 42597 |  |  | No |  | 3 | 2200 | 122 | 18 | 12 | 0.9 | 5000 | 80
PQKHUQAK | Parmida LLC | PARMIDA | PLED-NT818W4500K-PP-UL | Linear Replacement Lamp | Four-Foot | Replacement Lamps (plug and play) (UL Type A) | Standard | FALSE | [9 empty] | 42597 |  |  | No |  | 3 | 2100 | 117 | 18 | 12 | 0.9 | 4500 | 80
PCSEUF7Z | Parmida LLC | PARMIDA | PLED-NT818W4000K-PP-UL | Linear Replacement Lamp | Four-Foot | Replacement Lamps (plug and play) (UL Type A) | Standard | FALSE | [9 empty] | 42597 |  |  | No |  | 3 | 2100 | 117 | 18 | 12 | 0.9 | 4000 | 80
PVA88NYE | Parmida LLC | PARMIDA | PLED-NT818W3500K-PP-UL | Linear Replacement Lamp | Four-Foot | Replacement Lamps (plug and play) (UL Type A) | Standard | FALSE | [9 empty] | 42597 |  |  | No |  | 3 | 2100 | 117 | 18 | 12 | 0.9 | 3500 | 80
PTZRC6NT | Daylight Savings LLC | Daylight Savings | DL-T8X120-14W-850 | Linear Replacement Lamp | Four-Foot | Internal Driver Lamp-Style Retrofit Kits (UL Type B) | Standard | FALSE | [9 empty] | 42597 |  |  | No |  | 4 | 2030 | 137.35 | 14.78 | 20.17 | 0.91 | 5000 | 82.7
PUA4HF86 | Daylight Savings LLC | Daylight Savings | DL-T8X120-14W-840 | Linear Replacement Lamp | Four-Foot | Internal Driver Lamp-Style Retrofit Kits (UL Type B) | Standard | FALSE | [9 empty] | 42597 |  |  | No |  | 4 | 1814 | 125.71 | 14.43 | 20.27 | 0.95 | 4000 | 84
P9X3FBK5 | Shenzhen Kingplus Lighting CO.LTD | N/A | KP-T81215NM-YY(5000K) | Linear Replacement Lamp | Four-Foot | Replacement Lamps (plug and play) (UL Type A) | Standard | FALSE | [9 empty] | 42597 | Not Dimmable | Not Dimmable | No | Updated on 3/27/2017 | 4.1 | 2268 | 145.17 | 15.62 | 18.73 | 0.95 | 5000 | 80.2
PE4KFCUT | Shenzhen Kingplus Lighting CO.LTD | N/A | KP-T81212NM-YY(5000K) | Linear Replacement Lamp | Four-Foot | Replacement Lamps (plug and play) (UL Type A) | Standard | FALSE | [9 empty] | 42597 | Not Dimmable | Not Dimmable | No | Updated on 3/27/2017 | 4 | 2327 | 166.84 | 13.95 | 18.49 | 0.91 | 5000 | 80.4
PP3UWEPH | Shenzhen Kingplus Lighting CO.LTD | N/A | KP-T81215NM-YY(4500K) | Linear Replacement Lamp | Four-Foot | Replacement Lamps (plug and play) (UL Type A) | Standard | FALSE | [9 empty] | 42597 | Not Dimmable | Not Dimmable | No | Updated on 3/27/2017 | 3 | 2220 | 144.06 | 15.41 | 17.59 | 0.96 | 4500 | 80.1
PZG2H4KN | Shenzhen Kingplus Lighting CO.LTD | N/A | KP-T81212NM-YY(4500K) | Linear Replacement Lamp | Four-Foot | Replacement Lamps (plug and play) (UL Type A) | Standard | FALSE | [9 empty] | 42597 | Not Dimmable | Not Dimmable | No | Updated on 3/27/2017 | 4 | 2295 | 165.8 | 13.84 | 18.13 | 0.92 | 4500 | 80.2
PT8TDMV6 | Shenzhen Kingplus Lighting CO.LTD | N/A | KP-T81215NM-YY(4000K) | Linear Replacement Lamp | Four-Foot | Replacement Lamps (plug and play) (UL Type A) | Standard | TRUE | 2172 | 142.91 | 15.2 | 18.7 | 0.953 | 3913 | 80.1 | 5 | 50000 | 42597 | Not Dimmable | Not Dimmable | No | Updated on 3/27/2017 | 3 | 2172 | 142.91 | 15.2 | 17.59 | 0.96 | 4000 | 80.1
P1QJGUEV | Shenzhen Kingplus Lighting CO.LTD | N/A | KP-T81212NM-YY(4000K) | Linear Replacement Lamp | Four-Foot | Replacement Lamps (plug and play) (UL Type A) | Standard | TRUE | 2250 | 163.91 | 13.73 | 18.13 | 0.9208 | 3892 | 80.2 | 5 | 50000 | 42597 | Not Dimmable | Not Dimmable | No | Updated on 3/27/2017 | 4.1 | 2262 | 164.86 | 13.72 | 18.13 | 0.92 | 4000 | 80.2
PCHSB1UR | Shen zhen Kingplus Lighting Co. LTD | Shenzhen Kingplus Lighting CO.LTD | KP-T81215NM-YY(3500K) | Linear Replacement Lamp | Four-Foot | Replacement Lamps (plug and play) (UL Type A) | Standard | FALSE | [9 empty] | 42597 | Not Dimmable | Not Dimmable | No |  | 3 | 1696 | 102.11 | 16.61 | 14.59 | 0.96 | 3500 | 83.5
PBGCZYZ6 | Shen zhen Kingplus Lighting Co. LTD | Shenzhen Kingplus Lighting CO.LTD | KP-T81212NM-YY(3500K) | Linear Replacement Lamp | Four-Foot | Replacement Lamps (plug and play) (UL Type A) | Standard | FALSE | [9 empty] | 42597 | Not Dimmable | Not Dimmable | No |  | 4 | 1663 | 121.74 | 13.66 | 12.77 | 0.91 | 3500 | 82.5
P4YHP6M8 | Shen zhen Kingplus Lighting Co. LTD | Shenzhen Kingplus Lighting CO.LTD | KP-T81215NM-YY(3000K) | Linear Replacement Lamp | Four-Foot | Replacement Lamps (plug and play) (UL Type A) | Standard | FALSE | [9 empty] | 42597 | Not Dimmable | Not Dimmable | No |  | 3 | 1696 | 102.11 | 16.61 | 14.59 | 0.96 | 3000 | 83.5
PE1127W7 | Shen zhen Kingplus Lighting Co. LTD | Shenzhen Kingplus Lighting CO.LTD | KP-T81212NM-YY(3000K) | Linear Replacement Lamp | Four-Foot | Replacement Lamps (plug and play) (UL Type A) | Standard | FALSE | [9 empty] | 42597 | Not Dimmable | Not Dimmable | No |  | 4 | 1663 | 121.74 | 13.66 | 12.77 | 0.91 | 3000 | 82.5
PAMHZQ1J | Vastino LED Lighting(Shenzhen)Co.Ltd | Vastino | YRT8-1812130-005 | Linear Replacement Lamp | Four-Foot | Replacement Lamps (plug and play) (UL Type A) | Standard | TRUE | 2314 | 115.26 | 20.08 | 6.79 | 0.9739 | 2943 | 84.3 | 5 | 50000 | 42594 |  |  | No | Updated on 3/23/2017. | 4.1 | 2314 | 115.26 | 20.08 | 6.79 | 0.9739 | 3000 | 84.3
PD3ZYU1D | Shenzhen Toppo Lighting Co. Ltd. | Toppo Lighting | TP-T802-15(3000K) | Linear Replacement Lamp | Four-Foot | Internal Driver Lamp-Style Retrofit Kits (UL Type B) | Standard | TRUE | 1839.859 | 121.845 | 15.1 | 14.7 | 0.981 | 3104 | 83.2 | 5 | 50000 | 42594 |  |  | No |  | 4 | 1839.86 | 121.85 | 15.1 | 14.7 | 0.99 | 3000 | 83.2
P4UATBEW | Yafertech Corp. | Yafertech Corp | YT816CDA02XA(2700K) | Linear Replacement Lamp | Four-Foot | Internal Driver Lamp-Style Retrofit Kits (UL Type B) | Standard | TRUE | 1794 | 113.4 | 15.8 | 18.7 | 0.917 | 2746 | 84 | 5 | 50000 | 42594 |  |  | No |  | 3.1 | 1794 | 113.4 | 15.8 | 18.7 | 0.96 | 2700 | 84
PDW8CJCN | Yafertech Corp. | Yafertech Corp | YT818CDC02XA(2700K) | Linear Replacement Lamp | Four-Foot | Internal Driver Lamp-Style Retrofit Kits (UL Type B) | Standard | TRUE | 1780 | 101 | 17.6 | 20.7 | 0.914 | 2766 | 84 | 5 | 50000 | 42594 |  |  | No |  | 3 | 1780 | 101 | 17.6 | 20.7 | 0.94 | 2700 | 84
P56TPG5Y | Yafertech Corp. | Yafertech Corp | YT818CDA02XA(2700K) | Linear Replacement Lamp | Four-Foot | Internal Driver Lamp-Style Retrofit Kits (UL Type B) | Standard | TRUE | 2008 | 113.8 | 17.6 | 20.4 | 0.909 | 2733 | 83 | 5 | 50000 | 42594 |  |  | No |  | 3.1 | 2008 | 113.8 | 17.6 | 20.4 | 0.96 | 2700 | 83
P43ZXS24 | Yafertech Corp. | Yafertech Corp | YT816CDC02XA(2700K) | Linear Replacement Lamp | Four-Foot | Internal Driver Lamp-Style Retrofit Kits (UL Type B) | Standard | TRUE | 1694 | 105.9 | 16 | 23.4 | 0.897 | 2759 | 84 | 5 | 50000 | 42594 |  |  | No |  | 3 | 1694 | 105.9 | 16 | 23.4 | 0.95 | 2700 | 84
PFRS12WF | Yafertech Corp. | Yafertech Corp | YT814CDE02XA(2700K) | Linear Replacement Lamp | Four-Foot | Internal Driver Lamp-Style Retrofit Kits (UL Type B) | Standard | TRUE | 1786 | 125.3 | 14.2 | 22.4 | 0.885 | 2712 | 83 | 5 | 50000 | 42594 |  |  | No |  | 4 | 1786 | 125.3 | 14.2 | 22.4 | 0.96 | 2700 | 83
PCGSH35S | Vastino LED Lighting(Shenzhen)Co.Ltd | Vastino | YRT8-1812150-005 | Linear Replacement Lamp | Four-Foot | Replacement Lamps (plug and play) (UL Type A) | Standard | FALSE | [9 empty] | 42594 |  |  | No | Updated on 3/23/2017. | 3 | 2448 | 118.74 | 20.62 | 7.11 | 0.9714 | 5000 | 84.4
PB5D6BGH | Vastino LED Lighting(Shenzhen)Co.Ltd | Vastino | YRT8-1812140-005 | Linear Replacement Lamp | Four-Foot | Replacement Lamps (plug and play) (UL Type A) | Standard | FALSE | [9 empty] | 42594 |  |  | No | Updated on 3/23/2017. | 4.1 | 2381 | 117 | 20.35 | 6.79 | 0.9739 | 4000 | 84.3
PCX97DN9 | Shenzhen Toppo Lighting Co. Ltd. | Toppo Lighting | TP-T802-15(5000K) | Linear Replacement Lamp | Four-Foot | Internal Driver Lamp-Style Retrofit Kits (UL Type B) | Standard | FALSE | [9 empty] | 42594 |  |  | No |  | 4 | 1910.81 | 127.39 | 15 | 13.5 | 0.99 | 5000 | 84.4
PHJWSNB5 | Shenzhen Toppo Lighting Co. Ltd. | Toppo Lighting | TP-T802-15(4500K) | Linear Replacement Lamp | Four-Foot | Internal Driver Lamp-Style Retrofit Kits (UL Type B) | Standard | FALSE | [9 empty] | 42594 |  |  | No |  | 4 | 1839.86 | 121.85 | 15.1 | 14.7 | 0.99 | 4500 | 83.2
PQKRMFEP | Shenzhen Toppo Lighting Co. Ltd. | Toppo Lighting | TP-T802-15(4000K) | Linear Replacement Lamp | Four-Foot | Internal Driver Lamp-Style Retrofit Kits (UL Type B) | Standard | FALSE | [9 empty] | 42594 |  |  | No |  | 4 | 1839.86 | 121.85 | 15.1 | 14.7 | 0.99 | 4000 | 83.2
PYJ7R4WF | Shenzhen Toppo Lighting Co. Ltd. | Toppo Lighting | TP-T802-15(3500K) | Linear Replacement Lamp | Four-Foot | Internal Driver Lamp-Style Retrofit Kits (UL Type B) | Standard | FALSE | [9 empty] | 42594 |  |  | No |  | 4 | 1839.86 | 121.85 | 15.1 | 14.7 | 0.99 | 3500 | 83.2
P4ZV1RQB | Yafertech Corp. | Yafertech Corp | YT816CDC05XA(5000K) | Linear Replacement Lamp | Four-Foot | Internal Driver Lamp-Style Retrofit Kits (UL Type B) | Standard | FALSE | [9 empty] | 42594 | Not Dimmable | Not Dimmable | No | Updated on 3/16/2017 | 4.1 | 2161.2 | 132.4 | 16.3 | 17.6 | 0.92 | 4967 | 84.5
PY5P9F1V | Yafertech Corp. | Yafertech Corp | YT818CDC05XA(5000K) | Linear Replacement Lamp | Four-Foot | Internal Driver Lamp-Style Retrofit Kits (UL Type B) | Standard | FALSE | [9 empty] | 42594 | Not Dimmable | Not Dimmable | No | Updated on 3/16/2017 | 3 | 2394.7 | 130.6 | 18.3 | 18.3 | 0.93 | 4967 | 84.3
PWH3XE89 | Yafertech Corp. | Yafertech Corp | YT816CDA05XA(5000K) | Linear Replacement Lamp | Four-Foot | Internal Driver Lamp-Style Retrofit Kits (UL Type B) | Standard | FALSE | [9 empty] | 42594 | Not Dimmable | Not Dimmable | No |  | 3.1 | 1869 | 116.9 | 16 | 18.7 | 0.95 | 5000 | 85
PDB42N1K | Yafertech Corp. | Yafertech Corp | YT814CDE05XA(5000K) | Linear Replacement Lamp | Four-Foot | Internal Driver Lamp-Style Retrofit Kits (UL Type B) | Standard | FALSE | [9 empty] | 42594 | Not Dimmable | Not Dimmable | No | Updated on 3/16/2017 | 4 | 2057.4 | 140.7 | 14.6 | 17.2 | 0.92 | 4994 | 85.5
PQ3ZPTBN | Yafertech Corp. | Yafertech Corp | YT818CDA05XA(5000K) | Linear Replacement Lamp | Four-Foot | Internal Driver Lamp-Style Retrofit Kits (UL Type B) | Standard | FALSE | [9 empty] | 42594 | Not Dimmable | Not Dimmable | No |  | 3.1 | 2059 | 118.7 | 17.4 | 20.4 | 0.95 | 5000 | 84
P9WQGYA5 | Yafertech Corp. | Yafertech Corp | YT816CDC04XA(4500K) | Linear Replacement Lamp | Four-Foot | Internal Driver Lamp-Style Retrofit Kits (UL Type B) | Standard | FALSE | [9 empty] | 42594 | Not Dimmable | Not Dimmable | No | Updated on 3/16/2017 | 4.1 | 2033.2 | 125.5 | 16.2 | 16.9 | 0.92 | 4500 | 86.8
PX5S5CSY | Yafertech Corp. | Yafertech Corp | YT818CDC04XA(4500K) | Linear Replacement Lamp | Four-Foot | Internal Driver Lamp-Style Retrofit Kits (UL Type B) | Standard | FALSE | [9 empty] | 42594 | Not Dimmable | Not Dimmable | No | Updated on 3/16/2017 | 3 | 2224 | 123.2 | 18 | 17.5 | 0.92 | 4500 | 86.5
P5JVTTS9 | Yafertech Corp. | Yafertech Corp | YT816CDA05XA(4500K) | Linear Replacement Lamp | Four-Foot | Internal Driver Lamp-Style Retrofit Kits (UL Type B) | Standard | FALSE | [9 empty] | 42594 | Not Dimmable | Not Dimmable | No |  | 3.1 | 1794 | 113.4 | 15.8 | 18.7 | 0.96 | 4500 | 84
PDFZTHUE | Yafertech Corp. | Yafertech Corp | YT814CDE04XA(4500K) | Linear Replacement Lamp | Four-Foot | Internal Driver Lamp-Style Retrofit Kits (UL Type B) | Standard | FALSE | [9 empty] | 42594 | Not Dimmable | Not Dimmable | No | Updated on 3/16/2017 | 4 | 1904.2 | 130.7 | 14.5 | 16.5 | 0.92 | 4500 | 86
P51CQ8GG | Yafertech Corp. | Yafertech Corp | YT818CDA05XA(4500K) | Linear Replacement Lamp | Four-Foot | Internal Driver Lamp-Style Retrofit Kits (UL Type B) | Standard | FALSE | [9 empty] | 42594 | Not Dimmable | Not Dimmable | No |  | 3.1 | 2008 | 113.8 | 17.6 | 20.4 | 0.96 | 4500 | 83
PBMKCWPZ | Yafertech Corp. | Yafertech Corp | YT816CDC04XA(4000K) | Linear Replacement Lamp | Four-Foot | Internal Driver Lamp-Style Retrofit Kits (UL Type B) | Standard | FALSE | [9 empty] | 42594 | Not Dimmable | Not Dimmable | No | Updated on 3/16/2017 | 3 | 2033.2 | 125.5 | 16.2 | 16.9 | 0.92 | 4000 | 86.8
P314WUVB | Yafertech Corp. | Yafertech Corp | YT818CDC04XA(4000K) | Linear Replacement Lamp | Four-Foot | Internal Driver Lamp-Style Retrofit Kits (UL Type B) | Standard | FALSE | [9 empty] | 42594 | Not Dimmable | Not Dimmable | No | Updated on 3/16/2017 | 4.1 | 2224 | 123.2 | 18 | 17.5 | 0.92 | 4000 | 86.5
PZXQGGHH | Yafertech Corp. | Yafertech Corp | YT816CDA04XA(4000K) | Linear Replacement Lamp | Four-Foot | Internal Driver Lamp-Style Retrofit Kits (UL Type B) | Standard | FALSE | [9 empty] | 42594 | Not Dimmable | Not Dimmable | No |  | 3.1 | 1794 | 113.4 | 15.8 | 18.7 | 0.96 | 4000 | 84
P3EHMZJU | Yafertech Corp. | Yafertech Corp | YT814CDE04XA(4000K) | Linear Replacement Lamp | Four-Foot | Internal Driver Lamp-Style Retrofit Kits (UL Type B) | Standard | FALSE | [9 empty] | 42594 | Not Dimmable | Not Dimmable | No | Updated on 3/16/2017 | 4.1 | 1904.2 | 130.7 | 14.5 | 16.5 | 0.92 | 4000 | 86
P3J4SJJD | Yafertech Corp. | Yafertech Corp | YT818CDA04XA(4000K) | Linear Replacement Lamp | Four-Foot | Internal Driver Lamp-Style Retrofit Kits (UL Type B) | Standard | FALSE | [9 empty] | 42594 | Not Dimmable | Not Dimmable | No |  | 3.1 | 2008 | 113.8 | 17.6 | 20.4 | 0.96 | 4000 | 83
P7VK46PJ | Yafertech Corp. | Yafertech Corp | YT816CDC03XA(3500K) | Linear Replacement Lamp | Four-Foot | Internal Driver Lamp-Style Retrofit Kits (UL Type B) | Standard | FALSE | [9 empty] | 42594 | Not Dimmable | Not Dimmable | No | Updated on 3/16/2017 | 4.1 | 2033.2 | 125.5 | 16.2 | 16.9 | 0.92 | 3500 | 86.8
PXZ67WV3 | Yafertech Corp. | Yafertech Corp | YT818CDC03XA(3500K) | Linear Replacement Lamp | Four-Foot | Internal Driver Lamp-Style Retrofit Kits (UL Type B) | Standard | FALSE | [9 empty] | 42594 | Not Dimmable | Not Dimmable | No | Updated on 3/16/2017 | 3 | 2224 | 123.2 | 18 | 17.5 | 0.92 | 3500 | 86.5
PKHQCNWA | Yafertech Corp. | Yafertech Corp | YT816CDA04XA(3500K) | Linear Replacement Lamp | Four-Foot | Internal Driver Lamp-Style Retrofit Kits (UL Type B) | Standard | FALSE | [9 empty] | 42594 | Not Dimmable | Not Dimmable | No |  | 3.1 | 1794 | 113.4 | 15.8 | 18.7 | 0.96 | 3500 | 84
PM7DN6H2 | Yafertech Corp. | Yafertech Corp | YT814CDE03XA(3500K) | Linear Replacement Lamp | Four-Foot | Internal Driver Lamp-Style Retrofit Kits (UL Type B) | Standard | FALSE | [9 empty] | 42594 | Not Dimmable | Not Dimmable | No | Updated on 3/16/2017 | 4 | 1904.2 | 130.7 | 14.5 | 16.5 | 0.92 | 3500 | 86
PSQU6PD4 | Yafertech Corp. | Yafertech Corp | YT818CDA04XA(3500K) | Linear Replacement Lamp | Four-Foot | Internal Driver Lamp-Style Retrofit Kits (UL Type B) | Standard | FALSE | [9 empty] | 42594 | Not Dimmable | Not Dimmable | No |  | 3.1 | 2008 | 113.8 | 17.6 | 20.4 | 0.96 | 3500 | 83
P4QZAEKD | Yafertech Corp. | Yafertech Corp | YT816CDC03XA(3000K) | Linear Replacement Lamp | Four-Foot | Internal Driver Lamp-Style Retrofit Kits (UL Type B) | Standard | TRUE | 2033.215 | 125.507 | 16.2 | 16.9 | 0.915 | 3057 | 86.8 | 5 | 50000 | 42594 | Not Dimmable | Not Dimmable | No | Updated on 3/16/2017 | 4.1 | 2033.2 | 125.5 | 16.2 | 16.9 | 0.92 | 3057 | 86.8
PKA5CKHB | Yafertech Corp. | Yafertech Corp | YT818CDC03XA(3000K) | Linear Replacement Lamp | Four-Foot | Internal Driver Lamp-Style Retrofit Kits (UL Type B) | Standard | TRUE | 2224.007 | 123.282 | 18.04 | 17.5 | 0.919 | 3064 | 86.5 | 5 | 50000 | 42594 | Not Dimmable | Not Dimmable | No | Updated on 3/16/2017 | 3 | 2224 | 123.2 | 18 | 17.5 | 0.92 | 3064 | 86.5
PEM74VCN | Yafertech Corp. | Yafertech Corp | YT816CDA03XA(3000K) | Linear Replacement Lamp | Four-Foot | Internal Driver Lamp-Style Retrofit Kits (UL Type B) | Standard | FALSE | [9 empty] | 42594 | Not Dimmable | Not Dimmable | No |  | 3.1 | 1794 | 113.4 | 15.8 | 18.7 | 0.96 | 3000 | 84
PE5M8R2P | Yafertech Corp. | Yafertech Corp | YT814CDE03XA(3000K) | Linear Replacement Lamp | Four-Foot | Internal Driver Lamp-Style Retrofit Kits (UL Type B) | Standard | TRUE | 1904.273 | 130.788 | 14.56 | 16.5 | 0.919 | 2977 | 86 | 5 | 50000 | 42594 | Not Dimmable | Not Dimmable | No | Updated on 3/16/2017 | 4 | 1904.2 | 130.7 | 14.5 | 16.5 | 0.92 | 2977 | 86
PXT4JV12 | Yafertech Corp. | Yafertech Corp | YT818CDA03XA(3000K) | Linear Replacement Lamp | Four-Foot | Internal Driver Lamp-Style Retrofit Kits (UL Type B) | Standard | FALSE | [9 empty] | 42594 | Not Dimmable | Not Dimmable | No |  | 3.1 | 2008 | 113.8 | 17.6 | 20.4 | 0.96 | 3000 | 83
PG88JPZS | Davidson Industry LLC | Enovo | eNOVOT5/IDD4/27B(3000K) | Linear Replacement Lamp | Four-Foot | Replacement Lamps (plug and play) (UL Type A) | Standard | TRUE | 2918 | 110.1 | 26.5 | 7.8 | 0.95 | 3066 | 83 | 5 | 50000 | 42593 |  |  | No |  | 3.1 | 3200 | 107 | 30 | 20 | 0.9 | 3000 | 82
PEUP462Y | Turolight Inc. | Turolight | VIV-T5DF2/27W/30/F | Linear Replacement Lamp | Four-Foot | Replacement Lamps (plug and play) (UL Type A) | Standard | TRUE | 2918 | 110.1 | 26.5 | 7.8 | 0.95 | 3066 | 83 | 5 | 50000 | 42593 |  |  | No |  | 3.1 | 3200 | 107 | 30 | 20 | 0.9 | 3000 | 82
PGAY88XE | Davidson Industry LLC | Enovo | eNOVOT5/IDD4/25B(3000K) | Linear Replacement Lamp | Four-Foot | Replacement Lamps (plug and play) (UL Type A) | Standard | TRUE | 2922 | 107.4 | 27.2 | 10.2 | 0.947 | 3083 | 85 | 5 | 50000 | 42593 |  |  | No |  | 3.1 | 3000 | 107 | 28 | 20 | 0.9 | 3000 | 82
P1PZ441F | Davidson Industry LLC | Enovo | eNOVOT5/IDD4/22B(3000K) | Linear Replacement Lamp | Four-Foot | Replacement Lamps (plug and play) (UL Type A) | Standard | TRUE | 2508 | 104.2 | 24.1 | 9.9 | 0.935 | 3080 | 85 | 5 | 50000 | 42593 |  |  | No |  | 3 | 2600 | 104 | 25 | 20 | 0.9 | 3000 | 82
PJ9B62F8 | Entegrity Energy Partners LLC | entegrity | ENLED-ET8I-48-015W-40K-F | Linear Replacement Lamp | Four-Foot | Internal Driver Lamp-Style Retrofit Kits (UL Type B) | Standard | TRUE | 1734 | 111.65 | 15.53 | 17.93 | 0.9234 | 3971 | 81.7 | 5 | 50000 | 42593 |  |  | NotYetVerified | Internal Driver | 3 | 1734 | 111.65 | 15.53 | 17.93 | 0.9234 | 4000 | 81.7
PT6R4EEV | Cyantek LED Lighting LLC | Cyantek LED Lighting | CT-T8-15 | Linear Replacement Lamp | Four-Foot | Internal Driver Lamp-Style Retrofit Kits (UL Type B) | Standard | TRUE | 1814.25 | 127.76 | 14.2 | 18.4 | 0.911 | 5110 | 83.5 | 5 | 50000 | 42593 |  |  | No |  | 4 | 1814.25 | 127.76 | 14.2 | 18.4 | 0.97 | 5110 | 83.5
PGTJGQMA | Entegrity Energy Partners LLC | entegrity | ENLED-ET8I-48-012W-30K-F | Linear Replacement Lamp | Four-Foot | Internal Driver Lamp-Style Retrofit Kits (UL Type B) | Standard | TRUE | 1740.1 | 139.34 | 12.49 | 12.3 | 0.887 | 2927 | 83.2 | 5 | 50000 | 42593 |  |  | No |  | 4 | 1800 | 140 | 12 | 15 | 0.9 | 3000 | 80
PV9GTKZ8 | Entegrity Energy Partners LLC | entegrity | ENLED-ET8I-48-015W-50K-F | Linear Replacement Lamp | Four-Foot | Internal Driver Lamp-Style Retrofit Kits (UL Type B) | Standard | FALSE | [9 empty] | 42593 |  |  | NotYetVerified | Internal Driver | 3 | 1849 | 120.69 | 15.32 | 16.11 | 0.9218 | 5000 | 81.6
PQAQGGYF | Entegrity Energy Partners LLC | entegrity | ENLED-ET8I-48-012W-50K-F | Linear Replacement Lamp | Four-Foot | Internal Driver Lamp-Style Retrofit Kits (UL Type B) | Standard | FALSE | [9 empty] | 42593 |  |  | No |  | 4 | 2000 | 150 | 12 | 15 | 0.9 | 5000 | 80
PSXZKRW5 | Entegrity Energy Partners LLC | entegrity | ENLED-ET8I-48-015W-45K-F | Linear Replacement Lamp | Four-Foot | Internal Driver Lamp-Style Retrofit Kits (UL Type B) | Standard | FALSE | [9 empty] | 42593 |  |  | NotYetVerified | Internal Driver | 3 | 1734 | 111.65 | 15.53 | 17.93 | 0.9234 | 4500 | 81.7
PPB22TZJ | Entegrity Energy Partners LLC | entegrity | ENLED-ET8I-48-012W-45K-F | Linear Replacement Lamp | Four-Foot | Internal Driver Lamp-Style Retrofit Kits (UL Type B) | Standard | FALSE | [9 empty] | 42593 |  |  | No |  | 4 | 1950 | 149 | 12 | 15 | 0.9 | 4500 | 80
PQWBY5YQ | Entegrity Energy Partners LLC | entegrity | ENLED-ET8I-48-012W-40K-F | Linear Replacement Lamp | Four-Foot | Internal Driver Lamp-Style Retrofit Kits (UL Type B) | Standard | FALSE | [9 empty] | 42593 |  |  | No |  | 4 | 1900 | 146 | 12 | 15 | 0.9 | 4000 | 80
PJWMN21G | Entegrity Energy Partners LLC | entegrity | ENLED-ET8I-48-012W-35K-F | Linear Replacement Lamp | Four-Foot | Internal Driver Lamp-Style Retrofit Kits (UL Type B) | Standard | FALSE | [9 empty] | 42593 |  |  | No |  | 4 | 1850 | 143 | 12 | 15 | 0.9 | 3500 | 80
PPFP2FG6 | Davidson Industry LLC | Enovo | eNOVOT5/IDD4/27B(5000K) | Linear Replacement Lamp | Four-Foot | Replacement Lamps (plug and play) (UL Type A) | Standard | FALSE | [9 empty] | 42593 |  |  | No |  | 3.1 | 3500 | 117 | 30 | 20 | 0.9 | 5000 | 82
PWN34ZB7 | Davidson Industry LLC | Enovo | eNOVOT5/IDD4/25B(5000K) | Linear Replacement Lamp | Four-Foot | Replacement Lamps (plug and play) (UL Type A) | Standard | FALSE | [9 empty] | 42593 |  |  | No |  | 3.1 | 3200 | 114 | 28 | 20 | 0.9 | 5000 | 82
PHAH1G3T | Davidson Industry LLC | Enovo | eNOVOT5/IDD4/22B(5000K) | Linear Replacement Lamp | Four-Foot | Replacement Lamps (plug and play) (UL Type A) | Standard | FALSE | [9 empty] | 42593 |  |  | No |  | 3 | 2800 | 112 | 25 | 20 | 0.9 | 5000 | 82
PTE88MXD | Davidson Industry LLC | Enovo | eNOVOT5/IDD4/27B(4500K) | Linear Replacement Lamp | Four-Foot | Replacement Lamps (plug and play) (UL Type A) | Standard | FALSE | [9 empty] | 42593 |  |  | No |  | 3.1 | 3500 | 117 | 30 | 20 | 0.9 | 4500 | 82
PQ1CX2S5 | Davidson Industry LLC | Enovo | eNOVOT5/IDD4/25B(4500K) | Linear Replacement Lamp | Four-Foot | Replacement Lamps (plug and play) (UL Type A) | Standard | FALSE | [9 empty] | 42593 |  |  | No |  | 3.1 | 3200 | 114 | 28 | 20 | 0.9 | 4500 | 82
P39HEV7Z | Davidson Industry LLC | Enovo | eNOVOT5/IDD4/22B(4500K) | Linear Replacement Lamp | Four-Foot | Replacement Lamps (plug and play) (UL Type A) | Standard | FALSE | [9 empty] | 42593 |  |  | No |  | 3 | 2800 | 112 | 25 | 20 | 0.9 | 4500 | 82
P2V3CQJZ | Davidson Industry LLC | Enovo | eNOVOT5/IDD4/27B(4000K) | Linear Replacement Lamp | Four-Foot | Replacement Lamps (plug and play) (UL Type A) | Standard | FALSE | [9 empty] | 42593 |  |  | No |  | 3.1 | 3500 | 117 | 30 | 20 | 0.9 | 4000 | 82
PP3G8NNR | Davidson Industry LLC | Enovo | eNOVOT5/IDD4/25B(4000K) | Linear Replacement Lamp | Four-Foot | Replacement Lamps (plug and play) (UL Type A) | Standard | FALSE | [9 empty] | 42593 |  |  | No |  | 3.1 | 3200 | 114 | 28 | 20 | 0.9 | 4000 | 82
PE1MBNBV | Davidson Industry LLC | Enovo | eNOVOT5/IDD4/22B(4000K) | Linear Replacement Lamp | Four-Foot | Replacement Lamps (plug and play) (UL Type A) | Standard | FALSE | [9 empty] | 42593 |  |  | No |  | 3 | 2800 | 112 | 25 | 20 | 0.9 | 4000 | 82
P7DDTKYN | Davidson Industry LLC | Enovo | eNOVOT5/IDD4/27B(3500K) | Linear Replacement Lamp | Four-Foot | Replacement Lamps (plug and play) (UL Type A) | Standard | FALSE | [9 empty] | 42593 |  |  | No |  | 3.1 | 3200 | 107 | 30 | 20 | 0.9 | 3500 | 82
PBKH6TTK | Davidson Industry LLC | Enovo | eNOVOT5/IDD4/25B(3500K) | Linear Replacement Lamp | Four-Foot | Replacement Lamps (plug and play) (UL Type A) | Standard | FALSE | [9 empty] | 42593 |  |  | No |  | 3.1 | 3000 | 107 | 28 | 20 | 0.9 | 3500 | 82
PBU8FUWG | Davidson Industry LLC | Enovo | eNOVOT5/IDD4/22B(3500K) | Linear Replacement Lamp | Four-Foot | Replacement Lamps (plug and play) (UL Type A) | Standard | FALSE | [9 empty] | 42593 |  |  | No |  | 3 | 2600 | 104 | 25 | 20 | 0.9 | 3500 | 82
PKQ7JMP4 | Turolight Inc. | Turolight | VIV-T5DF2/27W/50/F | Linear Replacement Lamp | Four-Foot | Replacement Lamps (plug and play) (UL Type A) | Standard | FALSE | [9 empty] | 42593 |  |  | No |  | 3.1 | 3500 | 117 | 30 | 20 | 0.9 | 5000 | 82
P2HSXWUF | Turolight Inc. | Turolight | VIV-T5DF2/27W/40/F | Linear Replacement Lamp | Four-Foot | Replacement Lamps (plug and play) (UL Type A) | Standard | FALSE | [9 empty] | 42593 |  |  | No |  | 3.1 | 3500 | 117 | 30 | 20 | 0.9 | 4000 | 82
PJKMUBKZ | Turolight Inc. | Turolight | VIV-T5DF2/27W/35/F | Linear Replacement Lamp | Four-Foot | Replacement Lamps (plug and play) (UL Type A) | Standard | FALSE | [9 empty] | 42593 |  |  | No |  | 3.1 | 3200 | 107 | 30 | 20 | 0.9 | 3500 | 82
PTUBKAYZ | CH Lighting Co.Ltd. | CH | CH1128-48-16W 830-9 | Linear Replacement Lamp | Four-Foot | Replacement Lamps (plug and play) (UL Type A) | Standard | TRUE | 1781 | 104.9 | 33.95 | 6.41 | 0.9729 | 2958 | 81 | 5 | 50000 | 42592 |  |  | No |  | 3 | 1800 | 100 | 18 | 6.41 | 0.97 | 3000 | 82
PK69MUKY | CH Lighting Co.Ltd. | CH | CH1156HO-48-25.5W 835-9 | Linear Replacement Lamp | Four-Foot | Replacement Lamps (plug and play) (UL Type A) | Standard | TRUE | 3391 | 116.6 | 29.08 | 16.34 | 0.9667 | 3511 | 82.5 | 5 | 50000 | 42592 |  |  | No |  | 4 | 3135 | 110 | 28.5 | 16.34 | 0.97 | 3500 | 83
PNNZHH29 | CH Lighting Co.Ltd. | CH | CH1156HO-48-22.5W 835-9 | Linear Replacement Lamp | Four-Foot | Replacement Lamps (plug and play) (UL Type A) | Standard | TRUE | 2924 | 118.5 | 24.68 | 17.29 | 0.96 | 3507 | 82.5 | 5 | 50000 | 42592 |  |  | No |  | 4 | 2805 | 110 | 25.5 | 17.29 | 0.96 | 3500 | 83
P7DN7VDZ | CH Lighting Co.Ltd. | CH | CH1156HO-48-22.5W 850-9 | Linear Replacement Lamp | Four-Foot | Replacement Lamps (plug and play) (UL Type A) | Standard | FALSE | [9 empty] | 42592 |  |  | No |  | 4 | 2932.5 | 115 | 25.5 | 17.29 | 0.96 | 5000 | 83
PVERSTGT | CH Lighting Co.Ltd. | CH | CH1156HO-48-25.5W 850-9 | Linear Replacement Lamp | Four-Foot | Replacement Lamps (plug and play) (UL Type A) | Standard | FALSE | [9 empty] | 42592 |  |  | No |  | 4 | 3277.5 | 115 | 28.5 | 16.34 | 0.97 | 5000 | 83
PME9BRE1 | CH Lighting Co.Ltd. | CH | CH1128-48-16W 850-9 | Linear Replacement Lamp | Four-Foot | Replacement Lamps (plug and play) (UL Type A) | Standard | FALSE | [9 empty] | 42592 |  |  | No |  | 3 | 2250 | 125 | 18 | 6.41 | 0.97 | 5000 | 82
PM6PM1Z4 | CH Lighting Co.Ltd. | CH | CH1156HO-48-22.5W 845-9 | Linear Replacement Lamp | Four-Foot | Replacement Lamps (plug and play) (UL Type A) | Standard | FALSE | [9 empty] | 42592 |  |  | No |  | 4 | 2856 | 112 | 25.5 | 17.29 | 0.96 | 4500 | 83
PSH6YUVW | CH Lighting Co.Ltd. | CH | CH1156HO-48-25.5W 845-9 | Linear Replacement Lamp | Four-Foot | Replacement Lamps (plug and play) (UL Type A) | Standard | FALSE | [9 empty] | 42592 |  |  | No |  | 4 | 3192 | 112 | 28.5 | 16.34 | 0.97 | 4500 | 83
P7864TFS | CH Lighting Co.Ltd. | CH | CH1128-48-16W 845-9 | Linear Replacement Lamp | Four-Foot | Replacement Lamps (plug and play) (UL Type A) | Standard | FALSE | [9 empty] | 42592 |  |  | No |  | 3 | 1950 | 108.3 | 18 | 6.41 | 0.97 | 4500 | 82
P4RT3B9J | CH Lighting Co.Ltd. | CH | CH1156HO-48-22.5W 840-9 | Linear Replacement Lamp | Four-Foot | Replacement Lamps (plug and play) (UL Type A) | Standard | FALSE | [9 empty] | 42592 |  |  | No |  | 4 | 2856 | 112 | 25.5 | 17.29 | 0.96 | 4000 | 83
PYX9RGQ3 | CH Lighting Co.Ltd. | CH | CH1156HO-48-25.5W 840-9 | Linear Replacement Lamp | Four-Foot | Replacement Lamps (plug and play) (UL Type A) | Standard | FALSE | [9 empty] | 42592 |  |  | No |  | 4 | 3192 | 112 | 28.5 | 16.34 | 0.97 | 4000 | 83
PJ1R4MMY | CH Lighting Co.Ltd. | CH | CH1128-48-16W 840-9 | Linear Replacement Lamp | Four-Foot | Replacement Lamps (plug and play) (UL Type A) | Standard | FALSE | [9 empty] | 42592 |  |  | No |  | 3 | 1900 | 105.6 | 18 | 6.41 | 0.97 | 4000 | 82
P4SN2ZPS | CH Lighting Co.Ltd. | CH | CH1128-48-16W 835-9 | Linear Replacement Lamp | Four-Foot | Replacement Lamps (plug and play) (UL Type A) | Standard | FALSE | [9 empty] | 42592 |  |  | No |  | 3 | 1850 | 102.8 | 18 | 6.41 | 0.97 | 3500 | 82
PQFZEBG5 | Megalight Inc. | Megalight | LT801940ID | Linear Replacement Lamp | Four-Foot | Replacement Lamps (plug and play) (UL Type A) | Standard | TRUE | 1990.3 | 116.09 | 17.15 | 7.5 | 0.98 | 4010 | 84.6 | 5 | 50000 | 42591 |  |  | No |  | 4 | 2000 | 105.26 | 19 | 8 | 0.98 | 4000 | 80
PPRKZP2C | V-TAC USA CORP. | V-TAC | VT-T8DM20/830-4 | Linear Replacement Lamp | Four-Foot | Dual Mode Internal Driver (UL Type A and Type B) | Standard | TRUE | 1919 | 99.1 | 19.37 | 12.08 | 0.9719 | 2962 | 83.6 | 5 | 50000 | 42591 |  |  | No |  | 3 | 2200 | 100 | 22 | 12.5 | 0.9719 | 3000 | 83
PU9X558V | US Global Glow | U. S. Global Glow | USGG-48-GLST5-27W-3K | Linear Replacement Lamp | Four-Foot | Replacement Lamps (plug and play) (UL Type A) | Standard | TRUE | 2918 | 110.1 | 26.5 | 7.8 | 0.95 | 3066 | 83 | 5 | 50000 | 42591 |  |  | No |  | 3.1 | 3200 | 107 | 30 | 20 | 0.9 | 3000 | 82
PX5C8HFA | Elec-Tech International Co. Ltd | ETI | 542221XX-A(41-50) | Linear Replacement Lamp | Four-Foot | Internal Driver Lamp-Style Retrofit Kits (UL Type B) | Standard | TRUE | 1756.6 | 137.23 | 12.8 | 18.9 | 0.932 | 4055 | 83.4 | 5 | 50000 | 42591 |  |  | NotYetVerified |  | 4 | 1800 | 138 | 13 | 13 | 0.9 | 4000 | 80
PZ6CB92M | V-TAC USA CORP. | V-TAC | VT-T8DM20/850-4 | Linear Replacement Lamp | Four-Foot | Dual Mode Internal Driver (UL Type A and Type B) | Standard | FALSE | [9 empty] | 42591 |  |  | No |  | 3 | 2400 | 109 | 22 | 12.5 | 0.9719 | 5000 | 83
PT41EH96 | V-TAC USA CORP. | V-TAC | VT-T8DM20/840-4 | Linear Replacement Lamp | Four-Foot | Dual Mode Internal Driver (UL Type A and Type B) | Standard | FALSE | [9 empty] | 42591 |  |  | No |  | 3 | 2300 | 105 | 22 | 12.5 | 0.9719 | 4000 | 83
PZBASRGK | V-TAC USA CORP. | V-TAC | VT-T8DM20/835-4 | Linear Replacement Lamp | Four-Foot | Dual Mode Internal Driver (UL Type A and Type B) | Standard | FALSE | [9 empty] | 42591 |  |  | No |  | 3 | 2250 | 102 | 22 | 12.5 | 0.9719 | 3500 | 83
PA2M43Z8 | US Global Glow | U. S. Global Glow | USGG-48-GLST5-27W-5K | Linear Replacement Lamp | Four-Foot | Replacement Lamps (plug and play) (UL Type A) | Standard | FALSE | [9 empty] | 42591 |  |  | No |  | 3.1 | 3500 | 117 | 30 | 20 | 0.9 | 5000 | 82
PGTV8RC4 | US Global Glow | U. S. Global Glow | USGG-48-GLST5-27W-45K | Linear Replacement Lamp | Four-Foot | Replacement Lamps (plug and play) (UL Type A) | Standard | FALSE | [9 empty] | 42591 |  |  | No |  | 3.1 | 3500 | 117 | 30 | 20 | 0.9 | 4500 | 82
PKG5RCD1 | US Global Glow | U. S. Global Glow | USGG-48-GLST5-27W-4K | Linear Replacement Lamp | Four-Foot | Replacement Lamps (plug and play) (UL Type A) | Standard | FALSE | [9 empty] | 42591 |  |  | No |  | 3.1 | 3500 | 117 | 30 | 20 | 0.9 | 4000 | 82
PR9FFDYX | US Global Glow | U. S. Global Glow | USGG-48-GLST5-27W-35K | Linear Replacement Lamp | Four-Foot | Replacement Lamps (plug and play) (UL Type A) | Standard | FALSE | [9 empty] | 42591 |  |  | No |  | 3.1 | 3200 | 107 | 30 | 20 | 0.9 | 3500 | 82
P6SZAM33 | Elec-Tech International Co. Ltd | ETI | 542221XX-A(61-70) | Linear Replacement Lamp | Four-Foot | Internal Driver Lamp-Style Retrofit Kits (UL Type B) | Standard | FALSE | [9 empty] | 42591 |  |  | NotYetVerified |  | 4 | 1800 | 138 | 13 | 13 | 0.9 | 5000 | 80
PSA1JF49 | Shenzhen Toppo Lighting Co. Ltd. | Toppo Lighting | TP-T802-18(3000K) | Linear Replacement Lamp | Four-Foot | Internal Driver Lamp-Style Retrofit Kits (UL Type B) | Standard | TRUE | 2156.327 | 117.832 | 18.3 | 14.2 | 0.976 | 3097 | 83.3 | 5 | 50000 | 42590 |  |  | No |  | 4 | 2156.33 | 117.83 | 18.3 | 14.2 | 0.99 | 3000 | 83.3
PY349JYH | Shenzhen Toppo Lighting Co. Ltd. | Toppo Lighting | TP-T802-18(5000K) | Linear Replacement Lamp | Four-Foot | Internal Driver Lamp-Style Retrofit Kits (UL Type B) | Standard | FALSE | [9 empty] | 42590 |  |  | No |  | 4 | 2195.33 | 122.64 | 17.9 | 13.7 | 0.99 | 5000 | 84.5
PJK2TNU6 | Shenzhen Toppo Lighting Co. Ltd. | Toppo Lighting | TP-T802-18(4500K) | Linear Replacement Lamp | Four-Foot | Internal Driver Lamp-Style Retrofit Kits (UL Type B) | Standard | FALSE | [9 empty] | 42590 |  |  | No |  | 4 | 2156.33 | 117.83 | 18.3 | 14.2 | 0.99 | 4500 | 83.3
PYYY1XBD | Shenzhen Toppo Lighting Co. Ltd. | Toppo Lighting | TP-T802-18(4000K) | Linear Replacement Lamp | Four-Foot | Internal Driver Lamp-Style Retrofit Kits (UL Type B) | Standard | FALSE | [9 empty] | 42590 |  |  | No |  | 4 | 2156.33 | 117.83 | 18.3 | 14.2 | 0.99 | 4000 | 83.3
P37XY8H9 | Shenzhen Toppo Lighting Co. Ltd. | Toppo Lighting | TP-T802-18(3500K) | Linear Replacement Lamp | Four-Foot | Internal Driver Lamp-Style Retrofit Kits (UL Type B) | Standard | FALSE | [9 empty] | 42590 |  |  | No |  | 4 | 2156.33 | 117.83 | 18.3 | 14.2 | 0.99 | 3500 | 83.3
PBX3QP15 | Cyber Tech Lighting Inc. | Eco-Star | LB18T8CPNP-831 | Linear Replacement Lamp | Four-Foot | Replacement Lamps (plug and play) (UL Type A) | Standard | TRUE | 2108.773 | 101.58 | 20.76 | 10.82 | 0.9921 | 2952 | 81.1 | 5 | 50000 | 42587 |  |  | No |  | 3 | 2100 | 117 | 18 | 12 | 0.9 | 3000 | 80
PQF3FYWA | Shen zhen Kingplus Lighting Co. LTD | N/A | KP-T812NM-YY(2700K) | Linear Replacement Lamp | Four-Foot | Replacement Lamps (plug and play) (UL Type A) | Standard | TRUE | 2189 | 121.01 | 18.09 | 17.68 | 0.9107 | 2805 | 82.2 | 5 | 50000 | 42587 |  |  | No |  | 4 | 2204 | 121.23 | 18.18 | 17.68 | 0.91 | 2700 | 82.2
PSW22STV | James Trading Company Limited | JAMES | ZY-T8-12W1200 BINX (3000K Frosted) | Linear Replacement Lamp | Four-Foot | Internal Driver Lamp-Style Retrofit Kits (UL Type B) | Standard | TRUE | 1694 | 141.05 | 12.01 | 16.61 | 0.9022 | 3002 | 83.2 | 5 | 50000 | 42587 |  |  | No |  | 4 | 1700 | 142 | 12 | 20 | 0.9 | 3000 | 85
PFD9SKD8 | James Trading Company Limited | JAMES | ZY-T8-12W1200 BIXX BALLAST COMPATIBLE LED TUBE (3000K Frosted) | Linear Replacement Lamp | Four-Foot | Dual Mode Internal Driver (UL Type A and Type B) | Standard | TRUE | 1705 | 141.11 | 12.21 | 14.28 | 0.9019 | 3002 | 83.1 | 5 | 50000 | 42587 |  |  | No |  | 4 | 1700 | 142 | 12 | 20 | 0.9 | 3000 | 85
P6Q2FJ6S | Chu Industries DBA CV Energy Tech?s CV | CV EnergyTech | CV-18-2000 | Linear Replacement Lamp | Four-Foot | 2-lamp External Driver Lamp-Style Retrofit Kits (UL Type C) | Standard | TRUE | 2075 | 133.6 | 15.53 | 17.9 | 0.9016 | 2938 | 82.6 | 5 | 50000 | 42587 |  |  | No |  | 4 | 1880 | 115.3 | 16.3 | 14.09 | 0.93 | 3000 | 83.6
PWWY2ATS | James Trading Company Limited | JAMES | ZY-T8-12W1200 BIXX BALLAST COMPATIBLE LED TUBE (5000K Frosted) | Linear Replacement Lamp | Four-Foot | Dual Mode Internal Driver (UL Type A and Type B) | Standard | FALSE | [9 empty] | 42587 |  |  | No |  | 4 | 1800 | 150 | 12 | 20 | 0.9 | 5000 | 85
PQ1TC9V7 | James Trading Company Limited | JAMES | ZY-T8-12W1200 BINX (5000K Frosted) | Linear Replacement Lamp | Four-Foot | Internal Driver Lamp-Style Retrofit Kits (UL Type B) | Standard | FALSE | [9 empty] | 42587 |  |  | No |  | 4 | 1800 | 150 | 12 | 20 | 0.9 | 5000 | 85
PWAB2897 | James Trading Company Limited | JAMES | ZY-T8-12W1200 BIDX (5000K Frosted) | Linear Replacement Lamp | Four-Foot | Internal Driver Lamp-Style Retrofit Kits (UL Type B) | Standard | FALSE | [9 empty] | 42587 |  |  | Yes |  | 4 | 1800 | 150 | 12 | 20 | 0.9 | 5000 | 85
PX893KEF | James Trading Company Limited | JAMES | ZY-T8-12W1200 BIXX BALLAST COMPATIBLE LED TUBE (4500K Frosted) | Linear Replacement Lamp | Four-Foot | Dual Mode Internal Driver (UL Type A and Type B) | Standard | FALSE | [9 empty] | 42587 |  |  | No |  | 4 | 1800 | 150 | 12 | 20 | 0.9 | 4500 | 85
P1JCT2SY | James Trading Company Limited | JAMES | ZY-T8-12W1200 BINX (4500K Frosted) | Linear Replacement Lamp | Four-Foot | Internal Driver Lamp-Style Retrofit Kits (UL Type B) | Standard | FALSE | [9 empty] | 42587 |  |  | No |  | 4 | 1800 | 150 | 12 | 20 | 0.9 | 4500 | 85
PMYJZA7S | James Trading Company Limited | JAMES | ZY-T8-12W1200 BIDX (4500K Frosted) | Linear Replacement Lamp | Four-Foot | Internal Driver Lamp-Style Retrofit Kits (UL Type B) | Standard | FALSE | [9 empty] | 42587 |  |  | Yes |  | 4 | 1800 | 150 | 12 | 20 | 0.9 | 4500 | 85
PTSNYKT1 | James Trading Company Limited | JAMES | ZY-T8-12W1200 BINX (4000K Frosted) | Linear Replacement Lamp | Four-Foot | Internal Driver Lamp-Style Retrofit Kits (UL Type B) | Standard | FALSE | [9 empty] | 42587 |  |  | No |  | 4 | 1800 | 150 | 12 | 20 | 0.9 | 4000 | 85
P3CNR7FJ | James Trading Company Limited | JAMES | ZY-T8-12W1200 BIXX BALLAST COMPATIBLE LED TUBE (4000K Frosted) | Linear Replacement Lamp | Four-Foot | Dual Mode Internal Driver (UL Type A and Type B) | Standard | FALSE | [9 empty] | 42587 |  |  | No |  | 4 | 1800 | 150 | 12 | 20 | 0.9 | 4000 | 85
PX8QZTX1 | James Trading Company Limited | JAMES | ZY-T8-12W1200 BIDX (4000K Frosted) | Linear Replacement Lamp | Four-Foot | Internal Driver Lamp-Style Retrofit Kits (UL Type B) | Standard | FALSE | [9 empty] | 42587 |  |  | Yes |  | 4 | 1800 | 150 | 12 | 20 | 0.9 | 4000 | 85
PXRCBTH2 | James Trading Company Limited | JAMES | ZY-T8-12W1200 BIXX BALLAST COMPATIBLE LED TUBE (3500K Frosted) | Linear Replacement Lamp | Four-Foot | Dual Mode Internal Driver (UL Type A and Type B) | Standard | FALSE | [9 empty] | 42587 |  |  | No |  | 4 | 1700 | 142 | 12 | 20 | 0.9 | 3500 | 85
P7NTD1U6 | James Trading Company Limited | JAMES | ZY-T8-12W1200 BINX (3500K Frosted) | Linear Replacement Lamp | Four-Foot | Internal Driver Lamp-Style Retrofit Kits (UL Type B) | Standard | FALSE | [9 empty] | 42587 |  |  | No |  | 4 | 1700 | 142 | 12 | 20 | 0.9 | 3500 | 85
P2XXQ19R | James Trading Company Limited | JAMES | ZY-T8-12W1200 BIDX (3500K Frosted) | Linear Replacement Lamp | Four-Foot | Internal Driver Lamp-Style Retrofit Kits (UL Type B) | Standard | FALSE | [9 empty] | 42587 |  |  | Yes |  | 4 | 1700 | 142 | 12 | 20 | 0.9 | 3500 | 85
PWKHZ4GX | James Trading Company Limited | JAMES | ZY-T8-12W1200 BIDX (3000K Frosted) | Linear Replacement Lamp | Four-Foot | Internal Driver Lamp-Style Retrofit Kits (UL Type B) | Standard | FALSE | [9 empty] | 42587 |  |  | Yes |  | 4 | 1700 | 142 | 12 | 20 | 0.9 | 3000 | 85
PQUKREV6 | Cyber Tech Lighting Inc. | Eco-Star | LB18T8CPNP-851 | Linear Replacement Lamp | Four-Foot | Replacement Lamps (plug and play) (UL Type A) | Standard | FALSE | [9 empty] | 42587 |  |  | No |  | 3 | 2200 | 122 | 18 | 12 | 0.9 | 5000 | 80
P47VN96J | Cyber Tech Lighting Inc. | Eco-Star | LB18T8CPNP-841 | Linear Replacement Lamp | Four-Foot | Replacement Lamps (plug and play) (UL Type A) | Standard | FALSE | [9 empty] | 42587 |  |  | No |  | 3 | 2100 | 117 | 18 | 12 | 0.9 | 4000 | 80
PPWZPG46 | Chu Industries DBA CV Energy Tech?s CV | CV EnergyTech | CV-18-2200 | Linear Replacement Lamp | Four-Foot | 2-lamp External Driver Lamp-Style Retrofit Kits (UL Type C) | Standard | FALSE | [9 empty] | 42587 |  |  | No |  | 4 | 2094 | 134.79 | 15.54 | 14.09 | 0.93 | 3863 | 83.9
PNQMJU74 | Shen zhen Kingplus Lighting Co. LTD | N/A | KP-T812NM-YY(5000K) | Linear Replacement Lamp | Four-Foot | Replacement Lamps (plug and play) (UL Type A) | Standard | FALSE | [9 empty] | 42587 | Not Dimmable | Not Dimmable | No |  | 4 | 2241 | 123.06 | 18.21 | 17.64 | 0.91 | 5000 | 81.6
PCX7E4ZC | Shen zhen Kingplus Lighting Co. LTD | N/A | KP-T812NM-YY(4500K) | Linear Replacement Lamp | Four-Foot | Replacement Lamps (plug and play) (UL Type A) | Standard | FALSE | [9 empty] | 42587 | Not Dimmable | Not Dimmable | No |  | 4 | 2204 | 121.23 | 18.18 | 17.68 | 0.91 | 4500 | 82.2
PYEQ9JW4 | Shen zhen Kingplus Lighting Co. LTD | N/A | KP-T812NM-YY(4000K) | Linear Replacement Lamp | Four-Foot | Replacement Lamps (plug and play) (UL Type A) | Standard | FALSE | [9 empty] | 42587 | Not Dimmable | Not Dimmable | No |  | 4 | 2204 | 121.23 | 18.18 | 17.68 | 0.91 | 4000 | 82.2
P2A9ST3Z | Shen zhen Kingplus Lighting Co. LTD | N/A | KP-T812NM-YY(3500K) | Linear Replacement Lamp | Four-Foot | Replacement Lamps (plug and play) (UL Type A) | Standard | FALSE | [9 empty] | 42587 | Not Dimmable | Not Dimmable | No |  | 4 | 2204 | 121.23 | 18.18 | 17.68 | 0.91 | 3500 | 82.2
PFEQHW9D | Shen zhen Kingplus Lighting Co. LTD | N/A | KP-T812NM-YY(3000K) | Linear Replacement Lamp | Four-Foot | Replacement Lamps (plug and play) (UL Type A) | Standard | FALSE | [9 empty] | 42587 | Not Dimmable | Not Dimmable | No |  | 4 | 2204 | 121.23 | 18.18 | 17.68 | 0.91 | 3000 | 82.2
P6T3AHSM | The Energy House LLC | Energy House | EH-3WAY-3K | Linear Replacement Lamp | Four-Foot | Replacement Lamps (plug and play) (UL Type A) | Standard | TRUE | 2108.773 | 101.58 | 20.76 | 10.82 | 0.9921 | 2952 | 81.1 | 5 | 50000 | 42586 |  |  | No |  | 3 | 2100 | 117 | 18 | 12 | 0.9 | 3000 | 80
P2658YJX | Renesola Zhejiang Ltd | Renesola | RT8012AU0101 | Linear Replacement Lamp | Four-Foot | Replacement Lamps (plug and play) (UL Type A) | Standard | TRUE | 1735.383 | 114.926 | 15.1 | 17.4 | 0.958 | 2906 | 82 | 5 | 50000 | 42586 |  |  | No | Updated on 1/10/2017 | 4 | 1735.3 | 114.9 | 15 | 17.4 | 0.96 | 2906 | 82
PJ4JBZ2K | J&L LED limited | J & L | JL-T8-T4-18W-XY(3000K) | Linear Replacement Lamp | Four-Foot | Internal Driver Lamp-Style Retrofit Kits (UL Type B) | Standard | TRUE | 2102.804 | 116.177 | 18.1 | 16.3 | 0.918 | 3070 | 85.2 | 5 | 50000 | 42586 |  |  | No |  | 4 | 2102.8 | 116.18 | 18.1 | 16.3 | 0.97 | 3070 | 85.2
PF3ZA4TU | J&L LED limited | J & L | JL-T8-T4-18W-XY(5000K) | Linear Replacement Lamp | Four-Foot | Internal Driver Lamp-Style Retrofit Kits (UL Type B) | Standard | FALSE | [9 empty] | 42586 |  |  | No |  | 4 | 2173.64 | 119.43 | 18.2 | 17.5 | 0.96 | 5130 | 83.5
PSB2QKNV | J&L LED limited | J & L | JL-T8-T4-18W-XY(4000K) | Linear Replacement Lamp | Four-Foot | Internal Driver Lamp-Style Retrofit Kits (UL Type B) | Standard | FALSE | [9 empty] | 42586 |  |  | No |  | 4 | 2102.8 | 116.18 | 18.1 | 16.3 | 0.97 | 4000 | 85.2
PG72SUST | The Energy House LLC | Energy House | EH-3WAY-5K | Linear Replacement Lamp | Four-Foot | Replacement Lamps (plug and play) (UL Type A) | Standard | FALSE | [9 empty] | 42586 | Not Dimmable | Not Dimmable | No |  | 3 | 2200 | 122 | 18 | 12 | 0.9 | 5000 | 80
P18NCKKK | The Energy House LLC | Energy House | EH-3WAY-4K | Linear Replacement Lamp | Four-Foot | Replacement Lamps (plug and play) (UL Type A) | Standard | FALSE | [9 empty] | 42586 | Not Dimmable | Not Dimmable | No |  | 3 | 2100 | 117 | 18 | 12 | 0.9 | 4000 | 80
PKZT7CYC | Renesola Zhejiang Ltd | Renesola | RT8012AU0103 | Linear Replacement Lamp | Four-Foot | Replacement Lamps (plug and play) (UL Type A) | Standard | FALSE | [9 empty] | 42586 | Not Yet Verified | Not Yet Verified | No | Updated on 1/10/2017 | 4 | 1786.6 | 117.5 | 15 | 17.7 | 0.95 | 4885 | 82.3
PFPQJVBB | Renesola Zhejiang Ltd | Renesola | RT8012AU0107 | Linear Replacement Lamp | Four-Foot | Replacement Lamps (plug and play) (UL Type A) | Standard | FALSE | [9 empty] | 42586 | Not Yet Verified | Not Yet Verified | No | Updated on 8/18/2016 | 4 | 1900 | 126.66 | 15 | 15 | 0.9 | 4500 | 81
PV692H5P | Renesola Zhejiang Ltd | Renesola | RT8012AU0102 | Linear Replacement Lamp | Four-Foot | Replacement Lamps (plug and play) (UL Type A) | Standard | FALSE | [9 empty] | 42586 | Not Yet Verified | Not Yet Verified | No | Updated on 1/10/2017 | 4 | 1735.3 | 114.9 | 15 | 17.4 | 0.96 | 4000 | 82
PSUPUN8V | Renesola Zhejiang Ltd | Renesola | RT8012AU0106 | Linear Replacement Lamp | Four-Foot | Replacement Lamps (plug and play) (UL Type A) | Standard | FALSE | [9 empty] | 42586 | Not Yet Verified | Not Yet Verified | No | Updated on 8/18/2016 | 4 | 1750 | 116.66 | 15 | 15 | 0.9 | 3500 | 81
PRH1HC4J | ARVA LLC | HyLite | HL-GT8-4F-18W-30K | Linear Replacement Lamp | Four-Foot | Replacement Lamps (plug and play) (UL Type A) | Standard | TRUE | 2108.773 | 101.58 | 20.76 | 10.82 | 0.9921 | 2952 | 81.1 | 5 |  | 42585 |  |  | No |  | 3 | 2100 | 117 | 18 | 12 | 0.9 | 3000 | 80
PSVGSWPN | GLOBAL TECH LED | SWITCHIT | GTL-T8-48-HI-BR-F | Linear Replacement Lamp | Four-Foot | Replacement Lamps (plug and play) (UL Type A) | Standard | TRUE | 2272.4 | 107.9 | 21.06 | 7 | 0.976 | 5190 | 86 | 5 | 50000 | 42585 |  |  | No |  | 3.1 | 2272.4 | 107.9 | 21.06 | 4.7 | 1 | 5190 | 86
PGPJ55AD | GLOBAL TECH LED | SWITCHIT | GTL-T8-48-LO-BR-F | Linear Replacement Lamp | Four-Foot | Replacement Lamps (plug and play) (UL Type A) | Standard | TRUE | 1890.3 | 111 | 17.03 | 8.4 | 0.966 | 5176 | 86 | 5 | 50000 | 42585 |  |  | No |  | 3.1 | 1890.3 | 111 | 17.03 | 5.3 | 1 | 5176 | 86
PRA1N4P9 | MaxLite Inc | MaxLite | L16.5T8SE430-G10 | Linear Replacement Lamp | Four-Foot | Internal Driver Lamp-Style Retrofit Kits (UL Type B) | Standard | TRUE | 2250 | 128.5 | 17.51 | 20.01 | 0.9129 | 3066 | 84.5 | 5 | 50000 | 42585 |  |  | No |  | 3 | 2200 | 130 | 16.5 | 20.01 | 0.9129 | 3000 | 83
P31M437H | MaxLite Inc | MaxLite | L16.5T8SE450-G10 | Linear Replacement Lamp | Four-Foot | Internal Driver Lamp-Style Retrofit Kits (UL Type B) | Standard | TRUE | 2213 | 134.8 | 16.41 | 20.17 | 0.9087 | 5152 | 85.3 | 5 | 50000 | 42585 |  |  | No |  | 3 | 2200 | 130 | 16.5 | 20.17 | 0.9087 | 5000 | 83
PGBGJP4G | AMERICAN GREENPOWER INC. | American Greenpower | LT8E-018G-30-BINT-4 | Linear Replacement Lamp | Four-Foot | Dual Mode Internal Driver (UL Type A and Type B) | Standard | TRUE | 2334.75 | 105.645 | 22.1 | 13.9 | 0.904 | 2930 | 81.7 | 5 | 50000 | 42585 |  |  | No |  | 3 | 2334.7 | 105.6 | 22.1 | 13.8 | 0.9 | 2930 | 81.7
PZ36SZHX | AMERICAN GREENPOWER INC. | American Greenpower | LT8E-020G-30-BINT-4 | Linear Replacement Lamp | Four-Foot | Dual Mode Internal Driver (UL Type A and Type B) | Standard | TRUE | 2474.87 | 104.425 | 23.7 | 13.8 | 0.902 | 2930 | 81.6 | 5 | 50000 | 42585 |  |  | No | Updated 11/4/2016 | 3 | 2474.8 | 104.4 | 23.7 | 13.8 | 0.9 | 2930 | 81.6
PPY5A3NS | AMERICAN GREENPOWER INC. | American Greenpower | LT8E-015G-30-BINT-4 | Linear Replacement Lamp | Four-Foot | Dual Mode Internal Driver (UL Type A and Type B) | Standard | TRUE | 2096 | 105.875 | 19.8 | 13.8 | 0.901 | 2917 | 81.9 | 5 | 50000 | 42585 |  |  | No |  | 3 | 2096.3 | 105.8 | 19.8 | 13.8 | 0.9 | 2917 | 81.9
PTMKQ53W | Torshare Ltd | TORSHARE | T8-18W-120-GTB(3000K) | Linear Replacement Lamp | Four-Foot | Dual Mode Internal Driver (UL Type A and Type B) | Standard | TRUE | 2931 | 115.72 | 17.43 | 22.07 | 0.9005 | 2949 | 81.2 | 5 | 50000 | 42585 |  |  | No |  | 4 | 2017 | 115.72 | 17.43 | 22.07 | 0.9 | 3000 | 81.2
PBDM5B3R | AMERICAN GREENPOWER INC. | American Greenpower | LT8E-018G-50-BINT-4 | Linear Replacement Lamp | Four-Foot | Dual Mode Internal Driver (UL Type A and Type B) | Standard | FALSE | [9 empty] | 42585 |  |  | No | Updated 11/4/2016 | 3 | 2395.3 | 109.3 | 21.9 | 13.8 | 0.9 | 4842 | 81.9
PWY2QTKM | AMERICAN GREENPOWER INC. | American Greenpower | LT8E-020G-50-BINT-4 | Linear Replacement Lamp | Four-Foot | Dual Mode Internal Driver (UL Type A and Type B) | Standard | FALSE | [9 empty] | 42585 |  |  | No | Updated 11/4/2016 | 3 | 2648.5 | 109.4 | 24.2 | 13.8 | 0.9 | 4838 | 81.8
PMZ71V2M | AMERICAN GREENPOWER INC. | American Greenpower | LT8E-015G-50-BINT-4 | Linear Replacement Lamp | Four-Foot | Dual Mode Internal Driver (UL Type A and Type B) | Standard | FALSE | [9 empty] | 42585 |  |  | No | Updated 11/4/2016 | 3 | 2112.6 | 108.9 | 19.4 | 13.8 | 0.9 | 4805 | 81.4
P1GNGDTN | AMERICAN GREENPOWER INC. | American Greenpower | LT8E-015G-40-BINT-4 | Linear Replacement Lamp | Four-Foot | Dual Mode Internal Driver (UL Type A and Type B) | Standard | FALSE | [9 empty] | 42585 |  |  | No |  | 3 | 2096.3 | 105.8 | 19.8 | 13.8 | 0.9 | 4000 | 81.9
PQUU69QN | AMERICAN GREENPOWER INC. | American Greenpower | LT8E-018G-40-BINT-4 | Linear Replacement Lamp | Four-Foot | Dual Mode Internal Driver (UL Type A and Type B) | Standard | FALSE | [9 empty] | 42585 |  |  | No |  | 3 | 2334.7 | 105.6 | 22.1 | 13.8 | 0.9 | 4000 | 81.7
PS2FW2VF | AMERICAN GREENPOWER INC. | American Greenpower | LT8E-020G-40-BINT-4 | Linear Replacement Lamp | Four-Foot | Dual Mode Internal Driver (UL Type A and Type B) | Standard | FALSE | [9 empty] | 42585 |  |  | No |  | 3 | 2474.8 | 104.4 | 23.7 | 13.8 | 0.9 | 4000 | 81.6
PJYDMWN3 | Torshare Ltd | TORSHARE | T8-18W-120-GTB(5000K) | Linear Replacement Lamp | Four-Foot | Dual Mode Internal Driver (UL Type A and Type B) | Standard | FALSE | [9 empty] | 42585 |  |  | No |  | 4 | 2186 | 125.85 | 17.37 | 22.59 | 0.9 | 5000 | 80.6
P6VA7VP4 | Torshare Ltd | TORSHARE | T8-18W-120-GTB(4500K) | Linear Replacement Lamp | Four-Foot | Dual Mode Internal Driver (UL Type A and Type B) | Standard | FALSE | [9 empty] | 42585 |  |  | No |  | 4 | 2017 | 115.72 | 17.43 | 22.07 | 0.9 | 4500 | 81.2
PEAPJUCQ | Torshare Ltd | TORSHARE | T8-18W-120-GTB(4000K) | Linear Replacement Lamp | Four-Foot | Dual Mode Internal Driver (UL Type A and Type B) | Standard | FALSE | [9 empty] | 42585 |  |  | No |  | 4 | 2017 | 115.72 | 17.43 | 22.07 | 0.9 | 4000 | 81.2
PCVEJUBZ | Torshare Ltd | TORSHARE | T8-18W-120-GTB(3500K) | Linear Replacement Lamp | Four-Foot | Dual Mode Internal Driver (UL Type A and Type B) | Standard | FALSE | [9 empty] | 42585 |  |  | No |  | 4 | 2017 | 115.72 | 17.43 | 22.07 | 0.9 | 3500 | 81.2
PV7N2WVD | MaxLite Inc | MaxLite | L16.5T8SE445-G10 | Linear Replacement Lamp | Four-Foot | Internal Driver Lamp-Style Retrofit Kits (UL Type B) | Standard | FALSE | [9 empty] | 42585 |  |  | No |  | 3 | 2200 | 130 | 16.5 | 20 | 0.9 | 4500 | 83
PWH5WH9M | MaxLite Inc | MaxLite | L16.5T8SE440-G10 | Linear Replacement Lamp | Four-Foot | Internal Driver Lamp-Style Retrofit Kits (UL Type B) | Standard | FALSE | [9 empty] | 42585 |  |  | No |  | 3 | 2200 | 130 | 16.5 | 20 | 0.9 | 4000 | 83
PQC2DR46 | MaxLite Inc | MaxLite | L16.5T8SE435-G10 | Linear Replacement Lamp | Four-Foot | Internal Driver Lamp-Style Retrofit Kits (UL Type B) | Standard | FALSE | [9 empty] | 42585 |  |  | No |  | 3 | 2200 | 130 | 16.5 | 20 | 0.9 | 3500 | 83
P6E4Q4XM | ARVA LLC | HyLite | HL-GT8-4F-18W-50K | Linear Replacement Lamp | Four-Foot | Replacement Lamps (plug and play) (UL Type A) | Standard | FALSE | [9 empty] | 42585 | Not Yet Verified | Not Yet Verified | No |  | 3 | 2200 | 122 | 18 | 12 | 0.9 | 5000 | 80
P59KFVST | ARVA LLC | HyLite | HL-GT8-4F-18W-45K | Linear Replacement Lamp | Four-Foot | Replacement Lamps (plug and play) (UL Type A) | Standard | FALSE | [9 empty] | 42585 | Not Yet Verified | Not Yet Verified | No |  | 3 | 2100 | 117 | 18 | 12 | 0.9 | 4500 | 80
PN8NFD1A | ARVA LLC | HyLite | HL-GT8-4F-18W-40K | Linear Replacement Lamp | Four-Foot | Replacement Lamps (plug and play) (UL Type A) | Standard | FALSE | [9 empty] | 42585 | Not Yet Verified | Not Yet Verified | No |  | 3 | 2100 | 117 | 18 | 12 | 0.9 | 4000 | 80
PXDFCH6T | ARVA LLC | HyLite | HL-GT8-4F-18W-35K | Linear Replacement Lamp | Four-Foot | Replacement Lamps (plug and play) (UL Type A) | Standard | FALSE | [9 empty] | 42585 | Not Yet Verified | Not Yet Verified | No |  | 3 | 2100 | 117 | 18 | 12 | 0.9 | 3500 | 80
PSPCR6NW | SHENZHEN ITSUWA LIGHT CO.LTD | ITSUWA | YSH-T812-U01-18 | Linear Replacement Lamp | Four-Foot | Internal Driver Lamp-Style Retrofit Kits (UL Type B) | Standard | TRUE | 2237.13 | 127.8 | 17.5 | 23.953 | 0.886 | 5164 | 85.7 | 5 | 50000 | 42584 |  |  | NotYetVerified |  | 4 | 2230 | 124 | 18 | 22 | 0.97 | 5000 | 85.7
PBBU449Z | Elec-Tech International Co. Ltd | ETI | 542961XX(41-50) | Linear Replacement Lamp | Four-Foot | Internal Driver Lamp-Style Retrofit Kits (UL Type B) | Standard | TRUE | 1933.4 | 129.15 | 14.97 | 17.5 | 0.945 | 3960 | 83.3 | 5 | 50000 | 42583 |  |  | NotYetVerified |  | 4 | 1800 | 120 | 15 | 13 | 0.9 | 4000 | 80
P7X1A6VH | Elec-Tech International Co. Ltd | ETI | 542961XX(61-70) | Linear Replacement Lamp | Four-Foot | Internal Driver Lamp-Style Retrofit Kits (UL Type B) | Standard | FALSE | 1938.9 | 129.95 | 14.92 | 17.4 | 0.945 | 5162 | 83.4 | 5 | 50000 | 42583 |  |  | NotYetVerified |  | 4 | 1800 | 120 | 15 | 13 | 0.9 | 5000 | 80
P9NSAVSS | CORE LED LIMITED | HUATE Group | SZ-TL-T8-18W-HT(3000K) | Linear Replacement Lamp | Four-Foot | Internal Driver Lamp-Style Retrofit Kits (UL Type B) | Standard | TRUE | 1871.923 | 114.142 | 16.4 | 12.7 | 0.925 | 2989 | 82.6 | 5 | 50000 | 42583 |  |  | No |  | 4 | 1871.92 | 114.14 | 16.4 | 12.7 | 0.96 | 2989 | 82.6
PRNUKE75 | We aRe Lights | WRL | WRL-T8D-1200-18W-30 | Linear Replacement Lamp | Four-Foot | 2-lamp External Driver Lamp-Style Retrofit Kits (UL Type C) | Standard | TRUE | 2325 | 124.93 | 18.61 | 17.85 | 0.9127 | 3089 | 81.9 | 5 | 50000 | 42583 |  |  | No |  | 3.1 | 2325 | 124.93 | 18.61 | 17.85 | 0.9127 | 3000 | 81.9
PM5VYH95 | We aRe Lights | WRL | WRL-T8I-1200-22W-30 | Linear Replacement Lamp | Four-Foot | Internal Driver Lamp-Style Retrofit Kits (UL Type B) | Standard | TRUE | 2884 | 130.38 | 22.12 | 18.64 | 0.9032 | 3061 | 81.6 | 5 | 50000 | 42583 |  |  | No |  | 3.1 | 2921 | 136.62 | 21.38 | 18.64 | 0.9032 | 3000 | 81.6
PZZPYP4N | We aRe Lights | WRL | WRL-T8D-1200-12W-30 | Linear Replacement Lamp | Four-Foot | 2-lamp External Driver Lamp-Style Retrofit Kits (UL Type C) | Standard | TRUE | 1697 | 140.02 | 12.12 | 19.54 | 0.9022 | 3087 | 82.2 | 5 | 50000 | 42583 |  |  | No |  | 3.1 | 1697 | 140.02 | 12.12 | 19.54 | 0.9022 | 3000 | 82.2
P5E2TAUH | We aRe Lights | WRL | WRL-T8I-1200-18W-30 | Linear Replacement Lamp | Four-Foot | Internal Driver Lamp-Style Retrofit Kits (UL Type B) | Standard | TRUE | 2476 | 136.19 | 18.18 | 16.17 | 0.9021 | 3055 | 81.8 | 5 | 50000 | 42583 |  |  | No |  | 3.1 | 2479 | 140.14 | 17.69 | 16.17 | 0.9021 | 3000 | 81.8
PCDPYC2X | We aRe Lights | WRL | WRL-T8I-1200-18W-50 | Linear Replacement Lamp | Four-Foot | Internal Driver Lamp-Style Retrofit Kits (UL Type B) | Standard | FALSE | [9 empty] | 42583 |  |  | No |  | 3.1 | 2559 | 143.76 | 17.8 | 18.31 | 0.9012 | 5000 | 85.7
PQQDWYYP | We aRe Lights | WRL | WRL-T8I-1200-22W-50 | Linear Replacement Lamp | Four-Foot | Internal Driver Lamp-Style Retrofit Kits (UL Type B) | Standard | FALSE | [9 empty] | 42583 |  |  | No |  | 3.1 | 3031 | 140.65 | 21.55 | 18.57 | 0.9042 | 5000 | 85
PD3JT89N | We aRe Lights | WRL | WRL-T8D-1200-12W-50 | Linear Replacement Lamp | Four-Foot | 2-lamp External Driver Lamp-Style Retrofit Kits (UL Type C) | Standard | FALSE | [9 empty] | 42583 |  |  | No |  | 3.1 | 1757 | 144.61 | 12.15 | 19.15 | 0.9009 | 5000 | 83.7
PTXQ5H73 | We aRe Lights | WRL | WRL-T8D-1200-18W-50 | Linear Replacement Lamp | Four-Foot | 2-lamp External Driver Lamp-Style Retrofit Kits (UL Type C) | Standard | FALSE | [9 empty] | 42583 |  |  | No |  | 3.1 | 2478 | 129.47 | 19.14 | 18.04 | 0.9151 | 5000 | 83.5
PF6SHYXE | We aRe Lights | WRL | WRL-T8I-1200-18W-45 | Linear Replacement Lamp | Four-Foot | Internal Driver Lamp-Style Retrofit Kits (UL Type B) | Standard | FALSE | [9 empty] | 42583 |  |  | No |  | 3.1 | 2479 | 140.14 | 17.69 | 16.17 | 0.9021 | 4500 | 81.8
PJKJN6C5 | We aRe Lights | WRL | WRL-T8I-1200-22W-45 | Linear Replacement Lamp | Four-Foot | Internal Driver Lamp-Style Retrofit Kits (UL Type B) | Standard | FALSE | [9 empty] | 42583 |  |  | No |  | 3.1 | 2921 | 136.62 | 21.38 | 18.64 | 0.9032 | 4500 | 81.6
PBJ9H78Q | We aRe Lights | WRL | WRL-T8D-1200-12W-45 | Linear Replacement Lamp | Four-Foot | 2-lamp External Driver Lamp-Style Retrofit Kits (UL Type C) | Standard | FALSE | [9 empty] | 42583 |  |  | No |  | 3.1 | 1705 | 142.56 | 11.96 | 19.94 | 0.9016 | 4500 | 84.6
PUKKM696 | We aRe Lights | WRL | WRL-T8D-1200-18W-45 | Linear Replacement Lamp | Four-Foot | 2-lamp External Driver Lamp-Style Retrofit Kits (UL Type C) | Standard | FALSE | [9 empty] | 42583 |  |  | No |  | 3.1 | 2415 | 127.64 | 18.92 | 17.42 | 0.9024 | 4500 | 84.5
PZM7GTD3 | We aRe Lights | WRL | WRL-T8I-1200-18W-40 | Linear Replacement Lamp | Four-Foot | Internal Driver Lamp-Style Retrofit Kits (UL Type B) | Standard | FALSE | [9 empty] | 42583 |  |  | No |  | 3.1 | 2479 | 140.14 | 17.69 | 16.17 | 0.9021 | 4000 | 81.8
PJBHY3KY | We aRe Lights | WRL | WRL-T8I-1200-22W-40 | Linear Replacement Lamp | Four-Foot | Internal Driver Lamp-Style Retrofit Kits (UL Type B) | Standard | FALSE | [9 empty] | 42583 |  |  | No |  | 3.1 | 2921 | 136.62 | 21.38 | 18.64 | 0.9032 | 4000 | 81.6
PKENGZM7 | We aRe Lights | WRL | WRL-T8D-1200-12W-40 | Linear Replacement Lamp | Four-Foot | 2-lamp External Driver Lamp-Style Retrofit Kits (UL Type C) | Standard | FALSE | [9 empty] | 42583 |  |  | No |  | 3.1 | 1705 | 142.56 | 11.96 | 19.94 | 0.9016 | 4000 | 84.6
PCE9JS8B | We aRe Lights | WRL | WRL-T8D-1200-18W-40 | Linear Replacement Lamp | Four-Foot | 2-lamp External Driver Lamp-Style Retrofit Kits (UL Type C) | Standard | FALSE | [9 empty] | 42583 |  |  | No |  | 3.1 | 2415 | 127.64 | 18.92 | 17.42 | 0.9024 | 4000 | 84.5
P8U42ZRK | We aRe Lights | WRL | WRL-T8I-1200-18W-35 | Linear Replacement Lamp | Four-Foot | Internal Driver Lamp-Style Retrofit Kits (UL Type B) | Standard | FALSE | [9 empty] | 42583 |  |  | No |  | 3.1 | 2479 | 140.14 | 17.69 | 16.17 | 0.9021 | 3500 | 81.8
PM82AU6K | We aRe Lights | WRL | WRL-T8I-1200-22W-35 | Linear Replacement Lamp | Four-Foot | Internal Driver Lamp-Style Retrofit Kits (UL Type B) | Standard | FALSE | [9 empty] | 42583 |  |  | No |  | 3.1 | 2921 | 136.62 | 21.38 | 18.64 | 0.9032 | 3500 | 81.6
PVBHFHCN | We aRe Lights | WRL | WRL-T8D-1200-12W-35 | Linear Replacement Lamp | Four-Foot | 2-lamp External Driver Lamp-Style Retrofit Kits (UL Type C) | Standard | FALSE | [9 empty] | 42583 |  |  | No |  | 3.1 | 1697 | 140.02 | 12.12 | 19.54 | 0.9022 | 3500 | 82.2
P71GD153 | We aRe Lights | WRL | WRL-T8D-1200-18W-35 | Linear Replacement Lamp | Four-Foot | 2-lamp External Driver Lamp-Style Retrofit Kits (UL Type C) | Standard | FALSE | [9 empty] | 42583 |  |  | No |  | 3.1 | 2325 | 124.93 | 18.61 | 17.85 | 0.9127 | 3500 | 81.9
P3BVUJ26 | CORE LED LIMITED | HUATE Group | SZ-TL-T8-18W-HT(5000K) | Linear Replacement Lamp | Four-Foot | Internal Driver Lamp-Style Retrofit Kits (UL Type B) | Standard | FALSE | [9 empty] | 42583 | Not Dimmable | Not Dimmable | No |  | 4 | 2050.05 | 125 | 16.4 | 15.5 | 0.96 | 4945 | 82.8
PKUPE9BT | CORE LED LIMITED | HUATE Group | SZ-TL-T8-18W-HT(4000K) | Linear Replacement Lamp | Four-Foot | Internal Driver Lamp-Style Retrofit Kits (UL Type B) | Standard | FALSE | [9 empty] | 42583 | Not Dimmable | Not Dimmable | No |  | 4 | 1871.92 | 114.14 | 16.4 | 12.7 | 0.96 | 4000 | 82.6
PA8YUHBZ | Savenergy Inc | SavEnergy | T4B | Linear Replacement Lamp | Four-Foot | Replacement Lamps (plug and play) (UL Type A) | Standard | TRUE | 2108.773 | 101.58 | 20.76 | 10.82 | 0.9921 | 2952 | 81.1 | 5 | 50000 | 42580 |  |  | No |  | 3 | 2100 | 117 | 18 | 12 | 0.9 | 3000 | 80
PXMJCZ82 | Holt Energy Design | HEDLED | HEDLEDT54BC27FR30K | Linear Replacement Lamp | Four-Foot | Replacement Lamps (plug and play) (UL Type A) | Standard | TRUE | 3331 | 107.3 | 31.04 | 16.22 | 0.9694 | 2977 | 83.2 | 5 | 50000 | 42580 |  |  | No |  | 3 | 3100 | 103 | 30 | 20 | 0.9 | 3000 | 82
P7NEPTME | JIAXING SUPER LIGHTING ELECTRIC APPLIANCE CO.LTD | SUPER | T8L-EXZM13-1800-4ft-ABA-0x | Linear Replacement Lamp | Four-Foot | 2-lamp External Driver Lamp-Style Retrofit Kits (UL Type C) | Standard | TRUE | 1896 | 128.8 | 14.73 | 6.55 | 0.9529 | 3082 | 83.6 | 5 | 50000 | 42580 |  |  | No |  | 4 | 1700 | 120 | 14 | 6.55 | 0.95 | 3000 | 82
PNSH4MZD | LTF LIGHTING LLC | LTF lighting | LTF-T8-20W1200 BIXX BALLAST COMPATIBLE LED TUBE (3000K CLEAR LENS) | Linear Replacement Lamp | Four-Foot | Dual Mode Internal Driver (UL Type A and Type B) | Standard | TRUE | 2327 | 104.06 | 22.36 | 10.17 | 0.9129 | 2910 | 81.2 | 5 | 50000 | 42580 |  |  | NotYetVerified |  | 3 | 2327 | 116 | 20 | 20 | 0.9 | 3000 | 83
PVTJAYDB | LTF LIGHTING LLC | LTF lighting | LTF-T8-20W1200 BIXX BALLAST COMPATIBLE LED TUBE (3000K FROSTED LENS) | Linear Replacement Lamp | Four-Foot | Dual Mode Internal Driver (UL Type A and Type B) | Standard | TRUE | 2255 | 100.28 | 22.49 | 9.98 | 0.9119 | 2911 | 81.3 | 5 | 50000 | 42580 |  |  | NotYetVerified | Lastx represents either s for single-end power input or T for double-end inputs | 3 | 2250 | 110 | 22.5 | 20 | 0.9 | 3000 | 83
PUPPN48C | Holt Energy Design | HEDLED | HEDLEDT54BC27FR50K | Linear Replacement Lamp | Four-Foot | Replacement Lamps (plug and play) (UL Type A) | Standard | FALSE | [9 empty] | 42580 |  |  | No |  | 3 | 3400 | 113 | 30 | 20 | 0.9 | 5000 | 82
P6W282QS | Holt Energy Design | HEDLED | HEDLEDT54BC27FR45K | Linear Replacement Lamp | Four-Foot | Replacement Lamps (plug and play) (UL Type A) | Standard | FALSE | [9 empty] | 42580 |  |  | No |  | 3 | 3300 | 110 | 30 | 20 | 0.9 | 4500 | 82
P6F3NNVB | Holt Energy Design | HEDLED | HEDLEDT54BC27FR40K | Linear Replacement Lamp | Four-Foot | Replacement Lamps (plug and play) (UL Type A) | Standard | FALSE | [9 empty] | 42580 |  |  | No |  | 3 | 3250 | 108 | 30 | 20 | 0.9 | 4000 | 82
P964YTJP | Holt Energy Design | HEDLED | HEDLEDT54BC27FR35K | Linear Replacement Lamp | Four-Foot | Replacement Lamps (plug and play) (UL Type A) | Standard | FALSE | [9 empty] | 42580 |  |  | No |  | 3 | 3150 | 105 | 30 | 20 | 0.9 | 3500 | 82
PUZ5U1UW | JIAXING SUPER LIGHTING ELECTRIC APPLIANCE CO.LTD | SUPER | T8L-EXZM13-1800-4ft-EBA-0x | Linear Replacement Lamp | Four-Foot | 2-lamp External Driver Lamp-Style Retrofit Kits (UL Type C) | Standard | FALSE | [9 empty] | 42580 |  |  | No |  | 4 | 1800 | 125 | 14 | 6.55 | 0.95 | 5000 | 82
P39ZYJDG | JIAXING SUPER LIGHTING ELECTRIC APPLIANCE CO.LTD | SUPER | T8L-EXZM13-1800-4ft-DBA-0x | Linear Replacement Lamp | Four-Foot | 2-lamp External Driver Lamp-Style Retrofit Kits (UL Type C) | Standard | FALSE | [9 empty] | 42580 |  |  | No |  | 4 | 1800 | 125 | 14 | 6.55 | 0.95 | 4500 | 82
PYEWPMYG | JIAXING SUPER LIGHTING ELECTRIC APPLIANCE CO.LTD | SUPER | T8L-EXZM13-1800-4ft-CBA-0x | Linear Replacement Lamp | Four-Foot | 2-lamp External Driver Lamp-Style Retrofit Kits (UL Type C) | Standard | FALSE | [9 empty] | 42580 |  |  | No |  | 4 | 1800 | 125 | 14 | 6.55 | 0.95 | 4000 | 82
PNJ2W3DG | JIAXING SUPER LIGHTING ELECTRIC APPLIANCE CO.LTD | SUPER | T8L-EXZM13-1800-4ft-BBA-0x | Linear Replacement Lamp | Four-Foot | 2-lamp External Driver Lamp-Style Retrofit Kits (UL Type C) | Standard | FALSE | [9 empty] | 42580 |  |  | No |  | 4 | 1700 | 120 | 14 | 6.55 | 0.95 | 3500 | 82
PACW66X6 | Savenergy Inc | SavEnergy | T4D | Linear Replacement Lamp | Four-Foot | Replacement Lamps (plug and play) (UL Type A) | Standard | FALSE | [9 empty] | 42580 |  |  | No |  | 3 | 2200 | 122 | 18 | 12 | 0.9 | 5000 | 80
PAQTKGZP | Savenergy Inc | SavEnergy | T4C | Linear Replacement Lamp | Four-Foot | Replacement Lamps (plug and play) (UL Type A) | Standard | FALSE | [9 empty] | 42580 |  |  | No |  | 3 | 2100 | 117 | 18 | 12 | 0.9 | 4000 | 80
PNQW52SW | LTF LIGHTING LLC | LTF lighting | LTF-T8-20W1200 BIXX BALLAST COMPATIBLE LED TUBE (5000K FROSTED LENS) | Linear Replacement Lamp | Four-Foot | Dual Mode Internal Driver (UL Type A and Type B) | Standard | FALSE | [9 empty] | 42580 |  |  | NotYetVerified | Lastx represents either s for single-end power input or T for double-end inputs | 3 | 2489 | 113 | 21.99 | 20 | 0.9 | 5000 | 83
PXD51HNC | LTF LIGHTING LLC | LTF lighting | LTF-T8-20W1200 BIXX BALLAST COMPATIBLE LED TUBE (5000K CLEAR LENS) | Linear Replacement Lamp | Four-Foot | Dual Mode Internal Driver (UL Type A and Type B) | Standard | FALSE | [9 empty] | 42580 |  |  | NotYetVerified | Lastx represents either s for single-end power input or T for double-end inputs | 3 | 2327 | 116 | 22.5 | 20 | 0.9 | 5000 | 83
PGBHVUXP | LTF LIGHTING LLC | LTF lighting | LTF-T8-20W1200 BIXX BALLAST COMPATIBLE LED TUBE (4500K FROSTED LENS) | Linear Replacement Lamp | Four-Foot | Dual Mode Internal Driver (UL Type A and Type B) | Standard | FALSE | [9 empty] | 42580 |  |  | NotYetVerified | Lastx represents either s for single-end power input or T for double-end inputs | 3 | 2511 | 113 | 22.07 | 20 | 0.9 | 4500 | 83
PSAQDSX3 | LTF LIGHTING LLC | LTF lighting | LTF-T8-20W1200 BIXX BALLAST COMPATIBLE LED TUBE (4500K CLEAR LENS) | Linear Replacement Lamp | Four-Foot | Dual Mode Internal Driver (UL Type A and Type B) | Standard | FALSE | [9 empty] | 42580 |  |  | NotYetVerified | Lastx represents either s for single-end power input or T for double-end inputs | 3 | 2327 | 116 | 22.5 | 20 | 0.9 | 4500 | 83
PQYQQ6D8 | LTF LIGHTING LLC | LTF lighting | LTF-T8-20W1200 BIXX BALLAST COMPATIBLE LED TUBE (4000K FROSTED LENS) | Linear Replacement Lamp | Four-Foot | Dual Mode Internal Driver (UL Type A and Type B) | Standard | FALSE | [9 empty] | 42580 |  |  | NotYetVerified | Lastx represents either s for single-end power input or T for double-end inputs | 3 | 2431 | 112 | 21.83 | 20 | 0.9 | 4000 | 83
PUWTH98P | LTF LIGHTING LLC | LTF lighting | LTF-T8-20W1200 BIXX BALLAST COMPATIBLE LED TUBE (4000K CLEAR LENS) | Linear Replacement Lamp | Four-Foot | Dual Mode Internal Driver (UL Type A and Type B) | Standard | FALSE | [9 empty] | 42580 |  |  | NotYetVerified | Lastx represents either s for single-end power input or T for double-end inputs | 3 | 2327 | 116 | 22.5 | 20 | 0.9 | 4000 | 83
PFB11TZ8 | LTF LIGHTING LLC | LTF lighting | LTF-T8-20W1200 BIXX BALLAST COMPATIBLE LED TUBE (3500K FROSTED LENS) | Linear Replacement Lamp | Four-Foot | Dual Mode Internal Driver (UL Type A and Type B) | Standard | FALSE | [9 empty] | 42580 |  |  | NotYetVerified | Lastx represents either s for single-end power input or T for double-end inputs | 3 | 2402 | 110 | 21.73 | 20 | 0.9 | 3500 | 83
PC14XG5F | LTF LIGHTING LLC | LTF lighting | LTF-T8-20W1200 BIXX BALLAST COMPATIBLE LED TUBE (3500K CLEAR LENS) | Linear Replacement Lamp | Four-Foot | Dual Mode Internal Driver (UL Type A and Type B) | Standard | FALSE | [9 empty] | 42580 |  |  | NotYetVerified | Lastx represents either s for single-end power input or T for double-end inputs | 3 | 2327 | 116 | 22.5 | 20 | 0.9 | 3500 | 83
P5DWDUT4 | Rocket Lite Inc. | Rocket Lite | RLI-T818WDF(3000K) | Linear Replacement Lamp | Four-Foot | Replacement Lamps (plug and play) (UL Type A) | Standard | TRUE | 2283 | 122.68 | 18.61 | 14.57 | 0.9355 | 2923 | 81 | 5 | 50000 | 42579 |  |  | No |  | 3.1 | 2283 | 122.68 | 18.61 | 14.57 | 0.9355 | 3000 | 81
PCQQ4SU7 | Gu Yuan Optoelectronic Technology Co Ltd | GY | L27W-48T5/830-4 | Linear Replacement Lamp | Four-Foot | Replacement Lamps (plug and play) (UL Type A) | Standard | TRUE | 2988.5 | 121 | 24.69 | 12.44 | 0.935 | 2965 | 83.1 | 5 | 50000 | 42579 |  |  | No |  | 4 | 3000 | 121 | 27 | 12 | 0.95 | 3000 | 83
PU1CM1YC | Gu Yuan Optoelectronic Technology Co Ltd | GY | L27W-48T5/850-4 | Linear Replacement Lamp | Four-Foot | Replacement Lamps (plug and play) (UL Type A) | Standard | FALSE | [9 empty] | 42579 |  |  | No |  | 4 | 3200 | 128 | 27 | 12 | 0.95 | 5000 | 83
PS8K3Z8P | Gu Yuan Optoelectronic Technology Co Ltd | GY | L27W-48T5/845-4 | Linear Replacement Lamp | Four-Foot | Replacement Lamps (plug and play) (UL Type A) | Standard | FALSE | [9 empty] | 42579 |  |  | No |  | 4 | 3100 | 125 | 27 | 12 | 0.95 | 4500 | 83
PN1J515S | Gu Yuan Optoelectronic Technology Co Ltd | GY | L27W-48T5/840-4 | Linear Replacement Lamp | Four-Foot | Replacement Lamps (plug and play) (UL Type A) | Standard | FALSE | [9 empty] | 42579 |  |  | No |  | 4 | 3100 | 125 | 27 | 12 | 0.95 | 4000 | 83
PVR8FZFU | Gu Yuan Optoelectronic Technology Co Ltd | GY | L27W-48T5/835-4 | Linear Replacement Lamp | Four-Foot | Replacement Lamps (plug and play) (UL Type A) | Standard | FALSE | [9 empty] | 42579 |  |  | No |  | 4 | 3000 | 121 | 27 | 12 | 0.95 | 3500 | 83
P2VAM7NV | Rocket Lite Inc. | Rocket Lite | RLI-T818WDF(5000K) | Linear Replacement Lamp | Four-Foot | Replacement Lamps (plug and play) (UL Type A) | Standard | FALSE | [9 empty] | 42579 | Not Dimmable | Not Dimmable | No |  | 3.1 | 2357 | 126.72 | 18.6 | 14.65 | 0.9319 | 5000 | 83
PUHSV72K | Rocket Lite Inc. | Rocket Lite | RLI-T818WDF(4500K) | Linear Replacement Lamp | Four-Foot | Replacement Lamps (plug and play) (UL Type A) | Standard | FALSE | [9 empty] | 42579 | Not Dimmable | Not Dimmable | No |  | 3.1 | 2339 | 125.69 | 18.61 | 14.57 | 0.9355 | 4500 | 81
PJS6EDTZ | Rocket Lite Inc. | Rocket Lite | RLI-T818WDF(4000K) | Linear Replacement Lamp | Four-Foot | Replacement Lamps (plug and play) (UL Type A) | Standard | FALSE | [9 empty] | 42579 | Not Dimmable | Not Dimmable | No |  | 3.1 | 2320 | 124.7 | 18.61 | 14.57 | 0.9355 | 4000 | 81
PSYP3CD3 | Rocket Lite Inc. | Rocket Lite | RLI-T818WDF(3500K) | Linear Replacement Lamp | Four-Foot | Replacement Lamps (plug and play) (UL Type A) | Standard | FALSE | [9 empty] | 42579 | Not Dimmable | Not Dimmable | No |  | 3.1 | 2302 | 123.7 | 18.61 | 14.57 | 0.9355 | 3500 | 81
PX17FEP8 | Eiko Global LLC | EIKO | LED18WT8F/48/830-G7D | Linear Replacement Lamp | Four-Foot | Internal Driver Lamp-Style Retrofit Kits (UL Type B) | Standard | TRUE | 2225 | 124.2 | 17.92 | 19.37 | 0.917 | 3080 | 84.1 | 5 | 50000 | 42578 |  |  | No |  | 3 | 2200 | 122 | 18 | 20 | 0.9 | 3000 | 83
PU11BSAC | GREEN X LED (HK) CO LTD | Novastar | GXLED-NS1-48-2-SW-C | Linear Replacement Lamp | Four-Foot | 2-lamp External Driver Lamp-Style Retrofit Kits (UL Type C) | Standard | TRUE | 1637.449 | 126.934 | 12.9 | 19.2 | 0.902 | 2938 | 83 | 5 | 50000 | 42578 |  |  | No |  | 4 | 3274.8 | 126.9 | 25.8 | 19.2 | 0.9 | 2938 | 83
P1NQNA1U | GREEN X LED (HK) CO LTD | Novastar | GXLED-NS1-48-3-SW-C | Linear Replacement Lamp | Four-Foot | 3-lamp External Driver Lamp-Style Retrofit Kits (UL Type C) | Standard | TRUE | 1579.533 | 123.401 | 12.8 | 19.1 | 0.901 | 2938 | 83.4 | 5 | 50000 | 42578 |  |  | No |  | 4 | 4738.5 | 123.4 | 38.4 | 19.1 | 0.9 | 2938 | 83.4
PEBFQTNT | GREEN X LED (HK) CO LTD | Novastar | GXLED-NS1-48-3-CW-C | Linear Replacement Lamp | Four-Foot | 3-lamp External Driver Lamp-Style Retrofit Kits (UL Type C) | Standard | FALSE | [9 empty] | 42578 |  |  | No |  | 4 | 5054.1 | 134.7 | 37.5 | 19.3 | 0.9 | 5066 | 82.7
PXB2XAHK | GREEN X LED (HK) CO LTD | Novastar | GXLED-NS1-48-2-CW-C | Linear Replacement Lamp | Four-Foot | 2-lamp External Driver Lamp-Style Retrofit Kits (UL Type C) | Standard | FALSE | [9 empty] | 42578 |  |  | No |  | 4 | 3471 | 134.5 | 25.8 | 19.3 | 0.9 | 5050 | 82.7
PWUY2XE8 | GREEN X LED (HK) CO LTD | Novastar | GXLED-NS1-48-3-DW-C | Linear Replacement Lamp | Four-Foot | 3-lamp External Driver Lamp-Style Retrofit Kits (UL Type C) | Standard | FALSE | [9 empty] | 42578 |  |  | No |  | 4 | 4738.5 | 123.4 | 38.4 | 19.1 | 0.9 | 4500 | 83.4
P9E7WVRE | GREEN X LED (HK) CO LTD | Novastar | GXLED-NS1-48-2-DW-C | Linear Replacement Lamp | Four-Foot | 2-lamp External Driver Lamp-Style Retrofit Kits (UL Type C) | Standard | FALSE | [9 empty] | 42578 |  |  | No |  | 4 | 3274.8 | 126.9 | 25.8 | 19.2 | 0.9 | 4500 | 83
PXBVE9VK | GREEN X LED (HK) CO LTD | Novastar | GXLED-NS1-48-3-BW-C | Linear Replacement Lamp | Four-Foot | 3-lamp External Driver Lamp-Style Retrofit Kits (UL Type C) | Standard | FALSE | [9 empty] | 42578 |  |  | No |  | 4 | 4738.5 | 123.4 | 38.4 | 19.1 | 0.9 | 4000 | 83.4
PFFUDHET | GREEN X LED (HK) CO LTD | Novastar | GXLED-NS1-48-2-BW-C | Linear Replacement Lamp | Four-Foot | 2-lamp External Driver Lamp-Style Retrofit Kits (UL Type C) | Standard | FALSE | [9 empty] | 42578 |  |  | No |  | 4 | 3274.8 | 126.9 | 25.8 | 19.2 | 0.9 | 4000 | 83
PAAUW1U9 | GREEN X LED (HK) CO LTD | Novastar | GXLED-NS1-48-3-WW-C | Linear Replacement Lamp | Four-Foot | 3-lamp External Driver Lamp-Style Retrofit Kits (UL Type C) | Standard | FALSE | [9 empty] | 42578 |  |  | No |  | 4 | 4738.5 | 123.4 | 38.4 | 19.1 | 0.9 | 3500 | 83.4
PWDZGFN5 | GREEN X LED (HK) CO LTD | Novastar | GXLED-NS1-48-2-WW-C | Linear Replacement Lamp | Four-Foot | 2-lamp External Driver Lamp-Style Retrofit Kits (UL Type C) | Standard | FALSE | [9 empty] | 42578 |  |  | No |  | 4 | 3274.8 | 126.9 | 25.8 | 19.2 | 0.9 | 3500 | 83
PEXZYEJH | Eiko Global LLC | EIKO | LED18WT8F/48/850-G7D | Linear Replacement Lamp | Four-Foot | Internal Driver Lamp-Style Retrofit Kits (UL Type B) | Standard | FALSE | [9 empty] | 42578 |  |  | No |  | 3 | 2200 | 122 | 18 | 20 | 0.9 | 4500 | 83
PRXHHH4Q | Eiko Global LLC | EIKO | LED18WT8F/48/840-G7D | Linear Replacement Lamp | Four-Foot | Internal Driver Lamp-Style Retrofit Kits (UL Type B) | Standard | FALSE | [9 empty] | 42578 |  |  | No |  | 3 | 2200 | 122 | 18 | 20 | 0.9 | 4000 | 83
P57NGT5F | Eiko Global LLC | EIKO | LED18WT8F/48/835-G7D | Linear Replacement Lamp | Four-Foot | Internal Driver Lamp-Style Retrofit Kits (UL Type B) | Standard | FALSE | [9 empty] | 42578 |  |  | No |  | 3 | 2200 | 122 | 18 | 20 | 0.9 | 3500 | 83
PH3F8FMV | Irtronix Inc DBA Euri Lighting | Euri Lighting | ET8-1140-2 | Linear Replacement Lamp | Four-Foot | Replacement Lamps (plug and play) (UL Type A) | Standard | TRUE | 2231.3 | 112.44 | 19.85 | 7.2 | 0.987 | 4119 | 82.2 | 5 | 50000 | 42577 |  |  | No |  | 3.1 | 2200 | 115.7 | 19 | 7.2 | 0.987 | 4000 | 80
PTDRQNFK | Xiamen Bymea Lighting Co. Ltd | BYMEA | T08J02-30H1 | Linear Replacement Lamp | Four-Foot | Replacement Lamps (plug and play) (UL Type A) | Standard | TRUE | 2267.8 | 118.93 | 19.07 | 6.71 | 0.9773 | 2931 | 82.3 | 5 | 50000 | 42577 |  |  | No |  | 4 | 2200 | 122 | 18 | 7 | 0.9 | 3000 | 80
PWZSPPZU | Shenzhen OKT Lighting Co.LTD | OKT Lighting | T84-ID-22W-50 | Linear Replacement Lamp | Four-Foot | Internal Driver Lamp-Style Retrofit Kits (UL Type B) | Standard | TRUE | 2353.9 | 111.46 | 21.31 | 13.61 | 0.9768 | 5053 | 85.2 | 5 | 50000 | 42577 |  |  | No |  | 3.1 | 2353.9 | 111.46 | 21.31 | 13.61 | 0.98 | 5000 | 85.2
P9BS641B | Shenzhen Syhdee Co.Ltd. | SUNPARK | SYH-M08-01222F 030103(3000K) | Linear Replacement Lamp | Four-Foot | Internal Driver Lamp-Style Retrofit Kits (UL Type B) | Standard | TRUE | 2671 | 123.6 | 21.61 | 18.65 | 0.9173 | 2995 | 82.4 | 5 | 50000 | 42577 |  |  | No |  | 3 | 2693 | 123.93 | 21.73 | 18.65 | 0.9173 | 3000 | 82.4
P8GM8P73 | IGT Lighting Inc | IGT | IGTTU-1501827F-4BC | Linear Replacement Lamp | Four-Foot | Dual Mode Internal Driver (UL Type A and Type B) | Standard | TRUE | 2076 | 102.06 | 20.34 | 6.69 | 0.9148 | 2817 | 81.6 | 5 | 50000 | 42577 |  |  | No |  | 3 | 2107 | 103.13 | 20.43 | 6.69 | 0.9148 | 2700 | 81.6
PYB81GAQ | Shenzhen Syhdee Co.Ltd. | SUNPARK | SYH-M08-01218FA PLE(3000K) | Linear Replacement Lamp | Four-Foot | Internal Driver Lamp-Style Retrofit Kits (UL Type B) | Standard | TRUE | 2250 | 125.14 | 17.98 | 17.81 | 0.9057 | 3015 | 82.4 | 5 | 50000 | 42577 |  |  | No |  | 3 | 2247 | 127.16 | 17.67 | 17.81 | 0.9057 | 3000 | 82.4
P4GYFP7T | YANKON LIGHTING INC. | Yankon | YGA05A22-T8-15W-830-1 | Linear Replacement Lamp | Four-Foot | Internal Driver Lamp-Style Retrofit Kits (UL Type B) | Standard | TRUE | 1603 | 112.18 | 14.29 | 16.53 | 0.9042 | 3098 | 83.7 | 5 | 50000 | 42577 |  |  | No |  | 4 | 1602 | 112.26 | 14.27 | 16.53 | 0.9 | 3000 | 83.7
PYR8ERHZ | DONG GUAN WALSTAR OPTOELECTRONICS TECHNOLOGY CO. LTD | WALSTAR | FL-T8-15W1200 BIDS(4000K) | Linear Replacement Lamp | Four-Foot | Internal Driver Lamp-Style Retrofit Kits (UL Type B) | Standard | TRUE | 1815 | 140.7 | 12.9 | 16.55 | 0.9004 | 4089 | 82.4 | 5 | 50000 | 42577 |  |  | No |  | 4 | 1811 | 142.15 | 12.74 | 16.55 | 0.9 | 4000 | 82.4
PZSEJ88Y | IGT Lighting Inc | IGT | IGTTU-1501850F-4BC | Linear Replacement Lamp | Four-Foot | Dual Mode Internal Driver (UL Type A and Type B) | Standard | FALSE | [9 empty] | 42577 |  |  | No |  | 3 | 2220 | 107.71 | 20.61 | 6.69 | 0.9148 | 5000 | 82.6
PD91US3W | IGT Lighting Inc | IGT | IGTTU-1501840F-4BC | Linear Replacement Lamp | Four-Foot | Dual Mode Internal Driver (UL Type A and Type B) | Standard | FALSE | [9 empty] | 42577 |  |  | No |  | 3 | 2182.3 | 106.35 | 20.52 | 6.69 | 0.9148 | 4000 | 81.6
PJSPFCFB | IGT Lighting Inc | IGT | IGTTU-1501830F-4BC | Linear Replacement Lamp | Four-Foot | Dual Mode Internal Driver (UL Type A and Type B) | Standard | FALSE | [9 empty] | 42577 |  |  | No |  | 3 | 2144.7 | 104.52 | 20.52 | 6.69 | 0.9148 | 3000 | 81.6
P3397595 | Shenzhen Syhdee Co.Ltd. | SUNPARK | SYH-M08-01218FA PLE(5000K) | Linear Replacement Lamp | Four-Foot | Internal Driver Lamp-Style Retrofit Kits (UL Type B) | Standard | FALSE | [9 empty] | 42577 |  |  | No |  | 3 | 2390 | 133.89 | 17.85 | 17.81 | 0.9101 | 5000 | 82.5
P5UJ3NQ1 | Shenzhen Syhdee Co.Ltd. | SUNPARK | SYH-M08-01222F 030103(5000K) | Linear Replacement Lamp | Four-Foot | Internal Driver Lamp-Style Retrofit Kits (UL Type B) | Standard | FALSE | [9 empty] | 42577 |  |  | No |  | 3 | 2858 | 130.03 | 21.98 | 18.33 | 0.9326 | 5000 | 82.4
PT698STF | Shenzhen Syhdee Co.Ltd. | SUNPARK | SYH-M08-01222F 030103(4000K) | Linear Replacement Lamp | Four-Foot | Internal Driver Lamp-Style Retrofit Kits (UL Type B) | Standard | FALSE | [9 empty] | 42577 |  |  | No |  | 3 | 2693 | 123.93 | 21.73 | 18.65 | 0.9173 | 4000 | 82.4
P2K32W4K | Shenzhen Syhdee Co.Ltd. | SUNPARK | SYH-M08-01218FA PLE(4000K) | Linear Replacement Lamp | Four-Foot | Internal Driver Lamp-Style Retrofit Kits (UL Type B) | Standard | FALSE | [9 empty] | 42577 |  |  | No |  | 3 | 2247 | 127.16 | 17.67 | 17.81 | 0.9057 | 4000 | 82.4
PAPCA2GP | Xiamen Bymea Lighting Co. Ltd | BYMEA | T08J02-50H1 | Linear Replacement Lamp | Four-Foot | Replacement Lamps (plug and play) (UL Type A) | Standard | FALSE | [9 empty] | 42577 | Not Dimmable | Not Dimmable | No |  | 4 | 2300 | 128 | 18 | 7 | 0.9 | 5000 | 80
P3KDYPE8 | Xiamen Bymea Lighting Co. Ltd | BYMEA | T08J02-45H1 | Linear Replacement Lamp | Four-Foot | Replacement Lamps (plug and play) (UL Type A) | Standard | FALSE | [9 empty] | 42577 | Not Dimmable | Not Dimmable | No |  | 4 | 2200 | 122 | 18 | 7 | 0.9 | 4500 | 80
PPDKW69T | Xiamen Bymea Lighting Co. Ltd | BYMEA | T08J02-40H1 | Linear Replacement Lamp | Four-Foot | Replacement Lamps (plug and play) (UL Type A) | Standard | FALSE | [9 empty] | 42577 | Not Dimmable | Not Dimmable | No |  | 4 | 2200 | 122 | 18 | 7 | 0.9 | 4000 | 80
PNHQG33S | Xiamen Bymea Lighting Co. Ltd | BYMEA | T08J02-35H1 | Linear Replacement Lamp | Four-Foot | Replacement Lamps (plug and play) (UL Type A) | Standard | FALSE | [9 empty] | 42577 | Not Dimmable | Not Dimmable | No |  | 4 | 2200 | 122 | 18 | 7 | 0.9 | 3500 | 80
PJ362W6Z | Irtronix Inc DBA Euri Lighting | Euri Lighting | ET8-1150-2 | Linear Replacement Lamp | Four-Foot | Replacement Lamps (plug and play) (UL Type A) | Standard | FALSE | [9 empty] | 42577 | Not Dimmable | Not Dimmable | No |  | 3.1 | 2200 | 115.7 | 19 | 7.2 | 0.987 | 5000 | 80
PZ17VWRX | YANKON LIGHTING INC. | Yankon | YGA05A22-T8-15W-850-1 | Linear Replacement Lamp | Four-Foot | Internal Driver Lamp-Style Retrofit Kits (UL Type B) | Standard | FALSE | [9 empty] | 42577 | Not Dimmable | Not Dimmable | No |  | 4 | 1703 | 119.01 | 14.31 | 16.45 | 0.9 | 5000 | 81.8
P7BVGXFF | YANKON LIGHTING INC. | Yankon | YGA05A22-T8-15W-840-1 | Linear Replacement Lamp | Four-Foot | Internal Driver Lamp-Style Retrofit Kits (UL Type B) | Standard | FALSE | [9 empty] | 42577 | Not Dimmable | Not Dimmable | No |  | 4 | 1602 | 112.26 | 14.27 | 16.53 | 0.9 | 4000 | 83.7
P66ZZ1J5 | YANKON LIGHTING INC. | Yankon | YGA05A22-T8-15W-835-1 | Linear Replacement Lamp | Four-Foot | Internal Driver Lamp-Style Retrofit Kits (UL Type B) | Standard | FALSE | [9 empty] | 42577 | Not Dimmable | Not Dimmable | No |  | 4 | 1602 | 112.26 | 14.27 | 16.53 | 0.9 | 3500 | 83.7
P1HSQ6M8 | DONG GUAN WALSTAR OPTOELECTRONICS TECHNOLOGY CO. LTD | WALSTAR | FL-T8-15W1200 BIDS(5000K) | Linear Replacement Lamp | Four-Foot | Internal Driver Lamp-Style Retrofit Kits (UL Type B) | Standard | FALSE | [9 empty] | 42577 | Not Dimmable | Not Dimmable | No |  | 4 | 1838 | 144.39 | 12.73 | 16.62 | 0.9 | 5000 | 82.3
PRZDA1QN | DONG GUAN WALSTAR OPTOELECTRONICS TECHNOLOGY CO. LTD | WALSTAR | FL-T8-15W1200 BIDS(4500K) | Linear Replacement Lamp | Four-Foot | Internal Driver Lamp-Style Retrofit Kits (UL Type B) | Standard | FALSE | [9 empty] | 42577 | Not Dimmable | Not Dimmable | No |  | 4 | 1811 | 142.15 | 12.74 | 16.55 | 0.9 | 4500 | 82.4
PECZTYCR | National State Industries Limited | NASPIL | FT8E/1.2/2000/840LED | Linear Replacement Lamp | Four-Foot | Replacement Lamps (plug and play) (UL Type A) | Standard | TRUE | 1990.3 | 116.09 | 17.15 | 7.5 | 0.98 | 4010 | 84.6 | 5 | 50000 | 42576 |  |  | No |  | 4 | 2000 | 105.26 | 19 | 8 | 0.98 | 4000 | 80
PN9QSMSR | NEUTEX ADVANCED ENERGY GROUP | NEUTEX ADVANCED ENERGY GROUP INC | T816C4V30F | Linear Replacement Lamp | Four-Foot | Replacement Lamps (plug and play) (UL Type A) | Standard | TRUE | 2209 | 114.69 | 19.26 | 10.58 | 0.9751 | 2897 | 82.7 | 5 | 50000 | 42576 |  |  | No |  | 3 | 2209 | 114.69 | 19.26 | 10.58 | 0.9751 | 3000 | 82.7
PGT9RX15 | NEUTEX ADVANCED ENERGY GROUP | NEUTEX ADVANCED ENERGY GROUP INC | T816C4V30C | Linear Replacement Lamp | Four-Foot | Replacement Lamps (plug and play) (UL Type A) | Standard | TRUE | 2368 | 127.24 | 18.61 | 10.69 | 0.9739 | 2886 | 82.6 | 5 | 50000 | 42576 |  |  | No |  | 3 | 2368 | 127.24 | 18.61 | 10.69 | 0.9739 | 3000 | 82.6
PAFG8H5V | WAYTOGO LED LIGHTING COMPANY LTD | WTGLED | WTG-4F15WT8W BQET+ 30K | Linear Replacement Lamp | Four-Foot | Replacement Lamps (plug and play) (UL Type A) | Standard | TRUE | 1696.521 | 100.208 | 16.93 | 18.05 | 0.964 | 2916 | 82.2 | 5 | 50000 | 42576 |  |  | No |  | 3 | 1696.521 | 100.208 | 16.93 | 16.98 | 0.974 | 3000 | 82.2
P6Z3BTF2 | ELEDLIGHTS | ELEDLIGHTS | 4RLXT8X018UD30C | Linear Replacement Lamp | Four-Foot | Internal Driver Lamp-Style Retrofit Kits (UL Type B) | Standard | TRUE | 1930.4 | 111.02 | 17.82 | 16.53 | 0.959 | 2938 | 84 | 5 | 50000 | 42576 |  |  | NotYetVerified | Internal Driver | 3 | 1800 |  | 18 | 20 | 0.9 | 3000 | 80
PK8UKKC4 | NEUTEX ADVANCED ENERGY GROUP | NEUTEX ADVANCED ENERGY GROUP INC | T820C4V30F | Linear Replacement Lamp | Four-Foot | Replacement Lamps (plug and play) (UL Type A) | Standard | TRUE | 2511 | 115.93 | 21.66 | 6.15 | 0.9149 | 2908 | 82.3 | 5 | 50000 | 42576 |  |  | No |  | 3 | 2511 | 115.93 | 21.66 | 6.15 | 0.9149 | 3000 | 82.3
PZM8BH4M | Hangzhou Junction Imp. and Exp. Co. Ltd | Thinklux Lighting | 18WT8U-4F-30K-DIR | Linear Replacement Lamp | Four-Foot | Replacement Lamps (plug and play) (UL Type A) | Standard | TRUE | 2029 | 108.95 | 18.62 | 15.31 | 0.9146 | 3060 | 85.7 | 5 | 50000 | 42576 |  |  | NotYetVerified |  | 3.1 | 2029 | 108.95 | 18.62 | 15.31 | 0.9146 | 3000 | 85.7
PANVE4RC | NEUTEX ADVANCED ENERGY GROUP | NEUTEX ADVANCED ENERGY GROUP INC | T820C4V30C | Linear Replacement Lamp | Four-Foot | Replacement Lamps (plug and play) (UL Type A) | Standard | TRUE | 2834 | 131.33 | 21.58 | 6.08 | 0.9126 | 2893 | 82.4 | 5 | 50000 | 42576 |  |  | No |  | 3 | 2834 | 131.33 | 21.58 | 6.08 | 0.9126 | 3000 | 82.4
PARZNAJF | NEUTEX ADVANCED ENERGY GROUP | NEUTEX ADVANCED ENERGY GROUP INC | T812C4V30C | Linear Replacement Lamp | Four-Foot | Replacement Lamps (plug and play) (UL Type A) | Standard | TRUE | 1968 | 132.53 | 14.82 | 9.11 | 0.9072 | 2871 | 82.6 | 5 |  | 42576 |  |  | No |  | 3 | 1972 | 133.06 | 14.82 | 9.11 | 0.9072 | 3000 | 82.6
PA3EUXAM | NEUTEX ADVANCED ENERGY GROUP | NEUTEX ADVANCED ENERGY GROUP INC | T812C4V30F | Linear Replacement Lamp | Four-Foot | Replacement Lamps (plug and play) (UL Type A) | Standard | TRUE | 1771 | 119.74 | 14.76 | 9.08 | 0.9047 | 2885 | 82.6 | 5 |  | 42576 |  |  | No |  | 3 | 1778 | 120.46 | 14.76 | 9.08 | 0.9047 | 3000 | 82.6
P639HPC2 | ELEDLIGHTS | ELEDLIGHTS | 4RLXT8X018UD40F | Linear Replacement Lamp | Four-Foot | Internal Driver Lamp-Style Retrofit Kits (UL Type B) | Standard | TRUE | 2024 | 117.06 | 17.29 | 16.73 | 0.9043 | 3962 | 84.8 | 5 | 50000 | 42576 |  |  | No |  | 3 | 2013 | 118.13 | 17.04 | 16.73 | 0.9043 | 4000 | 84.8
P47V1AXU | Shenzhen Topband Co. Ltd. | TOPBAND | TPHOT8X4NLA-18WSB(30F) | Linear Replacement Lamp | Four-Foot | Internal Driver Lamp-Style Retrofit Kits (UL Type B) | Standard | TRUE | 2173 | 123.61 | 17.58 | 13.55 | 0.9035 | 2925 | 82.8 | 5 | 50000 | 42576 |  |  | No |  | 3.1 | 1978 | 111.06 | 17.81 | 13.37 | 0.9 | 3000 | 82.7
P1BJJQUW | Shenzhen Topband Co. Ltd. | TOPBAND | TPHOT8X4NLA-18WSB(30C) | Linear Replacement Lamp | Four-Foot | Internal Driver Lamp-Style Retrofit Kits (UL Type B) | Standard | TRUE | 1978 | 111.06 | 17.81 | 13.37 | 0.9027 | 2920 | 82.7 | 5 | 50000 | 42576 |  |  | No |  | 3.1 | 2173 | 123.61 | 17.58 | 13.55 | 0.9 | 3000 | 82.8
PWCRV8UC | WAYTOGO LED LIGHTING COMPANY LTD | WTGLED | WTG-4F15WT8W BQET+ 50K | Linear Replacement Lamp | Four-Foot | Replacement Lamps (plug and play) (UL Type A) | Standard | FALSE | [9 empty] | 42576 |  |  | No |  | 3 | 1843.79 | 109.1 | 16.9 | 14.68 | 0.975 | 5000 | 82.5
P15RJRRT | WAYTOGO LED LIGHTING COMPANY LTD | WTGLED | WTG-4F15WT8W BQET+ 40K | Linear Replacement Lamp | Four-Foot | Replacement Lamps (plug and play) (UL Type A) | Standard | FALSE | [9 empty] | 42576 |  |  | No |  | 3 | 1724.097 | 101.897 | 16.92 | 15.11 | 0.982 | 4000 | 84.6
PHRVMDDG | Shenzhen Topband Co. Ltd. | TOPBAND | TPHOT8X4NLA-18WSB(50C) | Linear Replacement Lamp | Four-Foot | Internal Driver Lamp-Style Retrofit Kits (UL Type B) | Standard | FALSE | [9 empty] | 42576 |  |  | No |  | 3.1 | 2267 | 127.29 | 17.81 | 13.31 | 0.9 | 5000 | 82.7
PPWVE7WU | Shenzhen Topband Co. Ltd. | TOPBAND | TPHOT8X4NLA-18WSB(50F) | Linear Replacement Lamp | Four-Foot | Internal Driver Lamp-Style Retrofit Kits (UL Type B) | Standard | FALSE | [9 empty] | 42576 |  |  | No |  | 3.1 | 2071 | 115.44 | 17.94 | 13.24 | 0.9 | 5000 | 82.3
P7WEVDVX | Shenzhen Topband Co. Ltd. | TOPBAND | TPHOT8X4NLA-18WSB(45C) | Linear Replacement Lamp | Four-Foot | Internal Driver Lamp-Style Retrofit Kits (UL Type B) | Standard | FALSE | [9 empty] | 42576 |  |  | No |  | 3.1 | 2244 | 126.79 | 17.7 | 13.55 | 0.9 | 4500 | 82.8
PRDZK995 | Shenzhen Topband Co. Ltd. | TOPBAND | TPHOT8X4NLA-18WSB(45F) | Linear Replacement Lamp | Four-Foot | Internal Driver Lamp-Style Retrofit Kits (UL Type B) | Standard | FALSE | [9 empty] | 42576 |  |  | No |  | 3.1 | 2048 | 114.56 | 17.88 | 13.37 | 0.9 | 4500 | 82.7
PNR5H8NY | Shenzhen Topband Co. Ltd. | TOPBAND | TPHOT8X4NLA-18WSB(40C) | Linear Replacement Lamp | Four-Foot | Internal Driver Lamp-Style Retrofit Kits (UL Type B) | Standard | FALSE | [9 empty] | 42576 |  |  | No |  | 3.1 | 2220 | 125.46 | 17.7 | 13.55 | 0.9 | 4000 | 82.8
PWERKMU4 | Shenzhen Topband Co. Ltd. | TOPBAND | TPHOT8X4NLA-18WSB(40F) | Linear Replacement Lamp | Four-Foot | Internal Driver Lamp-Style Retrofit Kits (UL Type B) | Standard | FALSE | [9 empty] | 42576 |  |  | No |  | 3.1 | 2025 | 113.26 | 17.88 | 13.37 | 0.9 | 4000 | 82.7
PC4G6HB4 | Shenzhen Topband Co. Ltd. | TOPBAND | TPHOT8X4NLA-18WSB(35C) | Linear Replacement Lamp | Four-Foot | Internal Driver Lamp-Style Retrofit Kits (UL Type B) | Standard | FALSE | [9 empty] | 42576 |  |  | No |  | 3.1 | 2197 | 124.13 | 17.7 | 13.55 | 0.9 | 3500 | 82.8
PEN1RPFF | Shenzhen Topband Co. Ltd. | TOPBAND | TPHOT8X4NLA-18WSB(35F) | Linear Replacement Lamp | Four-Foot | Internal Driver Lamp-Style Retrofit Kits (UL Type B) | Standard | FALSE | [9 empty] | 42576 |  |  | No |  | 3.1 | 2001 | 111.96 | 17.88 | 13.37 | 0.9 | 3500 | 82.7
PHN28NBR | ELEDLIGHTS | ELEDLIGHTS | 4RLXT8X018UD50F | Linear Replacement Lamp | Four-Foot | Internal Driver Lamp-Style Retrofit Kits (UL Type B) | Standard | FALSE | [9 empty] | 42576 |  |  | No |  | 3 | 2061 | 120.39 | 17.12 | 15.39 | 0.9059 | 5000 | 84
PFPZNZQ8 | ELEDLIGHTS | ELEDLIGHTS | 4RLXT8X018UD50C | Linear Replacement Lamp | Four-Foot | Internal Driver Lamp-Style Retrofit Kits (UL Type B) | Standard | FALSE | [9 empty] | 42576 |  |  | NotYetVerified |  | 3 | 1800 | 100 | 18 | 20 | 0.9 | 5000 | 80
PAGK77U3 | ELEDLIGHTS | ELEDLIGHTS | 4RLXT8X018UD45C | Linear Replacement Lamp | Four-Foot | Internal Driver Lamp-Style Retrofit Kits (UL Type B) | Standard | FALSE | [9 empty] | 42576 |  |  | NotYetVerified |  | 3 | 1800 | 100 | 18 | 20 | 0.9 | 4500 | 80
PE4ARPXD | ELEDLIGHTS | ELEDLIGHTS | 4RLXT8X018UD40C | Linear Replacement Lamp | Four-Foot | Internal Driver Lamp-Style Retrofit Kits (UL Type B) | Standard | FALSE | [9 empty] | 42576 |  |  | NotYetVerified |  | 3 | 1800 | 100 | 18 | 20 | 0.9 | 4000 | 80
P7XFSDXN | ELEDLIGHTS | ELEDLIGHTS | 4RLXT8X018UD35C | Linear Replacement Lamp | Four-Foot | Internal Driver Lamp-Style Retrofit Kits (UL Type B) | Standard | FALSE | [9 empty] | 42576 |  |  | NotYetVerified |  | 3 | 1800 | 100 | 18 | 20 | 0.9 | 3500 | 80
P9X9DVEQ | NEUTEX ADVANCED ENERGY GROUP | NEUTEX ADVANCED ENERGY GROUP INC | T816C4S50F | Linear Replacement Lamp | Four-Foot | Replacement Lamps (plug and play) (UL Type A) | Standard | FALSE | [9 empty] | 42576 | Not Dimmable | Not Dimmable | No |  | 3 | 2268 | 118.87 | 19.08 | 10.95 | 0.9744 | 5000 | 84.2
P12W4S9H | NEUTEX ADVANCED ENERGY GROUP | NEUTEX ADVANCED ENERGY GROUP INC | T816C4S50C | Linear Replacement Lamp | Four-Foot | Replacement Lamps (plug and play) (UL Type A) | Standard | FALSE | [9 empty] | 42576 | Not Dimmable | Not Dimmable | No |  | 3 | 2481 | 133.89 | 18.53 | 10.89 | 0.9729 | 5000 | 84
PUY2QK73 | NEUTEX ADVANCED ENERGY GROUP | NEUTEX ADVANCED ENERGY GROUP INC | T820C4S50F | Linear Replacement Lamp | Four-Foot | Replacement Lamps (plug and play) (UL Type A) | Standard | FALSE | [9 empty] | 42576 | Not Dimmable | Not Dimmable | No |  | 3 | 2631 | 120.63 | 21.81 | 6.39 | 0.9093 | 5000 | 84
PCQC5CK6 | NEUTEX ADVANCED ENERGY GROUP | NEUTEX ADVANCED ENERGY GROUP INC | T820C4S50C | Linear Replacement Lamp | Four-Foot | Replacement Lamps (plug and play) (UL Type A) | Standard | FALSE | [9 empty] | 42576 | Not Dimmable | Not Dimmable | No |  | 3 | 2937 | 135.85 | 21.62 | 6.12 | 0.9117 | 5000 | 84
PS6RWFSY | NEUTEX ADVANCED ENERGY GROUP | NEUTEX ADVANCED ENERGY GROUP INC | T812C4S50F | Linear Replacement Lamp | Four-Foot | Replacement Lamps (plug and play) (UL Type A) | Standard | FALSE | [9 empty] | 42576 | Not Dimmable | Not Dimmable | No |  | 3 | 1987 | 133.62 | 14.87 | 9.31 | 0.9055 | 5000 | 83.8
P3W9YGUY | NEUTEX ADVANCED ENERGY GROUP | NEUTEX ADVANCED ENERGY GROUP INC | T812C4S50C | Linear Replacement Lamp | Four-Foot | Replacement Lamps (plug and play) (UL Type A) | Standard | FALSE | [9 empty] | 42576 | Not Dimmable | Not Dimmable | No |  | 3 | 2077 | 138.74 | 14.97 | 9.48 | 0.9051 | 5000 | 83.6
PMXVW9T7 | NEUTEX ADVANCED ENERGY GROUP | NEUTEX ADVANCED ENERGY GROUP INC | T816C4T45F | Linear Replacement Lamp | Four-Foot | Replacement Lamps (plug and play) (UL Type A) | Standard | FALSE | [9 empty] | 42576 | Not Dimmable | Not Dimmable | No |  | 3 | 2251 | 117.73 | 19.12 | 10.62 | 0.9745 | 4500 | 85.2
PD18G18V | NEUTEX ADVANCED ENERGY GROUP | NEUTEX ADVANCED ENERGY GROUP INC | T812C4T45F | Linear Replacement Lamp | Four-Foot | Replacement Lamps (plug and play) (UL Type A) | Standard | FALSE | [9 empty] | 42576 | Not Dimmable | Not Dimmable | No |  | 3 | 1912 | 123.66 | 14.86 | 9.35 | 0.9073 | 4500 | 85.2
PCGN6B1N | NEUTEX ADVANCED ENERGY GROUP | NEUTEX ADVANCED ENERGY GROUP INC | T816C4T45C | Linear Replacement Lamp | Four-Foot | Replacement Lamps (plug and play) (UL Type A) | Standard | FALSE | [9 empty] | 42576 | Not Dimmable | Not Dimmable | No |  | 3 | 2451 | 132.13 | 18.55 | 11.06 | 0.9715 | 4500 | 85.1
PYM8Q3TG | NEUTEX ADVANCED ENERGY GROUP | NEUTEX ADVANCED ENERGY GROUP INC | T812C4T45C | Linear Replacement Lamp | Four-Foot | Replacement Lamps (plug and play) (UL Type A) | Standard | FALSE | [9 empty] | 42576 | Not Dimmable | Not Dimmable | No |  | 3 | 2053 | 137.42 | 14.94 | 9.08 | 0.9068 | 4500 | 85.1
PN55N9TA | NEUTEX ADVANCED ENERGY GROUP | NEUTEX ADVANCED ENERGY GROUP INC | T820C4T45C | Linear Replacement Lamp | Four-Foot | Replacement Lamps (plug and play) (UL Type A) | Standard | FALSE | [9 empty] | 42576 | Not Dimmable | Not Dimmable | No |  | 3 | 2911 | 134.96 | 21.57 | 5.97 | 0.9133 | 4500 | 84.5
PTZ358CQ | NEUTEX ADVANCED ENERGY GROUP | NEUTEX ADVANCED ENERGY GROUP INC | T820C4T45F | Linear Replacement Lamp | Four-Foot | Replacement Lamps (plug and play) (UL Type A) | Standard | FALSE | [9 empty] | 42576 | Not Dimmable | Not Dimmable | No |  | 3 | 2605 | 119.66 | 21.77 | 5.87 | 0.911 | 4500 | 84.4
P7YUYE2E | NEUTEX ADVANCED ENERGY GROUP | NEUTEX ADVANCED ENERGY GROUP INC | T816C4T40F | Linear Replacement Lamp | Four-Foot | Replacement Lamps (plug and play) (UL Type A) | Standard | FALSE | [9 empty] | 42576 | Not Dimmable | Not Dimmable | No |  | 3 | 2234 | 116.66 | 19.15 | 10.62 | 0.9745 | 4000 | 85.2
PQ596ECM | NEUTEX ADVANCED ENERGY GROUP | NEUTEX ADVANCED ENERGY GROUP INC | T812C4T40F | Linear Replacement Lamp | Four-Foot | Replacement Lamps (plug and play) (UL Type A) | Standard | FALSE | [9 empty] | 42576 | Not Dimmable | Not Dimmable | No |  | 3 | 1836 | 123.64 | 14.85 | 9.35 | 0.9073 | 4000 | 85.2
P292CSM6 | NEUTEX ADVANCED ENERGY GROUP | NEUTEX ADVANCED ENERGY GROUP INC | T816C4T40C | Linear Replacement Lamp | Four-Foot | Replacement Lamps (plug and play) (UL Type A) | Standard | FALSE | [9 empty] | 42576 | Not Dimmable | Not Dimmable | No |  | 3 | 2421 | 130.37 | 18.57 | 11.06 | 0.9715 | 4000 | 85.1
PYAXUDYB | NEUTEX ADVANCED ENERGY GROUP | NEUTEX ADVANCED ENERGY GROUP INC | T812C4T40C | Linear Replacement Lamp | Four-Foot | Replacement Lamps (plug and play) (UL Type A) | Standard | FALSE | [9 empty] | 42576 | Not Dimmable | Not Dimmable | No |  | 3 | 2028 | 136.02 | 14.91 | 9.08 | 0.9068 | 4000 | 85.1
PDBEMHCA | NEUTEX ADVANCED ENERGY GROUP | NEUTEX ADVANCED ENERGY GROUP INC | T820C4T40C | Linear Replacement Lamp | Four-Foot | Replacement Lamps (plug and play) (UL Type A) | Standard | FALSE | [9 empty] | 42576 | Not Dimmable | Not Dimmable | No |  | 3 | 2885 | 134.12 | 21.51 | 5.97 | 0.9133 | 4000 | 84.5
PV42MBPX | NEUTEX ADVANCED ENERGY GROUP | NEUTEX ADVANCED ENERGY GROUP INC | T820C4T40F | Linear Replacement Lamp | Four-Foot | Replacement Lamps (plug and play) (UL Type A) | Standard | FALSE | [9 empty] | 42576 | Not Dimmable | Not Dimmable | No |  | 3 | 2579 | 118.74 | 21.72 | 5.87 | 0.911 | 4000 | 84.4
P9ZPFQH1 | NEUTEX ADVANCED ENERGY GROUP | NEUTEX ADVANCED ENERGY GROUP INC | T816C4V35F | Linear Replacement Lamp | Four-Foot | Replacement Lamps (plug and play) (UL Type A) | Standard | FALSE | [9 empty] | 42576 | Not Dimmable | Not Dimmable | No |  | 3 | 2221 | 115.62 | 19.21 | 10.58 | 0.9751 | 3500 | 82.7
PY1H3VUN | NEUTEX ADVANCED ENERGY GROUP | NEUTEX ADVANCED ENERGY GROUP INC | T816C4V35C | Linear Replacement Lamp | Four-Foot | Replacement Lamps (plug and play) (UL Type A) | Standard | FALSE | [9 empty] | 42576 | Not Dimmable | Not Dimmable | No |  | 3 | 2395 | 128.83 | 18.59 | 10.69 | 0.9739 | 3500 | 82.6
PND6D3ZE | NEUTEX ADVANCED ENERGY GROUP | NEUTEX ADVANCED ENERGY GROUP INC | T812C4V35C | Linear Replacement Lamp | Four-Foot | Replacement Lamps (plug and play) (UL Type A) | Standard | FALSE | [9 empty] | 42576 | Not Dimmable | Not Dimmable | No |  | 3 | 2000 | 134.59 | 14.86 | 9.11 | 0.9072 | 3500 | 82.6
P4XGG98X | NEUTEX ADVANCED ENERGY GROUP | NEUTEX ADVANCED ENERGY GROUP INC | T812C4V35F | Linear Replacement Lamp | Four-Foot | Replacement Lamps (plug and play) (UL Type A) | Standard | FALSE | [9 empty] | 42576 | Not Dimmable | Not Dimmable | No |  | 3 | 1807 | 122.01 | 14.81 | 9.08 | 0.9047 | 3500 | 82.6
PS81XTW4 | NEUTEX ADVANCED ENERGY GROUP | NEUTEX ADVANCED ENERGY GROUP INC | T820C4V35C | Linear Replacement Lamp | Four-Foot | Replacement Lamps (plug and play) (UL Type A) | Standard | FALSE | [9 empty] | 42576 | Not Dimmable | Not Dimmable | No |  | 3 | 2860 | 132.71 | 21.55 | 6.08 | 0.9126 | 3500 | 82.4
PY49R6D6 | NEUTEX ADVANCED ENERGY GROUP | NEUTEX ADVANCED ENERGY GROUP INC | T820C4V35F | Linear Replacement Lamp | Four-Foot | Replacement Lamps (plug and play) (UL Type A) | Standard | FALSE | [9 empty] | 42576 | Not Dimmable | Not Dimmable | No |  | 3 | 2545 | 117.34 | 21.69 | 6.15 | 0.9149 | 3500 | 82.3
PK4PXRBB | Hangzhou Junction Imp. and Exp. Co. Ltd | Thinklux Lighting | 18WT8U-4F-50K-DIR | Linear Replacement Lamp | Four-Foot | Replacement Lamps (plug and play) (UL Type A) | Standard | FALSE | [9 empty] | 42576 | Not Dimmable | Not Dimmable | NotYetVerified |  | 3.1 | 2143 | 113.38 | 18.9 | 15.19 | 0.9128 | 5000 | 86.4
P7JW6A15 | Hangzhou Junction Imp. and Exp. Co. Ltd | Thinklux Lighting | 18WT8U-4F-45K-DIR | Linear Replacement Lamp | Four-Foot | Replacement Lamps (plug and play) (UL Type A) | Standard | FALSE | [9 empty] | 42576 | Not Dimmable | Not Dimmable | NotYetVerified |  | 3.1 | 2116 | 112.79 | 18.76 | 15.31 | 0.9146 | 4500 | 85.7
P3Y6FRWC | Hangzhou Junction Imp. and Exp. Co. Ltd | Thinklux Lighting | 18WT8U-4F-40K-DIR | Linear Replacement Lamp | Four-Foot | Replacement Lamps (plug and play) (UL Type A) | Standard | FALSE | [9 empty] | 42576 | Not Dimmable | Not Dimmable | NotYetVerified |  | 3.1 | 2087 | 111.25 | 18.76 | 15.31 | 0.9146 | 4000 | 85.7
PJXZVPXX | Hangzhou Junction Imp. and Exp. Co. Ltd | Thinklux Lighting | 18WT8U-4F-35K-DIR | Linear Replacement Lamp | Four-Foot | Replacement Lamps (plug and play) (UL Type A) | Standard | FALSE | [9 empty] | 42576 | Not Dimmable | Not Dimmable | NotYetVerified |  | 3.1 | 2058 | 109.7 | 18.76 | 15.31 | 0.9146 | 3500 | 85.7
PKU79BSP | ENVISION LED LIGHTING INC. | EnVision | LED-T8DF-GLF2-4FT-18W-WW | Linear Replacement Lamp | Four-Foot | Replacement Lamps (plug and play) (UL Type A) | Standard | TRUE | 2108.773 | 101.58 | 20.76 | 10.82 | 0.9921 | 2952 | 81.1 | 5 | 50000 | 42575 |  |  | No |  | 3 | 2100 | 117 | 18 | 12 | 0.9 | 3000 | 80
PJQQSPA1 | ENVISION LED LIGHTING INC. | EnVision | LED-T8DF-GLF2-4FT-18W-DL | Linear Replacement Lamp | Four-Foot | Replacement Lamps (plug and play) (UL Type A) | Standard | FALSE | [9 empty] | 42575 | Not Dimmable | Not Dimmable | No |  | 3 | 2200 | 122 | 18 | 12 | 0.9 | 5000 | 80
PUFUYMX9 | ENVISION LED LIGHTING INC. | EnVision | LED-T8DF-GLF2-4FT-18W-45K | Linear Replacement Lamp | Four-Foot | Replacement Lamps (plug and play) (UL Type A) | Standard | FALSE | [9 empty] | 42575 | Not Dimmable | Not Dimmable | No |  | 3 | 2100 | 117 | 18 | 12 | 0.9 | 4500 | 80
P3KDCSC7 | ENVISION LED LIGHTING INC. | EnVision | LED-T8DF-GLF2-4FT-18W-CW | Linear Replacement Lamp | Four-Foot | Replacement Lamps (plug and play) (UL Type A) | Standard | FALSE | [9 empty] | 42575 | Not Dimmable | Not Dimmable | No |  | 3 | 2100 | 117 | 18 | 12 | 0.9 | 4000 | 80
PMQYB5SG | ENVISION LED LIGHTING INC. | EnVision | LED-T8DF-GLF2-4FT-18W-35K | Linear Replacement Lamp | Four-Foot | Replacement Lamps (plug and play) (UL Type A) | Standard | FALSE | [9 empty] | 42575 | Not Dimmable | Not Dimmable | No |  | 3 | 2100 | 117 | 18 | 12 | 0.9 | 3500 | 80
PUQBBD81 | AMERICAN GREENPOWER INC. | American Greenpower | LT8EC-020-30-BINT-4 | Linear Replacement Lamp | Four-Foot | Dual Mode Internal Driver (UL Type A and Type B) | Standard | TRUE | 2327 | 104.06 | 22.36 | 10.17 | 0.9129 | 2910 | 81.2 | 5 | 50000 | 42573 |  |  | NotYetVerified |  | 3 | 2327 | 116 | 20 | 20 | 0.9 | 3000 | 83
P8326CEG | AMERICAN GREENPOWER INC. | American Greenpower | LT8EC-020-50-BINT-4 | Linear Replacement Lamp | Four-Foot | Dual Mode Internal Driver (UL Type A and Type B) | Standard | FALSE | [9 empty] | 42573 |  |  | NotYetVerified | Lastx represents either s for single-end power input or T for double-end inputs | 3 | 2327 | 116 | 22.5 | 20 | 0.9 | 5000 | 83
PED28SX6 | AMERICAN GREENPOWER INC. | American Greenpower | LT8EC-020-40-BINT-4 | Linear Replacement Lamp | Four-Foot | Dual Mode Internal Driver (UL Type A and Type B) | Standard | FALSE | [9 empty] | 42573 |  |  | NotYetVerified | Lastx represents either s for single-end power input or T for double-end inputs | 3 | 2327 | 116 | 22.5 | 20 | 0.9 | 4000 | 83
PFRPNKUV | AMERICAN GREENPOWER INC. | American Greenpower | LT8-022-40-BINS-4 | Linear Replacement Lamp | Four-Foot | Internal Driver Lamp-Style Retrofit Kits (UL Type B) | Standard | FALSE | [9 empty] | 42573 |  |  | NotYetVerified |  | 3 | 2150 | 97.8 | 22 | 20 | 0.9 | 4000 | 83
PPYT72EB | AMERICAN GREENPOWER INC. | American Greenpower | LT8E-015-40-BINT-4 | Linear Replacement Lamp | Four-Foot | Dual Mode Internal Driver (UL Type A and Type B) | Standard | FALSE | [9 empty] | 42573 |  |  | NotYetVerified | Lastx represents either s for single-end power input or T for double-end inputs | 3 | 2040 | 120 | 17.7 | 20 | 0.9 | 4000 | 83
PS4ZMTVX | AMERICAN GREENPOWER INC. | American Greenpower | LT8E-020-40-BINT-4 | Linear Replacement Lamp | Four-Foot | Dual Mode Internal Driver (UL Type A and Type B) | Standard | FALSE | [9 empty] | 42573 |  |  | NotYetVerified | Lastx represents either s for single-end power input or T for double-end inputs | 3 | 2431 | 112 | 21.83 | 20 | 0.9 | 4000 | 83
PPXR3J87 | CH Lighting Co.Ltd. | CH | CH1157-48-15W 830-9 | Linear Replacement Lamp | Four-Foot | Dual Mode Internal Driver (UL Type A and Type B) | Standard | TRUE | 2402 | 128.3 | 18.72 | 10.2 | 0.9702 | 3035 | 80.6 | 5 | 50000 | 42571 |  |  | No |  | 4 | 2000 | 110 | 18 | 10.2 | 0.971 | 3000 | 83
P7M8UM22 | Globe LED lighting Inc. | Globe | LED T8 15W 1800 lumens 120V-277V | Linear Replacement Lamp | Four-Foot | Replacement Lamps (plug and play) (UL Type A) | Standard | TRUE | 1901 | 101 | 18.84 | 13.14 | 0.9697 | 2966 | 82.8 | 5 | 50000 | 42571 |  |  | No |  | 3 | 1800 | 100 | 18 | 20 | 0.9 | 3000 | 82
P4FK1Q4J | CH Lighting Co.Ltd. | CH | CH1128-48-15W 830-9 | Linear Replacement Lamp | Four-Foot | Replacement Lamps (plug and play) (UL Type A) | Standard | TRUE | 2058 | 117.4 | 17.54 | 11.26 | 0.9669 | 3052 | 81.2 | 5 | 50000 | 42571 |  |  | No |  | 4 | 2000 | 110 | 18 | 11.26 | 0.99 | 3000 | 83
PT4593G2 | CH Lighting Co.Ltd. | CH | CH1128-48-13W 830-9 | Linear Replacement Lamp | Four-Foot | Replacement Lamps (plug and play) (UL Type A) | Standard | TRUE | 1955 | 119 | 16.43 | 12.41 | 0.9634 | 3056 | 81.3 | 5 | 50000 | 42571 |  |  | No |  | 4 | 1800 | 110 | 16 | 12.41 | 0.97 | 3000 | 83
PYHQ8S2Z | CH Lighting Co.Ltd. | CH | CH1152[Blank D]-48-14.5W 830-9 | Linear Replacement Lamp | Four-Foot | Internal Driver Lamp-Style Retrofit Kits (UL Type B) | Standard | TRUE | 1888 | 126 | 14.99 | 21.32 | 0.9613 | 3122 | 82.2 | 5 | 50000 | 42571 |  |  | No | Updated 12/7/2016 | 4 | 1900 | 125 | 15 | 21.32 | 0.974 | 3000 | 83
P9ETV7HK | CH Lighting Co.Ltd. | CH | CH1157-48-13W 830-9 | Linear Replacement Lamp | Four-Foot | Dual Mode Internal Driver (UL Type A and Type B) | Standard | TRUE | 2042 | 128.7 | 15.87 | 12.43 | 0.9607 | 3025 | 81 | 5 | 50000 | 42571 |  |  | No |  | 4 | 1800 | 110 | 16 | 12.43 | 0.961 | 3000 | 83
PAT22S18 | Cresea Technology Limited | Cresea | US-T104F16W-EDP1C (4000K) | Linear Replacement Lamp | Four-Foot | 2-lamp External Driver Lamp-Style Retrofit Kits (UL Type C) | Standard | TRUE | 1622 | 103.31 | 15.7 | 15.9 | 0.936 | 4133 | 82 | 5 | 50000 | 42571 |  |  | NotYetVerified |  | 3 | 1600 | 100 | 16 |  | 0.9 | 4000 | 80
P7GZVR54 | James Trading Company Limited | JAMES | ZY-T527W4FT35K | Linear Replacement Lamp | Four-Foot | Replacement Lamps (plug and play) (UL Type A) | Standard | TRUE | 2922.891 | 102.439 | 28.533 | 10.48 | 0.932 | 3449 | 84 | 5 | 50000 | 42571 |  |  | No |  | 3 | 2922.891 | 102.439 | 28.533 | 10.48 | 0.932 | 3449 | 84
PZCD5SQJ | Cresea Technology Limited | Cresea | US-T404F16W-P1F1H (4000K) | Linear Replacement Lamp | Four-Foot | Internal Driver Lamp-Style Retrofit Kits (UL Type B) | Standard | TRUE | 1949.78 | 123.4 | 15.8 | 16.53 | 0.92 | 4066 | 83.1 | 5 | 50000 | 42571 |  |  | NotYetVerified | Internal Driver | 3 | 2000 | 125 | 16 |  | 0.96 | 4000 | 83
PYSFYW2P | Cresea Technology Limited | Cresea | US-T104F23W-EDP1C (4000K) | Linear Replacement Lamp | Four-Foot | Internal Driver Lamp-Style Retrofit Kits (UL Type B) | Standard | TRUE | 2308 | 102.81 | 22.45 | 16 | 0.919 | 4029 | 82 | 5 | 50000 | 42571 |  |  | NotYetVerified | Internal Driver | 3 | 2300 | 100 | 23 |  | 0.9 | 4000 | 80
P3VC3SRQ | Cresea Technology Limited | Cresea | US-T104F16W-EDP2F (4000K) | Linear Replacement Lamp | Four-Foot | 2-lamp External Driver Lamp-Style Retrofit Kits (UL Type C) | Standard | TRUE | 1936.5 | 129.01 | 15.01 | 19.9 | 0.917 | 4224 | 83.1 | 5 | 50000 | 42571 |  |  | NotYetVerified | External Driver | 3 | 2800 | 175 | 16 | 20 | 0.9 | 4000 | 80
PB3EFDCK | ELEDLIGHTS | ELEDLIGHTS | 4HLBT8X018UN40C | Linear Replacement Lamp | Four-Foot | Internal Driver Lamp-Style Retrofit Kits (UL Type B) | Standard | TRUE | 2477.429 | 143.204 | 17.3 | 13.7 | 0.908 | 4062 | 82.5 | 5 | 50000 | 42571 |  |  | No |  | 4 | 2477.43 | 143.2 | 17.3 | 8.5 | 0.99 | 4062 | 82.5
PQB77VU5 | ELEDLIGHTS | ELEDLIGHTS | 4UHLT8X020UN40C | Linear Replacement Lamp | Four-Foot | Internal Driver Lamp-Style Retrofit Kits (UL Type B) | Standard | TRUE | 2840.767 | 147.19 | 37.206 | 13.5 | 0.905 | 4046 | 82.3 | 5 | 50000 | 42571 |  |  | No |  | 4 | 2840.77 | 147.19 | 19.3 | 8.1 | 0.98 | 4046 | 82.3
PW946D82 | YANKON LIGHTING INC. | Yankon | YGA05A22-T8-18W-830-1 | Linear Replacement Lamp | Four-Foot | Internal Driver Lamp-Style Retrofit Kits (UL Type B) | Standard | TRUE | 1905 | 109.04 | 17.47 | 14.53 | 0.9049 | 3116 | 83.7 | 5 | 50000 | 42571 |  |  | No |  | 4 | 1905 | 109.04 | 17.47 | 14.53 | 0.9 | 3000 | 83.7
PG1JARXF | Cresea Technology Limited | Cresea | US-T104F23W-EDP1F (4000K) | Linear Replacement Lamp | Four-Foot | 2-lamp External Driver Lamp-Style Retrofit Kits (UL Type C) | Standard | TRUE | 2450.49 | 101.47 | 24.15 | 17.41 | 0.9 | 4118 | 83.6 | 5 | 50000 | 42571 |  |  | NotYetVerified |  | 3 | 2500 | 108.7 | 23 |  | 0.99 | 4000 | 83
PTSMCEEG | Cresea Technology Limited | Cresea | US-T404F16W-P1C1H (4000K) | Linear Replacement Lamp | Four-Foot | Internal Driver Lamp-Style Retrofit Kits (UL Type B) | Standard | TRUE | 2016.56 | 128.44 | 15.7 | 16.33 | 0.9 | 4115 | 83.4 | 5 | 50000 | 42571 |  |  | NotYetVerified | Internal Driver | 3 | 2000 | 125 | 16 |  | 0.96 | 4000 | 83
P5PMFARP | Globe LED lighting Inc. | Globe | LED T8 18W 2000 lumens 120V | Linear Replacement Lamp | Four-Foot | Internal Driver Lamp-Style Retrofit Kits (UL Type B) | Standard | TRUE | 1978 | 113.7 | 17.39 | 21.08 | 0.8961 | 3016 | 80.2 | 5 | 50000 | 42571 |  |  | No |  | 3.1 | 2000 | 112 | 18 | 20 | 0.9 | 3000 | 83
PV2MKSK1 | Cresea Technology Limited | Cresea | US-T404F16W-P1C1H (5000K) | Linear Replacement Lamp | Four-Foot | Internal Driver Lamp-Style Retrofit Kits (UL Type B) | Standard | FALSE | [9 empty] | 42571 |  |  | NotYetVerified | Internal Driver | 3 | 2000 | 125 | 16 |  | 0.96 | 5000 | 83
PJAQ88W1 | Cresea Technology Limited | Cresea | US-T404F16W-P1F1H (5000K) | Linear Replacement Lamp | Four-Foot | Internal Driver Lamp-Style Retrofit Kits (UL Type B) | Standard | FALSE | [9 empty] | 42571 |  |  | NotYetVerified | Internal Driver | 3 | 2000 | 125 | 16 |  | 0.96 | 5000 | 83
P82CV2J9 | Cresea Technology Limited | Cresea | US-T104F23W-EDP2F (5000K) | Linear Replacement Lamp | Four-Foot | 2-lamp External Driver Lamp-Style Retrofit Kits (UL Type C) | Standard | FALSE | [9 empty] | 42571 |  |  | NotYetVerified | External Driver | 3 | 2500 | 108.7 | 23 |  |  | 5000 | 83
PYCY4GJJ | Cresea Technology Limited | Cresea | US-T104F16W-EDP1F (5000K) | Linear Replacement Lamp | Four-Foot | 2-lamp External Driver Lamp-Style Retrofit Kits (UL Type C) | Standard | FALSE | [9 empty] | 42571 |  |  | NotYetVerified | External Driver | 3 | 2800 | 175 | 16 | 20 | 0.9 | 5000 | 80
PK2TWD2X | Cresea Technology Limited | Cresea | US-T104F16W-EDP2F (5000K) | Linear Replacement Lamp | Four-Foot | 2-lamp External Driver Lamp-Style Retrofit Kits (UL Type C) | Standard | FALSE | [9 empty] | 42571 |  |  | NotYetVerified | External Driver | 3 | 2800 | 175 | 16 | 20 | 0.9 | 5000 | 80
PSAKRQV3 | Cresea Technology Limited | Cresea | US-T104F23W-EDP1C (5000K) | Linear Replacement Lamp | Four-Foot | Internal Driver Lamp-Style Retrofit Kits (UL Type B) | Standard | FALSE | [9 empty] | 42571 |  |  | NotYetVerified |  | 3 | 2300 | 100 | 23 |  | 0.9 | 5000 | 80
PUET8QWJ | Cresea Technology Limited | Cresea | US-T104F16W-EDP1C (5000K) | Linear Replacement Lamp | Four-Foot | 2-lamp External Driver Lamp-Style Retrofit Kits (UL Type C) | Standard | FALSE | [9 empty] | 42571 |  |  | NotYetVerified |  | 3 | 1600 | 100 | 16 |  | 0.9 | 5000 | 80
PV2FTMXU | Cresea Technology Limited | Cresea | US-T104F23W-EDP1F (5000K) | Linear Replacement Lamp | Four-Foot | 2-lamp External Driver Lamp-Style Retrofit Kits (UL Type C) | Standard | FALSE | [9 empty] | 42571 |  |  | NotYetVerified | External Driver | 3 | 2500 | 108.7 | 23 |  | 0.99 | 4000 | 83
PMV2WED9 | Cresea Technology Limited | Cresea | US-T104F23W-EDP2F (4000K) | Linear Replacement Lamp | Four-Foot | 2-lamp External Driver Lamp-Style Retrofit Kits (UL Type C) | Standard | FALSE | [9 empty] | 42571 |  |  | NotYetVerified | External Driver | 3 | 2500 | 108.7 | 23 |  |  | 4000 | 83
P9818MR6 | Cresea Technology Limited | Cresea | US-T104F16W-EDP1F (4000K) | Linear Replacement Lamp | Four-Foot | 2-lamp External Driver Lamp-Style Retrofit Kits (UL Type C) | Standard | FALSE | [9 empty] | 42571 |  |  | NotYetVerified | External Driver | 3 | 2800 | 175 | 16 | 20 | 0.9 | 4000 | 80
P9P73SXU | CH Lighting Co.Ltd. | CH | CH1152[Blank D]-48-14.5W 850-9 | Linear Replacement Lamp | Four-Foot | Internal Driver Lamp-Style Retrofit Kits (UL Type B) | Standard | FALSE | [9 empty] | 42571 |  |  | No | Updated 12/7/2016 | 4 | 2100 | 132 | 15 | 21.32 | 0.974 | 5000 | 83
PW9CE6NC | CH Lighting Co.Ltd. | CH | CH1157-48-13W 850-9 | Linear Replacement Lamp | Four-Foot | Dual Mode Internal Driver (UL Type A and Type B) | Standard | FALSE | [9 empty] | 42571 |  |  | No |  | 4 | 2000 | 115 | 16 | 12.43 | 0.961 | 5000 | 83
PQDAUVYU | CH Lighting Co.Ltd. | CH | CH1128-48-13W 850-9 | Linear Replacement Lamp | Four-Foot | Replacement Lamps (plug and play) (UL Type A) | Standard | FALSE | [9 empty] | 42571 |  |  | No |  | 4 | 2000 | 115 | 16 | 12.41 | 0.97 | 5000 | 83
PY8X3UCP | CH Lighting Co.Ltd. | CH | CH1128-48-15W 850-9 | Linear Replacement Lamp | Four-Foot | Replacement Lamps (plug and play) (UL Type A) | Standard | FALSE | [9 empty] | 42571 |  |  | No |  | 4 | 2200 | 115 | 18 | 11.26 | 0.99 | 5000 | 83
PDSVAXRG | CH Lighting Co.Ltd. | CH | CH1157-48-15W 850-9 | Linear Replacement Lamp | Four-Foot | Dual Mode Internal Driver (UL Type A and Type B) | Standard | FALSE | [9 empty] | 42571 |  |  | No |  | 4 | 2200 | 115 | 18 | 10.2 | 0.971 | 5000 | 83
PNP6C3AG | CH Lighting Co.Ltd. | CH | CH1152[Blank D]-48-14.5W 845-9 | Linear Replacement Lamp | Four-Foot | Internal Driver Lamp-Style Retrofit Kits (UL Type B) | Standard | FALSE | [9 empty] | 42571 |  |  | No | Updated 12/7/2016 | 4 | 2000 | 130 | 15 | 21.32 | 0.974 | 4500 | 83
PN26EE8N | CH Lighting Co.Ltd. | CH | CH1157-48-13W 845-9 | Linear Replacement Lamp | Four-Foot | Dual Mode Internal Driver (UL Type A and Type B) | Standard | FALSE | [9 empty] | 42571 |  |  | No |  | 4 | 1900 | 112 | 16 | 12.43 | 0.961 | 4500 | 83
PNDRZ9TK | CH Lighting Co.Ltd. | CH | CH1128-48-13W 845-9 | Linear Replacement Lamp | Four-Foot | Replacement Lamps (plug and play) (UL Type A) | Standard | FALSE | [9 empty] | 42571 |  |  | No |  | 4 | 1900 | 112 | 16 | 12.41 | 0.97 | 4500 | 83
PZQJ4ZRB | CH Lighting Co.Ltd. | CH | CH1128-48-15W 845-9 | Linear Replacement Lamp | Four-Foot | Replacement Lamps (plug and play) (UL Type A) | Standard | FALSE | [9 empty] | 42571 |  |  | No |  | 4 | 2100 | 112 | 18 | 11.26 | 0.99 | 4500 | 83
PZ4GGFME | CH Lighting Co.Ltd. | CH | CH1157-48-15W 845-9 | Linear Replacement Lamp | Four-Foot | Dual Mode Internal Driver (UL Type A and Type B) | Standard | FALSE | [9 empty] | 42571 |  |  | No |  | 4 | 2100 | 112 | 18 | 10.2 | 0.971 | 4500 | 83
PKAKQAST | CH Lighting Co.Ltd. | CH | CH1152[Blank D]-48-14.5W 840-9 | Linear Replacement Lamp | Four-Foot | Internal Driver Lamp-Style Retrofit Kits (UL Type B) | Standard | FALSE | [9 empty] | 42571 |  |  | No | Updated 12/7/2016 | 4 | 2000 | 130 | 15 | 21.32 | 0.974 | 4000 | 83
P8WH6SPB | CH Lighting Co.Ltd. | CH | CH1157-48-13W 840-9 | Linear Replacement Lamp | Four-Foot | Dual Mode Internal Driver (UL Type A and Type B) | Standard | FALSE | [9 empty] | 42571 |  |  | No |  | 4 | 1900 | 112 | 16 | 12.43 | 0.961 | 4000 | 83
PGF7WZUN | CH Lighting Co.Ltd. | CH | CH1128-48-13W 840-9 | Linear Replacement Lamp | Four-Foot | Replacement Lamps (plug and play) (UL Type A) | Standard | FALSE | [9 empty] | 42571 |  |  | No |  | 4 | 1900 | 112 | 16 | 12.41 | 0.97 | 4000 | 83
PBYS6H5F | CH Lighting Co.Ltd. | CH | CH1128-48-15W 840-9 | Linear Replacement Lamp | Four-Foot | Replacement Lamps (plug and play) (UL Type A) | Standard | FALSE | [9 empty] | 42571 |  |  | No |  | 4 | 2100 | 112 | 18 | 11.26 | 0.99 | 4000 | 83
P5ERCM2E | CH Lighting Co.Ltd. | CH | CH1157-48-15W 840-9 | Linear Replacement Lamp | Four-Foot | Dual Mode Internal Driver (UL Type A and Type B) | Standard | FALSE | [9 empty] | 42571 |  |  | No |  | 4 | 2100 | 112 | 18 | 10.2 | 0.971 | 4000 | 83
PKJV8UM6 | CH Lighting Co.Ltd. | CH | CH1152[Blank D]-48-14.5W 835-9 | Linear Replacement Lamp | Four-Foot | Internal Driver Lamp-Style Retrofit Kits (UL Type B) | Standard | FALSE | [9 empty] | 42571 |  |  | No | Updated 12/7/2016 | 4 | 1900 | 125 | 15 | 21.32 | 0.974 | 3500 | 83
PUMCU39M | CH Lighting Co.Ltd. | CH | CH1157-48-13W 835-9 | Linear Replacement Lamp | Four-Foot | Dual Mode Internal Driver (UL Type A and Type B) | Standard | FALSE | [9 empty] | 42571 |  |  | No |  | 4 | 1800 | 110 | 16 | 12.43 | 0.961 | 3500 | 83
PS28FPHX | CH Lighting Co.Ltd. | CH | CH1128-48-13W 835-9 | Linear Replacement Lamp | Four-Foot | Replacement Lamps (plug and play) (UL Type A) | Standard | FALSE | [9 empty] | 42571 |  |  | No |  | 4 | 1800 | 110 | 16 | 12.41 | 0.97 | 3500 | 83
PNTPUJBV | CH Lighting Co.Ltd. | CH | CH1128-48-15W 835-9 | Linear Replacement Lamp | Four-Foot | Replacement Lamps (plug and play) (UL Type A) | Standard | FALSE | [9 empty] | 42571 |  |  | No |  | 4 | 2000 | 110 | 18 | 11.26 | 0.99 | 3500 | 83
PMAP6XJP | CH Lighting Co.Ltd. | CH | CH1157-48-15W 835-9 | Linear Replacement Lamp | Four-Foot | Dual Mode Internal Driver (UL Type A and Type B) | Standard | FALSE | [9 empty] | 42571 |  |  | No |  | 4 | 2000 | 110 | 18 | 10.2 | 0.971 | 3500 | 83
PJZNB8P2 | James Trading Company Limited | JAMES | ZY-T527W4FT50K | Linear Replacement Lamp | Four-Foot | Replacement Lamps (plug and play) (UL Type A) | Standard | FALSE | [9 empty] | 42571 |  |  | No |  | 3 | 3002.988 | 105.025 | 28.593 | 10.48 | 0.932 | 4877 | 84
PRWGBT49 | James Trading Company Limited | JAMES | ZY-T527W4FT45K | Linear Replacement Lamp | Four-Foot | Replacement Lamps (plug and play) (UL Type A) | Standard | FALSE | [9 empty] | 42571 |  |  | No |  | 3 | 2922.891 | 102.439 | 28.533 | 10.48 | 0.932 | 4500 | 84
PBJYC3M8 | James Trading Company Limited | JAMES | ZY-T527W4FT40K | Linear Replacement Lamp | Four-Foot | Replacement Lamps (plug and play) (UL Type A) | Standard | FALSE | [9 empty] | 42571 |  |  | No |  | 3 | 2922.891 | 102.439 | 28.533 | 10.48 | 0.932 | 4000 | 84
PKSS3R2J | Globe LED lighting Inc. | Globe | LED T8 18W 2200 lumens 120V | Linear Replacement Lamp | Four-Foot | Internal Driver Lamp-Style Retrofit Kits (UL Type B) | Standard | FALSE | [9 empty] | 42571 |  |  | No |  | 3.1 | 2160 | 120 | 18 | 20 | 0.9 | 5000 | 83
PYSP1QE3 | Globe LED lighting Inc. | Globe | LED T8 15W 2000 lumens 120V-277V | Linear Replacement Lamp | Four-Foot | Replacement Lamps (plug and play) (UL Type A) | Standard | FALSE | [9 empty] | 42571 |  |  | No |  | 3 | 2000 | 111 | 18 | 20 | 0.9 | 5000 | 82
PYAVC4HP | Globe LED lighting Inc. | Globe | LED T8 18W 2100 lumens 120V | Linear Replacement Lamp | Four-Foot | Internal Driver Lamp-Style Retrofit Kits (UL Type B) | Standard | FALSE | [9 empty] | 42571 |  |  | No |  | 3.1 | 2070 | 115 | 18 | 20 | 0.9 | 4000 | 83
P96RZDSY | Globe LED lighting Inc. | Globe | LED T8 15W 1900 lumens 120V-277V | Linear Replacement Lamp | Four-Foot | Replacement Lamps (plug and play) (UL Type A) | Standard | FALSE | [9 empty] | 42571 |  |  | No |  | 3 | 1900 | 105 | 18 | 20 | 0.9 | 4000 | 82
PYT63558 | Globe LED lighting Inc. | Globe | LED T8 18W 2050 lumens 120V | Linear Replacement Lamp | Four-Foot | Internal Driver Lamp-Style Retrofit Kits (UL Type B) | Standard | FALSE | [9 empty] | 42571 |  |  | No |  | 3.1 | 2050 | 114 | 18 | 20 | 0.9 | 3500 | 83
PWQEADUG | Globe LED lighting Inc. | Globe | LED T8 15W 1850 lumens 120V-277V | Linear Replacement Lamp | Four-Foot | Replacement Lamps (plug and play) (UL Type A) | Standard | FALSE | [9 empty] | 42571 |  |  | No |  | 3 | 1850 | 102 | 18 | 20 | 0.9 | 3500 | 82
P63XVXHR | ELEDLIGHTS | ELEDLIGHTS | 4HLBT8X018UN50C | Linear Replacement Lamp | Four-Foot | Internal Driver Lamp-Style Retrofit Kits (UL Type B) | Standard | FALSE | [9 empty] | 42571 |  |  | No |  | 4 | 2595.12 | 145.79 | 17.8 | 8.4 | 0.98 | 4997 | 83
PBKM2ENZ | ELEDLIGHTS | ELEDLIGHTS | 4UHLT8X020UN50C | Linear Replacement Lamp | Four-Foot | Internal Driver Lamp-Style Retrofit Kits (UL Type B) | Standard | FALSE | [9 empty] | 42571 |  |  | No |  | 4 | 3001.98 | 151.62 | 19.8 | 8.3 | 0.98 | 4976 | 83
PSTS7G7A | YANKON LIGHTING INC. | Yankon | YGA05A22-T8-18W-850-1 | Linear Replacement Lamp | Four-Foot | Internal Driver Lamp-Style Retrofit Kits (UL Type B) | Standard | FALSE | [9 empty] | 42571 | Not Dimmable | Not Dimmable | No |  | 4 | 2009 | 114.87 | 17.49 | 14.49 | 0.98 | 5000 | 82.2
PXBK9JAB | YANKON LIGHTING INC. | Yankon | YGA05A22-T8-18W-840-1 | Linear Replacement Lamp | Four-Foot | Internal Driver Lamp-Style Retrofit Kits (UL Type B) | Standard | FALSE | [9 empty] | 42571 | Not Dimmable | Not Dimmable | No |  | 4 | 1905 | 109.04 | 17.47 | 14.53 | 0.9 | 4000 | 83.7
PH2U9H8M | YANKON LIGHTING INC. | Yankon | YGA05A22-T8-18W-835-1 | Linear Replacement Lamp | Four-Foot | Internal Driver Lamp-Style Retrofit Kits (UL Type B) | Standard | FALSE | [9 empty] | 42571 | Not Dimmable | Not Dimmable | No |  | 4 | 1905 | 109.04 | 17.47 | 14.53 | 0.9 | 3500 | 83.7
P4E7VAG8 | KBLED INC | KBLED | T8-18W-PNP-3K-6 | Linear Replacement Lamp | Four-Foot | Replacement Lamps (plug and play) (UL Type A) | Standard | TRUE | 2063.7 | 112.89 | 18.28 | 5.58 | 0.984 | 2995 | 83.2 | 5 | 50000 | 42570 |  |  | NotYetVerified |  | 3 | 2063.7 | 112.89 | 18.28 | 4.37 | 0.996 | 2995 | 83
P9ZVRGBT | KBLED INC | KBLED | T8-18W-BP-27K-1 | Linear Replacement Lamp | Four-Foot | Internal Driver Lamp-Style Retrofit Kits (UL Type B) | Standard | TRUE | 1844 | 103.29 | 17.85 | 21.87 | 0.973 | 2706 | 82 | 5 | 50000 | 42570 |  |  | NotYetVerified |  | 3 | 1800 | 100 | 18 | 25 | 0.9 | 2700 | 80
PZU6YFC2 | MAKENA ELECTRONIC (SHEN ZHEN)COMPANY LIMITED | makena | LT812H018BA | Linear Replacement Lamp | Four-Foot | Replacement Lamps (plug and play) (UL Type A) | Standard | TRUE | 1944 | 114.15 | 17.03 | 8.69 | 0.9687 | 2999 | 82.6 | 5 | 50000 | 42570 |  |  | No |  | 3.1 | 1944 | 114.15 | 17.03 | 8.69 | 0.97 | 3000 | 82.6
PVFHVS91 | Elec-Tech International Co. Ltd | ETI | 542221XX(41-50) | Linear Replacement Lamp | Four-Foot | Internal Driver Lamp-Style Retrofit Kits (UL Type B) | Standard | TRUE | 1814.4 | 141.09 | 12.86 | 18.7 | 0.933 | 4038 | 84.4 | 5 | 50000 | 42570 |  |  | No |  | 4 | 1800 | 140 | 13 | 25 | 0.9 | 4000 | 80
PXVBTAKQ | Elec-Tech International Co. Ltd | ETI | 542221XX(61-70) | Linear Replacement Lamp | Four-Foot | Internal Driver Lamp-Style Retrofit Kits (UL Type B) | Standard | FALSE | [9 empty] | 42570 |  |  | No |  | 4 | 1800 | 140 | 13 | 25 | 0.9 | 5000 | 80
PE3TBPBF | MAKENA ELECTRONIC (SHEN ZHEN)COMPANY LIMITED | makena | LT812H018FA | Linear Replacement Lamp | Four-Foot | Replacement Lamps (plug and play) (UL Type A) | Standard | FALSE | [9 empty] | 42570 | Not Dimmable | Not Dimmable | No |  | 3.1 | 2062 | 120.44 | 17.12 | 8.93 | 0.95 | 5000 | 82.9
PGFP8EXQ | MAKENA ELECTRONIC (SHEN ZHEN)COMPANY LIMITED | makena | LT812H018EA | Linear Replacement Lamp | Four-Foot | Replacement Lamps (plug and play) (UL Type A) | Standard | FALSE | [9 empty] | 42570 | Not Dimmable | Not Dimmable | No |  | 3.1 | 1944 | 114.15 | 17.03 | 8.69 | 0.97 | 4500 | 82.6
PXEH7W1Q | MAKENA ELECTRONIC (SHEN ZHEN)COMPANY LIMITED | makena | LT812H018DA | Linear Replacement Lamp | Four-Foot | Replacement Lamps (plug and play) (UL Type A) | Standard | FALSE | [9 empty] | 42570 | Not Dimmable | Not Dimmable | No |  | 3.1 | 1944 | 114.15 | 17.03 | 8.69 | 0.97 | 4000 | 82.6
PW18E2A5 | MAKENA ELECTRONIC (SHEN ZHEN)COMPANY LIMITED | makena | LT812H018CA | Linear Replacement Lamp | Four-Foot | Replacement Lamps (plug and play) (UL Type A) | Standard | FALSE | [9 empty] | 42570 | Not Dimmable | Not Dimmable | No |  | 3.1 | 1944 | 114.15 | 17.03 | 8.69 | 0.97 | 3500 | 82.6
PXBUU9N4 | KBLED INC | KBLED | T8-18W-PNP-5K-8 | Linear Replacement Lamp | Four-Foot | Replacement Lamps (plug and play) (UL Type A) | Standard | FALSE | [9 empty] | 42570 | Not Dimmable | Not Dimmable | NotYetVerified |  | 3 | 2100 | 116.67 | 18 | 4.37 | 0.996 | 5000 | 83
P7CA2AGA | KBLED INC | KBLED | T8-18W-BP-5K-3 | Linear Replacement Lamp | Four-Foot | Internal Driver Lamp-Style Retrofit Kits (UL Type B) | Standard | FALSE | [9 empty] | 42570 | Not Dimmable | Not Dimmable | NotYetVerified |  | 3 | 1800 | 100 | 18 | 25 | 0.9 | 5000 | 80
P5MJ6RKB | KBLED INC | KBLED | T8-18W-PNP-4K-7 | Linear Replacement Lamp | Four-Foot | Replacement Lamps (plug and play) (UL Type A) | Standard | FALSE | [9 empty] | 42570 | Not Dimmable | Not Dimmable | NotYetVerified |  | 3 | 2100 | 116.67 | 18 | 4.37 | 0.996 | 4000 | 83
PPRPVFXM | KBLED INC | KBLED | T8-18W-BP-4K-2 | Linear Replacement Lamp | Four-Foot | Internal Driver Lamp-Style Retrofit Kits (UL Type B) | Standard | FALSE | [9 empty] | 42570 | Not Dimmable | Not Dimmable | NotYetVerified |  | 3 | 1800 | 100 | 18 | 25 | 0.9 | 4000 | 80
PTVQWTDM | KBLED INC | KBLED | T8-18W-BP-3K-1 | Linear Replacement Lamp | Four-Foot | Internal Driver Lamp-Style Retrofit Kits (UL Type B) | Standard | FALSE | [9 empty] | 42570 | Not Dimmable | Not Dimmable | NotYetVerified |  | 3 | 1800 | 100 | 18 | 25 | 0.9 | 3000 | 80
P2VEKKUD | LEDVANCE LLC (formerly OSRAM SYLVANIA INC) | SYLVANIA | LED15T8/L48/DIM/830/SUB/G6 | Linear Replacement Lamp | Four-Foot | Replacement Lamps (plug and play) (UL Type A) | Standard | TRUE | 2235 | 125.5 | 17.82 | 8.68 | 0.972 | 3096 | 82.8 | 5 | 50000 | 42569 |  |  | No | Product updated on 10/21/2016 | 4 | 2200 | 122 | 18 | 8.68 | 1 | 3000 | 82
PQEWJB94 | Switch Advanced Lighting Solutions | SWITCH | SL-T5HO-27W-830 | Linear Replacement Lamp | Four-Foot | Replacement Lamps (plug and play) (UL Type A) | Standard | TRUE | 3101 | 106.5 | 29.11 | 16.59 | 0.9662 | 2981 | 82.9 | 5 | 50000 | 42569 |  |  | No |  | 3 | 3100 | 100 | 30 | 20 | 0.9 | 3000 | 83
PA489J6P | ELB Electronics Inc. | ELB | LEDT8E-48-14-830-G-FHF | Linear Replacement Lamp | Four-Foot | Replacement Lamps (plug and play) (UL Type A) | Standard | TRUE | 1720 | 122.02 | 28.56 | 9.29 | 0.9612 | 3093 | 82.2 | 5 | 50000 | 42569 |  |  | No |  | 4 | 1700 | 120 | 14 | 20 | 0.99 | 3000 | 80
P1NMJN81 | RemPhos Technologies LLC | Remphos | RPT-INTDRIVEPC-T8MO-48IN-3000K-ME | Linear Replacement Lamp | Four-Foot | Internal Driver Lamp-Style Retrofit Kits (UL Type B) | Standard | TRUE | 1958.72 | 148.73 | 13.17 | 9.82 | 0.9162 | 2996 | 81.6 | 5 | 50000 | 42569 |  |  | No |  | 4 | 1700 | 141.6 | 12 | 15 | 0.9 | 3000 | 83
P7JQXEXV | RemPhos Technologies LLC | Remphos | RPT-INTDRIVEPC-T8LO-48IN-3000K-HE | Linear Replacement Lamp | Four-Foot | Internal Driver Lamp-Style Retrofit Kits (UL Type B) | Standard | TRUE | 1807.82 | 154.3 | 11.72 | 9.41 | 0.9111 | 3069 | 83.2 | 5 | 50000 | 42569 |  |  | No |  | 4 | 1700 | 161.9 | 10.5 | 15 | 0.9 | 3000 | 83
PXQ9HYSJ | Hocan Group Co. LTD | SEPICN LED Lighting | HC-T8-4FT-13W-ED-2(3000KFrosted) | Linear Replacement Lamp | Four-Foot | 2-lamp External Driver Lamp-Style Retrofit Kits (UL Type C) | Standard | TRUE | 1492 | 113.37 | 13.28 | 9.12 | 0.9083 | 2900 | 82.4 | 5 | 50000 | 42569 |  |  | No |  | 4 | 1492 | 113.37 | 13.16 | 9.12 | 0.9083 | 3000 | 82.4
PJTDVYCG | Longhorn Lighting Co. Ltd | Longhorn | LH-L8V1205Q03 | Linear Replacement Lamp | Four-Foot | Internal Driver Lamp-Style Retrofit Kits (UL Type B) | Standard | TRUE | 1784.91 | 149.62 | 11.93 | 11.43 | 0.9076 | 3000 | 82.7 | 5 | 50000 | 42569 |  |  | No |  | 4 | 1700 | 141.6 | 12 | 15 | 0.9 | 3000 | 83
PG8XSA22 | Hocan Group Co. LTD | SEPICN LED Lighting | HC-T8-4FT-13W-ED-3(3000KFrosted) | Linear Replacement Lamp | Four-Foot | 3-lamp External Driver Lamp-Style Retrofit Kits (UL Type C) | Standard | TRUE | 1509 | 118.91 | 12.69 | 9.36 | 0.9076 | 2905 | 82.5 | 5 | 50000 | 42569 |  |  | No |  | 4 | 1509 | 119.91 | 12.69 | 9.36 | 0.9076 | 3000 | 82.5
PYAT5U63 | Hocan Group Co. LTD | SEPICN LED Lighting | HC-T8-4FT-13W-ED-4(3000KFrosted) | Linear Replacement Lamp | Four-Foot | 4-lamp External Driver Lamp-Style Retrofit Kits (UL Type C) | Standard | TRUE | 1519 | 116.04 | 13.25 | 16.13 | 0.9054 | 2933 | 82.7 | 5 | 50000 | 42569 |  |  | No |  | 4 | 1522 | 114.87 | 13.25 | 16.13 | 0.9901 | 3000 | 82.7
PQSBNMW4 | Hocan Group Co. LTD | SEPICN LED Lighting | HC-T8-4FT-22W-ED-3(3000KFrosted) | Linear Replacement Lamp | Four-Foot | 3-lamp External Driver Lamp-Style Retrofit Kits (UL Type C) | Standard | TRUE | 2354 | 111.46 | 21.12 | 13.06 | 0.9053 | 2920 | 82.1 | 5 | 50000 | 42569 |  |  | No |  | 4 | 2354 | 111.46 | 21.12 | 13.06 | 0.9053 | 3000 | 82.1
PN4AQTZK | RemPhos Technologies LLC | Remphos | RPT-INTDRIVEPC-T8-48IN-3000K | Linear Replacement Lamp | Four-Foot | Internal Driver Lamp-Style Retrofit Kits (UL Type B) | Standard | TRUE | 2132.02 | 137.2 | 15.54 | 12.4 | 0.9005 | 2983 | 81.8 | 5 | 50000 | 42569 |  |  | No |  | 4 | 1800 | 120 | 15 | 15 | 0.9 | 3000 | 83
P5T472RC | RemPhos Technologies LLC | Remphos | RPT-INTDRIVEPC-T8-48IN-3000K-ME | Linear Replacement Lamp | Four-Foot | Internal Driver Lamp-Style Retrofit Kits (UL Type B) | Standard | TRUE | 2156.71 | 142 | 15.19 | 12.43 | 0.8914 | 3058 | 83.1 | 5 | 50000 | 42569 |  |  | No |  | 4 | 2100 | 140 | 15 | 15 | 0.9 | 3000 | 83
PAP1EKFC | Switch Advanced Lighting Solutions | SWITCH | SL-T5HO-27W-850 | Linear Replacement Lamp | Four-Foot | Replacement Lamps (plug and play) (UL Type A) | Standard | FALSE | [9 empty] | 42569 |  |  | No |  | 3 | 3400 | 100 | 30 | 20 | 0.9 | 5000 | 83
P7JMZ8EE | Switch Advanced Lighting Solutions | SWITCH | SL-T5HO-27W-840 | Linear Replacement Lamp | Four-Foot | Replacement Lamps (plug and play) (UL Type A) | Standard | FALSE | [9 empty] | 42569 |  |  | No |  | 3 | 3250 | 100 | 30 | 20 | 0.9 | 4000 | 83
PTZ3M9QT | Switch Advanced Lighting Solutions | SWITCH | SL-T5HO-27W-835 | Linear Replacement Lamp | Four-Foot | Replacement Lamps (plug and play) (UL Type A) | Standard | FALSE | [9 empty] | 42569 |  |  | No |  | 3 | 3150 | 100 | 30 | 20 | 0.9 | 3500 | 83
PRJPG2H2 | RemPhos Technologies LLC | Remphos | RPT-INTDRIVEPC-T8-48IN-5000K-ME | Linear Replacement Lamp | Four-Foot | Internal Driver Lamp-Style Retrofit Kits (UL Type B) | Standard | FALSE | [9 empty] | 42569 |  |  | No |  | 4 | 2100 | 140 | 15 | 15 | 0.9 | 5000 | 83
PHGFKCU3 | RemPhos Technologies LLC | Remphos | RPT-INTDRIVEPC-T8-48IN-5000K | Linear Replacement Lamp | Four-Foot | Internal Driver Lamp-Style Retrofit Kits (UL Type B) | Standard | FALSE | [9 empty] | 42569 |  |  | No |  | 4 | 1800 | 120 | 15 | 15 | 0.9 | 5000 | 83
P9MK1QNQ | RemPhos Technologies LLC | Remphos | RPT-INTDRIVEPC-T8LO-48IN-5000K-HE | Linear Replacement Lamp | Four-Foot | Internal Driver Lamp-Style Retrofit Kits (UL Type B) | Standard | FALSE | [9 empty] | 42569 |  |  | No |  | 4 | 1700 | 162 | 10.5 | 15 | 0.9 | 5000 | 83
P1T3QQGJ | RemPhos Technologies LLC | Remphos | RPT-INTDRIVEPC-T8MO-48IN-5000K-ME | Linear Replacement Lamp | Four-Foot | Internal Driver Lamp-Style Retrofit Kits (UL Type B) | Standard | FALSE | [9 empty] | 42569 |  |  | No |  | 4 | 1700 | 142 | 12 | 15 | 0.9 | 5000 | 83
PBU64ZUR | RemPhos Technologies LLC | Remphos | RPT-INTDRIVEPC-T8-48IN-4000K-ME | Linear Replacement Lamp | Four-Foot | Internal Driver Lamp-Style Retrofit Kits (UL Type B) | Standard | FALSE | [9 empty] | 42569 |  |  | No |  | 4 | 2100 | 140 | 15 | 15 | 0.9 | 4000 | 83
PF15NJY3 | RemPhos Technologies LLC | Remphos | RPT-INTDRIVEPC-T8-48IN-4000K | Linear Replacement Lamp | Four-Foot | Internal Driver Lamp-Style Retrofit Kits (UL Type B) | Standard | FALSE | [9 empty] | 42569 |  |  | No |  | 4 | 1800 | 120 | 15 | 15 | 0.9 | 4000 | 83
PRTA4ECQ | RemPhos Technologies LLC | Remphos | RPT-INTDRIVEPC-T8LO-48IN-4000K-HE | Linear Replacement Lamp | Four-Foot | Internal Driver Lamp-Style Retrofit Kits (UL Type B) | Standard | FALSE | [9 empty] | 42569 |  |  | No |  | 4 | 1700 | 162 | 10.5 | 15 | 0.9 | 4000 | 83
PHB4R628 | RemPhos Technologies LLC | Remphos | RPT-INTDRIVEPC-T8MO-48IN-4000K-ME | Linear Replacement Lamp | Four-Foot | Internal Driver Lamp-Style Retrofit Kits (UL Type B) | Standard | FALSE | [9 empty] | 42569 |  |  | No |  | 4 | 1700 | 142 | 12 | 15 | 0.9 | 4000 | 83
P2AU68PS | RemPhos Technologies LLC | Remphos | RPT-INTDRIVEPC-T8-48IN-3500K-ME | Linear Replacement Lamp | Four-Foot | Internal Driver Lamp-Style Retrofit Kits (UL Type B) | Standard | FALSE | [9 empty] | 42569 |  |  | No |  | 4 | 2100 | 140 | 15 | 15 | 0.9 | 3500 | 83
PF6M4J86 | RemPhos Technologies LLC | Remphos | RPT-INTDRIVEPC-T8-48IN-3500K | Linear Replacement Lamp | Four-Foot | Internal Driver Lamp-Style Retrofit Kits (UL Type B) | Standard | FALSE | [9 empty] | 42569 |  |  | No |  | 4 | 1800 | 120 | 15 | 15 | 0.9 | 3500 | 83
PXE4CC8W | RemPhos Technologies LLC | Remphos | RPT-INTDRIVEPC-T8LO-48IN-3500K-HE | Linear Replacement Lamp | Four-Foot | Internal Driver Lamp-Style Retrofit Kits (UL Type B) | Standard | FALSE | [9 empty] | 42569 |  |  | No |  | 4 | 1700 | 162 | 10.5 | 15 | 0.9 | 3500 | 83
P7SVMAYE | RemPhos Technologies LLC | Remphos | RPT-INTDRIVEPC-T8MO-48IN-3500K-ME | Linear Replacement Lamp | Four-Foot | Internal Driver Lamp-Style Retrofit Kits (UL Type B) | Standard | FALSE | [9 empty] | 42569 |  |  | No |  | 4 | 1700 | 142 | 12 | 15 | 0.9 | 3500 | 83
PTF51MU1 | LEDVANCE LLC (formerly OSRAM SYLVANIA INC) | SYLVANIA | LED15T8/L48/DIM/850/SUB/G6 | Linear Replacement Lamp | Four-Foot | Replacement Lamps (plug and play) (UL Type A) | Standard | FALSE | [9 empty] | 42569 |  |  | No | Product updated on 10/21/2016 | 4 | 2200 | 122 | 18 | 8.68 | 1 | 5000 | 82
P1JU3NYC | LEDVANCE LLC (formerly OSRAM SYLVANIA INC) | SYLVANIA | LED15T8/L48/DIM/841/SUB/G6 | Linear Replacement Lamp | Four-Foot | Replacement Lamps (plug and play) (UL Type A) | Standard | FALSE | [9 empty] | 42569 |  |  | No | Product updated on 10/21/2016 | 4 | 2200 | 122 | 18 | 8.68 | 1 | 4000 | 82
P78F8W2S | LEDVANCE LLC (formerly OSRAM SYLVANIA INC) | SYLVANIA | LED15T8/L48/DIM/835/SUB/G6 | Linear Replacement Lamp | Four-Foot | Replacement Lamps (plug and play) (UL Type A) | Standard | FALSE | [9 empty] | 42569 |  |  | No | Product updated on 10/21/2016 | 4 | 2200 | 122 | 18 | 8.68 | 1 | 3500 | 82
PAGP6SC9 | Longhorn Lighting Co. Ltd | Longhorn | LH-L8R1205Q03 | Linear Replacement Lamp | Four-Foot | Internal Driver Lamp-Style Retrofit Kits (UL Type B) | Standard | FALSE | [9 empty] | 42569 |  |  | No |  | 4 | 1700 | 142 | 12 | 15 | 0.9 | 5000 | 83
PGTCUWXZ | Longhorn Lighting Co. Ltd | Longhorn | LH-L8N1205Q03 | Linear Replacement Lamp | Four-Foot | Internal Driver Lamp-Style Retrofit Kits (UL Type B) | Standard | FALSE | [9 empty] | 42569 |  |  | No |  | 4 | 1700 | 142 | 12 | 15 | 0.9 | 4000 | 83
PCK5BPZX | Longhorn Lighting Co. Ltd | Longhorn | LH-L8U1205Q03 | Linear Replacement Lamp | Four-Foot | Internal Driver Lamp-Style Retrofit Kits (UL Type B) | Standard | FALSE | [9 empty] | 42569 |  |  | No |  | 4 | 1700 | 142 | 12 | 15 | 0.9 | 3500 | 83
PVSMU1DB | Hocan Group Co. LTD | SEPICN LED Lighting | HC-T8-4FT-13W-ED-4(5000KFrosted) | Linear Replacement Lamp | Four-Foot | 4-lamp External Driver Lamp-Style Retrofit Kits (UL Type C) | Standard | FALSE | [9 empty] | 42569 |  |  | No |  | 4 | 1557.01 | 117.51 | 13.25 | 16.08 | 0.9912 | 5000 | 84.5
PSVKUMR1 | Hocan Group Co. LTD | SEPICN LED Lighting | HC-T8-4FT-13W-ED-3(5000KFrosted) | Linear Replacement Lamp | Four-Foot | 3-lamp External Driver Lamp-Style Retrofit Kits (UL Type C) | Standard | FALSE | [9 empty] | 42569 |  |  | No |  | 4 | 1543.707 | 121.65 | 12.69 | 9.32 | 0.9073 | 5000 | 84.5
PCPYRTKE | Hocan Group Co. LTD | SEPICN LED Lighting | HC-T8-4FT-13W-ED-2(5000KFrosted) | Linear Replacement Lamp | Four-Foot | 2-lamp External Driver Lamp-Style Retrofit Kits (UL Type C) | Standard | FALSE | [9 empty] | 42569 |  |  | No |  | 4 | 1526 | 115.43 | 13.22 | 9.03 | 0.9078 | 5000 | 84.4
PM1SX15H | Hocan Group Co. LTD | SEPICN LED Lighting | HC-T8-4FT-22W-ED-3(5000KFrosted) | Linear Replacement Lamp | Four-Foot | 3-lamp External Driver Lamp-Style Retrofit Kits (UL Type C) | Standard | FALSE | [9 empty] | 42569 |  |  | No |  | 4 | 2408.14 | 114.02 | 21.12 | 12.98 | 0.9042 | 5000 | 84.3
PVWSSY1E | Hocan Group Co. LTD | SEPICN LED Lighting | HC-T8-4FT-22W-ED-4(5000KFrosted) | Linear Replacement Lamp | Four-Foot | 4-lamp External Driver Lamp-Style Retrofit Kits (UL Type C) | Standard | FALSE | [9 empty] | 42569 |  |  | No |  | 4 | 2549.32 | 114.42 | 22.28 | 10.46 | 0.9055 | 5000 | 84.3
PGQA7PHV | Hocan Group Co. LTD | SEPICN LED Lighting | HC-T8-4FT-22W-ED-3(5000KClear) | Linear Replacement Lamp | Four-Foot | 3-lamp External Driver Lamp-Style Retrofit Kits (UL Type C) | Standard | FALSE | [9 empty] | 42569 |  |  | No |  | 4 | 2648.96 | 125.42 | 21.12 | 12.99 | 0.9095 | 5000 | 84.2
PDXUZECA | Hocan Group Co. LTD | SEPICN LED Lighting | HC-T8-4FT-22W-ED-2(5000KFrosted) | Linear Replacement Lamp | Four-Foot | 2-lamp External Driver Lamp-Style Retrofit Kits (UL Type C) | Standard | FALSE | [9 empty] | 42569 |  |  | No |  | 4 | 2538.06 | 115.16 | 22.04 | 9.81 | 0.9064 | 5000 | 84
PM935SYR | Hocan Group Co. LTD | SEPICN LED Lighting | HC-T8-4FT-13W-ED-4(5000KClear) | Linear Replacement Lamp | Four-Foot | 4-lamp External Driver Lamp-Style Retrofit Kits (UL Type C) | Standard | FALSE | [9 empty] | 42569 |  |  | No |  | 4 | 1712.71 | 129.26 | 13.25 | 15.85 | 0.9053 | 5000 | 82.2
PBQZQMNJ | Hocan Group Co. LTD | SEPICN LED Lighting | HC-T8-4FT-13W-ED-3(5000KClear) | Linear Replacement Lamp | Four-Foot | 3-lamp External Driver Lamp-Style Retrofit Kits (UL Type C) | Standard | FALSE | [9 empty] | 42569 |  |  | No |  | 4 | 1698.08 | 133.81 | 12.69 | 8.94 | 0.9031 | 5000 | 82.2
P1WCVS6M | Hocan Group Co. LTD | SEPICN LED Lighting | HC-T8-4FT-13W-ED-2(5000KClear) | Linear Replacement Lamp | Four-Foot | 2-lamp External Driver Lamp-Style Retrofit Kits (UL Type C) | Standard | FALSE | [9 empty] | 42569 |  |  | No |  | 4 | 1680.79 | 127.62 | 13.17 | 8.87 | 0.9085 | 5000 | 82.2
PNYCB1P9 | Hocan Group Co. LTD | SEPICN LED Lighting | HC-T8-4FT-22W-ED-4(5000KClear) | Linear Replacement Lamp | Four-Foot | 4-lamp External Driver Lamp-Style Retrofit Kits (UL Type C) | Standard | FALSE | [9 empty] | 42569 |  |  | No |  | 4 | 2804.25 | 125.86 | 22.28 | 10.31 | 0.9051 | 5000 | 82
PYN12S6R | Hocan Group Co. LTD | SEPICN LED Lighting | HC-T8-4FT-22W-ED-2(5000KClear) | Linear Replacement Lamp | Four-Foot | 2-lamp External Driver Lamp-Style Retrofit Kits (UL Type C) | Standard | FALSE | [9 empty] | 42569 |  |  | No |  | 4 | 2791.87 | 126.67 | 22.04 | 9.89 | 0.9035 | 5000 | 81.9
PTV1MX1D | Hocan Group Co. LTD | SEPICN LED Lighting | HC-T8-4FT-13W-ED-4(4500KFrosted) | Linear Replacement Lamp | Four-Foot | 4-lamp External Driver Lamp-Style Retrofit Kits (UL Type C) | Standard | FALSE | [9 empty] | 42569 |  |  | No |  | 4 | 1548.25 | 116.85 | 13.25 | 16.13 | 0.9901 | 4500 | 82.7
P8B9BH19 | Hocan Group Co. LTD | SEPICN LED Lighting | HC-T8-4FT-13W-ED-3(4500KFrosted) | Linear Replacement Lamp | Four-Foot | 3-lamp External Driver Lamp-Style Retrofit Kits (UL Type C) | Standard | FALSE | [9 empty] | 42569 |  |  | No |  | 4 | 1535.03 | 120.96 | 12.69 | 9.36 | 0.9076 | 4500 | 82.5
PR2U7EYT | Hocan Group Co. LTD | SEPICN LED Lighting | HC-T8-4FT-13W-ED-4(4500KClear) | Linear Replacement Lamp | Four-Foot | 4-lamp External Driver Lamp-Style Retrofit Kits (UL Type C) | Standard | FALSE | [9 empty] | 42569 |  |  | No |  | 4 | 1703.08 | 128.53 | 13.25 | 15.89 | 0.9057 | 4500 | 82.4
PRJVJU8S | Hocan Group Co. LTD | SEPICN LED Lighting | HC-T8-4FT-22W-ED-4(4500KFrosted) | Linear Replacement Lamp | Four-Foot | 4-lamp External Driver Lamp-Style Retrofit Kits (UL Type C) | Standard | FALSE | [9 empty] | 42569 |  |  | No |  | 4 | 2534.99 | 113.78 | 22.28 | 10.55 | 0.9062 | 4500 | 82.4
PRDHUJ9V | Hocan Group Co. LTD | SEPICN LED Lighting | HC-T8-4FT-13W-ED-2(4500KFrosted) | Linear Replacement Lamp | Four-Foot | 2-lamp External Driver Lamp-Style Retrofit Kits (UL Type C) | Standard | FALSE | [9 empty] | 42569 |  |  | No |  | 4 | 1517.5 | 115.31 | 13.16 | 9.12 | 0.9083 | 4500 | 82.4
PJ5QE2KU | Hocan Group Co. LTD | SEPICN LED Lighting | HC-T8-4FT-22W-ED-2(4500KFrosted) | Linear Replacement Lamp | Four-Foot | 2-lamp External Driver Lamp-Style Retrofit Kits (UL Type C) | Standard | FALSE | [9 empty] | 42569 |  |  | No |  | 4 | 2523.8 | 114.51 | 22.04 | 9.89 | 0.9052 | 4500 | 82.2
P6YQ2A3U | Hocan Group Co. LTD | SEPICN LED Lighting | HC-T8-4FT-13W-ED-3(4500KClear) | Linear Replacement Lamp | Four-Foot | 3-lamp External Driver Lamp-Style Retrofit Kits (UL Type C) | Standard | FALSE | [9 empty] | 42569 |  |  | No |  | 4 | 1688.53 | 133.06 | 12.69 | 8.96 | 0.9027 | 4500 | 82.2
PJEVVQX3 | Hocan Group Co. LTD | SEPICN LED Lighting | HC-T8-4FT-22W-ED-3(4500KFrosted) | Linear Replacement Lamp | Four-Foot | 3-lamp External Driver Lamp-Style Retrofit Kits (UL Type C) | Standard | FALSE | [9 empty] | 42569 |  |  | No |  | 4 | 2394.61 | 113.38 | 21.12 | 13.06 | 0.9053 | 4500 | 82.1
P6K2R5BV | Hocan Group Co. LTD | SEPICN LED Lighting | HC-T8-4FT-22W-ED-4(4500KClear) | Linear Replacement Lamp | Four-Foot | 4-lamp External Driver Lamp-Style Retrofit Kits (UL Type C) | Standard | FALSE | [9 empty] | 42569 |  |  | No |  | 4 | 2788.49 | 125.16 | 22.28 | 10.47 | 0.9054 | 4500 | 82.1
PK2YQSZH | Hocan Group Co. LTD | SEPICN LED Lighting | HC-T8-4FT-13W-ED-2(4500KClear) | Linear Replacement Lamp | Four-Foot | 2-lamp External Driver Lamp-Style Retrofit Kits (UL Type C) | Standard | FALSE | [9 empty] | 42569 |  |  | No |  | 4 | 1671.34 | 126.91 | 13.17 | 8.95 | 0.9081 | 4500 | 82.1
PMS369A5 | Hocan Group Co. LTD | SEPICN LED Lighting | HC-T8-4FT-22W-ED-3(4500KClear) | Linear Replacement Lamp | Four-Foot | 3-lamp External Driver Lamp-Style Retrofit Kits (UL Type C) | Standard | FALSE | [9 empty] | 42569 |  |  | No |  | 4 | 2634.07 | 124.72 | 21.12 | 13.08 | 0.9097 | 4500 | 82
P9X6JDDN | Hocan Group Co. LTD | SEPICN LED Lighting | HC-T8-4FT-22W-ED-2(4500KClear) | Linear Replacement Lamp | Four-Foot | 2-lamp External Driver Lamp-Style Retrofit Kits (UL Type C) | Standard | FALSE | [9 empty] | 42569 |  |  | No |  | 4 | 2776.18 | 125.96 | 22.04 | 9.96 | 0.9039 | 4500 | 81.8
PT1JQKSG | Hocan Group Co. LTD | SEPICN LED Lighting | HC-T8-4FT-13W-ED-4(4000KFrosted) | Linear Replacement Lamp | Four-Foot | 4-lamp External Driver Lamp-Style Retrofit Kits (UL Type C) | Standard | FALSE | [9 empty] | 42569 |  |  | No |  | 4 | 1539.5 | 116.19 | 13.25 | 16.13 | 0.9901 | 4000 | 82.7
PN59AG9E | Hocan Group Co. LTD | SEPICN LED Lighting | HC-T8-4FT-13W-ED-3(4000KFrosted) | Linear Replacement Lamp | Four-Foot | 3-lamp External Driver Lamp-Style Retrofit Kits (UL Type C) | Standard | FALSE | [9 empty] | 42569 |  |  | No |  | 4 | 1526.35 | 120.28 | 12.69 | 9.36 | 0.9076 | 4000 | 82.5
PYR9B5CF | Hocan Group Co. LTD | SEPICN LED Lighting | HC-T8-4FT-13W-ED-4(4000KClear) | Linear Replacement Lamp | Four-Foot | 4-lamp External Driver Lamp-Style Retrofit Kits (UL Type C) | Standard | FALSE | [9 empty] | 42569 |  |  | No |  | 4 | 1693.45 | 127.81 | 13.25 | 15.89 | 0.9057 | 4000 | 82.4
PJBQSABR | Hocan Group Co. LTD | SEPICN LED Lighting | HC-T8-4FT-22W-ED-4(4000KFrosted) | Linear Replacement Lamp | Four-Foot | 4-lamp External Driver Lamp-Style Retrofit Kits (UL Type C) | Standard | FALSE | [9 empty] | 42569 |  |  | No |  | 4 | 2520.66 | 113.14 | 22.28 | 10.55 | 0.9062 | 4000 | 82.4
P26YBB81 | Hocan Group Co. LTD | SEPICN LED Lighting | HC-T8-4FT-13W-ED-2(4000KFrosted) | Linear Replacement Lamp | Four-Foot | 2-lamp External Driver Lamp-Style Retrofit Kits (UL Type C) | Standard | FALSE | [9 empty] | 42569 |  |  | No |  | 4 | 1509 | 114.67 | 13.16 | 9.12 | 0.9083 | 4000 | 82.4
PBMT6B6W | Hocan Group Co. LTD | SEPICN LED Lighting | HC-T8-4FT-22W-ED-2(4000KFrosted) | Linear Replacement Lamp | Four-Foot | 2-lamp External Driver Lamp-Style Retrofit Kits (UL Type C) | Standard | FALSE | [9 empty] | 42569 |  |  | No |  | 4 | 2509.53 | 113.86 | 22.04 | 9.89 | 0.9052 | 4000 | 82.2
P1CUK7FJ | Hocan Group Co. LTD | SEPICN LED Lighting | HC-T8-4FT-13W-ED-3(4000KClear) | Linear Replacement Lamp | Four-Foot | 3-lamp External Driver Lamp-Style Retrofit Kits (UL Type C) | Standard | FALSE | [9 empty] | 42569 |  |  | No |  | 4 | 1678.99 | 132.31 | 12.69 | 8.96 | 0.9027 | 4000 | 82.2
PNVJMHWW | Hocan Group Co. LTD | SEPICN LED Lighting | HC-T8-4FT-22W-ED-3(4000KFrosted) | Linear Replacement Lamp | Four-Foot | 3-lamp External Driver Lamp-Style Retrofit Kits (UL Type C) | Standard | FALSE | [9 empty] | 42569 |  |  | No |  | 4 | 2381.07 | 112.74 | 21.12 | 13.06 | 0.9053 | 4000 | 82.1
PNWRPFEF | Hocan Group Co. LTD | SEPICN LED Lighting | HC-T8-4FT-22W-ED-4(4000KClear) | Linear Replacement Lamp | Four-Foot | 4-lamp External Driver Lamp-Style Retrofit Kits (UL Type C) | Standard | FALSE | [9 empty] | 42569 |  |  | No |  | 4 | 2772.72 | 124.45 | 22.28 | 10.47 | 0.9054 | 4000 | 82.1
P8A4RTCF | Hocan Group Co. LTD | SEPICN LED Lighting | HC-T8-4FT-13W-ED-2(4000KClear) | Linear Replacement Lamp | Four-Foot | 2-lamp External Driver Lamp-Style Retrofit Kits (UL Type C) | Standard | FALSE | [9 empty] | 42569 |  |  | No |  | 4 | 1661.89 | 126.19 | 13.17 | 8.95 | 0.9081 | 4000 | 82.1
P2SQHJ4F | Hocan Group Co. LTD | SEPICN LED Lighting | HC-T8-4FT-22W-ED-3(4000KClear) | Linear Replacement Lamp | Four-Foot | 3-lamp External Driver Lamp-Style Retrofit Kits (UL Type C) | Standard | FALSE | [9 empty] | 42569 |  |  | No |  | 4 | 2619.19 | 124.01 | 21.12 | 13.08 | 0.9097 | 4000 | 82
PYJ9R35P | Hocan Group Co. LTD | SEPICN LED Lighting | HC-T8-4FT-22W-ED-2(4000KClear) | Linear Replacement Lamp | Four-Foot | 2-lamp External Driver Lamp-Style Retrofit Kits (UL Type C) | Standard | FALSE | [9 empty] | 42569 |  |  | No |  | 4 | 2760.48 | 125.25 | 22.04 | 9.96 | 0.9039 | 4000 | 81.8
PC3MNWW1 | Hocan Group Co. LTD | SEPICN LED Lighting | HC-T8-4FT-13W-ED-4(3500KFrosted) | Linear Replacement Lamp | Four-Foot | 4-lamp External Driver Lamp-Style Retrofit Kits (UL Type C) | Standard | FALSE | [9 empty] | 42569 |  |  | No |  | 4 | 1530.75 | 115.53 | 13.25 | 16.13 | 0.9901 | 3500 | 82.7
PBWZH23D | Hocan Group Co. LTD | SEPICN LED Lighting | HC-T8-4FT-13W-ED-3(3500KFrosted) | Linear Replacement Lamp | Four-Foot | 3-lamp External Driver Lamp-Style Retrofit Kits (UL Type C) | Standard | FALSE | [9 empty] | 42569 |  |  | No |  | 4 | 1517.68 | 119.6 | 12.69 | 9.36 | 0.9076 | 3500 | 82.5
P5DQQG4U | Hocan Group Co. LTD | SEPICN LED Lighting | HC-T8-4FT-13W-ED-4(3500KClear) | Linear Replacement Lamp | Four-Foot | 4-lamp External Driver Lamp-Style Retrofit Kits (UL Type C) | Standard | FALSE | [9 empty] | 42569 |  |  | No |  | 4 | 1683.83 | 127.08 | 13.25 | 15.89 | 0.9057 | 3500 | 82.4
PF8EV1SU | Hocan Group Co. LTD | SEPICN LED Lighting | HC-T8-4FT-22W-ED-4(3500KFrosted) | Linear Replacement Lamp | Four-Foot | 4-lamp External Driver Lamp-Style Retrofit Kits (UL Type C) | Standard | FALSE | [9 empty] | 42569 |  |  | No |  | 4 | 2506.33 | 112.49 | 22.28 | 10.55 | 0.9062 | 3500 | 82.4
PKDJTC3B | Hocan Group Co. LTD | SEPICN LED Lighting | HC-T8-4FT-13W-ED-2(3500KFrosted) | Linear Replacement Lamp | Four-Foot | 2-lamp External Driver Lamp-Style Retrofit Kits (UL Type C) | Standard | FALSE | [9 empty] | 42569 |  |  | No |  | 4 | 1500.5 | 114.02 | 13.16 | 9.12 | 0.9083 | 3500 | 82.4
PRK6R7V6 | Hocan Group Co. LTD | SEPICN LED Lighting | HC-T8-4FT-22W-ED-2(3500KFrosted) | Linear Replacement Lamp | Four-Foot | 2-lamp External Driver Lamp-Style Retrofit Kits (UL Type C) | Standard | FALSE | [9 empty] | 42569 |  |  | No |  | 4 | 2495.27 | 113.22 | 22.04 | 9.89 | 0.9052 | 3500 | 82.2
PE9F16DP | Hocan Group Co. LTD | SEPICN LED Lighting | HC-T8-4FT-13W-ED-3(3500KClear) | Linear Replacement Lamp | Four-Foot | 3-lamp External Driver Lamp-Style Retrofit Kits (UL Type C) | Standard | FALSE | [9 empty] | 42569 |  |  | No |  | 4 | 1669.44 | 131.56 | 12.69 | 8.96 | 0.9027 | 3500 | 82.2
PF86XYHR | Hocan Group Co. LTD | SEPICN LED Lighting | HC-T8-4FT-22W-ED-3(3500KFrosted) | Linear Replacement Lamp | Four-Foot | 3-lamp External Driver Lamp-Style Retrofit Kits (UL Type C) | Standard | FALSE | [9 empty] | 42569 |  |  | No |  | 4 | 2367.54 | 112.1 | 21.12 | 13.06 | 0.9053 | 3500 | 82.1
PTXMHUM7 | Hocan Group Co. LTD | SEPICN LED Lighting | HC-T8-4FT-22W-ED-4(3500KClear) | Linear Replacement Lamp | Four-Foot | 4-lamp External Driver Lamp-Style Retrofit Kits (UL Type C) | Standard | FALSE | [9 empty] | 42569 |  |  | No |  | 4 | 2756.96 | 123.74 | 22.28 | 10.47 | 0.9054 | 3500 | 82.1
PZCX5AH2 | Hocan Group Co. LTD | SEPICN LED Lighting | HC-T8-4FT-13W-ED-2(3500KClear) | Linear Replacement Lamp | Four-Foot | 2-lamp External Driver Lamp-Style Retrofit Kits (UL Type C) | Standard | FALSE | [9 empty] | 42569 |  |  | No |  | 4 | 1652.45 | 125.47 | 13.17 | 8.95 | 0.9081 | 3500 | 82.1
PZ9WQ56M | Hocan Group Co. LTD | SEPICN LED Lighting | HC-T8-4FT-22W-ED-3(3500KClear) | Linear Replacement Lamp | Four-Foot | 3-lamp External Driver Lamp-Style Retrofit Kits (UL Type C) | Standard | FALSE | [9 empty] | 42569 |  |  | No |  | 4 | 2604.29 | 123.31 | 21.12 | 13.08 | 0.9097 | 3500 | 82
PRYSHDWK | Hocan Group Co. LTD | SEPICN LED Lighting | HC-T8-4FT-22W-ED-2(3500KClear) | Linear Replacement Lamp | Four-Foot | 2-lamp External Driver Lamp-Style Retrofit Kits (UL Type C) | Standard | FALSE | [9 empty] | 42569 |  |  | No |  | 4 | 2744.79 | 124.54 | 22.04 | 9.96 | 0.9039 | 3500 | 81.8
PBBQNKR3 | Hocan Group Co. LTD | SEPICN LED Lighting | HC-T8-4FT-13W-ED-4(3000KClear) | Linear Replacement Lamp | Four-Foot | 4-lamp External Driver Lamp-Style Retrofit Kits (UL Type C) | Standard | FALSE | [9 empty] | 42569 |  |  | No |  | 4 | 1674.2 | 126.35 | 13.25 | 15.89 | 0.9057 | 3000 | 82.4
PXF5AA3U | Hocan Group Co. LTD | SEPICN LED Lighting | HC-T8-4FT-22W-ED-4(3000KFrosted) | Linear Replacement Lamp | Four-Foot | 4-lamp External Driver Lamp-Style Retrofit Kits (UL Type C) | Standard | FALSE | [9 empty] | 42569 |  |  | No |  | 4 | 2492 | 111.85 | 22.28 | 10.55 | 0.9062 | 3000 | 82.4
PY5CABPX | Hocan Group Co. LTD | SEPICN LED Lighting | HC-T8-4FT-22W-ED-2(3000KFrosted) | Linear Replacement Lamp | Four-Foot | 2-lamp External Driver Lamp-Style Retrofit Kits (UL Type C) | Standard | FALSE | [9 empty] | 42569 |  |  | No |  | 4 | 2481 | 112.57 | 22.04 | 9.89 | 0.9052 | 3000 | 82.2
PCF9TMQJ | Hocan Group Co. LTD | SEPICN LED Lighting | HC-T8-4FT-13W-ED-3(3000KClear) | Linear Replacement Lamp | Four-Foot | 3-lamp External Driver Lamp-Style Retrofit Kits (UL Type C) | Standard | FALSE | [9 empty] | 42569 |  |  | No |  | 4 | 1659.9 | 130.8 | 12.69 | 8.96 | 0.9027 | 3000 | 82.2
PKUGHBWF | Hocan Group Co. LTD | SEPICN LED Lighting | HC-T8-4FT-22W-ED-4(3000KClear) | Linear Replacement Lamp | Four-Foot | 4-lamp External Driver Lamp-Style Retrofit Kits (UL Type C) | Standard | FALSE | [9 empty] | 42569 |  |  | No |  | 4 | 2741.2 | 123.03 | 22.28 | 10.47 | 0.9054 | 3000 | 82.1
PRZ1PU89 | Hocan Group Co. LTD | SEPICN LED Lighting | HC-T8-4FT-13W-ED-2(3000KClear) | Linear Replacement Lamp | Four-Foot | 2-lamp External Driver Lamp-Style Retrofit Kits (UL Type C) | Standard | FALSE | [9 empty] | 42569 |  |  | No |  | 4 | 1643 | 124.75 | 13.17 | 8.95 | 0.9081 | 3000 | 82.1
P38CRHV3 | Hocan Group Co. LTD | SEPICN LED Lighting | HC-T8-4FT-22W-ED-3(3000KClear) | Linear Replacement Lamp | Four-Foot | 3-lamp External Driver Lamp-Style Retrofit Kits (UL Type C) | Standard | FALSE | [9 empty] | 42569 |  |  | No |  | 4 | 2589.4 | 122.6 | 21.12 | 13.08 | 0.9097 | 3000 | 82
PW6A4YU9 | Hocan Group Co. LTD | SEPICN LED Lighting | HC-T8-4FT-22W-ED-2(3000KClear) | Linear Replacement Lamp | Four-Foot | 2-lamp External Driver Lamp-Style Retrofit Kits (UL Type C) | Standard | FALSE | [9 empty] | 42569 |  |  | No |  | 4 | 2729.1 | 123.82 | 22.04 | 9.96 | 0.9039 | 3000 | 81.8
P58TZ53R | ELB Electronics Inc. | ELB | LEDT8E-48-14-850-G-FHF | Linear Replacement Lamp | Four-Foot | Replacement Lamps (plug and play) (UL Type A) | Standard | FALSE | [9 empty] | 42569 |  |  | No |  | 4 | 1700 | 120 | 14 | 20 | 0.99 | 5000 | 80
PRH4XU9R | ELB Electronics Inc. | ELB | LEDT8E-48-14-840-G-FHF | Linear Replacement Lamp | Four-Foot | Replacement Lamps (plug and play) (UL Type A) | Standard | FALSE | [9 empty] | 42569 |  |  | No |  | 4 | 1700 | 120 | 14 | 20 | 0.99 | 4000 | 80
PEHBD59M | ELB Electronics Inc. | ELB | LEDT8E-48-14-835-G-FHF | Linear Replacement Lamp | Four-Foot | Replacement Lamps (plug and play) (UL Type A) | Standard | FALSE | [9 empty] | 42569 |  |  | No |  | 4 | 1700 | 120 | 14 | 20 | 0.99 | 3500 | 80
P9F55B9U | RedBird LED Inc. | RedBird | L4-18W-30K-132-ROT-E | Linear Replacement Lamp | Four-Foot | 2-lamp External Driver Lamp-Style Retrofit Kits (UL Type C) | Standard | TRUE | 2091 | 117.41 | 17.81 | 11.25 | 0.973 | 3037 | 83.4 | 5 |  | 42566 |  |  | NotYetVerified | External Driver | 3 | 2090 | 117 | 18 |  |  | 3000 | 83
PVD4K2DP | RedBird LED Inc. | RedBird | L4-18W-30K-132-F-E | Linear Replacement Lamp | Four-Foot | 2-lamp External Driver Lamp-Style Retrofit Kits (UL Type C) | Standard | TRUE | 1976 | 110.9 | 17.81 | 11.25 | 0.973 | 3045 | 83.8 | 5 |  | 42566 |  |  | NotYetVerified | External Driver | 3 | 1970 | 110 | 18 |  |  | 3000 | 80
PDXRPRYR | RedBird LED Inc. | RedBird | L4-15W-30K-132-ROT-E | Linear Replacement Lamp | Four-Foot | 2-lamp External Driver Lamp-Style Retrofit Kits (UL Type C) | Standard | TRUE | 1901.8 | 122.78 | 15.49 | 11.28 | 0.963 | 3023 | 83.3 | 5 | 50000 | 42566 |  |  | NotYetVerified |  | 3 | 1901.8 | 122.78 | 15.49 | 20 | 0.9 | 3000 | 83.3
P72GQKTA | RedBird LED Inc. | RedBird | L4-15W-30K-132-F-E | Linear Replacement Lamp | Four-Foot | 2-lamp External Driver Lamp-Style Retrofit Kits (UL Type C) | Standard | TRUE | 1802 | 116.33 | 15.49 | 11.28 | 0.963 | 3033 | 83.6 | 5 | 50000 | 42566 |  |  | NotYetVerified |  | 3 | 1802 | 116.33 | 15.49 | 20 | 0.9 | 3000 | 83.6
PHP6MGJ1 | RedBird LED Inc. | RedBird | L4-2-18W-30K-132-F-E | Linear Replacement Lamp | Four-Foot | 2-lamp External Driver Lamp-Style Retrofit Kits (UL Type C) | Standard | TRUE | 1952.8 | 109.9 | 17.92 | 12.36 | 0.951 | 3020 | 83.5 | 5 | 50000 | 42566 |  |  | NotYetVerified | External Driver | 3 | 1900 | 105 | 18 |  | 0.9 | 3000 | 80
PFN3HP34 | RedBird LED Inc. | RedBird | L4-18W-30K-132-F | Linear Replacement Lamp | Four-Foot | Internal Driver Lamp-Style Retrofit Kits (UL Type B) | Standard | TRUE | 1958 | 110.5 | 17.83 | 8.21 | 0.95 | 3009 | 83.2 | 5 | 50000 | 42566 |  |  | NotYetVerified |  | 3 | 1980 | 110 | 18 | 20 | 0.95 | 3000 | 83
PS8Q16VR | RedBird LED Inc. | RedBird | L4-2-15W-30K-132-ROT-E | Linear Replacement Lamp | Four-Foot | 2-lamp External Driver Lamp-Style Retrofit Kits (UL Type C) | Standard | TRUE | 2335 | 143.52 | 16.27 | 13.2 | 0.9483 | 2963 | 82 | 5 | 50000 | 42566 |  |  | NotYetVerified | External Driver | 3 | 2335 | 143.52 | 16.27 | 13.2 | 0.9483 | 3000 | 82
PXZ4NVE2 | RedBird LED Inc. | RedBird | L4-2-15W-30K-132-F-E | Linear Replacement Lamp | Four-Foot | 2-lamp External Driver Lamp-Style Retrofit Kits (UL Type C) | Standard | TRUE | 2099 | 130.13 | 16.13 | 13.24 | 0.9399 | 2970 | 82.4 | 5 | 50000 | 42566 |  |  | NotYetVerified | External Driver | 3 | 2099 | 130.13 | 16.13 | 13.24 | 0.9399 | 3000 | 82.4
P5CJUQUX | RedBird LED Inc. | RedBird | L4-22W-30K-132-F | Linear Replacement Lamp | Four-Foot | Internal Driver Lamp-Style Retrofit Kits (UL Type B) | Standard | TRUE | 2355 | 105.04 | 22.42 | 10.39 | 0.9187 | 2950 | 83 | 5 | 50000 | 42566 |  |  | NotYetVerified |  | 3 | 2355 | 105.04 | 22.42 | 10.39 | 0.9187 | 3000 | 83
PSVEQHRK | RedBird LED Inc. | RedBird | L4-22W-30K-132-ROT | Linear Replacement Lamp | Four-Foot | Internal Driver Lamp-Style Retrofit Kits (UL Type B) | Standard | TRUE | 2544 | 113.36 | 22.45 | 10.62 | 0.9158 | 2948 | 82.7 | 5 | 50000 | 42566 |  |  | NotYetVerified | Internal Driver | 3 | 2544 | 113.36 | 22.45 | 10.62 | 0.9158 | 3000 | 82.7
PH1137PQ | RedBird LED Inc. | RedBird | L4-15W-30K-132-ROT | Linear Replacement Lamp | Four-Foot | Internal Driver Lamp-Style Retrofit Kits (UL Type B) | Standard | TRUE | 1730 | 120.25 | 14.63 | 9.82 | 0.9077 | 2945 | 82.9 | 5 | 50000 | 42566 |  |  | NotYetVerified | Internal Driver | 3 | 1730 | 120.25 | 14.39 | 9.82 | 0.9077 | 3000 | 82.9
PU2KSU3A | RedBird LED Inc. | RedBird | L4-15W-30K-132-F | Linear Replacement Lamp | Four-Foot | Internal Driver Lamp-Style Retrofit Kits (UL Type B) | Standard | TRUE | 1597 | 110.48 | 14.72 | 10.81 | 0.9024 | 2948 | 83.5 | 5 | 50000 | 42566 |  |  | NotYetVerified | Internal Driver | 3 | 1597 | 110.48 | 14.46 | 10.81 | 0.9024 | 3000 | 83.5
PVA5MJ16 | Longhorn Lighting Co. Ltd | Longhorn | LH-L8R159Q03 | Linear Replacement Lamp | Four-Foot | Internal Driver Lamp-Style Retrofit Kits (UL Type B) | Standard | TRUE | 2224 | 147.38 | 15.09 | 12.47 | 0.8921 | 5067 | 83.4 | 5 | 5000 | 42566 |  |  | No |  | 4 | 2100 | 140 | 15 | 15 | 0.9 | 5000 | 83
PVX11T7J | Longhorn Lighting Co. Ltd | Longhorn | LH-L8V159Q03 | Linear Replacement Lamp | Four-Foot | Internal Driver Lamp-Style Retrofit Kits (UL Type B) | Standard | TRUE | 2179.89 | 151.91 | 14.35 | 12.47 | 0.8921 | 3015 | 81.4 | 5 | 50000 | 42566 |  |  | No |  | 4 | 2100 | 140 | 15 | 15 | 0.9 | 3000 | 83
PHRQVQ8V | Longhorn Lighting Co. Ltd | Longhorn | LH-L8V1500Q00 | Linear Replacement Lamp | Four-Foot | Internal Driver Lamp-Style Retrofit Kits (UL Type B) | Standard | TRUE | 1970.13 | 135.87 | 14.5 | 9.91 | 0.8906 | 3087 | 83.5 | 5 | 50000 | 42566 |  |  | No |  | 4 | 2000 | 133.33 | 15 | 15 | 0.9 | 3000 | 83
PBX6GE84 | Longhorn Lighting Co. Ltd | Longhorn | LH-L8V1500Q01 | Linear Replacement Lamp | Four-Foot | Internal Driver Lamp-Style Retrofit Kits (UL Type B) | Standard | TRUE | 1772.76 | 160.58 | 11.04 | 10.14 | 0.8795 | 3132 | 84 | 5 | 50000 | 42566 |  |  | No |  | 4 | 2000 | 133.33 | 15 | 15 | 0.9 | 3000 | 83
P3XQZ5HQ | RedBird LED Inc. | RedBird | L4-18W-50K-132-ROT | Linear Replacement Lamp | Four-Foot | Internal Driver Lamp-Style Retrofit Kits (UL Type B) | Standard | FALSE | [9 empty] | 42566 |  |  | NotYetVerified |  | 3 | 1980 | 110 | 18 | 20 | 0.95 | 5000 | 83
PG8W7DM8 | RedBird LED Inc. | RedBird | L4-18W-50K-132-ROT-E | Linear Replacement Lamp | Four-Foot | 2-lamp External Driver Lamp-Style Retrofit Kits (UL Type C) | Standard | FALSE | [9 empty] | 42566 |  |  | NotYetVerified | External Driver | 3 | 2170 | 120 | 18 |  |  | 5000 | 84
PSFRDJ1S | RedBird LED Inc. | RedBird | L4-15W-50K-132-F | Linear Replacement Lamp | Four-Foot | Internal Driver Lamp-Style Retrofit Kits (UL Type B) | Standard | FALSE | [9 empty] | 42566 |  |  | NotYetVerified | Internal Driver | 3 | 1709 | 117.33 | 14.56 | 11.47 | 0.9027 | 5000 | 83
PUWCCKJ7 | RedBird LED Inc. | RedBird | L4-22W-50K-132-F | Linear Replacement Lamp | Four-Foot | Internal Driver Lamp-Style Retrofit Kits (UL Type B) | Standard | FALSE | [9 empty] | 42566 |  |  | NotYetVerified | Internal Driver | 3 | 2465 | 111.14 | 22.18 | 9.52 | 0.9085 | 5000 | 82.8
P6GD15CE | RedBird LED Inc. | RedBird | L4-15W-50K-132-ROT | Linear Replacement Lamp | Four-Foot | Internal Driver Lamp-Style Retrofit Kits (UL Type B) | Standard | FALSE | [9 empty] | 42566 |  |  | NotYetVerified | Internal Driver | 3 | 1873 | 128.44 | 14.58 | 10.57 | 0.9103 | 5000 | 82.6
PBZ7KTVG | RedBird LED Inc. | RedBird | L4-22W-50K-132-ROT | Linear Replacement Lamp | Four-Foot | Internal Driver Lamp-Style Retrofit Kits (UL Type B) | Standard | FALSE | [9 empty] | 42566 |  |  | NotYetVerified | Internal Driver | 3 | 2661 | 120.41 | 22.1 | 9.31 | 0.9092 | 5000 | 82.4
PC7JCHHV | RedBird LED Inc. | RedBird | L4-2-18W-40K-132-ROT-E | Linear Replacement Lamp | Four-Foot | 2-lamp External Driver Lamp-Style Retrofit Kits (UL Type C) | Standard | FALSE | [9 empty] | 42566 |  |  | NotYetVerified | External Driver | 3 | 2000 | 115 | 18 |  | 0.9 | 5000 | 80
P3WV56FG | RedBird LED Inc. | RedBird | L4-18W-50K-132-F-E | Linear Replacement Lamp | Four-Foot | 2-lamp External Driver Lamp-Style Retrofit Kits (UL Type C) | Standard | FALSE | [9 empty] | 42566 |  |  | NotYetVerified | External Driver | 3 | 2000 | 110 | 18 |  |  | 5000 | 80
PUBCYU4S | RedBird LED Inc. | RedBird | L4-2-18W-50K-132-F-E | Linear Replacement Lamp | Four-Foot | 2-lamp External Driver Lamp-Style Retrofit Kits (UL Type C) | Standard | FALSE | [9 empty] | 42566 |  |  | NotYetVerified | External Driver | 3 | 1900 | 105 | 18 |  | 0.9 | 5000 | 80
PPDNFT9C | RedBird LED Inc. | RedBird | L4-2-18W-50K-132-F-DIM | Linear Replacement Lamp | Four-Foot | 2-lamp External Driver Lamp-Style Retrofit Kits (UL Type C) | Standard | FALSE | [9 empty] | 42566 |  |  | NotYetVerified | External Driver | 3 | 2011.3 | 113.23 | 18 |  |  | 5000 | 85
PE7G73MQ | RedBird LED Inc. | RedBird | L4-15W-50K-132-F-E | Linear Replacement Lamp | Four-Foot | 2-lamp External Driver Lamp-Style Retrofit Kits (UL Type C) | Standard | FALSE | [9 empty] | 42566 |  |  | NotYetVerified |  | 3 | 1828.1 | 118.4 | 15.44 | 20 | 0.9 | 5000 | 84.3
PAPMS465 | RedBird LED Inc. | RedBird | L4-2-18W-50K-132-ROT-DIM | Linear Replacement Lamp | Four-Foot | 2-lamp External Driver Lamp-Style Retrofit Kits (UL Type C) | Standard | FALSE | [9 empty] | 42566 |  |  | NotYetVerified | External Driver | 3 | 2183.2 | 122.91 | 18 |  |  | 5000 | 84
PAMXPX38 | RedBird LED Inc. | RedBird | L4-18W-35K-132-ROT-DIM | Linear Replacement Lamp | Four-Foot | 2-lamp External Driver Lamp-Style Retrofit Kits (UL Type C) | Standard | FALSE | [9 empty] | 42566 |  |  | NotYetVerified | External Driver | 3 | 2173 | 122.91 | 18 |  |  | 5000 | 84
PHKG16GH | RedBird LED Inc. | RedBird | L4-18W-50K-132-F-DIM | Linear Replacement Lamp | Four-Foot | 2-lamp External Driver Lamp-Style Retrofit Kits (UL Type C) | Standard | FALSE | [9 empty] | 42566 |  |  | NotYetVerified | External Driver | 3 | 2003 | 113.29 | 18 |  |  | 5000 | 84
PPT2NFU5 | RedBird LED Inc. | RedBird | L4-15W-50K-132-ROT-E | Linear Replacement Lamp | Four-Foot | 2-lamp External Driver Lamp-Style Retrofit Kits (UL Type C) | Standard | FALSE | [9 empty] | 42566 |  |  | NotYetVerified |  | 3 | 1924.3 | 124.6 | 15.44 | 20 | 0.9 | 5000 | 83.8
PVQA5M36 | RedBird LED Inc. | RedBird | L4-2-15W-50K-132-F-E | Linear Replacement Lamp | Four-Foot | 2-lamp External Driver Lamp-Style Retrofit Kits (UL Type C) | Standard | FALSE | [9 empty] | 42566 |  |  | NotYetVerified | External Driver | 3 | 2287 | 140.48 | 16.28 | 13.62 | 0.9397 | 5000 | 82.1
PSCRDKYC | RedBird LED Inc. | RedBird | L4-2-15W-50K-132-ROT-E | Linear Replacement Lamp | Four-Foot | 2-lamp External Driver Lamp-Style Retrofit Kits (UL Type C) | Standard | FALSE | [9 empty] | 42566 |  |  | NotYetVerified | External Driver | 3 | 2539 | 150.33 | 16.89 | 13.08 | 0.9432 | 5000 | 81.9
PX4KD9HQ | RedBird LED Inc. | RedBird | L4-18W-45K-132-ROT | Linear Replacement Lamp | Four-Foot | Internal Driver Lamp-Style Retrofit Kits (UL Type B) | Standard | FALSE | [9 empty] | 42566 |  |  | NotYetVerified |  | 3 | 1980 | 110 | 18 | 20 | 0.95 | 4500 | 83
P9ZNF5QX | RedBird LED Inc. | RedBird | L4-18W-45K-132-F | Linear Replacement Lamp | Four-Foot | Internal Driver Lamp-Style Retrofit Kits (UL Type B) | Standard | FALSE | [9 empty] | 42566 |  |  | NotYetVerified |  | 3 | 1980 | 110 | 18 | 20 | 0.95 | 4500 | 83
P5ETR5AM | RedBird LED Inc. | RedBird | L4-15W-45K-132-F | Linear Replacement Lamp | Four-Foot | Internal Driver Lamp-Style Retrofit Kits (UL Type B) | Standard | FALSE | [9 empty] | 42566 |  |  | NotYetVerified | Internal Driver | 3 | 1597 | 110.48 | 14.46 | 10.81 | 0.9024 | 4500 | 83.5
PNU6UACN | RedBird LED Inc. | RedBird | L4-22W-45K-132-F | Linear Replacement Lamp | Four-Foot | Internal Driver Lamp-Style Retrofit Kits (UL Type B) | Standard | FALSE | [9 empty] | 42566 |  |  | NotYetVerified |  | 3 | 2355 | 105.04 | 22.42 | 10.39 | 0.9187 | 4500 | 83
PZZXSGR3 | RedBird LED Inc. | RedBird | L4-18W-45K-132-ROT-E | Linear Replacement Lamp | Four-Foot | 2-lamp External Driver Lamp-Style Retrofit Kits (UL Type C) | Standard | FALSE | [9 empty] | 42566 |  |  | NotYetVerified | External Driver | 3 | 2090 | 117 | 18 |  |  | 4500 | 83
PSPABR7N | RedBird LED Inc. | RedBird | L4-15W-45K-132-ROT | Linear Replacement Lamp | Four-Foot | Internal Driver Lamp-Style Retrofit Kits (UL Type B) | Standard | FALSE | [9 empty] | 42566 |  |  | NotYetVerified | Internal Driver | 3 | 1730 | 120.25 | 14.39 | 9.82 | 0.9077 | 4500 | 82.9
PDS81RVR | RedBird LED Inc. | RedBird | L4-22W-45K-132-ROT | Linear Replacement Lamp | Four-Foot | Internal Driver Lamp-Style Retrofit Kits (UL Type B) | Standard | FALSE | [9 empty] | 42566 |  |  | NotYetVerified | Internal Driver | 3 | 2544 | 113.36 | 22.45 | 10.62 | 0.9158 | 4500 | 82.7
P1ZAURTK | RedBird LED Inc. | RedBird | L4-2-18W-35K-132-ROT-E | Linear Replacement Lamp | Four-Foot | 2-lamp External Driver Lamp-Style Retrofit Kits (UL Type C) | Standard | FALSE | [9 empty] | 42566 |  |  | NotYetVerified | External Driver | 3 | 2000 | 115 | 18 |  | 0.9 | 4500 | 80
PR8KGR9D | RedBird LED Inc. | RedBird | L4-18W-45K-132-F-E | Linear Replacement Lamp | Four-Foot | 2-lamp External Driver Lamp-Style Retrofit Kits (UL Type C) | Standard | FALSE | [9 empty] | 42566 |  |  | NotYetVerified | External Driver | 3 | 1970 | 110 | 18 |  |  | 4500 | 80
PHTNX9Z3 | RedBird LED Inc. | RedBird | L4-2-18W-45K-132--F-E | Linear Replacement Lamp | Four-Foot | 2-lamp External Driver Lamp-Style Retrofit Kits (UL Type C) | Standard | FALSE | [9 empty] | 42566 |  |  | NotYetVerified |  | 3 | 1900 | 105 | 18 |  | 0.9 | 4500 | 80
PQSYX659 | RedBird LED Inc. | RedBird | L4-18W-45K-132-F-DIM | Linear Replacement Lamp | Four-Foot | 2-lamp External Driver Lamp-Style Retrofit Kits (UL Type C) | Standard | FALSE | [9 empty] | 42566 |  |  | NotYetVerified | External Driver | 3 | 1976 | 110.9 | 18 |  |  | 4500 | 84
PPNXBS3B | RedBird LED Inc. | RedBird | L4-2-18W-45K-132-F-DIM | Linear Replacement Lamp | Four-Foot | 2-lamp External Driver Lamp-Style Retrofit Kits (UL Type C) | Standard | FALSE | [9 empty] | 42566 |  |  | NotYetVerified | External Driver | 3 | 1952.8 | 109.9 | 18 |  |  | 4500 | 84
P81PVSDK | RedBird LED Inc. | RedBird | L4-15W-45K-132-F-E | Linear Replacement Lamp | Four-Foot | 2-lamp External Driver Lamp-Style Retrofit Kits (UL Type C) | Standard | FALSE | [9 empty] | 42566 |  |  | NotYetVerified |  | 3 | 1802 | 116.33 | 15.49 | 20 | 0.9 | 4500 | 83.6
P2KB3F32 | RedBird LED Inc. | RedBird | L4-15W-45K--132-ROT-E | Linear Replacement Lamp | Four-Foot | 2-lamp External Driver Lamp-Style Retrofit Kits (UL Type C) | Standard | FALSE | [9 empty] | 42566 |  |  | NotYetVerified |  | 3 | 1901.8 | 122.78 | 15.49 | 20 | 0.9 | 4500 | 83.3
PJUPWR8M | RedBird LED Inc. | RedBird | L4-18W-45K-132-ROT-DIM | Linear Replacement Lamp | Four-Foot | 2-lamp External Driver Lamp-Style Retrofit Kits (UL Type C) | Standard | FALSE | [9 empty] | 42566 |  |  | NotYetVerified | External Driver | 3 | 2091 | 117.41 | 18 |  |  | 4500 | 83
PZ2JF6AF | RedBird LED Inc. | RedBird | L4-2-18W-45K-132-ROT-DIM | Linear Replacement Lamp | Four-Foot | 2-lamp External Driver Lamp-Style Retrofit Kits (UL Type C) | Standard | FALSE | [9 empty] | 42566 |  |  | NotYetVerified | External Driver | 3 | 2081.2 | 117.18 | 18 |  |  | 4500 | 83
P9F8W2U1 | RedBird LED Inc. | RedBird | L4-2-15W-45K-132-F-E | Linear Replacement Lamp | Four-Foot | 2-lamp External Driver Lamp-Style Retrofit Kits (UL Type C) | Standard | FALSE | [9 empty] | 42566 |  |  | NotYetVerified | External Driver | 3 | 2099 | 130.13 | 16.13 | 13.24 | 0.9399 | 4500 | 82.4
PT613VB5 | RedBird LED Inc. | RedBird | L4-2-15W-45K-132-ROT-E | Linear Replacement Lamp | Four-Foot | 2-lamp External Driver Lamp-Style Retrofit Kits (UL Type C) | Standard | FALSE | [9 empty] | 42566 |  |  | NotYetVerified | External Driver | 3 | 2335 | 143.52 | 16.27 | 13.2 | 0.9483 | 4500 | 82
PNGQRH3K | RedBird LED Inc. | RedBird | L4-18W-40K-132-ROT | Linear Replacement Lamp | Four-Foot | Internal Driver Lamp-Style Retrofit Kits (UL Type B) | Standard | FALSE | [9 empty] | 42566 |  |  | NotYetVerified |  | 3 | 1980 | 110 | 18 | 20 | 0.95 | 4000 | 83
PFVNHNB1 | RedBird LED Inc. | RedBird | L4-18W-40K-132-F | Linear Replacement Lamp | Four-Foot | Internal Driver Lamp-Style Retrofit Kits (UL Type B) | Standard | FALSE | [9 empty] | 42566 |  |  | NotYetVerified |  | 3 | 1980 | 110 | 18 | 20 | 0.95 | 4000 | 83
P5DAZ463 | RedBird LED Inc. | RedBird | L4-15W-40K-132-F | Linear Replacement Lamp | Four-Foot | Internal Driver Lamp-Style Retrofit Kits (UL Type B) | Standard | FALSE | [9 empty] | 42566 |  |  | NotYetVerified | Internal Driver | 3 | 1597 | 110.48 | 14.46 | 10.81 | 0.9024 | 4000 | 83.5
P65FBFMT | RedBird LED Inc. | RedBird | L4-22W-40K-132-F | Linear Replacement Lamp | Four-Foot | Internal Driver Lamp-Style Retrofit Kits (UL Type B) | Standard | FALSE | [9 empty] | 42566 |  |  | NotYetVerified |  | 3 | 2355 | 105.04 | 22.42 | 10.39 | 0.9187 | 4000 | 83
PDG7E4HF | RedBird LED Inc. | RedBird | L4-18W-40K-132-ROT-E | Linear Replacement Lamp | Four-Foot | 2-lamp External Driver Lamp-Style Retrofit Kits (UL Type C) | Standard | FALSE | [9 empty] | 42566 |  |  | NotYetVerified | External Driver | 3 | 2090 | 117 | 18 |  |  | 4000 | 83
PSXA46DR | RedBird LED Inc. | RedBird | L4-15W-40K-132-ROT | Linear Replacement Lamp | Four-Foot | Internal Driver Lamp-Style Retrofit Kits (UL Type B) | Standard | FALSE | [9 empty] | 42566 |  |  | NotYetVerified | Internal Driver | 3 | 1730 | 120.25 | 14.39 | 9.82 | 0.9077 | 4000 | 82.9
PWW3CS38 | RedBird LED Inc. | RedBird | L4-22W-40K-132-ROT | Linear Replacement Lamp | Four-Foot | Internal Driver Lamp-Style Retrofit Kits (UL Type B) | Standard | FALSE | [9 empty] | 42566 |  |  | NotYetVerified | Internal Driver | 3 | 2544 | 113.36 | 22.45 | 10.62 | 0.9158 | 4000 | 82.7
PPDMHV6F | RedBird LED Inc. | RedBird | L4-2-18W-30K-132-ROT-E | Linear Replacement Lamp | Four-Foot | 2-lamp External Driver Lamp-Style Retrofit Kits (UL Type C) | Standard | FALSE | [9 empty] | 42566 |  |  | NotYetVerified | External Driver | 3 | 2000 | 115 | 18 |  | 0.9 | 4000 | 80
PH2G3FPE | RedBird LED Inc. | RedBird | L4-18W-40K-132-F-E | Linear Replacement Lamp | Four-Foot | 2-lamp External Driver Lamp-Style Retrofit Kits (UL Type C) | Standard | FALSE | [9 empty] | 42566 |  |  | NotYetVerified | External Driver | 3 | 1970 | 110 | 18 |  |  | 4000 | 80
PY555Z8Y | RedBird LED Inc. | RedBird | L4-2-18W-40K-132-F-E | Linear Replacement Lamp | Four-Foot | 2-lamp External Driver Lamp-Style Retrofit Kits (UL Type C) | Standard | FALSE | [9 empty] | 42566 |  |  | NotYetVerified | External Driver | 3 | 1900 | 105 | 18 |  | 0.9 | 4000 | 80
PCG23KBM | RedBird LED Inc. | RedBird | L4-18W-40K-132-F-DIM | Linear Replacement Lamp | Four-Foot | 2-lamp External Driver Lamp-Style Retrofit Kits (UL Type C) | Standard | FALSE | [9 empty] | 42566 |  |  | NotYetVerified | External Driver | 3 | 1976 | 110.9 | 18 |  |  | 4000 | 84
P3SUJQVN | RedBird LED Inc. | RedBird | L4-2-18W-40K-132-F-DIM | Linear Replacement Lamp | Four-Foot | 2-lamp External Driver Lamp-Style Retrofit Kits (UL Type C) | Standard | FALSE | [9 empty] | 42566 |  |  | NotYetVerified | External Driver | 3 | 1952.8 | 109.9 | 18 |  |  | 4000 | 84
PPN53E82 | RedBird LED Inc. | RedBird | L4-15W-40K--132-F-E | Linear Replacement Lamp | Four-Foot | 2-lamp External Driver Lamp-Style Retrofit Kits (UL Type C) | Standard | FALSE | [9 empty] | 42566 |  |  | NotYetVerified |  | 3 | 1802 | 116.33 | 15.49 | 20 | 0.9 | 4000 | 83.6
PWHS9Y1M | RedBird LED Inc. | RedBird | L4-15W-40K-132-ROT-E | Linear Replacement Lamp | Four-Foot | 2-lamp External Driver Lamp-Style Retrofit Kits (UL Type C) | Standard | FALSE | [9 empty] | 42566 |  |  | NotYetVerified |  | 3 | 1901.8 | 122.78 | 15.49 | 20 | 0.9 | 4000 | 83.3
PY18DVDW | RedBird LED Inc. | RedBird | L4-18W-50K-132-ROT-DIM | Linear Replacement Lamp | Four-Foot | 2-lamp External Driver Lamp-Style Retrofit Kits (UL Type C) | Standard | FALSE | [9 empty] | 42566 |  |  | NotYetVerified | External Driver | 3 | 2091 | 117.41 | 18 |  |  | 4000 | 83
P9C5PJNK | RedBird LED Inc. | RedBird | L4-2-18W-40K-132-ROT-DIM | Linear Replacement Lamp | Four-Foot | 2-lamp External Driver Lamp-Style Retrofit Kits (UL Type C) | Standard | FALSE | [9 empty] | 42566 |  |  | NotYetVerified | External Driver | 3 | 2081.2 | 117.18 | 18 |  |  | 4000 | 83
PSRR9D4R | RedBird LED Inc. | RedBird | L4-2-15W-40K-132-F-E | Linear Replacement Lamp | Four-Foot | 2-lamp External Driver Lamp-Style Retrofit Kits (UL Type C) | Standard | FALSE | [9 empty] | 42566 |  |  | NotYetVerified | External Driver | 3 | 2099 | 130.13 | 16.13 | 13.24 | 0.9399 | 4000 | 82.4
PYBRYACF | RedBird LED Inc. | RedBird | L4-2-15W-40K-132-ROT-E | Linear Replacement Lamp | Four-Foot | 2-lamp External Driver Lamp-Style Retrofit Kits (UL Type C) | Standard | FALSE | [9 empty] | 42566 |  |  | NotYetVerified | External Driver | 3 | 2335 | 143.52 | 16.27 | 13.2 | 0.9483 | 4000 | 82
PF1N579G | RedBird LED Inc. | RedBird | L4-18W-35K-132-ROT | Linear Replacement Lamp | Four-Foot | Internal Driver Lamp-Style Retrofit Kits (UL Type B) | Standard | FALSE | [9 empty] | 42566 |  |  | NotYetVerified |  | 3 | 1980 | 110 | 18 | 20 | 0.95 | 3500 | 83
PM8YY2WD | RedBird LED Inc. | RedBird | L4-15W-35K-132-F | Linear Replacement Lamp | Four-Foot | Internal Driver Lamp-Style Retrofit Kits (UL Type B) | Standard | FALSE | [9 empty] | 42566 |  |  | NotYetVerified | Internal Driver | 3 | 1597 | 110.48 | 14.46 | 10.81 | 0.9024 | 3500 | 83.5
PQACASTW | RedBird LED Inc. | RedBird | L4-22W-35K-132-F | Linear Replacement Lamp | Four-Foot | Internal Driver Lamp-Style Retrofit Kits (UL Type B) | Standard | FALSE | [9 empty] | 42566 |  |  | NotYetVerified |  | 3 | 2355 | 105.04 | 22.42 | 10.39 | 0.9187 | 3500 | 83
P12PBUWM | RedBird LED Inc. | RedBird | L4-18W-35K-132-ROT-E | Linear Replacement Lamp | Four-Foot | 2-lamp External Driver Lamp-Style Retrofit Kits (UL Type C) | Standard | FALSE | [9 empty] | 42566 |  |  | NotYetVerified | External Driver | 3 | 2090 | 117 | 18 |  |  | 3500 | 83
PP3BESQ5 | RedBird LED Inc. | RedBird | L4-15W-35K-132-ROT | Linear Replacement Lamp | Four-Foot | Internal Driver Lamp-Style Retrofit Kits (UL Type B) | Standard | FALSE | [9 empty] | 42566 |  |  | NotYetVerified | Internal Driver | 3 | 1730 | 120.25 | 14.39 | 9.82 | 0.9077 | 3500 | 82.9
P9AU1QDT | RedBird LED Inc. | RedBird | L4-22W-35K-132-ROT | Linear Replacement Lamp | Four-Foot | Internal Driver Lamp-Style Retrofit Kits (UL Type B) | Standard | FALSE | [9 empty] | 42566 |  |  | NotYetVerified | Internal Driver | 3 | 2544 | 113.36 | 22.45 | 10.62 | 0.9158 | 3500 | 82.7
PC7RAFG3 | RedBird LED Inc. | RedBird | L4-2-18W-50K-132-ROT-E | Linear Replacement Lamp | Four-Foot | 2-lamp External Driver Lamp-Style Retrofit Kits (UL Type C) | Standard | FALSE | [9 empty] | 42566 |  |  | NotYetVerified | External Driver | 3 | 2000 | 115 | 18 |  | 0.9 | 3500 | 80
P1R41S5J | RedBird LED Inc. | RedBird | L4-18W-35K-132-F-E | Linear Replacement Lamp | Four-Foot | 2-lamp External Driver Lamp-Style Retrofit Kits (UL Type C) | Standard | FALSE | [9 empty] | 42566 |  |  | NotYetVerified | External Driver | 3 | 1970 | 110 | 18 |  |  | 3500 | 80
PJP7KD6H | RedBird LED Inc. | RedBird | L4-2-18W-35K-132-F-E | Linear Replacement Lamp | Four-Foot | 2-lamp External Driver Lamp-Style Retrofit Kits (UL Type C) | Standard | FALSE | [9 empty] | 42566 |  |  | NotYetVerified |  | 3 | 1900 | 105 | 18 |  | 0.9 | 3500 | 80
P7HRX5S7 | RedBird LED Inc. | RedBird | L4-18W-35K-132-F-DIM | Linear Replacement Lamp | Four-Foot | 2-lamp External Driver Lamp-Style Retrofit Kits (UL Type C) | Standard | FALSE | [9 empty] | 42566 |  |  | NotYetVerified | External Driver | 3 | 1976 | 110.9 | 18 |  |  | 3500 | 84
P36512PY | RedBird LED Inc. | RedBird | L4-2-18W-35K-132-F-DIM | Linear Replacement Lamp | Four-Foot | 2-lamp External Driver Lamp-Style Retrofit Kits (UL Type C) | Standard | FALSE | [9 empty] | 42566 |  |  | NotYetVerified | External Driver | 3 | 1952.8 | 109.9 | 18 |  |  | 3500 | 84
P8WWHMZQ | RedBird LED Inc. | RedBird | L4-15W-35K-132-F-E | Linear Replacement Lamp | Four-Foot | 2-lamp External Driver Lamp-Style Retrofit Kits (UL Type C) | Standard | FALSE | [9 empty] | 42566 |  |  | NotYetVerified |  | 3 | 1802 | 116.33 | 15.49 | 20 | 0.9 | 3500 | 83.6
P49STFVV | RedBird LED Inc. | RedBird | L4-15W-35K--132-ROT-E | Linear Replacement Lamp | Four-Foot | 2-lamp External Driver Lamp-Style Retrofit Kits (UL Type C) | Standard | FALSE | [9 empty] | 42566 |  |  | NotYetVerified |  | 3 | 1901.8 | 122.78 | 15.49 | 20 | 0.9 | 3500 | 83.3
PY96JD5G | RedBird LED Inc. | RedBird | L4-18W-30K-132-ROT-DIM | Linear Replacement Lamp | Four-Foot | 2-lamp External Driver Lamp-Style Retrofit Kits (UL Type C) | Standard | FALSE | [9 empty] | 42566 |  |  | NotYetVerified | External Driver | 3 | 2091 | 117.41 | 18 |  |  | 3500 | 83
P84SS8JP | RedBird LED Inc. | RedBird | L4-2-18W-35K-132-ROT-DIM | Linear Replacement Lamp | Four-Foot | 2-lamp External Driver Lamp-Style Retrofit Kits (UL Type C) | Standard | FALSE | [9 empty] | 42566 |  |  | NotYetVerified | External Driver | 3 | 2081.2 | 117.18 | 18 |  |  | 3500 | 83
PN7TQHEE | RedBird LED Inc. | RedBird | L4-2-15W-35K-132--F-E | Linear Replacement Lamp | Four-Foot | 2-lamp External Driver Lamp-Style Retrofit Kits (UL Type C) | Standard | FALSE | [9 empty] | 42566 |  |  | NotYetVerified | External Driver | 3 | 2099 | 130.13 | 16.13 | 13.24 | 0.9399 | 3500 | 82.4
PA45FBNY | RedBird LED Inc. | RedBird | L4-2-15W-35K-132-ROT-E | Linear Replacement Lamp | Four-Foot | 2-lamp External Driver Lamp-Style Retrofit Kits (UL Type C) | Standard | FALSE | [9 empty] | 42566 |  |  | NotYetVerified | External Driver | 3 | 2335 | 143.52 | 16.27 | 13.2 | 0.9483 | 3500 | 82
P9DPMBWV | RedBird LED Inc. | RedBird | L4-18W-30K-132-ROT | Linear Replacement Lamp | Four-Foot | Internal Driver Lamp-Style Retrofit Kits (UL Type B) | Standard | FALSE | [9 empty] | 42566 |  |  | NotYetVerified |  | 3 | 1980 | 110 | 18 | 20 | 0.95 | 3000 | 83
PRB93FVD | RedBird LED Inc. | RedBird | L4-2-18W-45K-132-ROT-E | Linear Replacement Lamp | Four-Foot | 2-lamp External Driver Lamp-Style Retrofit Kits (UL Type C) | Standard | FALSE | [9 empty] | 42566 |  |  | NotYetVerified | External Driver | 3 | 2000 | 115 | 18 |  | 0.9 | 3000 | 80
PYV13T72 | RedBird LED Inc. | RedBird | L4-18W-30K-132-F-DIM | Linear Replacement Lamp | Four-Foot | 2-lamp External Driver Lamp-Style Retrofit Kits (UL Type C) | Standard | FALSE | [9 empty] | 42566 |  |  | NotYetVerified | External Driver | 3 | 1976 | 110.9 | 18 |  |  | 3000 | 84
PFCFMYW4 | RedBird LED Inc. | RedBird | L4-2-18W-30K-132-F-DIM | Linear Replacement Lamp | Four-Foot | 2-lamp External Driver Lamp-Style Retrofit Kits (UL Type C) | Standard | FALSE | [9 empty] | 42566 |  |  | NotYetVerified | External Driver | 3 | 1952.8 | 109.9 | 18 |  |  | 3000 | 84
PC3A8E9J | RedBird LED Inc. | RedBird | L4-18W-40K-132-ROT-DIM | Linear Replacement Lamp | Four-Foot | 2-lamp External Driver Lamp-Style Retrofit Kits (UL Type C) | Standard | FALSE | [9 empty] | 42566 |  |  | NotYetVerified | External Driver | 3 | 2091 | 117.41 | 18 |  |  | 3000 | 83
PN3XXQJK | RedBird LED Inc. | RedBird | L4-2-18W-30K-132-ROT-DIM | Linear Replacement Lamp | Four-Foot | 2-lamp External Driver Lamp-Style Retrofit Kits (UL Type C) | Standard | FALSE | [9 empty] | 42566 |  |  | NotYetVerified | External Driver | 3 | 2081.2 | 117.18 | 18 |  |  | 3000 | 83
PEBJRQQ7 | Longhorn Lighting Co. Ltd | Longhorn | LH-L8R1500Q01 | Linear Replacement Lamp | Four-Foot | Internal Driver Lamp-Style Retrofit Kits (UL Type B) | Standard | FALSE | [9 empty] | 42566 |  |  | No |  | 4 | 2000 | 133.33 | 15 | 15 | 0.9 | 5000 | 83
P4Q2ZG3X | Longhorn Lighting Co. Ltd | Longhorn | LH-L8R1500Q00 | Linear Replacement Lamp | Four-Foot | Internal Driver Lamp-Style Retrofit Kits (UL Type B) | Standard | FALSE | [9 empty] | 42566 |  |  | No |  | 4 | 2000 | 133.33 | 15 | 15 | 0.9 | 5000 | 83
P3WNTTUH | Longhorn Lighting Co. Ltd | Longhorn | LH-L8N159Q03 | Linear Replacement Lamp | Four-Foot | Internal Driver Lamp-Style Retrofit Kits (UL Type B) | Standard | FALSE | [9 empty] | 42566 |  |  | No |  | 4 | 2100 | 140 | 15 | 15 | 0.9 | 4000 | 83
PKGAHR42 | Longhorn Lighting Co. Ltd | Longhorn | LH-L8N1500Q00 | Linear Replacement Lamp | Four-Foot | Internal Driver Lamp-Style Retrofit Kits (UL Type B) | Standard | FALSE | [9 empty] | 42566 |  |  | No |  | 4 | 2000 | 133.33 | 15 | 15 | 0.9 | 4000 | 83
P68MMZ1U | Longhorn Lighting Co. Ltd | Longhorn | LH-L8N1500Q01 | Linear Replacement Lamp | Four-Foot | Internal Driver Lamp-Style Retrofit Kits (UL Type B) | Standard | FALSE | [9 empty] | 42566 |  |  | No |  | 4 | 2000 | 133.33 | 15 | 15 | 0.9 | 4000 | 83
PNZB8S4G | Longhorn Lighting Co. Ltd | Longhorn | LH-L8U159Q03 | Linear Replacement Lamp | Four-Foot | Internal Driver Lamp-Style Retrofit Kits (UL Type B) | Standard | FALSE | [9 empty] | 42566 |  |  | No |  | 4 | 2100 | 140 | 15 | 15 | 0.9 | 3500 | 83
PJNHGFJB | Longhorn Lighting Co. Ltd | Longhorn | LH-L8U1500Q01 | Linear Replacement Lamp | Four-Foot | Internal Driver Lamp-Style Retrofit Kits (UL Type B) | Standard | FALSE | [9 empty] | 42566 |  |  | No |  | 4 | 2000 | 133.33 | 15 | 15 | 0.9 | 3500 | 83
P5NNUVGQ | Longhorn Lighting Co. Ltd | Longhorn | LH-L8U1500Q00 | Linear Replacement Lamp | Four-Foot | Internal Driver Lamp-Style Retrofit Kits (UL Type B) | Standard | FALSE | [9 empty] | 42566 |  |  | No |  | 4 | 2000 | 133.33 | 15 | 15 | 0.9 | 3500 | 83
PCPJHA48 | Standard Products Inc. | STANDARD | LED/T8/S3/18W/830/48/STD/SMX | Linear Replacement Lamp | Four-Foot | Replacement Lamps (plug and play) (UL Type A) | Standard | TRUE | 2249 | 105.7 | 21.28 | 10.84 | 0.9757 | 2969 | 82.9 | 5 | 50000 | 42565 |  |  | No |  | 3 | 2200 | 100 | 22 | 20 | 0.9 | 3000 | 83
PJJ8WUNC | Standard Products Inc. | STANDARD | LED/T8/S3/15W/830/48/STD/SMX | Linear Replacement Lamp | Four-Foot | Replacement Lamps (plug and play) (UL Type A) | Standard | TRUE | 1901 | 101 | 18.84 | 13.14 | 0.9697 | 2966 | 82.8 | 5 | 50000 | 42565 |  |  | No |  | 3 | 1800 | 100 | 18 | 20 | 0.9 | 3000 | 82
PUGKAV6S | Hawaii LED Star LLC | SLI LIGHTING | T8-16-30K-PNP-A | Linear Replacement Lamp | Four-Foot | Replacement Lamps (plug and play) (UL Type A) | Standard | TRUE | 1961.907 | 97.491 | 20.124 | 7.47 | 0.9608 | 2930 | 81.6 | 5 | 50000 | 42565 |  |  | NotYetVerified |  | 3 | 1800 | 100 | 18 | 7.47 | 0.995 | 3000 | 81
PJENKVS7 | Foshan Nanhai Huge Electronics Co. Ltd. | NL | T8-4FT | Linear Replacement Lamp | Four-Foot | Internal Driver Lamp-Style Retrofit Kits (UL Type B) | Standard | TRUE | 1772.966 | 136.382 | 13 | 19.9 | 0.936 | 5180 | 82.6 | 5 | 50000 | 42565 |  |  | No |  | 4 | 1772.9 | 136.3 | 13 | 19.9 | 0.94 | 5180 | 82.6
PCYXHC17 | GreenTek Energy Systems | GREENTEK | GT-18W44KCC | Linear Replacement Lamp | Four-Foot | Internal Driver Lamp-Style Retrofit Kits (UL Type B) | Standard | TRUE | 2369.85 | 129.5 | 18.3 | 23.3 | 0.911 | 3934 | 84 | 5 | 50000 | 42565 |  |  | No |  | 3.1 | 2369.85 | 129.5 | 18.3 | 14.1 | 0.95 | 3934 | 84
PFAJCK9R | Hawaii LED Star LLC | SLI LIGHTING | T8-18-30K-BP-A | Linear Replacement Lamp | Four-Foot | Internal Driver Lamp-Style Retrofit Kits (UL Type B) | Standard | TRUE | 2128.922 | 110.714 | 19.229 | 16.39 | 0.9107 | 2973 | 81.6 | 5 | 50000 | 42565 |  |  | NotYetVerified | Product updated on 8/9/2016 | 3 | 1915 | 100 | 18 | 16.39 | 0.969 | 3000 | 82
P8KDA4Q3 | GreenTek Energy Systems | GREENTEK | GT-18W44KCF | Linear Replacement Lamp | Four-Foot | Internal Driver Lamp-Style Retrofit Kits (UL Type B) | Standard | TRUE | 2078.88 | 113.6 | 18.3 | 14.2 | 0.909 | 3887 | 83.9 | 5 | 50000 | 42565 |  |  | No |  | 3.1 | 2078.88 | 113.6 | 18.3 | 14.2 | 0.95 | 3887 | 83.9
PFM43VPV | GreenTek Energy Systems | GREENTEK | GT-22W44KCC | Linear Replacement Lamp | Four-Foot | Internal Driver Lamp-Style Retrofit Kits (UL Type B) | Standard | TRUE | 2724.2 | 128.5 | 21.2 | 24 | 0.905 | 3915 | 83.8 | 5 | 50000 | 42565 |  |  | No |  | 3.1 | 2724.2 | 128.5 | 21.2 | 13.3 | 0.94 | 3915 | 83.8
PB1DM4C1 | GreenTek Energy Systems | GREENTEK | GT-22W44KCF | Linear Replacement Lamp | Four-Foot | Internal Driver Lamp-Style Retrofit Kits (UL Type B) | Standard | TRUE | 2393.48 | 112.9 | 21.2 | 24.1 | 0.904 | 3871 | 83.8 | 5 | 50000 | 42565 |  |  | No |  | 3.1 | 2393.48 | 112.9 | 21.2 | 13.3 | 0.94 | 3871 | 83.8
P8AFT5JH | Longhorn Lighting Co. Ltd | Longhorn | LH-L8V158Q04 | Linear Replacement Lamp | Four-Foot | Internal Driver Lamp-Style Retrofit Kits (UL Type B) | Standard | TRUE | 2114.38 | 144.33 | 14.65 | 12.49 | 0.8917 | 3044 | 82.4 | 5 | 50000 | 42565 |  |  | No |  | 4 | 1800 | 120 | 15 | 15 | 0.9 | 3000 | 83
PT418S7T | ABOVE ALL LIGHTING INC. | ABBlighting | T815D30EX2G-FW12 | Linear Replacement Lamp | Four-Foot | 2-lamp External Driver Lamp-Style Retrofit Kits (UL Type C) | Standard | TRUE | 1565.6 | 108.42 | 14.44 | 16.6 | 0.887 | 2995 | 81.3 | 5 | 50000 | 42565 |  |  | No |  | 3.1 | 3100 | 103.33 | 30 | 15 | 0.9 | 3000 | 81
PAD9MPBF | Longhorn Lighting Co. Ltd | Longhorn | LH-L8V107Q03 | Linear Replacement Lamp | Four-Foot | Internal Driver Lamp-Style Retrofit Kits (UL Type B) | Standard | TRUE | 1772.76 | 160.58 | 11.04 | 10.14 | 0.8795 | 3132 | 84 | 5 | 50000 | 42565 |  |  | No |  | 4 | 1700 | 161.9 | 10.5 | 15 | 0.9 | 3000 | 83
PATH9Q3D | Shenzhen Top Technology Co.Ltd | TOOPER | TOP-T8-20W12 MCC(4500K) [120-277 V ONLY] | Linear Replacement Lamp | Four-Foot | Replacement Lamps (plug and play) (UL Type A) | Standard | FALSE | [9 empty] | 42565 |  |  | No |  | 3.1 | 2729.374 | 131.663 | 20.73 | 17.98 | 0.935 | 4500 | 83.2
P3CRUK4W | Shenzhen Top Technology Co.Ltd | TOOPER | TOP-T8-16W12 TCC(4500K) [120-277 V ONLY] | Linear Replacement Lamp | Four-Foot | Replacement Lamps (plug and play) (UL Type A) | Standard | FALSE | [9 empty] | 42565 |  |  | No |  | 3.1 | 2457.258 | 146.527 | 16.77 | 16.84 | 0.973 | 4500 | 83
PTBDMB5T | Shenzhen Top Technology Co.Ltd | TOOPER | TOP-T8-14W12 MCC(4500K) [120-277 V ONLY] | Linear Replacement Lamp | Four-Foot | Replacement Lamps (plug and play) (UL Type A) | Standard | FALSE | [9 empty] | 42565 |  |  | No |  | 3.1 | 1897.772 | 130.252 | 14.57 | 18.89 | 0.974 | 4500 | 82.6
PY8PG1RY | Shenzhen Top Technology Co.Ltd | TOOPER | TOP-T8-11.5W12 MCC(4500K) [120-277 V ONLY] | Linear Replacement Lamp | Four-Foot | Replacement Lamps (plug and play) (UL Type A) | Standard | FALSE | [9 empty] | 42565 |  |  | No |  | 3.1 | 1612.886 | 129.862 | 12.42 | 18.15 | 0.973 | 4500 | 82.6
PTRP8U2W | Shenzhen Top Technology Co.Ltd | TOOPER | TOP-T8-25W12 MCC(4500K) [120-277 V ONLY] | Linear Replacement Lamp | Four-Foot | Replacement Lamps (plug and play) (UL Type A) | Standard | FALSE | [9 empty] | 42565 |  |  | No |  | 3.1 | 3329.274 | 129.242 | 25.76 | 16.04 | 0.917 | 4500 | 82.6
PQR73376 | Shenzhen Top Technology Co.Ltd | TOOPER | TOP-T8-16W12 TCC(3500K) [120-277 V ONLY] | Linear Replacement Lamp | Four-Foot | Replacement Lamps (plug and play) (UL Type A) | Standard | FALSE | [9 empty] | 42565 |  |  | No |  | 3.1 | 2375.826 | 142.265 | 16.7 | 17.19 | 0.974 | 3500 | 81.6
P9ZXGCH6 | Shenzhen Top Technology Co.Ltd | TOOPER | TOP-T8-20W12 MCC(3500K) [120-277 V ONLY] | Linear Replacement Lamp | Four-Foot | Replacement Lamps (plug and play) (UL Type A) | Standard | FALSE | [9 empty] | 42565 |  |  | No |  | 3.1 | 2633.846 | 127.362 | 20.68 | 18.12 | 0.936 | 3500 | 81.4
P7NY5UNH | Shenzhen Top Technology Co.Ltd | TOOPER | TOP-T8-25W12 MCC(3500K) [120-277 V ONLY] | Linear Replacement Lamp | Four-Foot | Replacement Lamps (plug and play) (UL Type A) | Standard | FALSE | [9 empty] | 42565 |  |  | No |  | 3.1 | 3249.956 | 125.821 | 25.83 | 16.23 | 0.916 | 3500 | 81.4
PP14N6B9 | Shenzhen Top Technology Co.Ltd | TOOPER | TOP-T8-14W12 MCC(3500K) [120-277 V ONLY] | Linear Replacement Lamp | Four-Foot | Replacement Lamps (plug and play) (UL Type A) | Standard | FALSE | [9 empty] | 42565 |  |  | No |  | 3.1 | 1853.599 | 126.181 | 14.69 | 19.14 | 0.971 | 3500 | 81.3
PX9R97Q6 | Shenzhen Top Technology Co.Ltd | TOOPER | TOP-T8-11.5W12 MCC(3500K) [120-277 V ONLY] | Linear Replacement Lamp | Four-Foot | Replacement Lamps (plug and play) (UL Type A) | Standard | FALSE | [9 empty] | 42565 |  |  | No |  | 3.1 | 1549.701 | 125.279 | 12.37 | 18.31 | 0.973 | 3500 | 81.3
P7YJKZNB | Hawaii LED Star LLC | SLI LIGHTING | T8-18-50K-BP-A | Linear Replacement Lamp | Four-Foot | Internal Driver Lamp-Style Retrofit Kits (UL Type B) | Standard | FALSE | [9 empty] | 42565 |  |  | NotYetVerified |  | 3 | 2000 | 100 | 18 | 16.39 | 0.968 | 5000 | 82
PT42TVN8 | Hawaii LED Star LLC | SLI LIGHTING | T8-16-50K-PNP-A | Linear Replacement Lamp | Four-Foot | Replacement Lamps (plug and play) (UL Type A) | Standard | FALSE | [9 empty] | 42565 |  |  | NotYetVerified |  | 3 | 2000 | 100 | 18 | 7.47 | 0.995 | 5000 | 81
PEJ8FQEF | Hawaii LED Star LLC | SLI LIGHTING | T8-18-40K-BP-A | Linear Replacement Lamp | Four-Foot | Internal Driver Lamp-Style Retrofit Kits (UL Type B) | Standard | FALSE | [9 empty] | 42565 |  |  | NotYetVerified |  | 3 | 1915 | 100 | 18 | 16.39 | 0.969 | 4000 | 82
PJ6BBYF6 | Hawaii LED Star LLC | SLI LIGHTING | T8-16-40K-PNP-A | Linear Replacement Lamp | Four-Foot | Replacement Lamps (plug and play) (UL Type A) | Standard | FALSE | [9 empty] | 42565 |  |  | NotYetVerified |  | 3 | 1900 | 100 | 18 | 7.47 | 0.995 | 4000 | 81
PCH2VKJD | Hawaii LED Star LLC | SLI LIGHTING | T8-18-35K-BP-A | Linear Replacement Lamp | Four-Foot | Internal Driver Lamp-Style Retrofit Kits (UL Type B) | Standard | FALSE | [9 empty] | 42565 |  |  | NotYetVerified |  | 3 | 1915 | 100 | 18 | 16.39 | 0.969 | 3500 | 82
PHMN8YGS | Hawaii LED Star LLC | SLI LIGHTING | T8-16-35K-PNP-A | Linear Replacement Lamp | Four-Foot | Replacement Lamps (plug and play) (UL Type A) | Standard | FALSE | [9 empty] | 42565 |  |  | NotYetVerified |  | 3 | 1850 | 100 | 18 | 7.47 | 0.995 | 3500 | 81
PCAJTS32 | Standard Products Inc. | STANDARD | LED/T8/S3/18W/850/48/STD/SMX | Linear Replacement Lamp | Four-Foot | Replacement Lamps (plug and play) (UL Type A) | Standard | FALSE | [9 empty] | 42565 |  |  | No |  | 3 | 2400 | 109 | 22 | 20 | 0.9 | 5000 | 83
PS3R8VAK | Standard Products Inc. | STANDARD | LED/T8/S3/15W/850/48/STD/SMX | Linear Replacement Lamp | Four-Foot | Replacement Lamps (plug and play) (UL Type A) | Standard | FALSE | [9 empty] | 42565 |  |  | No |  | 3 | 2000 | 111 | 18 | 20 | 0.9 | 5000 | 82
PVVST6YC | Standard Products Inc. | STANDARD | LED/T8/S3/18W/840/48/STD/SMX | Linear Replacement Lamp | Four-Foot | Replacement Lamps (plug and play) (UL Type A) | Standard | FALSE | [9 empty] | 42565 |  |  | No |  | 3 | 2300 | 105 | 22 | 20 | 0.9 | 4000 | 83
PF8R88E8 | Standard Products Inc. | STANDARD | LED/T8/S3/15W/840/48/STD/SMX | Linear Replacement Lamp | Four-Foot | Replacement Lamps (plug and play) (UL Type A) | Standard | FALSE | [9 empty] | 42565 |  |  | No |  | 3 | 1900 | 105 | 18 | 20 | 0.9 | 4000 | 82
PZS7TE8C | Standard Products Inc. | STANDARD | LED/T8/S3/18W/835/48/STD/SMX | Linear Replacement Lamp | Four-Foot | Replacement Lamps (plug and play) (UL Type A) | Standard | FALSE | [9 empty] | 42565 |  |  | No |  | 3 | 2250 | 102 | 22 | 20 | 0.9 | 3500 | 83
P8JSK743 | Standard Products Inc. | STANDARD | LED/T8/S3/15W/835/48/STD/SMX | Linear Replacement Lamp | Four-Foot | Replacement Lamps (plug and play) (UL Type A) | Standard | FALSE | [9 empty] | 42565 |  |  | No |  | 3 | 1850 | 102 | 18 | 20 | 0.9 | 3500 | 82
PY3YJU9Z | Longhorn Lighting Co. Ltd | Longhorn | LH-L8R158Q04 | Linear Replacement Lamp | Four-Foot | Internal Driver Lamp-Style Retrofit Kits (UL Type B) | Standard | FALSE | [9 empty] | 42565 |  |  | No |  | 4 | 1800 | 120 | 15 | 15 | 0.9 | 5000 | 83
PCCA3H3P | Longhorn Lighting Co. Ltd | Longhorn | LH-L8R107Q03 | Linear Replacement Lamp | Four-Foot | Internal Driver Lamp-Style Retrofit Kits (UL Type B) | Standard | FALSE | [9 empty] | 42565 |  |  | No |  | 4 | 1700 | 162 | 10.5 | 15 | 0.9 | 5000 | 83
PT6S2K6X | Longhorn Lighting Co. Ltd | Longhorn | LH-L8N158Q04 | Linear Replacement Lamp | Four-Foot | Internal Driver Lamp-Style Retrofit Kits (UL Type B) | Standard | FALSE | [9 empty] | 42565 |  |  | No |  | 4 | 1800 | 120 | 15 | 15 | 0.9 | 4000 | 83
PKJ1R2NG | Longhorn Lighting Co. Ltd | Longhorn | LH-L8N107Q03 | Linear Replacement Lamp | Four-Foot | Internal Driver Lamp-Style Retrofit Kits (UL Type B) | Standard | FALSE | [9 empty] | 42565 |  |  | No |  | 4 | 1700 | 162 | 10.5 | 15 | 0.9 | 4000 | 83
PPWB38KB | Longhorn Lighting Co. Ltd | Longhorn | LH-L8U158Q04 | Linear Replacement Lamp | Four-Foot | Internal Driver Lamp-Style Retrofit Kits (UL Type B) | Standard | FALSE | [9 empty] | 42565 |  |  | No |  | 4 | 1800 | 120 | 15 | 15 | 0.9 | 3500 | 83
PHMB7EEB | Longhorn Lighting Co. Ltd | Longhorn | LH-L8U107Q03 | Linear Replacement Lamp | Four-Foot | Internal Driver Lamp-Style Retrofit Kits (UL Type B) | Standard | FALSE | [9 empty] | 42565 |  |  | No |  | 4 | 1700 | 162 | 10.5 | 15 | 0.9 | 3500 | 83
PA94UG5P | GreenTek Energy Systems | GREENTEK | GT-18W45KCC | Linear Replacement Lamp | Four-Foot | Internal Driver Lamp-Style Retrofit Kits (UL Type B) | Standard | FALSE | [9 empty] | 42565 |  |  | No |  | 3.1 | 2438.46 | 131.1 | 18.6 | 14.3 | 0.95 | 5026 | 83.3
PYDYKGR8 | GreenTek Energy Systems | GREENTEK | GT-22W45KCC | Linear Replacement Lamp | Four-Foot | Internal Driver Lamp-Style Retrofit Kits (UL Type B) | Standard | FALSE | [9 empty] | 42565 |  |  | No |  | 3.1 | 2771.13 | 130.1 | 21.3 | 13.5 | 0.94 | 4998 | 83.2
PX8KRE81 | GreenTek Energy Systems | GREENTEK | GT-18W45KCF | Linear Replacement Lamp | Four-Foot | Internal Driver Lamp-Style Retrofit Kits (UL Type B) | Standard | FALSE | [9 empty] | 42565 |  |  | No |  | 3.1 | 2099.01 | 114.7 | 18.3 | 14.3 | 0.95 | 4975 | 83.4
PC77VCDZ | GreenTek Energy Systems | GREENTEK | GT-22W45KCF | Linear Replacement Lamp | Four-Foot | Internal Driver Lamp-Style Retrofit Kits (UL Type B) | Standard | FALSE | [9 empty] | 42565 |  |  | No |  | 3.1 | 2501.28 | 115.8 | 21.6 | 13.6 | 0.94 | 4944 | 83.4
PJ4WJAYZ | ABOVE ALL LIGHTING INC. | ABBlighting | T815D50EX2G-FW12 | Linear Replacement Lamp | Four-Foot | 2-lamp External Driver Lamp-Style Retrofit Kits (UL Type C) | Standard | FALSE | [9 empty] | 42565 | Dimmable | Continuous Above 10 | No |  | 3.1 | 3300 | 110 | 30 | 15 | 0.9 | 5000 | 81
PRWYRY4P | ABOVE ALL LIGHTING INC. | ABBlighting | T815D45EX2G-FW12 | Linear Replacement Lamp | Four-Foot | 2-lamp External Driver Lamp-Style Retrofit Kits (UL Type C) | Standard | FALSE | [9 empty] | 42565 | Dimmable | Continuous Above 10 | No |  | 3.1 | 3300 | 110 | 30 | 15 | 0.9 | 4500 | 81
P8BZ47FB | ABOVE ALL LIGHTING INC. | ABBlighting | T815D40EX2G-FW12 | Linear Replacement Lamp | Four-Foot | 2-lamp External Driver Lamp-Style Retrofit Kits (UL Type C) | Standard | FALSE | [9 empty] | 42565 | Dimmable | Continuous Above 10 | No |  | 3.1 | 3300 | 110 | 30 | 15 | 0.9 | 4000 | 81
PSMJARCN | ABOVE ALL LIGHTING INC. | ABBlighting | T815D35EX2G-FW12 | Linear Replacement Lamp | Four-Foot | 2-lamp External Driver Lamp-Style Retrofit Kits (UL Type C) | Standard | FALSE | [9 empty] | 42565 | Dimmable | Continuous Below 10 | No | Updated on 10/17/16 | 3.1 | 3131 | 108 | 28.88 | 15 | 0.9 | 3500 | 81
PBHBURWD | Alite Co. LTD. | ALITE | AL-T14W30K4FT1 | Linear Replacement Lamp | Four-Foot | Internal Driver Lamp-Style Retrofit Kits (UL Type B) | Standard | TRUE | 1812 | 122.76 | 14.76 | 20.27 | 0.9481 | 2918 | 84 | 5 | 50000 | 42564 |  |  | No |  | 4 | 1814 | 125.71 | 14.43 | 20.27 | 0.95 | 3000 | 84
PVENW2K9 | Zhejiang Setec Lighting Co. Ltd. | N/A | T8-22U-830-120-GF | Linear Replacement Lamp | Four-Foot | Internal Driver Lamp-Style Retrofit Kits (UL Type B) | Standard | TRUE | 2740 | 127.92 | 21.42 | 19.45 | 0.9089 | 2930 | 83 | 5 | 50000 | 42564 |  |  | No |  | 4 | 2740 | 127.92 | 21.42 | 19.45 | 0.9089 | 3000 | 83
PU7V6XPH | Zhejiang Setec Lighting Co. Ltd. | N/A | T8-22U-850-120-GF | Linear Replacement Lamp | Four-Foot | Internal Driver Lamp-Style Retrofit Kits (UL Type B) | Standard | FALSE | [9 empty] | 42564 |  |  | No |  | 4 | 2887 | 131.05 | 22.03 | 18.92 | 0.9012 | 5000 | 83.5
PFXA33BA | Zhejiang Setec Lighting Co. Ltd. | N/A | T8-22U-845-120-GF | Linear Replacement Lamp | Four-Foot | Internal Driver Lamp-Style Retrofit Kits (UL Type B) | Standard | FALSE | [9 empty] | 42564 |  |  | No |  | 4 | 2740 | 127.92 | 21.42 | 19.45 | 0.9089 | 4500 | 83
PKWC7GZC | Zhejiang Setec Lighting Co. Ltd. | N/A | T8-22U-840-120-GF | Linear Replacement Lamp | Four-Foot | Internal Driver Lamp-Style Retrofit Kits (UL Type B) | Standard | FALSE | [9 empty] | 42564 |  |  | No |  | 4 | 2740 | 127.92 | 21.42 | 19.45 | 0.9089 | 4000 | 83
PKNDW2NG | Zhejiang Setec Lighting Co. Ltd. | N/A | T8-22U-835-120-GF | Linear Replacement Lamp | Four-Foot | Internal Driver Lamp-Style Retrofit Kits (UL Type B) | Standard | FALSE | [9 empty] | 42564 |  |  | No |  | 4 | 2740 | 127.92 | 21.42 | 19.45 | 0.9089 | 3500 | 83
PDPM52NT | Alite Co. LTD. | ALITE | AL-T14W50K4FT1 | Linear Replacement Lamp | Four-Foot | Internal Driver Lamp-Style Retrofit Kits (UL Type B) | Standard | FALSE | [9 empty] | 42564 | Not Dimmable | Not Dimmable | No |  | 4 | 2030 | 137.35 | 14.78 | 20.17 | 0.91 | 5000 | 82.7
PF7QMESU | Alite Co. LTD. | ALITE | AL-T14W45K4FT1 | Linear Replacement Lamp | Four-Foot | Internal Driver Lamp-Style Retrofit Kits (UL Type B) | Standard | FALSE | [9 empty] | 42564 | Not Dimmable | Not Dimmable | No |  | 4 | 1814 | 125.71 | 14.43 | 20.27 | 0.95 | 4500 | 84
PDMH3HE9 | Alite Co. LTD. | ALITE | AL-T14W40K4FT1 | Linear Replacement Lamp | Four-Foot | Internal Driver Lamp-Style Retrofit Kits (UL Type B) | Standard | FALSE | [9 empty] | 42564 | Not Dimmable | Not Dimmable | No |  | 4 | 1814 | 125.71 | 14.43 | 20.27 | 0.95 | 4000 | 84
PSXX1RGB | Alite Co. LTD. | ALITE | AL-T14W35K4FT1 | Linear Replacement Lamp | Four-Foot | Internal Driver Lamp-Style Retrofit Kits (UL Type B) | Standard | FALSE | [9 empty] | 42564 | Not Dimmable | Not Dimmable | No |  | 4 | 1814 | 125.71 | 14.43 | 20.27 | 0.95 | 3500 | 84
PQJM1CJZ | Triangle Bulbs | JDI SALES USA INC DBA TRIANGLE BULBS | T96005 | Linear Replacement Lamp | Four-Foot | Replacement Lamps (plug and play) (UL Type A) | Standard | TRUE | 2108.773 | 101.58 | 20.76 | 10.82 | 0.9921 | 2952 | 81.1 | 5 | 50000 | 42563 |  |  | No |  | 3 | 2100 | 117 | 18 | 12 | 0.9 | 3000 | 80
PCVZCDN5 | Xiamen Superlite Lighting Co. Ltd. | XMSUPERLITE | T8P-16A4A | Linear Replacement Lamp | Four-Foot | Replacement Lamps (plug and play) (UL Type A) | Standard | TRUE | 1968 | 108.66 | 18.11 | 11.2 | 0.973 | 4046 | 81.9 | 5 | 50000 | 42563 |  |  | No |  | 4 | 1800 | 112.5 | 16 | 20 | 0.99 | 4100 | 80
PA9UV2KP | Xiamen Superlite Lighting Co. Ltd. | XMSUPERLITE | T8P-20A4A | Linear Replacement Lamp | Four-Foot | Replacement Lamps (plug and play) (UL Type A) | Standard | TRUE | 2528.2 | 117.92 | 22.23 | 13.2 | 0.971 | 3974 | 84.1 | 5 | 50000 | 42563 |  |  | No |  | 4 | 2400 | 120 | 20 | 20 | 0.99 | 4100 | 80
PP5EZC34 | Xiamen Superlite Lighting Co. Ltd. | XMSUPERLITE | T8P-18A4B | Linear Replacement Lamp | Four-Foot | Replacement Lamps (plug and play) (UL Type A) | Standard | TRUE | 2503.1 | 126.2 | 19.84 | 11.6 | 0.971 | 4031 | 80.7 | 5 | 50000 | 42563 |  |  | No |  | 4 | 2200 | 122 | 18 | 20 | 0.99 | 4100 | 80
PVUNGVZ6 | Revolution Lighting Technologies | Revolution Lighting Technologies | 204001-411-XXX [-USA -A or Blank] | Linear Replacement Lamp | Four-Foot | Internal Driver Lamp-Style Retrofit Kits (UL Type B) | Standard | TRUE | 1958.72 | 148.73 | 13.17 | 9.82 | 0.9162 | 2996 | 81.6 | 5 | 50000 | 42563 |  |  | No |  | 4 | 1700 | 141.6 | 12 | 15 | 0.9 | 3000 | 83
PHKAW1N4 | Revolution Lighting Technologies | Revolution Lighting Technologies | 204001-431-XXX [-USA -A or Blank] | Linear Replacement Lamp | Four-Foot | Internal Driver Lamp-Style Retrofit Kits (UL Type B) | Standard | TRUE | 1807.82 | 154.3 | 11.72 | 9.41 | 0.9111 | 3069 | 83.2 | 5 | 50000 | 42563 |  |  | No |  | 4 | 1700 | 161.9 | 10.5 | 15 | 0.9 | 3000 | 83
P4D9RC8A | Huizhou Youtech Optoelectronic Technologies Co. Ltd. | YouTech | YT8-1200-18WAINT4 KCF | Linear Replacement Lamp | Four-Foot | Internal Driver Lamp-Style Retrofit Kits (UL Type B) | Standard | TRUE | 2078.88 | 113.6 | 18.3 | 14.2 | 0.909 | 3887 | 83.9 | 5 | 50000 | 42563 |  |  | No |  | 3.1 | 2078.88 | 113.6 | 18.3 | 14.2 | 0.95 | 3887 | 83.9
PB5E24AT | Revolution Lighting Technologies | Revolution Lighting Technologies | 204002-411-XXX [-USA -A or Blank] | Linear Replacement Lamp | Four-Foot | Internal Driver Lamp-Style Retrofit Kits (UL Type B) | Standard | TRUE | 2156.71 | 142 | 15.19 | 12.43 | 0.8914 | 3058 | 83.1 | 5 | 50000 | 42563 |  |  | No |  | 4 | 2100 | 140 | 15 | 15 | 0.9 | 3000 | 83
PNY1MYZJ | Revolution Lighting Technologies | Revolution Lighting Technologies | 204002-415-XXX [-USA -A or Blank] | Linear Replacement Lamp | Four-Foot | Internal Driver Lamp-Style Retrofit Kits (UL Type B) | Standard | FALSE | [9 empty] | 42563 |  |  | No |  | 4 | 2100 | 140 | 15 | 15 | 0.9 | 5000 | 83
PK9J2BGR | Revolution Lighting Technologies | Revolution Lighting Technologies | 204001-415-XXX [-USA -A or Blank] | Linear Replacement Lamp | Four-Foot | Internal Driver Lamp-Style Retrofit Kits (UL Type B) | Standard | FALSE | [9 empty] | 42563 |  |  | No |  | 4 | 1700 | 142 | 12 | 15 | 0.9 | 5000 | 83
P3HFS9U3 | Revolution Lighting Technologies | Revolution Lighting Technologies | 204001-435-XXX [-USA -A or Blank] | Linear Replacement Lamp | Four-Foot | Internal Driver Lamp-Style Retrofit Kits (UL Type B) | Standard | FALSE | [9 empty] | 42563 |  |  | No |  | 4 | 1700 | 162 | 10.5 | 15 | 0.9 | 5000 | 83
P6SUBDK8 | Revolution Lighting Technologies | Revolution Lighting Technologies | 204002-413-XXX [-USA -A or Blank] | Linear Replacement Lamp | Four-Foot | Internal Driver Lamp-Style Retrofit Kits (UL Type B) | Standard | FALSE | [9 empty] | 42563 |  |  | No |  | 4 | 2100 | 140 | 15 | 15 | 0.9 | 4000 | 83
PQSCZHJ8 | Revolution Lighting Technologies | Revolution Lighting Technologies | 204001-433-XXX [-USA -A or Blank] | Linear Replacement Lamp | Four-Foot | Internal Driver Lamp-Style Retrofit Kits (UL Type B) | Standard | FALSE | [9 empty] | 42563 |  |  | No |  | 4 | 1700 | 162 | 10.5 | 15 | 0.9 | 4000 | 83
P56S1X5C | Revolution Lighting Technologies | Revolution Lighting Technologies | 204001-413-XXX [-USA -A or Blank] | Linear Replacement Lamp | Four-Foot | Internal Driver Lamp-Style Retrofit Kits (UL Type B) | Standard | FALSE | [9 empty] | 42563 |  |  | No |  | 4 | 1700 | 142 | 12 | 15 | 0.9 | 4000 | 83
PDAN86M3 | Revolution Lighting Technologies | Revolution Lighting Technologies | 204002-412-XXX [-USA -A or Blank] | Linear Replacement Lamp | Four-Foot | Internal Driver Lamp-Style Retrofit Kits (UL Type B) | Standard | FALSE | [9 empty] | 42563 |  |  | No |  | 4 | 2100 | 140 | 15 | 15 | 0.9 | 3500 | 83
PWWVFGEY | Revolution Lighting Technologies | Revolution Lighting Technologies | 204001-412-XXX [-USA -A or Blank] | Linear Replacement Lamp | Four-Foot | Internal Driver Lamp-Style Retrofit Kits (UL Type B) | Standard | FALSE | [9 empty] | 42563 |  |  | No |  | 4 | 1700 | 142 | 12 | 15 | 0.9 | 3500 | 83
PCYPUTWH | Revolution Lighting Technologies | Revolution Lighting Technologies | 204001-432-XXX [-USA -A or Blank] | Linear Replacement Lamp | Four-Foot | Internal Driver Lamp-Style Retrofit Kits (UL Type B) | Standard | FALSE | [9 empty] | 42563 |  |  | No |  | 4 | 1700 | 162 | 10.5 | 15 | 0.9 | 3500 | 83
P41J9752 | Xiamen Superlite Lighting Co. Ltd. | XMSUPERLITE | T8P-20A5A | Linear Replacement Lamp | Four-Foot | Replacement Lamps (plug and play) (UL Type A) | Standard | FALSE | [9 empty] | 42563 | Not Dimmable | Not Dimmable | No |  | 4 | 2400 | 120 | 20 | 20 | 0.99 | 5000 | 80
PPMK2SX2 | Xiamen Superlite Lighting Co. Ltd. | XMSUPERLITE | T8P-18A5B | Linear Replacement Lamp | Four-Foot | Replacement Lamps (plug and play) (UL Type A) | Standard | FALSE | [9 empty] | 42563 | Not Dimmable | Not Dimmable | No |  | 4 | 2200 | 122 | 18 | 20 | 0.99 | 5000 | 80
PNCVTDW8 | Xiamen Superlite Lighting Co. Ltd. | XMSUPERLITE | T8P-16A5A | Linear Replacement Lamp | Four-Foot | Replacement Lamps (plug and play) (UL Type A) | Standard | FALSE | [9 empty] | 42563 | Not Dimmable | Not Dimmable | No |  | 4 | 1800 | 112.5 | 16 | 20 | 0.99 | 5000 | 80
PRS1X3BJ | Triangle Bulbs | JDI SALES USA INC DBA TRIANGLE BULBS | T96001 | Linear Replacement Lamp | Four-Foot | Replacement Lamps (plug and play) (UL Type A) | Standard | FALSE | [9 empty] | 42563 | Not Dimmable | Not Dimmable | No |  | 3 | 2200 | 122 | 18 | 12 | 0.9 | 5000 | 80
PVQGBHCX | Triangle Bulbs | JDI SALES USA INC DBA TRIANGLE BULBS | T96003 | Linear Replacement Lamp | Four-Foot | Replacement Lamps (plug and play) (UL Type A) | Standard | FALSE | [9 empty] | 42563 | Not Dimmable | Not Dimmable | No |  | 3 | 2100 | 117 | 18 | 12 | 0.9 | 4000 | 80
PH4JTWF4 | TGL Inc. | TGL Premium | TGL360-T84FT-19W-400K | Linear Replacement Lamp | Four-Foot | Replacement Lamps (plug and play) (UL Type A) | Standard | TRUE | 2231.3 | 112.44 | 19.85 | 7.2 | 0.987 | 4119 | 82.2 | 5 | 50000 | 42562 |  |  | No |  | 3.1 | 2200 | 115.7 | 19 | 7.2 | 0.987 | 4000 | 80
PVD5H172 | Verbatim Americas LLC | Verbatim | 99343 | Linear Replacement Lamp | Four-Foot | Replacement Lamps (plug and play) (UL Type A) | Standard | TRUE | 1650.2 | 101.99 | 16.18 | 8 | 0.9803 | 3979 | 82.9 | 5 | 50000 | 42562 |  |  | No |  | 3 | 1600 | 100 | 16 | 8 | 0.978 | 4000 | 80
P7YYUGY2 | TGL Inc. | TGL Premium | TGL360-T84FT-16W-400K | Linear Replacement Lamp | Four-Foot | Replacement Lamps (plug and play) (UL Type A) | Standard | TRUE | 1650.2 | 101.99 | 16.18 | 8 | 0.9803 | 3979 | 82.9 | 5 | 50000 | 42562 |  |  | No |  | 3 | 1600 | 100 | 16 | 8 | 0.978 | 4000 | 80
PTE7JN45 | Axis Energy Partners LLC | Axis LED Lighting | AEP-T5HE-15W-3000K-PNP | Linear Replacement Lamp | Four-Foot | Replacement Lamps (plug and play) (UL Type A) | Standard | TRUE | 2000 | 114.1 | 17.53 | 10.61 | 0.918 | 2961 | 83.2 | 5 | 50000 | 42562 |  |  | No |  | 3.1 | 1900 | 100 | 19 | 15 | 0.9 | 3000 | 80
P2VE91BQ | SMART ENERGY SOLUTIONS | SES LED | SES-T8F1218T(3000K) | Linear Replacement Lamp | Four-Foot | Internal Driver Lamp-Style Retrofit Kits (UL Type B) | Standard | TRUE | 2067 | 109.82 | 18.82 | 17.66 | 0.9173 | 2939 | 82.1 | 5 |  | 42562 |  |  | NotYetVerified | Internal Driver | 3 | 2000 | 109 | 18 |  | 0.9 | 3000 | 82
P6U3KYN2 | Nuwave LLC | ALSET | TB48SU-2L-27K-UL | Linear Replacement Lamp | Four-Foot | Internal Driver Lamp-Style Retrofit Kits (UL Type B) | Standard | TRUE | 1950 | 137.42 | 14.19 | 16.47 | 0.9016 | 2661 | 81.6 | 5 | 50000 | 42562 |  |  | No |  | 4 | 1952 | 140.13 | 13.93 | 16.47 | 0.9 | 2700 | 81.6
PKHDGEEB | Nuwave LLC | ALSET | TB48S-2L-27K-UL | Linear Replacement Lamp | Four-Foot | Internal Driver Lamp-Style Retrofit Kits (UL Type B) | Standard | TRUE | 2133 | 120.1 | 17.76 | 15.49 | 0.9013 | 2663 | 81.4 | 5 | 50000 | 42562 |  |  | No |  | 4 | 2133 | 120.1 | 17.76 | 15.49 | 0.9 | 2700 | 81.4
P6R4D2QU | SMART ENERGY SOLUTIONS | SES LED | SES-T8F1218T(5000K) | Linear Replacement Lamp | Four-Foot | Internal Driver Lamp-Style Retrofit Kits (UL Type B) | Standard | FALSE | [9 empty] | 42562 |  |  | NotYetVerified | Internal Driver | 3 | 2200 | 121 | 18 |  | 0.9 | 5000 | 82
PXACCMD3 | SMART ENERGY SOLUTIONS | SES LED | SES-T8F1218T(4500K) | Linear Replacement Lamp | Four-Foot | Internal Driver Lamp-Style Retrofit Kits (UL Type B) | Standard | FALSE | [9 empty] | 42562 |  |  | NotYetVerified | Internal Driver | 3 | 2000 | 109 | 18 |  | 0.9 | 4500 | 82
PU7C2KYS | SMART ENERGY SOLUTIONS | SES LED | SES-T8F1218T(4000K) | Linear Replacement Lamp | Four-Foot | Internal Driver Lamp-Style Retrofit Kits (UL Type B) | Standard | FALSE | [9 empty] | 42562 |  |  | NotYetVerified | Internal Driver | 3 | 2000 | 109 | 18 |  | 0.9 | 4000 | 82
PK6BCETP | Nuwave LLC | ALSET | TB48S-2L-50K-UL | Linear Replacement Lamp | Four-Foot | Internal Driver Lamp-Style Retrofit Kits (UL Type B) | Standard | FALSE | [9 empty] | 42562 |  |  | No |  | 4 | 2307 | 130.93 | 17.62 | 15.56 | 0.9 | 5000 | 83.9
P1DV2KT4 | Nuwave LLC | ALSET | TB48SU-2L-50K-UL | Linear Replacement Lamp | Four-Foot | Internal Driver Lamp-Style Retrofit Kits (UL Type B) | Standard | FALSE | [9 empty] | 42562 |  |  | No |  | 4 | 2146 | 155.39 | 13.81 | 16.63 | 0.9 | 5000 | 81.9
PFXT3AGW | Nuwave LLC | ALSET | TB48SU-2L-45K-UL | Linear Replacement Lamp | Four-Foot | Internal Driver Lamp-Style Retrofit Kits (UL Type B) | Standard | FALSE | [9 empty] | 42562 |  |  | No |  | 4 | 2123 | 153.62 | 13.82 | 16.62 | 0.9 | 4500 | 80.6
P77VGE6N | Nuwave LLC | ALSET | TB48S-2L-45K-UL | Linear Replacement Lamp | Four-Foot | Internal Driver Lamp-Style Retrofit Kits (UL Type B) | Standard | FALSE | [9 empty] | 42562 |  |  | No |  | 4 | 2293 | 129.47 | 17.71 | 15.59 | 0.9 | 4500 | 80.5
PSJ65QYJ | Nuwave LLC | ALSET | TB48S-2L-40K-UL | Linear Replacement Lamp | Four-Foot | Internal Driver Lamp-Style Retrofit Kits (UL Type B) | Standard | FALSE | [9 empty] | 42562 |  |  | No |  | 4 | 2256 | 128.04 | 17.62 | 15.55 | 0.9 | 4000 | 83.8
P8TZA2GR | Nuwave LLC | ALSET | TB48SU-2L-40K-UL | Linear Replacement Lamp | Four-Foot | Internal Driver Lamp-Style Retrofit Kits (UL Type B) | Standard | FALSE | [9 empty] | 42562 |  |  | No |  | 4 | 2097 | 152.4 | 13.76 | 16.67 | 0.9 | 4000 | 82.5
P1CZW8TV | Nuwave LLC | ALSET | TB48S-2L-35K-UL | Linear Replacement Lamp | Four-Foot | Internal Driver Lamp-Style Retrofit Kits (UL Type B) | Standard | FALSE | [9 empty] | 42562 |  |  | No |  | 4 | 2193 | 123.06 | 17.82 | 15.41 | 0.9 | 3500 | 83.1
P8GMZR2G | Nuwave LLC | ALSET | TB48SU-2L-35K-UL | Linear Replacement Lamp | Four-Foot | Internal Driver Lamp-Style Retrofit Kits (UL Type B) | Standard | FALSE | [9 empty] | 42562 |  |  | No |  | 4 | 2081 | 150.14 | 13.86 | 16.59 | 0.9 | 3500 | 81.3
PD5D7FXV | Nuwave LLC | ALSET | TB48S-2L-30K-UL | Linear Replacement Lamp | Four-Foot | Internal Driver Lamp-Style Retrofit Kits (UL Type B) | Standard | FALSE | [9 empty] | 42562 |  |  | No |  | 4 | 2155 | 121.14 | 17.79 | 15.44 | 0.9 | 3000 | 81.9
PDZGP5H3 | Nuwave LLC | ALSET | TB48SU-2L-30K-UL | Linear Replacement Lamp | Four-Foot | Internal Driver Lamp-Style Retrofit Kits (UL Type B) | Standard | FALSE | [9 empty] | 42562 |  |  | No |  | 4 | 1989 | 145.93 | 13.63 | 16.72 | 0.9 | 3000 | 81.7
PB94M99M | Verbatim Americas LLC | Verbatim | 99344 | Linear Replacement Lamp | Four-Foot | Replacement Lamps (plug and play) (UL Type A) | Standard | FALSE | [9 empty] | 42562 |  |  | No |  | 3 | 1600 | 100 | 16 | 7.2 | 0.978 | 5000 | 80
PW2CJEK8 | Axis Energy Partners LLC | Axis LED Lighting | AEP-T5HE-15W-5000K-PNP | Linear Replacement Lamp | Four-Foot | Replacement Lamps (plug and play) (UL Type A) | Standard | FALSE | [9 empty] | 42562 |  |  | No |  | 3 | 2000 | 105 | 19 | 15 | 0.9 | 5000 | 80
PFY38DUZ | Axis Energy Partners LLC | Axis LED Lighting | AEP-T5HE-15W-4000K-PNP | Linear Replacement Lamp | Four-Foot | Replacement Lamps (plug and play) (UL Type A) | Standard | FALSE | [9 empty] | 42562 |  |  | No |  | 3 | 1950 | 103 | 19 | 15 | 0.9 | 4000 | 80
PP5RMXFD | TGL Inc. | TGL Premium | TGL360-T84FT-19W-500K | Linear Replacement Lamp | Four-Foot | Replacement Lamps (plug and play) (UL Type A) | Standard | FALSE | [9 empty] | 42562 | Not Dimmable | Not Dimmable | No |  | 3.1 | 2200 | 115.7 | 19 | 7.2 | 0.987 | 5000 | 80
PYWZRVAH | Luminiz | Luminiz | T8340030W | Linear Replacement Lamp | Four-Foot | Replacement Lamps (plug and play) (UL Type A) | Standard | TRUE | 2108.773 | 101.58 | 20.76 | 10.82 | 0.9921 | 2952 | 81.1 | 5 | 50000 | 42559 |  |  | No |  | 3 | 2100 | 117 | 18 | 12 | 0.9 | 3000 | 80
PQRM1553 | US Lighting Group | Â US Lighting Group | FEB-UV18-30-F | Linear Replacement Lamp | Four-Foot | Replacement Lamps (plug and play) (UL Type A) | Standard | TRUE | 1881.3 | 99.8 | 18.85 | 4.7 | 0.985 | 2959 | 82.6 | 5 | 50000 | 42559 |  |  | No |  | 3 | 1881.3 | 99.8 | 18.85 | 4 | 0.999 | 2959 | 83
P1WT5132 | US Lighting Group | Â US Lighting Group | FEB-UV15-30-F | Linear Replacement Lamp | Four-Foot | Replacement Lamps (plug and play) (UL Type A) | Standard | TRUE | 1714.8 | 103.99 | 16.49 | 5.3 | 0.98 | 2971 | 83 | 5 | 50000 | 42559 |  |  | No |  | 3 | 1714.8 | 103.99 | 16.49 | 4.3 | 0.999 | 2971 | 83
PX973Z82 | Bulbrite Industries Inc. | BULBRITE | LED18T8/830/DIR | Linear Replacement Lamp | Four-Foot | Replacement Lamps (plug and play) (UL Type A) | Standard | TRUE | 2249 | 105.7 | 21.28 | 10.84 | 0.9757 | 2969 | 82.9 | 5 | 50000 | 42559 |  |  | No |  | 3 | 2200 | 100 | 22 | 20 | 0.9 | 3000 | 83
PETA1FQ8 | US Lighting Group | Â US Lighting Group | FEB-UV12-27-F | Linear Replacement Lamp | Four-Foot | Replacement Lamps (plug and play) (UL Type A) | Standard | TRUE | 1543 | 111.65 | 13.82 | 6.5 | 0.973 | 2848 | 81.4 | 5 | 50000 | 42559 |  |  | No |  | 3 | 1543 | 111.65 | 13.82 | 4.9 | 0.999 | 2848 | 81
PBRMFH7W | Bulbrite Industries Inc. | BULBRITE | LED27T5/48/830/DIR | Linear Replacement Lamp | Four-Foot | Replacement Lamps (plug and play) (UL Type A) | Standard | TRUE | 3101 | 106.5 | 29.11 | 16.59 | 0.9662 | 2981 | 82.9 | 5 | 50000 | 42559 |  |  | No |  | 3 | 3100 | 100 | 30 | 20 | 0.9 | 3000 | 83
P25MFCVQ | Nectar Partners | NextLUX | NLT08-4048-85ED | Linear Replacement Lamp | Four-Foot | Replacement Lamps (plug and play) (UL Type A) | Standard | TRUE | 2074 | 112 | 18.52 | 13.2 | 0.959 | 3960 | 83.7 | 5 | 60300 | 42559 |  |  | NotYetVerified |  | 3
PERW4EUW | Bulbrite Industries Inc. | BULBRITE | LED22T8/830/BYP | Linear Replacement Lamp | Four-Foot | Internal Driver Lamp-Style Retrofit Kits (UL Type B) | Standard | TRUE | 2481 | 113.4 | 21.88 | 9.58 | 0.9139 | 3062 | 82 | 5 | 50000 | 42559 |  |  | No |  | 3.1 | 2400 | 109 | 22 | 20 | 0.9 | 3000 | 83
PN9ACK6M | seniorled limited | Seniorled | SL-4T8-18W(3000K) | Linear Replacement Lamp | Four-Foot | Internal Driver Lamp-Style Retrofit Kits (UL Type B) | Standard | TRUE | 1950 | 111.42 | 17.5 | 19.29 | 0.911 | 2909 | 81.9 | 5 | 50000 | 42559 |  |  | No |  | 3 | 1950 | 111.42 | 17.5 | 19.29 | 0.911 | 3000 | 81.9
PFHKMX2N | iGlo LLC | IGLO | GL18WT8JZNH3000KUDX1.2MF | Linear Replacement Lamp | Four-Foot | Replacement Lamps (plug and play) (UL Type A) | Standard | TRUE | 2098 | 114.33 | 18.35 | 13.23 | 0.9103 | 2958 | 81.7 | 5 | 50000 | 42559 |  |  | No |  | 3.1 | 2098 | 114.33 | 18.35 | 13.23 | 0.9103 | 3000 | 81.7
PMU648CB | seniorled limited | Seniorled | SL-4T8-22W(3000K) | Linear Replacement Lamp | Four-Foot | Internal Driver Lamp-Style Retrofit Kits (UL Type B) | Standard | TRUE | 2314 | 110.74 | 20.89 | 17.91 | 0.908 | 2925 | 82 | 5 | 50000 | 42559 |  |  | No |  | 3 | 2314 | 110.74 | 20.89 | 17.91 | 0.908 | 3000 | 82
P9S46D8B | iGlo LLC | IGLO | GL18WT8JZNH3000KUDX1.2MC | Linear Replacement Lamp | Four-Foot | Replacement Lamps (plug and play) (UL Type A) | Standard | TRUE | 2465 | 131.53 | 18.74 | 13.64 | 0.9058 | 2960 | 81.5 | 5 | 50000 | 42559 |  |  | No |  | 3.1 | 2465 | 131.53 | 18.74 | 13.64 | 0.9058 | 3000 | 81.5
PVAYKB8K | iGlo LLC | IGLO | GL18WT8DZNH3000KUDX1.2MP | Linear Replacement Lamp | Four-Foot | Replacement Lamps (plug and play) (UL Type A) | Standard | TRUE | 2222 | 121.82 | 18.24 | 14.05 | 0.9026 | 3011 | 82.6 | 5 | 50000 | 42559 |  |  | No |  | 3.1 | 2222 | 121.81 | 18.24 | 14.05 | 0.903 | 3000 | 82.6
PXJHHB82 | iGlo LLC | IGLO | GL22WT8FZNH3000KUDX1.2MX | Linear Replacement Lamp | Four-Foot | Replacement Lamps (plug and play) (UL Type A) | Standard | TRUE | 3234 | 132.49 | 24.41 | 14.77 | 0.9014 | 3022 | 82.8 | 5 | 50000 | 42559 |  |  | No |  | 3.1 | 3243 | 132.49 | 24.41 | 14.77 | 0.901 | 3000 | 82.8
P26Q1R9X | iGlo LLC | IGLO | GL18WT8JZNH5000KUDX1.2MF | Linear Replacement Lamp | Four-Foot | Replacement Lamps (plug and play) (UL Type A) | Standard | FALSE | [9 empty] | 42559 |  |  | No |  | 3.1 | 2181 | 118.47 | 18.41 | 13.67 | 0.913 | 5000 | 83.3
PHUURFYM | iGlo LLC | IGLO | GL22WT8FZNH5000KUDX1.2MX | Linear Replacement Lamp | Four-Foot | Replacement Lamps (plug and play) (UL Type A) | Standard | FALSE | [9 empty] | 42559 |  |  | No |  | 3.1 | 3444 | 138.42 | 24.88 | 14.82 | 0.901 | 5000 | 83
PB891YJU | iGlo LLC | IGLO | GL18WT8JZNH5000KUDX1.2MC | Linear Replacement Lamp | Four-Foot | Replacement Lamps (plug and play) (UL Type A) | Standard | FALSE | [9 empty] | 42559 |  |  | No |  | 3.1 | 2505 | 134.22 | 18.66 | 13.64 | 0.9112 | 5000 | 82.8
P9BCV4VD | iGlo LLC | IGLO | GL18WT8DZNH5000KUDX1.2MP | Linear Replacement Lamp | Four-Foot | Replacement Lamps (plug and play) (UL Type A) | Standard | FALSE | [9 empty] | 42559 |  |  | No |  | 3.1 | 2281 | 125.33 | 18.2 | 14.56 | 0.902 | 5000 | 82.3
PHKF3YP3 | iGlo LLC | IGLO | GL22WT8FZNH4100KUDX1.2MX | Linear Replacement Lamp | Four-Foot | Replacement Lamps (plug and play) (UL Type A) | Standard | FALSE | [9 empty] | 42559 |  |  | No |  | 3.1 | 3344 | 135.67 | 24.65 | 14.77 | 0.901 | 4000 | 82.8
PCU9HJ7T | iGlo LLC | IGLO | GL18WT8DZNH4100KUDX1.2MP | Linear Replacement Lamp | Four-Foot | Replacement Lamps (plug and play) (UL Type A) | Standard | FALSE | [9 empty] | 42559 |  |  | No |  | 3.1 | 2252 | 123.57 | 18.22 | 14.05 | 0.903 | 4000 | 82.6
PMQGX31W | iGlo LLC | IGLO | GL18WT8JZNH4100KUDX1.2MF | Linear Replacement Lamp | Four-Foot | Replacement Lamps (plug and play) (UL Type A) | Standard | FALSE | [9 empty] | 42559 |  |  | No |  | 3.1 | 2140 | 116.43 | 18.38 | 13.23 | 0.9103 | 4000 | 81.7
PX9GMC3V | iGlo LLC | IGLO | GL18WT8JZNH4100KUDX1.2MC | Linear Replacement Lamp | Four-Foot | Replacement Lamps (plug and play) (UL Type A) | Standard | FALSE | [9 empty] | 42559 |  |  | No |  | 3.1 | 2485 | 132.88 | 18.7 | 13.64 | 0.9058 | 4000 | 81.5
PFJ61CZF | Luminiz | Luminiz | T8340050W | Linear Replacement Lamp | Four-Foot | Replacement Lamps (plug and play) (UL Type A) | Standard | FALSE | [9 empty] | 42559 |  |  | No |  | 3 | 2200 | 122 | 18 | 12 | 0.9 | 5000 | 80
PPBDECV4 | Luminiz | Luminiz | T8340045W | Linear Replacement Lamp | Four-Foot | Replacement Lamps (plug and play) (UL Type A) | Standard | FALSE | [9 empty] | 42559 |  |  | No |  | 3 | 2100 | 117 | 18 | 12 | 0.9 | 4500 | 80
PYS2EN7N | Luminiz | Luminiz | T8340040W | Linear Replacement Lamp | Four-Foot | Replacement Lamps (plug and play) (UL Type A) | Standard | FALSE | [9 empty] | 42559 |  |  | No |  | 3 | 2100 | 117 | 18 | 12 | 0.9 | 4000 | 80
PEKJHFJK | Luminiz | Luminiz | T8340035W | Linear Replacement Lamp | Four-Foot | Replacement Lamps (plug and play) (UL Type A) | Standard | FALSE | [9 empty] | 42559 |  |  | No |  | 3 | 2100 | 117 | 18 | 12 | 0.9 | 3500 | 80
PE3N28FA | US Lighting Group | Â US Lighting Group | FEB-UV15-50-F | Linear Replacement Lamp | Four-Foot | Replacement Lamps (plug and play) (UL Type A) | Standard | FALSE | [9 empty] | 42559 |  |  | No |  | 3 | 1800 | 120 | 15 | 4.3 | 0.999 | 5000 | 83
PRGCEZ4W | US Lighting Group | Â US Lighting Group | FEB-UV18-50-F | Linear Replacement Lamp | Four-Foot | Replacement Lamps (plug and play) (UL Type A) | Standard | FALSE | [9 empty] | 42559 |  |  | No |  | 3 | 2100 | 116.67 | 18 | 4 | 0.999 | 5000 | 83
PDCVQQVC | US Lighting Group | Â US Lighting Group | FEB-UV12-50-F | Linear Replacement Lamp | Four-Foot | Replacement Lamps (plug and play) (UL Type A) | Standard | FALSE | [9 empty] | 42559 |  |  | No |  | 3 | 1600 | 133.33 | 12 | 4.9 | 0.999 | 5000 | 81
PDWNNK5J | US Lighting Group | Â US Lighting Group | FEB-UV15-45-F | Linear Replacement Lamp | Four-Foot | Replacement Lamps (plug and play) (UL Type A) | Standard | FALSE | [9 empty] | 42559 |  |  | No |  | 3 | 1800 | 120 | 15 | 4.3 | 0.999 | 4500 | 83
PTMCTE3A | US Lighting Group | Â US Lighting Group | FEB-UV18-45-F | Linear Replacement Lamp | Four-Foot | Replacement Lamps (plug and play) (UL Type A) | Standard | FALSE | [9 empty] | 42559 |  |  | No |  | 3 | 2100 | 116.67 | 18 | 4 | 0.999 | 4500 | 83
PNUE9UPV | US Lighting Group | Â US Lighting Group | FEB-UV12-45-F | Linear Replacement Lamp | Four-Foot | Replacement Lamps (plug and play) (UL Type A) | Standard | FALSE | [9 empty] | 42559 |  |  | No |  | 3 | 1600 | 133.33 | 12 | 4.9 | 0.999 | 4500 | 81
P2B46BH2 | US Lighting Group | Â US Lighting Group | FEB-UV15-35-F | Linear Replacement Lamp | Four-Foot | Replacement Lamps (plug and play) (UL Type A) | Standard | FALSE | [9 empty] | 42559 |  |  | No |  | 3 | 1800 | 120 | 15 | 4.3 | 0.999 | 3500 | 83
PREEU44W | US Lighting Group | Â US Lighting Group | FEB-UV18-35-F | Linear Replacement Lamp | Four-Foot | Replacement Lamps (plug and play) (UL Type A) | Standard | FALSE | [9 empty] | 42559 |  |  | No |  | 3 | 2100 | 116.67 | 18 | 4 | 0.999 | 3500 | 83
PUBY9JXV | US Lighting Group | Â US Lighting Group | FEB-UV12-35-F | Linear Replacement Lamp | Four-Foot | Replacement Lamps (plug and play) (UL Type A) | Standard | FALSE | [9 empty] | 42559 |  |  | No |  | 3 | 1600 | 133.33 | 12 | 4.9 | 0.999 | 3500 | 81
PCE7SYTD | Bulbrite Industries Inc. | BULBRITE | LED27T5/48/850/DIR | Linear Replacement Lamp | Four-Foot | Replacement Lamps (plug and play) (UL Type A) | Standard | FALSE | [9 empty] | 42559 | Not Dimmable | Not Dimmable | No |  | 3 | 3400 | 100 | 30 | 20 | 0.9 | 5000 | 83
PVYVRDP8 | Bulbrite Industries Inc. | BULBRITE | LED22T8/850/BYP | Linear Replacement Lamp | Four-Foot | Internal Driver Lamp-Style Retrofit Kits (UL Type B) | Standard | FALSE | [9 empty] | 42559 | Not Dimmable | Not Dimmable | No |  | 3.1 | 2600 | 118 | 22 | 20 | 0.9 | 5000 | 83
PT4SF53G | Bulbrite Industries Inc. | BULBRITE | LED18T8/850/DIR | Linear Replacement Lamp | Four-Foot | Replacement Lamps (plug and play) (UL Type A) | Standard | FALSE | [9 empty] | 42559 | Not Dimmable | Not Dimmable | No |  | 3 | 2400 | 109 | 22 | 20 | 0.9 | 5000 | 83
P1J3VPZ4 | Bulbrite Industries Inc. | BULBRITE | LED27T5/48/840/DIR | Linear Replacement Lamp | Four-Foot | Replacement Lamps (plug and play) (UL Type A) | Standard | FALSE | [9 empty] | 42559 | Not Dimmable | Not Dimmable | No |  | 3 | 3250 | 100 | 30 | 20 | 0.9 | 4000 | 83
PZ8DKER2 | Bulbrite Industries Inc. | BULBRITE | LED22T8/840/BYP | Linear Replacement Lamp | Four-Foot | Internal Driver Lamp-Style Retrofit Kits (UL Type B) | Standard | FALSE | [9 empty] | 42559 | Not Dimmable | Not Dimmable | No |  | 3.1 | 2500 | 114 | 22 | 20 | 0.9 | 4000 | 83
P5VQG262 | Bulbrite Industries Inc. | BULBRITE | LED18T8/840/DIR | Linear Replacement Lamp | Four-Foot | Replacement Lamps (plug and play) (UL Type A) | Standard | FALSE | [9 empty] | 42559 | Not Dimmable | Not Dimmable | No |  | 3 | 2300 | 105 | 22 | 20 | 0.9 | 4000 | 83
PK6SDR1M | Bulbrite Industries Inc. | BULBRITE | LED27T5/48/835/DIR | Linear Replacement Lamp | Four-Foot | Replacement Lamps (plug and play) (UL Type A) | Standard | FALSE | [9 empty] | 42559 | Not Dimmable | Not Dimmable | No |  | 3 | 3150 | 100 | 30 | 20 | 0.9 | 3500 | 83
PXGRS7FU | Bulbrite Industries Inc. | BULBRITE | LED22T8/835/BYP | Linear Replacement Lamp | Four-Foot | Internal Driver Lamp-Style Retrofit Kits (UL Type B) | Standard | FALSE | [9 empty] | 42559 | Not Dimmable | Not Dimmable | No |  | 3.1 | 2450 | 111 | 22 | 20 | 0.9 | 3500 | 83
PXDTXZ42 | Bulbrite Industries Inc. | BULBRITE | LED18T8/835/DIR | Linear Replacement Lamp | Four-Foot | Replacement Lamps (plug and play) (UL Type A) | Standard | FALSE | [9 empty] | 42559 | Not Dimmable | Not Dimmable | No |  | 3 | 2250 | 102 | 22 | 20 | 0.9 | 3500 | 83
PQ1XMU22 | seniorled limited | Seniorled | SL-4T8-18W(5000K) | Linear Replacement Lamp | Four-Foot | Internal Driver Lamp-Style Retrofit Kits (UL Type B) | Standard | FALSE | [9 empty] | 42559 | Not Dimmable | Not Dimmable | No |  | 3 | 2026 | 114.14 | 17.75 | 19.72 | 0.917 | 5000 | 81.9
PD3VKGWJ | seniorled limited | Seniorled | SL-4T8-22W(5000K) | Linear Replacement Lamp | Four-Foot | Internal Driver Lamp-Style Retrofit Kits (UL Type B) | Standard | FALSE | [9 empty] | 42559 | Not Dimmable | Not Dimmable | No |  | 3 | 2471 | 115.61 | 21.37 | 19.36 | 0.91 | 5000 | 81.7
PM2DZ4D8 | seniorled limited | Seniorled | SL-4T8-22W(4500K) | Linear Replacement Lamp | Four-Foot | Internal Driver Lamp-Style Retrofit Kits (UL Type B) | Standard | FALSE | [9 empty] | 42559 | Not Dimmable | Not Dimmable | No |  | 3 | 2314 | 110.74 | 20.89 | 17.91 | 0.908 | 4500 | 82
PGYJ9WCH | seniorled limited | Seniorled | SL-4T8-18W(4500K) | Linear Replacement Lamp | Four-Foot | Internal Driver Lamp-Style Retrofit Kits (UL Type B) | Standard | FALSE | [9 empty] | 42559 | Not Dimmable | Not Dimmable | No |  | 3 | 1950 | 111.42 | 17.5 | 19.29 | 0.911 | 4500 | 81.9
P46J5GKF | seniorled limited | Seniorled | SL-4T8-22W(4000K) | Linear Replacement Lamp | Four-Foot | Internal Driver Lamp-Style Retrofit Kits (UL Type B) | Standard | FALSE | [9 empty] | 42559 | Not Dimmable | Not Dimmable | No |  | 3 | 2314 | 110.74 | 20.89 | 17.91 | 0.908 | 4000 | 82
PWU8B9D5 | seniorled limited | Seniorled | SL-4T8-18W(4000K) | Linear Replacement Lamp | Four-Foot | Internal Driver Lamp-Style Retrofit Kits (UL Type B) | Standard | FALSE | [9 empty] | 42559 | Not Dimmable | Not Dimmable | No |  | 3 | 1950 | 111.42 | 17.5 | 19.29 | 0.911 | 4000 | 81.9
PQDN1K83 | seniorled limited | Seniorled | SL-4T8-22W(3500K) | Linear Replacement Lamp | Four-Foot | Internal Driver Lamp-Style Retrofit Kits (UL Type B) | Standard | FALSE | [9 empty] | 42559 | Not Dimmable | Not Dimmable | No |  | 3 | 2314 | 110.74 | 20.89 | 17.91 | 0.908 | 3500 | 82
PP4Q658N | seniorled limited | Seniorled | SL-4T8-18W(3500K) | Linear Replacement Lamp | Four-Foot | Internal Driver Lamp-Style Retrofit Kits (UL Type B) | Standard | FALSE | [9 empty] | 42559 | Not Dimmable | Not Dimmable | No |  | 3 | 1950 | 111.42 | 17.5 | 19.29 | 0.911 | 3500 | 81.9
P9HJDGZE | Nectar Partners | NextLUX | NLT08-5048-85ED | Linear Replacement Lamp | Four-Foot | Replacement Lamps (plug and play) (UL Type A) | Standard | FALSE | [9 empty] | 42559 | Dimmable | Continuous Below 10 | NotYetVerified |  | 3 | 2064 | 109 | 18.88 | 9.11 | 0.994 | 4969 | 83.7
P9689EXG | NOVO Solutions Group | NOVO | NSG-T8-18W-3500K | Linear Replacement Lamp | Four-Foot | Replacement Lamps (plug and play) (UL Type A) | Standard | TRUE | 2207 | 116.43 | 18.96 | 10.4 | 0.989 | 3431 | 82 | 5 | 50000 | 42558 |  |  | No |  | 3 | 2200 | 116 | 18 | 10.4 | 0.988 | 3500 | 80
PNEQTQ3P | P.Q.L. Inc. | Superior Life | 90462 | Linear Replacement Lamp | Four-Foot | Replacement Lamps (plug and play) (UL Type A) | Standard | TRUE | 2918 | 110.1 | 26.5 | 7.8 | 0.95 | 3066 | 83 | 5 | 50000 | 42558 |  |  | No |  | 3.1 | 3200 | 107 | 30 | 20 | 0.9 | 3000 | 82
PB62G8KH | AW Lighting Solutions | NORTHERNSTARS II | LE-22T5/4FT/830 | Linear Replacement Lamp | Four-Foot | Replacement Lamps (plug and play) (UL Type A) | Standard | TRUE | 2508 | 104.2 | 24.1 | 9.9 | 0.935 | 3080 | 85 | 5 | 50000 | 42558 |  |  | No |  | 3 | 2600 | 104 | 25 | 20 | 0.9 | 3000 | 82
PEXHG3FM | NOVO Solutions Group | NOVO | NSG-T8-18W-5000K | Linear Replacement Lamp | Four-Foot | Replacement Lamps (plug and play) (UL Type A) | Standard | FALSE | [9 empty] | 42558 |  |  | No |  | 3 | 2300 | 116 | 18 | 10.4 | 0.988 | 5000 | 80
P9NMK432 | NOVO Solutions Group | NOVO | NSG-T8-18W-4000K | Linear Replacement Lamp | Four-Foot | Replacement Lamps (plug and play) (UL Type A) | Standard | FALSE | [9 empty] | 42558 |  |  | No |  | 3 | 2200 | 116 | 18 | 10.4 | 0.988 | 4000 | 80
P7MZ4451 | AW Lighting Solutions | NORTHERNSTARS II | LE-22T5/4FT/850 | Linear Replacement Lamp | Four-Foot | Replacement Lamps (plug and play) (UL Type A) | Standard | FALSE | [9 empty] | 42558 |  |  | No |  | 3 | 2800 | 112 | 25 | 20 | 0.9 | 5000 | 82
PM8V61FY | AW Lighting Solutions | NORTHERNSTARS II | LE-22T5/4FT/841 | Linear Replacement Lamp | Four-Foot | Replacement Lamps (plug and play) (UL Type A) | Standard | FALSE | [9 empty] | 42558 |  |  | No |  | 3 | 2800 | 112 | 25 | 20 | 0.9 | 4000 | 82
PCJ5DSDJ | AW Lighting Solutions | NORTHERNSTARS II | LE-22T5/4FT/835 | Linear Replacement Lamp | Four-Foot | Replacement Lamps (plug and play) (UL Type A) | Standard | FALSE | [9 empty] | 42558 |  |  | No |  | 3 | 2600 | 104 | 25 | 20 | 0.9 | 3500 | 82
PF7EGYWH | P.Q.L. Inc. | Superior Life | 90465 | Linear Replacement Lamp | Four-Foot | Replacement Lamps (plug and play) (UL Type A) | Standard | FALSE | [9 empty] | 42558 |  |  | No |  | 3.1 | 3500 | 117 | 30 | 20 | 0.9 | 5000 | 82
P7UGS5C9 | P.Q.L. Inc. | Superior Life | 90464 | Linear Replacement Lamp | Four-Foot | Replacement Lamps (plug and play) (UL Type A) | Standard | FALSE | [9 empty] | 42558 |  |  | No |  | 3.1 | 3500 | 117 | 30 | 20 | 0.9 | 4000 | 82
P7V8SQMR | P.Q.L. Inc. | Superior Life | 90463 | Linear Replacement Lamp | Four-Foot | Replacement Lamps (plug and play) (UL Type A) | Standard | FALSE | [9 empty] | 42558 |  |  | No |  | 3.1 | 3200 | 107 | 30 | 20 | 0.9 | 3500 | 82
PGQ7ETJC | Voltech International Inc. | Technilight | TLT84F18WD [120V Only] | Linear Replacement Lamp | Four-Foot | Internal Driver Lamp-Style Retrofit Kits (UL Type B) | Standard | TRUE | 1908.7 | 106.63 | 17.9 | 13.1 | 0.9915 | 3003 | 83.9 | 5 | 50000 | 42557 |  |  | No |  | 3 | 2000 | 100 | 18 | 20 | 0.9 | 3000 | 80
PGG87YFQ | OPTIK LED | OPTIK LED | OP-1T8-18W-3K-ND | Linear Replacement Lamp | Four-Foot | Internal Driver Lamp-Style Retrofit Kits (UL Type B) | Standard | TRUE | 2044.8 | 115.47 | 17.71 | 13.1 | 0.944 | 3027 | 82 | 5 | 50000 | 42557 |  |  | No |  | 3.1 | 2044.8 | 115.47 | 17.71 | 11.8 | 0.99 | 3027 | 82
PAKKB53E | Voltech International Inc. | Technilight | TLT84C18WD | Linear Replacement Lamp | Four-Foot | Internal Driver Lamp-Style Retrofit Kits (UL Type B) | Standard | TRUE | 2105.3 | 105.8 | 19.89 | 14.74 | 0.923 | 3062 | 83 | 5 | 50000 | 42557 |  |  | NotYetVerified |  | 3 | 2000 | 100 | 18 | 7.31 | 0.9 | 3000 | 80
P6FFNT7Q | SMART ENERGY SOLUTIONS | SES | SES-T8F1220R-3000K | Linear Replacement Lamp | Four-Foot | Internal Driver Lamp-Style Retrofit Kits (UL Type B) | Standard | TRUE | 2000.28 | 114.11 | 17.53 | 19.1 | 0.88 | 2939 | 82 | 5 | 50000 | 42557 |  |  | No |  | 3 | 2000 | 100 | 20 | 12 | 0.9 | 3000 | 80
PQ1C8PSY | SMART ENERGY SOLUTIONS | SES | SES-T8F1220R-5000K | Linear Replacement Lamp | Four-Foot | Internal Driver Lamp-Style Retrofit Kits (UL Type B) | Standard | FALSE | [9 empty] | 42557 |  |  | No |  | 3 | 2100 | 105 | 20 | 12 | 0.9 | 5000 | 80
PRTTWAKC | SMART ENERGY SOLUTIONS | SES | SES-T8F1220R-4500K | Linear Replacement Lamp | Four-Foot | Internal Driver Lamp-Style Retrofit Kits (UL Type B) | Standard | FALSE | [9 empty] | 42557 |  |  | No |  | 3 | 2050 | 102.5 | 20 | 12 | 0.9 | 4500 | 80
P5F335GQ | SMART ENERGY SOLUTIONS | SES | SES-T8F1220R-4000K | Linear Replacement Lamp | Four-Foot | Internal Driver Lamp-Style Retrofit Kits (UL Type B) | Standard | FALSE | [9 empty] | 42557 |  |  | No |  | 3 | 2050 | 102.5 | 20 | 12 | 0.9 | 4000 | 80
PBD672GT | SMART ENERGY SOLUTIONS | SES | SES-T8F1220R-3500K | Linear Replacement Lamp | Four-Foot | Internal Driver Lamp-Style Retrofit Kits (UL Type B) | Standard | FALSE | [9 empty] | 42557 |  |  | No |  | 3 | 2000 | 100 | 20 | 12 | 0.9 | 3500 | 80
P8S6SP7Z | Voltech International Inc. | Technilight | TLT84C18PD | Linear Replacement Lamp | Four-Foot | Internal Driver Lamp-Style Retrofit Kits (UL Type B) | Standard | FALSE | [9 empty] | 42557 | Not Dimmable | Not Dimmable | NotYetVerified |  | 3 | 2000 | 100 | 18 | 7.31 | 0.9 | 5000 | 80
PN5KBGG3 | Voltech International Inc. | Technilight | TLT84F18PD [120V Only] | Linear Replacement Lamp | Four-Foot | Internal Driver Lamp-Style Retrofit Kits (UL Type B) | Standard | FALSE | [9 empty] | 42557 | Dimmable | Continuous Below 10 | No |  | 3 | 2000 | 100 | 18 | 20 | 0.9 | 5000 | 80
PSZD3DZ6 | Voltech International Inc. | Technilight | TLT84C18ND | Linear Replacement Lamp | Four-Foot | Internal Driver Lamp-Style Retrofit Kits (UL Type B) | Standard | FALSE | [9 empty] | 42557 | Not Dimmable | Not Dimmable | NotYetVerified |  | 3 | 2000 | 100 | 18 | 7.31 | 0.9 | 4000 | 80
PZ67QPE6 | Voltech International Inc. | Technilight | TLT84F18ND [120V Only] | Linear Replacement Lamp | Four-Foot | Internal Driver Lamp-Style Retrofit Kits (UL Type B) | Standard | FALSE | [9 empty] | 42557 | Dimmable | Continuous Below 10 | No |  | 3 | 2000 | 100 | 18 | 20 | 0.9 | 4000 | 80
PD6QX182 | OPTIK LED | OPTIK LED | OP-1T8-18W-5K-ND | Linear Replacement Lamp | Four-Foot | Internal Driver Lamp-Style Retrofit Kits (UL Type B) | Standard | FALSE | [9 empty] | 42557 | Not Dimmable | Not Dimmable | No |  | 3.1 | 2318.886 | 125.318 | 18.504 |  | 0.99 | 5056 | 81
PF7Y83UF | OPTIK LED | OPTIK LED | OP-1T8-18W-4K-ND | Linear Replacement Lamp | Four-Foot | Internal Driver Lamp-Style Retrofit Kits (UL Type B) | Standard | FALSE | [9 empty] | 42557 | Not Dimmable | Not Dimmable | No |  | 3.1 | 2092.052 | 117.716 | 17.772 |  | 0.989 | 4067 | 82.5
PNF7BVY6 | Allstar Lighting Supplies Inc. |  | LR34080 | Linear Replacement Lamp | Four-Foot | Dual Mode Internal Driver (UL Type A and Type B) | Standard | TRUE | 1919 | 99.1 | 19.37 | 12.08 | 0.9719 | 2962 | 83.6 | 5 | 50000 | 42556 |  |  | No |  | 3 | 2200 | 100 | 22 | 12.5 | 0.9719 | 3000 | 83
PA3CNFHK | Guangzhou Ledia Lighting Technology Company Limited | LEDIA | LD-T8-G018UL-35C | Linear Replacement Lamp | Four-Foot | Internal Driver Lamp-Style Retrofit Kits (UL Type B) | Standard | TRUE | 2729 | 154.3 | 17.7 | 6.3 | 0.929 | 3622 | 84 | 5 | 50000 | 42556 |  |  | No |  | 4 | 2880 | 160 | 18 | 6.3 | 0.9 | 3500 | 80
PDKDAC13 | Guangzhou Ledia Lighting Technology Company Limited | LEDIA | LD-T8-G018UL-35F | Linear Replacement Lamp | Four-Foot | Internal Driver Lamp-Style Retrofit Kits (UL Type B) | Standard | TRUE | 2599 | 151.1 | 17.2 | 6.3 | 0.929 | 3599 | 84 | 5 | 50000 | 42556 |  |  | No |  | 3.1 | 2520 | 150 | 18 | 6.3 | 0.9 | 3500 | 80
P6SRPWM2 | Guangzhou Ledia Lighting Technology Company Limited | LEDIA | LD-T8-G020UL-35C | Linear Replacement Lamp | Four-Foot | Internal Driver Lamp-Style Retrofit Kits (UL Type B) | Standard | TRUE | 3025 | 152.6 | 19.8 | 5 | 0.912 | 3653 | 84 | 5 | 50000 | 42556 |  |  | No |  | 4 | 3200 | 160 | 20 | 5 | 0.9 | 3500 | 80
PR46KN12 | Guangzhou Ledia Lighting Technology Company Limited | LEDIA | LD-T8-G020UL-35F | Linear Replacement Lamp | Four-Foot | Internal Driver Lamp-Style Retrofit Kits (UL Type B) | Standard | TRUE | 2948 | 150.4 | 19.6 | 5 | 0.912 | 3605 | 84 | 5 | 50000 | 42556 |  |  | No |  | 4 | 3000 | 150 | 20 | 5 | 0.9 | 3500 | 80
PYAYANCF | Guangzhou Ledia Lighting Technology Company Limited | LEDIA | LD-T8-G013UL-35F | Linear Replacement Lamp | Four-Foot | Internal Driver Lamp-Style Retrofit Kits (UL Type B) | Standard | TRUE | 1939 | 153.6 | 12.6 | 8.2 | 0.91 | 3612 | 84 | 5 | 50000 | 42556 |  |  | No |  | 4 | 1650 | 150 | 13 | 8.2 | 0.9 | 3500 | 80
PFCFQR1E | Guangzhou Ledia Lighting Technology Company Limited | LEDIA | LD-T8-G015UL-35C | Linear Replacement Lamp | Four-Foot | Internal Driver Lamp-Style Retrofit Kits (UL Type B) | Standard | TRUE | 2208 | 156.7 | 14.1 | 11.6 | 0.9 | 3646 | 84 | 5 | 50000 | 42556 |  |  | No |  | 4 | 2250 | 160 | 15 | 11.6 | 0.9 | 3500 | 80
PH6S8ANS | Guangzhou Ledia Lighting Technology Company Limited | LEDIA | LD-T8-G015UL-35F | Linear Replacement Lamp | Four-Foot | Internal Driver Lamp-Style Retrofit Kits (UL Type B) | Standard | TRUE | 2180 | 152.9 | 14.3 | 11.6 | 0.9 | 3602 | 84 | 5 | 50000 | 42556 |  |  | No |  | 4 | 2250 | 150 | 15 | 11.6 | 0.9 | 3500 | 80
P92Y7EJ1 | Guangzhou Ledia Lighting Technology Company Limited | LEDIA | LD-T8-G011UL-35F | Linear Replacement Lamp | Four-Foot | Internal Driver Lamp-Style Retrofit Kits (UL Type B) | Standard | TRUE | 1723 | 143.2 | 12 | 9.1 | 0.9 | 3633 | 84 | 5 | 50000 | 42556 |  |  | No |  | 4 | 1540 | 150 | 11 | 8.9 | 0.9 | 3500 | 80
PQP3HN6V | Guangzhou Ledia Lighting Technology Company Limited | LEDIA | LD-T8-G015UL-50C | Linear Replacement Lamp | Four-Foot | Internal Driver Lamp-Style Retrofit Kits (UL Type B) | Standard | FALSE | [9 empty] | 42556 |  |  | No |  | 4 | 2250 | 160 | 15 | 11.6 | 0.9 | 5000 | 80
P15M5CRF | Guangzhou Ledia Lighting Technology Company Limited | LEDIA | LD-T8-G015UL-50F | Linear Replacement Lamp | Four-Foot | Internal Driver Lamp-Style Retrofit Kits (UL Type B) | Standard | FALSE | [9 empty] | 42556 |  |  | No |  | 4 | 2250 | 150 | 15 | 11.6 | 0.9 | 5000 | 80
PFWMDDCY | Guangzhou Ledia Lighting Technology Company Limited | LEDIA | LD-T8-G011UL-50F | Linear Replacement Lamp | Four-Foot | Internal Driver Lamp-Style Retrofit Kits (UL Type B) | Standard | FALSE | [9 empty] | 42556 |  |  | No |  | 4 | 1540 | 150 | 11 | 8.9 | 0.9 | 5000 | 80
PPPTAEC7 | Guangzhou Ledia Lighting Technology Company Limited | LEDIA | LD-T8-G013UL-50F | Linear Replacement Lamp | Four-Foot | Internal Driver Lamp-Style Retrofit Kits (UL Type B) | Standard | FALSE | [9 empty] | 42556 |  |  | No |  | 4 | 1650 | 150 | 13 | 8.2 | 0.9 | 5000 | 80
PRSVDGXF | Guangzhou Ledia Lighting Technology Company Limited | LEDIA | LD-T8-G018UL-50C | Linear Replacement Lamp | Four-Foot | Internal Driver Lamp-Style Retrofit Kits (UL Type B) | Standard | FALSE | [9 empty] | 42556 |  |  | No |  | 4 | 2880 | 160 | 18 | 6.3 | 0.9 | 5000 | 80
P3V6RKQK | Guangzhou Ledia Lighting Technology Company Limited | LEDIA | LD-T8-G018UL-50F | Linear Replacement Lamp | Four-Foot | Internal Driver Lamp-Style Retrofit Kits (UL Type B) | Standard | FALSE | [9 empty] | 42556 |  |  | No |  | 3.1 | 2520 | 150 | 18 | 6.3 | 0.9 | 5000 | 80
PY5KKHSK | Guangzhou Ledia Lighting Technology Company Limited | LEDIA | LD-T8-G020UL-50C | Linear Replacement Lamp | Four-Foot | Internal Driver Lamp-Style Retrofit Kits (UL Type B) | Standard | FALSE | [9 empty] | 42556 |  |  | No |  | 4 | 3200 | 160 | 20 | 5 | 0.9 | 5000 | 80
PRFMN2ZP | Guangzhou Ledia Lighting Technology Company Limited | LEDIA | LD-T8-G020UL-50F | Linear Replacement Lamp | Four-Foot | Internal Driver Lamp-Style Retrofit Kits (UL Type B) | Standard | FALSE | [9 empty] | 42556 |  |  | No |  | 4 | 3000 | 150 | 20 | 5 | 0.9 | 5000 | 80
P7DBCN21 | Guangzhou Ledia Lighting Technology Company Limited | LEDIA | LD-T8-G015UL-45F | Linear Replacement Lamp | Four-Foot | Internal Driver Lamp-Style Retrofit Kits (UL Type B) | Standard | FALSE | [9 empty] | 42556 |  |  | No |  | 4 | 2250 | 150 | 15 | 11.6 | 0.9 | 4500 | 80
P4D62EPW | Guangzhou Ledia Lighting Technology Company Limited | LEDIA | LD-T8-G015UL-45C | Linear Replacement Lamp | Four-Foot | Internal Driver Lamp-Style Retrofit Kits (UL Type B) | Standard | FALSE | [9 empty] | 42556 |  |  | No |  | 4 | 2250 | 160 | 15 | 11.6 | 0.9 | 4500 | 80
PMEVYBUY | Guangzhou Ledia Lighting Technology Company Limited | LEDIA | LD-T8-G011UL-45F | Linear Replacement Lamp | Four-Foot | Internal Driver Lamp-Style Retrofit Kits (UL Type B) | Standard | FALSE | [9 empty] | 42556 |  |  | No |  | 4 | 1540 | 150 | 11 | 8.9 | 0.9 | 4500 | 80
PJ9SRW36 | Guangzhou Ledia Lighting Technology Company Limited | LEDIA | LD-T8-G013UL-45F | Linear Replacement Lamp | Four-Foot | Internal Driver Lamp-Style Retrofit Kits (UL Type B) | Standard | FALSE | [9 empty] | 42556 |  |  | No |  | 4 | 1650 | 150 | 13 | 8.2 | 0.9 | 4500 | 80
PA4H3KQA | Guangzhou Ledia Lighting Technology Company Limited | LEDIA | LD-T8-G018UL-45C | Linear Replacement Lamp | Four-Foot | Internal Driver Lamp-Style Retrofit Kits (UL Type B) | Standard | FALSE | [9 empty] | 42556 |  |  | No |  | 4 | 2880 | 160 | 18 | 6.3 | 0.9 | 4500 | 80
PN17U16K | Guangzhou Ledia Lighting Technology Company Limited | LEDIA | LD-T8-G018UL-45F | Linear Replacement Lamp | Four-Foot | Internal Driver Lamp-Style Retrofit Kits (UL Type B) | Standard | FALSE | [9 empty] | 42556 |  |  | No |  | 3.1 | 2520 | 150 | 18 | 6.3 | 0.9 | 4500 | 80
PKSY6TPZ | Guangzhou Ledia Lighting Technology Company Limited | LEDIA | LD-T8-G020UL-45C | Linear Replacement Lamp | Four-Foot | Internal Driver Lamp-Style Retrofit Kits (UL Type B) | Standard | FALSE | [9 empty] | 42556 |  |  | No |  | 4 | 3200 | 160 | 20 | 5 | 0.9 | 4500 | 80
P6U9Z1WY | Guangzhou Ledia Lighting Technology Company Limited | LEDIA | LD-T8-G020UL-45F | Linear Replacement Lamp | Four-Foot | Internal Driver Lamp-Style Retrofit Kits (UL Type B) | Standard | FALSE | [9 empty] | 42556 |  |  | No |  | 4 | 3000 | 150 | 20 | 5 | 0.9 | 4500 | 80
PYJHTH4V | Guangzhou Ledia Lighting Technology Company Limited | LEDIA | LD-T8-G015UL-40F | Linear Replacement Lamp | Four-Foot | Internal Driver Lamp-Style Retrofit Kits (UL Type B) | Standard | FALSE | [9 empty] | 42556 |  |  | No |  | 4 | 2250 | 150 | 15 | 11.6 | 0.9 | 4000 | 80
PSBXHADN | Guangzhou Ledia Lighting Technology Company Limited | LEDIA | LD-T8-G015UL-40C | Linear Replacement Lamp | Four-Foot | Internal Driver Lamp-Style Retrofit Kits (UL Type B) | Standard | FALSE | [9 empty] | 42556 |  |  | No |  | 4 | 2250 | 160 | 15 | 11.6 | 0.9 | 4000 | 80
PS7ESTR5 | Guangzhou Ledia Lighting Technology Company Limited | LEDIA | LD-T8-G011UL-40F | Linear Replacement Lamp | Four-Foot | Internal Driver Lamp-Style Retrofit Kits (UL Type B) | Standard | FALSE | [9 empty] | 42556 |  |  | No |  | 4 | 1540 | 150 | 11 | 8.9 | 0.9 | 4000 | 80
PK3Q4SGE | Guangzhou Ledia Lighting Technology Company Limited | LEDIA | LD-T8-G013UL-40F | Linear Replacement Lamp | Four-Foot | Internal Driver Lamp-Style Retrofit Kits (UL Type B) | Standard | FALSE | [9 empty] | 42556 |  |  | No |  | 4 | 1650 | 150 | 13 | 8.2 | 0.9 | 4000 | 80
P5SGAA9A | Guangzhou Ledia Lighting Technology Company Limited | LEDIA | LD-T8-G018UL-40C | Linear Replacement Lamp | Four-Foot | Internal Driver Lamp-Style Retrofit Kits (UL Type B) | Standard | FALSE | [9 empty] | 42556 |  |  | No |  | 4 | 2880 | 160 | 18 | 6.3 | 0.9 | 4000 | 80
PYZP9DXP | Guangzhou Ledia Lighting Technology Company Limited | LEDIA | LD-T8-G018UL-40F | Linear Replacement Lamp | Four-Foot | Internal Driver Lamp-Style Retrofit Kits (UL Type B) | Standard | FALSE | [9 empty] | 42556 |  |  | No |  | 3.1 | 2520 | 150 | 18 | 6.3 | 0.9 | 4000 | 80
PTCPPQKM | Guangzhou Ledia Lighting Technology Company Limited | LEDIA | LD-T8-G020UL-40C | Linear Replacement Lamp | Four-Foot | Internal Driver Lamp-Style Retrofit Kits (UL Type B) | Standard | FALSE | [9 empty] | 42556 |  |  | No |  | 4 | 3200 | 160 | 20 | 5 | 0.9 | 4000 | 80
PSGEBUJQ | Guangzhou Ledia Lighting Technology Company Limited | LEDIA | LD-T8-G020UL-40F | Linear Replacement Lamp | Four-Foot | Internal Driver Lamp-Style Retrofit Kits (UL Type B) | Standard | FALSE | [9 empty] | 42556 |  |  | No |  | 4 | 3000 | 150 | 20 | 5 | 0.9 | 4000 | 80
PCVKKHVA | Allstar Lighting Supplies Inc. | LUXRITE | LR34083 | Linear Replacement Lamp | Four-Foot | Dual Mode Internal Driver (UL Type A and Type B) | Standard | FALSE | [9 empty] | 42556 | Not Dimmable | Not Dimmable | No |  | 3 | 2400 | 109 | 22 | 12.5 | 0.9719 | 5000 | 83
PEE5BQ4W | Allstar Lighting Supplies Inc. |  | LR34082 | Linear Replacement Lamp | Four-Foot | Dual Mode Internal Driver (UL Type A and Type B) | Standard | FALSE | [9 empty] | 42556 | Not Dimmable | Not Dimmable | No |  | 3 | 2300 | 105 | 22 | 12.5 | 0.9719 | 4000 | 83
P692ZYF8 | Allstar Lighting Supplies Inc. |  | LR34081 | Linear Replacement Lamp | Four-Foot | Dual Mode Internal Driver (UL Type A and Type B) | Standard | FALSE | [9 empty] | 42556 | Not Dimmable | Not Dimmable | No |  | 3 | 2250 | 102 | 22 | 12.5 | 0.9719 | 3500 | 83
PJGD6T2S | Abaco Lighting | ABACO | L32T8-14-8-BC-A-3000K | Linear Replacement Lamp | Four-Foot | Replacement Lamps (plug and play) (UL Type A) | Standard | TRUE | 1884.5 | 112.9 | 16.69 | 10.51 | 0.958 | 3016 | 82.8 | 5 | 50000 | 42552 |  |  | No |  | 3.1 | 1850 | 115 | 16.5 | 15 | 0.98 | 3000 | 80
PBH923R5 | Abaco Lighting | ABACO | L32T8-14-8-BC-A-5000K | Linear Replacement Lamp | Four-Foot | Replacement Lamps (plug and play) (UL Type A) | Standard | FALSE | [9 empty] | 42552 | Not Dimmable | Not Dimmable | No |  | 3.1 | 2000 | 120 | 16.5 | 15 | 0.98 | 5000 | 80
PGSSMPWD | Abaco Lighting | ABACO | L32T8-14-8-BC-A-4000K | Linear Replacement Lamp | Four-Foot | Replacement Lamps (plug and play) (UL Type A) | Standard | FALSE | [9 empty] | 42552 | Not Dimmable | Not Dimmable | No |  | 3.1 | 2000 | 120 | 16.5 | 15 | 0.98 | 4000 | 80
PDYGDSB2 | Abaco Lighting | ABACO | L32T8-14-8-BC-A-3500K | Linear Replacement Lamp | Four-Foot | Replacement Lamps (plug and play) (UL Type A) | Standard | FALSE | [9 empty] | 42552 | Not Dimmable | Not Dimmable | No |  | 3.1 | 1850 | 115 | 16.5 | 15 | 0.98 | 3500 | 80
P16UKZQ3 | O'Ryan Industries Inc. | IlumeStar | IL18WDMT830 | Linear Replacement Lamp | Four-Foot | Dual Mode Internal Driver (UL Type A and Type B) | Standard | TRUE | 2212 | 107 | 20.68 | 9.03 | 0.9744 | 3067 | 84.5 | 5 | 50000 | 42551 |  |  | No |  | 3.1 | 2200 | 107 | 20.5 | 20 | 0.9 | 3000 | 82
P58GAHU1 | O'Ryan Industries Inc. | IlumeStar | IL16WDMT830 | Linear Replacement Lamp | Four-Foot | Dual Mode Internal Driver (UL Type A and Type B) | Standard | TRUE | 2126 | 107.9 | 19.7 | 9.42 | 0.9724 | 3070 | 84.6 | 5 | 50000 | 42551 |  |  | No |  | 3.1 | 2200 | 113 | 19.5 | 20 | 0.9 | 3000 | 82
PBDTRPJC | O'Ryan Industries Inc. | IlumeStar | IL13WDMT830 | Linear Replacement Lamp | Four-Foot | Dual Mode Internal Driver (UL Type A and Type B) | Standard | TRUE | 1742 | 110 | 15.84 | 12.84 | 0.9602 | 3056 | 84.9 | 5 | 50000 | 42551 |  |  | No |  | 3 | 1800 | 116 | 15.5 | 20 | 0.9 | 3000 | 82
PFF4MRFK | ALPHA GREEN ENERGY GMBH | CVMORE | UTUBE84FEBC18W.3000K | Linear Replacement Lamp | Four-Foot | Replacement Lamps (plug and play) (UL Type A) | Standard | TRUE | 2283 | 122.68 | 18.61 | 14.57 | 0.9355 | 2923 | 81 | 5 | 50000 | 42551 |  |  | No |  | 3.1 | 2283 | 122.68 | 18.61 | 14.57 | 0.9355 | 3000 | 81
PVCA8MQR | O'Ryan Industries Inc. | IlumeStar | IL15WDMT830 | Linear Replacement Lamp | Four-Foot | Internal Driver Lamp-Style Retrofit Kits (UL Type B) | Standard | TRUE | 1909 | 121.1 | 15.77 | 12.6 | 0.9324 | 3070 | 83.8 | 5 | 50000 | 42551 |  |  | No |  | 3 | 1830 | 115 | 15.8 | 20 | 0.9 | 3000 | 83
PHM5W49D | ALPHA GREEN ENERGY GMBH | CVMORE | UTUBE84FBP18W.3000K | Linear Replacement Lamp | Four-Foot | Internal Driver Lamp-Style Retrofit Kits (UL Type B) | Standard | TRUE | 2151 | 119.24 | 18.04 | 16.06 | 0.9017 | 3074 | 82.1 | 5 | 50000 | 42551 |  |  | No |  | 3.1 | 2151 | 119.24 | 18.04 | 16.06 | 0.9017 | 3000 | 82.1
PYACQS7K | ALPHA GREEN ENERGY GMBH | CVMORE | UTUBE84FBP15W.3000K | Linear Replacement Lamp | Four-Foot | Internal Driver Lamp-Style Retrofit Kits (UL Type B) | Standard | TRUE | 2033 | 133.82 | 14.76 | 12.79 | 0.901 | 2970 | 81.9 | 5 | 50000 | 42551 |  |  | No |  | 3.1 | 2004 | 135.74 | 14.76 | 12.79 | 0.901 | 3000 | 81.9
P6NP6YUW | O'Ryan Industries Inc. | IlumeStar | IL15WDMT850 | Linear Replacement Lamp | Four-Foot | Internal Driver Lamp-Style Retrofit Kits (UL Type B) | Standard | FALSE | [9 empty] | 42551 |  |  | No |  | 3 | 1830 | 115 | 15.8 | 20 | 0.9 | 5000 | 83
PY6BZAZ7 | O'Ryan Industries Inc. | IlumeStar | IL18WDMT850 | Linear Replacement Lamp | Four-Foot | Dual Mode Internal Driver (UL Type A and Type B) | Standard | FALSE | [9 empty] | 42551 |  |  | No |  | 3.1 | 2200 | 107 | 20.5 | 20 | 0.9 | 5000 | 82
PGBYW6WT | O'Ryan Industries Inc. | IlumeStar | IL16WDMT850 | Linear Replacement Lamp | Four-Foot | Dual Mode Internal Driver (UL Type A and Type B) | Standard | FALSE | [9 empty] | 42551 |  |  | No |  | 3.1 | 2200 | 113 | 19.5 | 20 | 0.9 | 5000 | 82
PU7CF9JD | O'Ryan Industries Inc. | IlumeStar | IL13WDMT850 | Linear Replacement Lamp | Four-Foot | Dual Mode Internal Driver (UL Type A and Type B) | Standard | FALSE | [9 empty] | 42551 |  |  | No |  | 3 | 1800 | 116 | 15.5 | 20 | 0.9 | 5000 | 82
P86C6BKM | O'Ryan Industries Inc. | IlumeStar | IL15WDMT845 | Linear Replacement Lamp | Four-Foot | Internal Driver Lamp-Style Retrofit Kits (UL Type B) | Standard | FALSE | [9 empty] | 42551 |  |  | No |  | 3 | 1830 | 115 | 15.8 | 20 | 0.9 | 4500 | 83
PWU5DM57 | O'Ryan Industries Inc. | IlumeStar | IL16WDMT845 | Linear Replacement Lamp | Four-Foot | Dual Mode Internal Driver (UL Type A and Type B) | Standard | FALSE | [9 empty] | 42551 |  |  | No |  | 3.1 | 2200 | 113 | 19.5 | 20 | 0.9 | 4500 | 82
PF7CKEE4 | O'Ryan Industries Inc. | IlumeStar | IL18WDMT845 | Linear Replacement Lamp | Four-Foot | Dual Mode Internal Driver (UL Type A and Type B) | Standard | FALSE | [9 empty] | 42551 |  |  | No |  | 3.1 | 2200 | 107 | 20.5 | 20 | 0.9 | 4500 | 82
P9S9VJ8H | O'Ryan Industries Inc. | IlumeStar | IL13WDMT845 | Linear Replacement Lamp | Four-Foot | Dual Mode Internal Driver (UL Type A and Type B) | Standard | FALSE | [9 empty] | 42551 |  |  | No |  | 3 | 1800 | 116 | 15.5 | 20 | 0.9 | 4500 | 82
PY7X4F4C | O'Ryan Industries Inc. | IlumeStar | IL15WDMT840 | Linear Replacement Lamp | Four-Foot | Internal Driver Lamp-Style Retrofit Kits (UL Type B) | Standard | FALSE | [9 empty] | 42551 |  |  | No |  | 3 | 1830 | 115 | 15.8 | 20 | 0.9 | 4000 | 83
PE9SXPTW | O'Ryan Industries Inc. | IlumeStar | IL18WDMT840 | Linear Replacement Lamp | Four-Foot | Dual Mode Internal Driver (UL Type A and Type B) | Standard | FALSE | [9 empty] | 42551 |  |  | No |  | 3.1 | 2200 | 107 | 20.5 | 20 | 0.9 | 4000 | 82
PA3Q8ZNB | O'Ryan Industries Inc. | IlumeStar | IL16WDMT840 | Linear Replacement Lamp | Four-Foot | Dual Mode Internal Driver (UL Type A and Type B) | Standard | FALSE | [9 empty] | 42551 |  |  | No |  | 3.1 | 2200 | 113 | 19.5 | 20 | 0.9 | 4000 | 82
PP6HJB9U | O'Ryan Industries Inc. | IlumeStar | IL13WDMT840 | Linear Replacement Lamp | Four-Foot | Dual Mode Internal Driver (UL Type A and Type B) | Standard | FALSE | [9 empty] | 42551 |  |  | No |  | 3 | 1800 | 116 | 15.5 | 20 | 0.9 | 4000 | 82
PZAJ7PUK | O'Ryan Industries Inc. | IlumeStar | IL15WDMT835 | Linear Replacement Lamp | Four-Foot | Internal Driver Lamp-Style Retrofit Kits (UL Type B) | Standard | FALSE | [9 empty] | 42551 |  |  | No |  | 3 | 1830 | 115 | 15.8 | 20 | 0.9 | 3500 | 83
P6R82FYF | O'Ryan Industries Inc. | IlumeStar | IL18WDMT835 | Linear Replacement Lamp | Four-Foot | Dual Mode Internal Driver (UL Type A and Type B) | Standard | FALSE | [9 empty] | 42551 |  |  | No |  | 3.1 | 2200 | 107 | 20.5 | 20 | 0.9 | 3500 | 82
P38RU9DJ | O'Ryan Industries Inc. | IlumeStar | IL16WDMT835 | Linear Replacement Lamp | Four-Foot | Dual Mode Internal Driver (UL Type A and Type B) | Standard | FALSE | [9 empty] | 42551 |  |  | No |  | 3.1 | 2200 | 113 | 19.5 | 20 | 0.9 | 3500 | 82
PRDD5WE1 | O'Ryan Industries Inc. | IlumeStar | IL13WDMT835 | Linear Replacement Lamp | Four-Foot | Dual Mode Internal Driver (UL Type A and Type B) | Standard | FALSE | [9 empty] | 42551 |  |  | No |  | 3 | 1800 | 116 | 15.5 | 20 | 0.9 | 3500 | 82
PNHS5VHV | ALPHA GREEN ENERGY GMBH | CVMORE | UTUBE84FBP15W.5000K | Linear Replacement Lamp | Four-Foot | Internal Driver Lamp-Style Retrofit Kits (UL Type B) | Standard | FALSE | [9 empty] | 42551 | Not Dimmable | Not Dimmable | No |  | 3.1 | 2120 | 142.95 | 14.83 | 12.61 | 0.9007 | 5000 | 83.9
PCAWCYKM | ALPHA GREEN ENERGY GMBH | CVMORE | UTUBE84FBP18W.5000K | Linear Replacement Lamp | Four-Foot | Internal Driver Lamp-Style Retrofit Kits (UL Type B) | Standard | FALSE | [9 empty] | 42551 | Not Dimmable | Not Dimmable | No |  | 3.1 | 2220 | 122.11 | 18.18 | 16.29 | 0.9011 | 5000 | 83.6
PDJYMBM4 | ALPHA GREEN ENERGY GMBH | CVMORE | UTUBE84FEBC18W.5000K | Linear Replacement Lamp | Four-Foot | Replacement Lamps (plug and play) (UL Type A) | Standard | FALSE | [9 empty] | 42551 | Not Dimmable | Not Dimmable | No |  | 3.1 | 2357 | 126.72 | 18.6 | 14.65 | 0.9319 | 5000 | 83
PWM2DCSU | ALPHA GREEN ENERGY GMBH | CVMORE | UTUBE84FBP18W.4500K | Linear Replacement Lamp | Four-Foot | Internal Driver Lamp-Style Retrofit Kits (UL Type B) | Standard | FALSE | [9 empty] | 42551 | Not Dimmable | Not Dimmable | No |  | 3.1 | 2203 | 121.63 | 18.11 | 16.06 | 0.9017 | 4500 | 82.1
PACT1SVB | ALPHA GREEN ENERGY GMBH | CVMORE | UTUBE84FBP15W.4500K | Linear Replacement Lamp | Four-Foot | Internal Driver Lamp-Style Retrofit Kits (UL Type B) | Standard | FALSE | [9 empty] | 42551 | Not Dimmable | Not Dimmable | No |  | 3.1 | 2091 | 141.32 | 14.8 | 12.79 | 0.901 | 4500 | 81.9
PE2XK9H6 | ALPHA GREEN ENERGY GMBH | CVMORE | UTUBE84FEBC18W.4500K | Linear Replacement Lamp | Four-Foot | Replacement Lamps (plug and play) (UL Type A) | Standard | FALSE | [9 empty] | 42551 | Not Dimmable | Not Dimmable | No |  | 3.1 | 2339 | 125.69 | 18.61 | 14.57 | 0.9355 | 4500 | 81
PJ3W363Z | ALPHA GREEN ENERGY GMBH | CVMORE | UTUBE84FBP18W.4000K | Linear Replacement Lamp | Four-Foot | Internal Driver Lamp-Style Retrofit Kits (UL Type B) | Standard | FALSE | [9 empty] | 42551 | Not Dimmable | Not Dimmable | No |  | 3.1 | 2186 | 120.68 | 18.11 | 16.06 | 0.9017 | 4000 | 82.1
P4XARHAW | ALPHA GREEN ENERGY GMBH | CVMORE | UTUBE84FBP15W.4000K | Linear Replacement Lamp | Four-Foot | Internal Driver Lamp-Style Retrofit Kits (UL Type B) | Standard | FALSE | [9 empty] | 42551 | Not Dimmable | Not Dimmable | No |  | 3.1 | 2062 | 139.35 | 14.8 | 12.79 | 0.901 | 4000 | 81.9
P3CYCYM6 | ALPHA GREEN ENERGY GMBH | CVMORE | UTUBE84FEBC18W.4000K | Linear Replacement Lamp | Four-Foot | Replacement Lamps (plug and play) (UL Type A) | Standard | FALSE | [9 empty] | 42551 | Not Dimmable | Not Dimmable | No |  | 3.1 | 2320 | 124.7 | 18.61 | 14.57 | 0.9355 | 4000 | 81
PDN5VU6U | ALPHA GREEN ENERGY GMBH | CVMORE | UTUBE84FBP18W.3500K | Linear Replacement Lamp | Four-Foot | Internal Driver Lamp-Style Retrofit Kits (UL Type B) | Standard | FALSE | [9 empty] | 42551 | Not Dimmable | Not Dimmable | No |  | 3.1 | 2168 | 119.73 | 18.11 | 16.06 | 0.9017 | 3500 | 82.1
P4F5PT5G | ALPHA GREEN ENERGY GMBH | CVMORE | UTUBE84FBP15W.3500K | Linear Replacement Lamp | Four-Foot | Internal Driver Lamp-Style Retrofit Kits (UL Type B) | Standard | FALSE | [9 empty] | 42551 | Not Dimmable | Not Dimmable | No |  | 3.1 | 2033 | 137.39 | 14.8 | 12.79 | 0.901 | 3500 | 81.9
PU1JV5Y5 | ALPHA GREEN ENERGY GMBH | CVMORE | UTUBE84FEBC18W.3500K | Linear Replacement Lamp | Four-Foot | Replacement Lamps (plug and play) (UL Type A) | Standard | FALSE | [9 empty] | 42551 | Not Dimmable | Not Dimmable | No |  | 3.1 | 2302 | 123.7 | 18.61 | 14.57 | 0.9355 | 3500 | 81
PEWVBG69 | P.Q.L. Inc. | Superior Life | 90459 | Linear Replacement Lamp | Four-Foot | Dual Mode Internal Driver (UL Type A and Type B) | Standard | TRUE | 2212 | 107 | 20.68 | 9.03 | 0.9744 | 3067 | 84.5 | 5 | 50000 | 42550 |  |  | No |  | 3.1 | 2200 | 107 | 20.5 | 20 | 0.9 | 3000 | 82
PPYBAD94 | JIAXING SUPER LIGHTING ELECTRIC APPLIANCE CO.LTD | SUPER | T8L-IDDM13-2200-4ft-ABA-2x | Linear Replacement Lamp | Four-Foot | Replacement Lamps (plug and play) (UL Type A) | Standard | TRUE | 2235 | 125.5 | 17.82 | 8.68 | 0.972 | 3096 | 82.8 | 5 | 50000 | 42550 |  |  | No | Product updated 08/25/2016 | 4 | 2200 | 122 | 18 | 8.68 | 1 | 3000 | 82
PKXXDBWY | P.Q.L. Inc. | Superior Life | 90456 | Linear Replacement Lamp | Four-Foot | Dual Mode Internal Driver (UL Type A and Type B) | Standard | TRUE | 1838 | 106.7 | 17.23 | 11.46 | 0.9656 | 3982 | 86.3 | 5 | 50000 | 42550 |  |  | No |  | 3.1 | 1800 | 103 | 17.5 | 20 | 0.9 | 4000 | 82
PFHVVQVR | P.Q.L. Inc. | Superior Life | 90451 | Linear Replacement Lamp | Four-Foot | Dual Mode Internal Driver (UL Type A and Type B) | Standard | TRUE | 1742 | 110 | 15.84 | 12.84 | 0.9602 | 3056 | 84.9 | 5 | 50000 | 42550 |  |  | No |  | 3 | 1800 | 116 | 15.5 | 20 | 0.9 | 3000 | 82
P92VX4MK | Symban Lighting Corp. | Symban | LED27T5/830/IF/46 | Linear Replacement Lamp | Four-Foot | Replacement Lamps (plug and play) (UL Type A) | Standard | TRUE | 2918 | 110.1 | 26.5 | 7.8 | 0.95 | 3066 | 83 | 5 | 50000 | 42550 |  |  | No |  | 3.1 | 3200 | 107 | 30 | 20 | 0.9 | 3000 | 82
PA2WC91M | seniorled limited | Seniorled | SL-T8-A4FBP-18W(3000K) | Linear Replacement Lamp | Four-Foot | Internal Driver Lamp-Style Retrofit Kits (UL Type B) | Standard | TRUE | 2151 | 119.24 | 18.04 | 16.06 | 0.9017 | 3074 | 82.1 | 5 | 50000 | 42550 |  |  | No |  | 3.1 | 2151 | 119.24 | 18.04 | 16.06 | 0.9017 | 3000 | 82.1
P2HHY4YM | seniorled limited | Seniorled | SL-N4T8VHO-15W(3000k) | Linear Replacement Lamp | Four-Foot | Internal Driver Lamp-Style Retrofit Kits (UL Type B) | Standard | TRUE | 2033 | 133.82 | 14.76 | 12.79 | 0.901 | 2970 | 81.9 | 5 | 50000 | 42550 |  |  | No |  | 3.1 | 2004 | 135.74 | 14.76 | 12.79 | 0.901 | 3000 | 81.9
P8T3PWDT | JIAXING SUPER LIGHTING ELECTRIC APPLIANCE CO.LTD | SUPER | T8L-IDDM13-2200-4ft-EBA-2x | Linear Replacement Lamp | Four-Foot | Replacement Lamps (plug and play) (UL Type A) | Standard | FALSE | [9 empty] | 42550 |  |  | No | Product updated 08/25/2016 | 4 | 2200 | 122 | 18 | 8.68 | 1 | 5000 | 82
PTT3QE9V | JIAXING SUPER LIGHTING ELECTRIC APPLIANCE CO.LTD | SUPER | T8L-IDDM13-2200-4ft-DBA-2x | Linear Replacement Lamp | Four-Foot | Replacement Lamps (plug and play) (UL Type A) | Standard | FALSE | [9 empty] | 42550 |  |  | No | Product updated 08/25/2016 | 4 | 2200 | 122 | 18 | 8.68 | 1 | 4500 | 82
PZW838M4 | JIAXING SUPER LIGHTING ELECTRIC APPLIANCE CO.LTD | SUPER | T8L-IDDM13-2200-4ft-CBA-2x | Linear Replacement Lamp | Four-Foot | Replacement Lamps (plug and play) (UL Type A) | Standard | FALSE | [9 empty] | 42550 |  |  | No | Product updated 08/25/2016 | 4 | 2200 | 122 | 18 | 8.68 | 1 | 4000 | 82
PBX7RU9Z | JIAXING SUPER LIGHTING ELECTRIC APPLIANCE CO.LTD | SUPER | T8L-IDDM13-2200-4ft-BBA-2x | Linear Replacement Lamp | Four-Foot | Replacement Lamps (plug and play) (UL Type A) | Standard | FALSE | [9 empty] | 42550 |  |  | No | Product updated 08/25/2016 | 4 | 2200 | 122 | 18 | 8.68 | 1 | 3500 | 82
PDZ8C7DV | Symban Lighting Corp. | Symban | LED27T5/850/IF/46 | Linear Replacement Lamp | Four-Foot | Replacement Lamps (plug and play) (UL Type A) | Standard | FALSE | [9 empty] | 42550 |  |  | No |  | 3.1 | 3500 | 117 | 30 | 20 | 0.9 | 5000 | 82
P8NVQ63X | Symban Lighting Corp. | Symban | LED27T5/845/IF/46 | Linear Replacement Lamp | Four-Foot | Replacement Lamps (plug and play) (UL Type A) | Standard | FALSE | [9 empty] | 42550 |  |  | No |  | 3.1 | 3500 | 117 | 30 | 20 | 0.9 | 4500 | 82
PRE62DNU | Symban Lighting Corp. | Symban | LED27T5/841/IF/46 | Linear Replacement Lamp | Four-Foot | Replacement Lamps (plug and play) (UL Type A) | Standard | FALSE | [9 empty] | 42550 |  |  | No |  | 3.1 | 3500 | 117 | 30 | 20 | 0.9 | 4000 | 82
PH1VH3VX | Symban Lighting Corp. | Symban | LED27T5/835/IF/46 | Linear Replacement Lamp | Four-Foot | Replacement Lamps (plug and play) (UL Type A) | Standard | FALSE | [9 empty] | 42550 |  |  | No |  | 3.1 | 3200 | 107 | 30 | 20 | 0.9 | 3500 | 82
PGMVT6EW | P.Q.L. Inc. | Superior Life | 90461 | Linear Replacement Lamp | Four-Foot | Dual Mode Internal Driver (UL Type A and Type B) | Standard | FALSE | [9 empty] | 42550 |  |  | No |  | 3.1 | 2200 | 107 | 20.5 | 20 | 0.9 | 5000 | 82
PK4XMD1D | P.Q.L. Inc. | Superior Life | 90457 | Linear Replacement Lamp | Four-Foot | Dual Mode Internal Driver (UL Type A and Type B) | Standard | FALSE | [9 empty] | 42550 |  |  | No |  | 3 | 1800 | 103 | 17.5 | 20 | 0.9 | 5000 | 82
PGCQ6CMM | P.Q.L. Inc. | Superior Life | 90453 | Linear Replacement Lamp | Four-Foot | Dual Mode Internal Driver (UL Type A and Type B) | Standard | FALSE | [9 empty] | 42550 |  |  | No |  | 3 | 1800 | 116 | 15.5 | 20 | 0.9 | 5000 | 82
PV29QBZB | P.Q.L. Inc. | Superior Life | 90460 | Linear Replacement Lamp | Four-Foot | Dual Mode Internal Driver (UL Type A and Type B) | Standard | FALSE | [9 empty] | 42550 |  |  | No |  | 3.1 | 2200 | 107 | 20.5 | 20 | 0.9 | 4000 | 82
PASS9M45 | P.Q.L. Inc. | Superior Life | 90452 | Linear Replacement Lamp | Four-Foot | Dual Mode Internal Driver (UL Type A and Type B) | Standard | FALSE | [9 empty] | 42550 |  |  | No |  | 3 | 1800 | 116 | 15.5 | 20 | 0.9 | 4000 | 82
PF3EQNG1 | seniorled limited | Seniorled | SL-N4T8VHO-15W(5000k) | Linear Replacement Lamp | Four-Foot | Internal Driver Lamp-Style Retrofit Kits (UL Type B) | Standard | FALSE | [9 empty] | 42550 | Not Dimmable | Not Dimmable | No |  | 3.1 | 2120 | 142.95 | 14.83 | 12.61 | 0.9007 | 5000 | 83.9
PUG9SB7U | seniorled limited | Seniorled | SL-T8-A4FBP-18W(5000K) | Linear Replacement Lamp | Four-Foot | Internal Driver Lamp-Style Retrofit Kits (UL Type B) | Standard | FALSE | [9 empty] | 42550 | Not Dimmable | Not Dimmable | No |  | 3.1 | 2220 | 122.11 | 18.18 | 16.29 | 0.9011 | 5000 | 83.6
PJSQ8DSH | seniorled limited | Seniorled | SL-T8-A4FBP-18W(4500K) | Linear Replacement Lamp | Four-Foot | Internal Driver Lamp-Style Retrofit Kits (UL Type B) | Standard | FALSE | [9 empty] | 42550 | Not Dimmable | Not Dimmable | No |  | 3.1 | 2203 | 121.63 | 18.11 | 16.06 | 0.9017 | 4500 | 82.1
PJ6M7A64 | seniorled limited | Seniorled | SL-N4T8VHO-15W(4500k) | Linear Replacement Lamp | Four-Foot | Internal Driver Lamp-Style Retrofit Kits (UL Type B) | Standard | FALSE | [9 empty] | 42550 | Not Dimmable | Not Dimmable | No |  | 3.1 | 2091 | 141.32 | 14.8 | 12.79 | 0.901 | 4500 | 81.9
P3YXY7G5 | seniorled limited | Seniorled | SL-T8-A4FBP-18W(4000K) | Linear Replacement Lamp | Four-Foot | Internal Driver Lamp-Style Retrofit Kits (UL Type B) | Standard | FALSE | [9 empty] | 42550 | Not Dimmable | Not Dimmable | No |  | 3.1 | 2186 | 120.68 | 18.11 | 16.06 | 0.9017 | 4000 | 82.1
PTFA53WM | seniorled limited | Seniorled | SL-N4T8VHO-15W(4000k) | Linear Replacement Lamp | Four-Foot | Internal Driver Lamp-Style Retrofit Kits (UL Type B) | Standard | FALSE | [9 empty] | 42550 | Not Dimmable | Not Dimmable | No | Product updated on 8/29/16 | 3.1 | 2062 | 139.35 | 14.8 | 12.79 | 0.901 | 4000 | 81.9
PTYN9UWW | seniorled limited | Seniorled | SL-T8-A4FBP-18W(3500K) | Linear Replacement Lamp | Four-Foot | Internal Driver Lamp-Style Retrofit Kits (UL Type B) | Standard | FALSE | [9 empty] | 42550 | Not Dimmable | Not Dimmable | No |  | 3.1 | 2168 | 119.73 | 18.11 | 16.06 | 0.9017 | 3500 | 82.1
PJS9582A | seniorled limited | Seniorled | SL-N4T8VHO-15W(3500k) | Linear Replacement Lamp | Four-Foot | Internal Driver Lamp-Style Retrofit Kits (UL Type B) | Standard | FALSE | [9 empty] | 42550 | Not Dimmable | Not Dimmable | No |  | 3.1 | 2033 | 137.39 | 14.8 | 12.79 | 0.901 | 3500 | 81.9
P4ZSA9KQ | Xiamen Bymea Lighting Co. Ltd | BYMEA | T08J01-30H1 | Linear Replacement Lamp | Four-Foot | Replacement Lamps (plug and play) (UL Type A) | Standard | TRUE | 2205.65 | 105.63 | 20.88 | 11.23 | 0.9918 | 2951 | 81.1 | 5 | 50000 | 42549 |  |  | No |  | 3 | 2200 | 122 | 18 | 11 | 0.9 | 3000 | 80
P3NR9KH8 | Keystone Technologies | Keystone | KT-LED15T8-48GC-840-X-CP | Linear Replacement Lamp | Four-Foot | Dual Mode Internal Driver (UL Type A and Type B) | Standard | TRUE | 1838 | 106.7 | 17.23 | 11.46 | 0.9656 | 3982 | 86.3 | 5 | 50000 | 42549 |  |  | No |  | 3.1 | 1800 | 103 | 17.5 | 20 | 0.9 | 4000 | 82
PA27NU42 | Topaz Lighting Corp. | Topaz | L4T8E/830/12/F-79 | Linear Replacement Lamp | Four-Foot | Replacement Lamps (plug and play) (UL Type A) | Standard | TRUE | 1761.519 | 117.06 | 15.048 | 7.83 | 0.9605 | 2982 | 81.7 | 5 | 50000 | 42549 |  |  | No |  | 3 | 1600 | 117.06 | 12 | 7.83 | 0.996 | 3000 | 82
PYCCADSG | SmartRay Inc. | SmartRay | SRT8AB16W30K | Linear Replacement Lamp | Four-Foot | Dual Mode Internal Driver (UL Type A and Type B) | Standard | TRUE | 2296 | 132.11 | 17.38 | 14.95 | 0.9341 | 2934 | 82.4 | 5 | 50000 | 42549 |  |  | No |  | 3 | 2296 | 132.11 | 16 | 14.95 | 0.9341 | 3000 | 82.4
PT73GEV8 | SmartRay Inc. | SmartRay | SRT8AB14W30K | Linear Replacement Lamp | Four-Foot | Dual Mode Internal Driver (UL Type A and Type B) | Standard | TRUE | 2082 | 131.36 | 15.85 | 14.96 | 0.9226 | 2930 | 82.3 | 5 | 50000 | 42549 |  |  | No |  | 3 | 2082 | 131.36 | 14 | 15.02 | 0.933 | 3000 | 82.3
PBKFMXR7 | Guangzhou Ledia Lighting Technology Company Limited | LEDIA | LD-T8-G013UL-35C | Linear Replacement Lamp | Four-Foot | Internal Driver Lamp-Style Retrofit Kits (UL Type B) | Standard | TRUE | 2006 | 158.8 | 12.6 | 8.2 | 0.91 | 3640 | 84 | 5 | 50000 | 42549 |  |  | No |  | 4 | 2080 | 160 | 13 | 8.2 | 0.9 | 3500 | 80
P7WK1JZY | Radiant Lighting Inc. | Radiant Lighting Inc | RL-T5-22W1200 BONX AC100-382V LED TUBE (3000K frosted lens) | Linear Replacement Lamp | Four-Foot | 2-lamp External Driver Lamp-Style Retrofit Kits (UL Type C) | Standard | TRUE | 2397 | 110.38 | 21.71 | 16.37 | 0.9065 | 2906 | 81.3 | 5 | 50000 | 42549 |  |  | NotYetVerified | Lastx represents either s for single-end power input or T for double-end inputs | 3 | 2397 | 110.38 | 21.71 | 20 | 0.9 | 3000 | 83
PMDY6PNB | Guangzhou Ledia Lighting Technology Company Limited | LEDIA | LD-T8-G011UL-35C | Linear Replacement Lamp | Four-Foot | Internal Driver Lamp-Style Retrofit Kits (UL Type B) | Standard | TRUE | 1739 | 160.4 | 10.8 | 8.9 | 0.9 | 3639 | 84 | 5 | 50000 | 42549 |  |  | No |  | 4 | 1760 | 160 | 11 | 8.9 | 0.9 | 3500 | 80
PFE3WPCN | Entegrity Energy Partners LLC | entegrity | ENLED-T8I-48-012W-30K-F | Linear Replacement Lamp | Four-Foot | Internal Driver Lamp-Style Retrofit Kits (UL Type B) | Standard | TRUE | 1643.7 | 129.84 | 12.66 | 12.7 | 0.885 | 2933 | 83.5 | 5 | 50000 | 42549 |  |  | No |  | 4 | 1700 | 130 | 12 | 15 | 0.9 | 3000 | 80
P9JZTT9R | Radiant Lighting Inc. | Radiant Lighting Inc | RL-T5-22W1200 BONX AC100-382V LED TUBE (4000K frosted lens) | Linear Replacement Lamp | Four-Foot | 2-lamp External Driver Lamp-Style Retrofit Kits (UL Type C) | Standard | FALSE | [9 empty] | 42549 |  |  | NotYetVerified | Lastx represents either s for single-end power input or T for double-end inputs | 3 | 2397 | 110.38 | 21.71 | 20 | 0.9 | 4000 | 83
PKA86Z3M | Entegrity Energy Partners LLC | entegrity | ENLED-T8I-48-012W-50K-F | Linear Replacement Lamp | Four-Foot | Internal Driver Lamp-Style Retrofit Kits (UL Type B) | Standard | FALSE | [9 empty] | 42549 |  |  | No |  | 4 | 1800 | 140 | 12 | 15 | 0.9 | 5000 | 80
P5XCYFVN | Entegrity Energy Partners LLC | entegrity | ENLED-T8I-48-012W-45K-F | Linear Replacement Lamp | Four-Foot | Internal Driver Lamp-Style Retrofit Kits (UL Type B) | Standard | FALSE | [9 empty] | 42549 |  |  | No |  | 4 | 1760 | 136 | 12 | 15 | 0.9 | 4500 | 80
PH7XW9BF | Entegrity Energy Partners LLC | entegrity | ENLED-T8I-48-012W-40K-F | Linear Replacement Lamp | Four-Foot | Internal Driver Lamp-Style Retrofit Kits (UL Type B) | Standard | FALSE | [9 empty] | 42549 |  |  | No |  | 4 | 1740 | 134 | 12 | 15 | 0.9 | 4000 | 80
PDSTY1RT | Entegrity Energy Partners LLC | entegrity | ENLED-T8I-48-012W-35K-F | Linear Replacement Lamp | Four-Foot | Internal Driver Lamp-Style Retrofit Kits (UL Type B) | Standard | FALSE | [9 empty] | 42549 |  |  | No |  | 4 | 1720 | 132 | 12 | 15 | 0.9 | 3500 | 80
P3RN1AZR | Keystone Technologies | Keystone | KT-LED15T8-48GC-850-X-CP | Linear Replacement Lamp | Four-Foot | Dual Mode Internal Driver (UL Type A and Type B) | Standard | FALSE | [9 empty] | 42549 |  |  | No |  | 3 | 1800 | 103 | 17.5 | 20 | 0.9 | 5000 | 82
PAW4U2SY | Topaz Lighting Corp. | Topaz | L4T8E/850/12/F-79 | Linear Replacement Lamp | Four-Foot | Replacement Lamps (plug and play) (UL Type A) | Standard | FALSE | [9 empty] | 42549 |  |  | No |  | 3 | 1600 | 119.413 | 12 | 7.83 | 0.996 | 5000 | 82
PBX4J57A | Topaz Lighting Corp. | Topaz | L4T8E/840/12/F-79 | Linear Replacement Lamp | Four-Foot | Replacement Lamps (plug and play) (UL Type A) | Standard | FALSE | [9 empty] | 42549 |  |  | No |  | 3 | 1600 | 119.413 | 12 | 7.83 | 0.996 | 4000 | 82
PAQMRN7W | Topaz Lighting Corp. | Topaz | L4T8E/835/12/F-79 | Linear Replacement Lamp | Four-Foot | Replacement Lamps (plug and play) (UL Type A) | Standard | FALSE | [9 empty] | 42549 |  |  | No |  | 3 | 1600 | 117.06 | 12 | 7.83 | 0.996 | 3500 | 82
PHTCPCAJ | SmartRay Inc. | SmartRay | SRT8AB14W50K | Linear Replacement Lamp | Four-Foot | Dual Mode Internal Driver (UL Type A and Type B) | Standard | FALSE | [9 empty] | 42549 |  |  | No |  | 3 | 2135 | 133.27 | 14 | 15.11 | 0.9344 | 5000 | 83
PZX7YWVR | SmartRay Inc. | SmartRay | SRT8AB16W50K | Linear Replacement Lamp | Four-Foot | Dual Mode Internal Driver (UL Type A and Type B) | Standard | FALSE | [9 empty] | 42549 |  |  | No |  | 3 | 2354 | 134.05 | 16 | 14.49 | 0.9326 | 5000 | 83
PQ16BBRM | SmartRay Inc. | SmartRay | SRT8AB16W40K | Linear Replacement Lamp | Four-Foot | Dual Mode Internal Driver (UL Type A and Type B) | Standard | FALSE | [9 empty] | 42549 |  |  | No |  | 3 | 2334 | 133.6 | 16 | 14.95 | 0.9341 | 4000 | 82.4
PR6ZFXP5 | SmartRay Inc. | SmartRay | SRT8AB14W40K | Linear Replacement Lamp | Four-Foot | Dual Mode Internal Driver (UL Type A and Type B) | Standard | FALSE | [9 empty] | 42549 |  |  | No |  | 3 | 2118 | 132.87 | 14 | 15.02 | 0.933 | 4000 | 82.3
PNR43YTV | Guangzhou Ledia Lighting Technology Company Limited | LEDIA | LD-T8-G011UL-50C | Linear Replacement Lamp | Four-Foot | Internal Driver Lamp-Style Retrofit Kits (UL Type B) | Standard | FALSE | [9 empty] | 42549 |  |  | No |  | 4 | 1760 | 160 | 11 | 8.9 | 0.9 | 5000 | 80
PV7NDY28 | Guangzhou Ledia Lighting Technology Company Limited | LEDIA | LD-T8-G013UL-50C | Linear Replacement Lamp | Four-Foot | Internal Driver Lamp-Style Retrofit Kits (UL Type B) | Standard | FALSE | [9 empty] | 42549 |  |  | No |  | 4 | 2080 | 160 | 13 | 8.2 | 0.9 | 5000 | 80
PBPSJ485 | Guangzhou Ledia Lighting Technology Company Limited | LEDIA | LD-T8-G011UL-45C | Linear Replacement Lamp | Four-Foot | Internal Driver Lamp-Style Retrofit Kits (UL Type B) | Standard | FALSE | [9 empty] | 42549 |  |  | No |  | 4 | 1760 | 160 | 11 | 8.9 | 0.9 | 4500 | 80
P8KZEPMU | Guangzhou Ledia Lighting Technology Company Limited | LEDIA | LD-T8-G013UL-45C | Linear Replacement Lamp | Four-Foot | Internal Driver Lamp-Style Retrofit Kits (UL Type B) | Standard | FALSE | [9 empty] | 42549 |  |  | No |  | 4 | 2080 | 160 | 13 | 8.2 | 0.9 | 4500 | 80
PE4E3W2Y | Guangzhou Ledia Lighting Technology Company Limited | LEDIA | LD-T8-G011UL-40C | Linear Replacement Lamp | Four-Foot | Internal Driver Lamp-Style Retrofit Kits (UL Type B) | Standard | FALSE | [9 empty] | 42549 |  |  | No |  | 4 | 1760 | 160 | 11 | 8.9 | 0.9 | 4000 | 80
PH61ME9Q | Guangzhou Ledia Lighting Technology Company Limited | LEDIA | LD-T8-G013UL-40C | Linear Replacement Lamp | Four-Foot | Internal Driver Lamp-Style Retrofit Kits (UL Type B) | Standard | FALSE | [9 empty] | 42549 |  |  | No |  | 4 | 2080 | 160 | 13 | 8.2 | 0.9 | 4000 | 80
PK83X3NQ | Xiamen Bymea Lighting Co. Ltd | BYMEA | T08J01-50H1 | Linear Replacement Lamp | Four-Foot | Replacement Lamps (plug and play) (UL Type A) | Standard | FALSE | [9 empty] | 42549 | Not Dimmable | Not Dimmable | No |  | 3 | 2300 | 128 | 18 | 11 | 0.9 | 5000 | 80
PH1F85E9 | Xiamen Bymea Lighting Co. Ltd | BYMEA | T08J01-45H1 | Linear Replacement Lamp | Four-Foot | Replacement Lamps (plug and play) (UL Type A) | Standard | FALSE | [9 empty] | 42549 | Not Dimmable | Not Dimmable | No |  | 3 | 2200 | 122 | 18 | 11 | 0.9 | 4500 | 80
P4T4XQDQ | Xiamen Bymea Lighting Co. Ltd | BYMEA | T08J01-40H1 | Linear Replacement Lamp | Four-Foot | Replacement Lamps (plug and play) (UL Type A) | Standard | FALSE | [9 empty] | 42549 | Not Dimmable | Not Dimmable | No |  | 3 | 2200 | 122 | 18 | 11 | 0.9 | 4000 | 80
PUJFWXC3 | Xiamen Bymea Lighting Co. Ltd | BYMEA | T08J01-35H1 | Linear Replacement Lamp | Four-Foot | Replacement Lamps (plug and play) (UL Type A) | Standard | FALSE | [9 empty] | 42549 | Not Dimmable | Not Dimmable | No |  | 3 | 2200 | 122 | 18 | 11 | 0.9 | 3500 | 80
P69W4FMM | Standard Products Inc. | STANDARD | LED/T8/S3/18W/830/48/STD | Linear Replacement Lamp | Four-Foot | Replacement Lamps (plug and play) (UL Type A) | Standard | TRUE | 2249 | 105.7 | 21.28 | 10.84 | 0.9757 | 2969 | 82.9 | 5 | 50000 | 42548 |  |  | No |  | 3 | 2200 | 100 | 22 | 20 | 0.9 | 3000 | 83
PUAVQYPM | Standard Products Inc. | STANDARD | LED/T8/S3/15W/830/48/STD | Linear Replacement Lamp | Four-Foot | Replacement Lamps (plug and play) (UL Type A) | Standard | TRUE | 1901 | 101 | 18.84 | 13.14 | 0.9697 | 2966 | 82.8 | 5 | 50000 | 42548 |  |  | No |  | 3 | 1800 | 100 | 18 | 20 | 0.9 | 3000 | 82
P7JTTF8W | FY Lighting Co. Ltd | Fen Yong | FY-T8-4FTF(30K120CRXA) | Linear Replacement Lamp | Four-Foot | Replacement Lamps (plug and play) (UL Type A) | Standard | TRUE | 2428 | 119.55 | 20.31 | 10.87 | 0.9439 | 2975 | 82.4 | 5 | 50000 | 42548 |  |  | No |  | 3.1 | 2432 | 120.04 | 20.26 | 10.87 | 0.9439 | 3000 | 82.4
P55PZQM3 | FY Lighting Co. Ltd | Fen Yong | FY-T8-4FTC(30K120CRXA) | Linear Replacement Lamp | Four-Foot | Replacement Lamps (plug and play) (UL Type A) | Standard | TRUE | 2695 | 132.76 | 20.3 | 10.92 | 0.9435 | 2972 | 81.9 | 5 | 500000 | 42548 |  |  | No |  | 3.1 | 2698 | 133.3 | 20.24 | 10.92 | 0.9435 | 3000 | 81.9
PDWFM8XS | TGL Inc. | TGL Lighting | PREM-12W-4FT-410K | Linear Replacement Lamp | Four-Foot | Replacement Lamps (plug and play) (UL Type A) | Standard | TRUE | 1773.09 | 153 | 11.63 | 11 | 0.94 | 4077 | 85 | 5 | 50000 | 42548 |  |  | No |  | 3.1 | 1773.09 | 153 | 11.63 | 11 | 0.94 | 4077 | 85
P3NPZ3HV | DH Lighting (Shenzhen) Co. Ltd | DHLighting | DH-TU-12W-F3120 | Linear Replacement Lamp | Four-Foot | Replacement Lamps (plug and play) (UL Type A) | Standard | TRUE | 1617 | 123.34 | 13.11 | 9.89 | 0.9379 | 3105 | 81.8 | 5 | 50000 | 42548 |  |  | No |  | 4 | 1617 | 123.34 | 13.11 | 9.89 | 0.94 | 3000 | 81.8
PB48J6K3 | Green Creative LTD | GREEN CREATIVE | 15T5HE/4F/830/DIR | Linear Replacement Lamp | Four-Foot | Replacement Lamps (plug and play) (UL Type A) | Standard | TRUE | 2000.3 | 114.1 | 17.53 | 10.61 | 0.918 | 2961 | 83.2 | 5 | 50000 | 42548 |  |  | No |  | 3.1 | 1700 | 113 | 15 | 20 | 0.9 | 3000 | 80
PGND4C4G | #1 Advance LEDs | Advance | USA-T8-18WC2 (3000K) | Linear Replacement Lamp | Four-Foot | Internal Driver Lamp-Style Retrofit Kits (UL Type B) | Standard | TRUE | 2243 | 123.51 | 18.16 | 18.66 | 0.9046 | 2937 | 82.6 | 5 | 50000 | 42548 |  |  | No |  | 3 | 2178 | 124.6 | 17.48 | 18.66 | 0.9046 | 3000 | 82.6
PTFFUY77 | #1 Advance LEDs | Advance | USA-T8-18WF (3000K) | Linear Replacement Lamp | Four-Foot | Internal Driver Lamp-Style Retrofit Kits (UL Type B) | Standard | TRUE | 1992 | 109.93 | 18.12 | 18.65 | 0.9012 | 2907 | 82.3 | 5 | 50000 | 42548 |  |  | No |  | 3 | 1903 | 110.45 | 17.23 | 18.65 | 0.9012 | 3000 | 82.3
P31PMWZ1 | Standard Products Inc. | STANDARD | LED/T8/S3/18W/850/48/STD | Linear Replacement Lamp | Four-Foot | Replacement Lamps (plug and play) (UL Type A) | Standard | FALSE | [9 empty] | 42548 |  |  | No |  | 3 | 2400 | 109 | 22 | 20 | 0.9 | 5000 | 83
P3G34MM7 | Standard Products Inc. | STANDARD | LED/T8/S3/15W/850/48/STD | Linear Replacement Lamp | Four-Foot | Replacement Lamps (plug and play) (UL Type A) | Standard | FALSE | [9 empty] | 42548 |  |  | No |  | 3 | 2000 | 111 | 18 | 20 | 0.9 | 5000 | 82
PFJJYVA4 | Standard Products Inc. | STANDARD | LED/T8/S3/18W/840/48/STD | Linear Replacement Lamp | Four-Foot | Replacement Lamps (plug and play) (UL Type A) | Standard | FALSE | [9 empty] | 42548 |  |  | No |  | 3 | 2300 | 105 | 22 | 20 | 0.9 | 4000 | 83
PNWWHBR4 | Standard Products Inc. | STANDARD | LED/T8/S3/15W/840/48/STD | Linear Replacement Lamp | Four-Foot | Replacement Lamps (plug and play) (UL Type A) | Standard | FALSE | [9 empty] | 42548 |  |  | No |  | 3 | 1900 | 105 | 18 | 20 | 0.9 | 4000 | 82
PSPRJTGB | Standard Products Inc. | STANDARD | LED/T8/S3/18W/835/48/STD | Linear Replacement Lamp | Four-Foot | Replacement Lamps (plug and play) (UL Type A) | Standard | FALSE | [9 empty] | 42548 |  |  | No |  | 3 | 2250 | 102 | 22 | 20 | 0.9 | 3500 | 83
PGTKXDEN | Standard Products Inc. | STANDARD | LED/T8/S3/15W/835/48/STD | Linear Replacement Lamp | Four-Foot | Replacement Lamps (plug and play) (UL Type A) | Standard | FALSE | [9 empty] | 42548 |  |  | No |  | 3 | 1850 | 102 | 18 | 20 | 0.9 | 3500 | 82
PSKJ1VUB | FY Lighting Co. Ltd | Fen Yong | FY-T8-4FTF(50K120CRXA) | Linear Replacement Lamp | Four-Foot | Replacement Lamps (plug and play) (UL Type A) | Standard | FALSE | [9 empty] | 42548 |  |  | No |  | 3.1 | 2658 | 130.94 | 20.3 | 10.78 | 0.9435 | 5000 | 82.2
P392GMYW | FY Lighting Co. Ltd | Fen Yong | FY-T8-4FTC(50K120CRXA) | Linear Replacement Lamp | Four-Foot | Replacement Lamps (plug and play) (UL Type A) | Standard | FALSE | [9 empty] | 42548 |  |  | No |  | 3.1 | 2947 | 145.32 | 20.28 | 10.83 | 0.9438 | 5000 | 81.5
P16J8AEP | FY Lighting Co. Ltd | Fen Yong | FY-T8-4FTF(45K120CRXA) | Linear Replacement Lamp | Four-Foot | Replacement Lamps (plug and play) (UL Type A) | Standard | FALSE | [9 empty] | 42548 |  |  | No |  | 3.1 | 2603 | 128.35 | 20.26 | 10.87 | 0.9439 | 4500 | 82.4
P5BGFTWU | FY Lighting Co. Ltd | Fen Yong | FY-T8-4FTC(45K120CRXA) | Linear Replacement Lamp | Four-Foot | Replacement Lamps (plug and play) (UL Type A) | Standard | FALSE | [9 empty] | 42548 |  |  | No |  | 3.1 | 2884 | 142.35 | 20.26 | 10.92 | 0.9435 | 4500 | 81.9
PJH8GP6N | FY Lighting Co. Ltd | Fen Yong | FY-T8-4FTF(40K120CRXA) | Linear Replacement Lamp | Four-Foot | Replacement Lamps (plug and play) (UL Type A) | Standard | FALSE | [9 empty] | 42548 |  |  | No |  | 3.1 | 2546 | 125.54 | 20.26 | 10.87 | 0.9439 | 4000 | 82.4
P1RQ4G71 | FY Lighting Co. Ltd | Fen Yong | FY-T8-4FTC(40K120CRXA) | Linear Replacement Lamp | Four-Foot | Replacement Lamps (plug and play) (UL Type A) | Standard | FALSE | [9 empty] | 42548 |  |  | No |  | 3.1 | 2822 | 139.29 | 20.26 | 10.92 | 0.9435 | 4000 | 81.9
PHW2CNAE | FY Lighting Co. Ltd | Fen Yong | FY-T8-4FTF(35K120CRXA) | Linear Replacement Lamp | Four-Foot | Replacement Lamps (plug and play) (UL Type A) | Standard | FALSE | [9 empty] | 42548 |  |  | No |  | 3.1 | 2489 | 122.73 | 20.26 | 10.87 | 0.9439 | 3500 | 82.4
P63JH3DB | FY Lighting Co. Ltd | Fen Yong | FY-T8-4FTC(35K120CRXA) | Linear Replacement Lamp | Four-Foot | Replacement Lamps (plug and play) (UL Type A) | Standard | FALSE | [9 empty] | 42548 |  |  | No |  | 3.1 | 2760 | 136.23 | 20.26 | 10.92 | 0.9435 | 3500 | 81.9
PHM754D9 | Green Creative LTD | GREEN CREATIVE | 15T5HE/4F/850/DIR | Linear Replacement Lamp | Four-Foot | Replacement Lamps (plug and play) (UL Type A) | Standard | FALSE | [9 empty] | 42548 |  |  | No |  | 3.1 | 1750 | 117 | 15 | 20 | 0.9 | 5000 | 80
PZXBEQ4S | Green Creative LTD | GREEN CREATIVE | 15T5HE/4F/840/DIR | Linear Replacement Lamp | Four-Foot | Replacement Lamps (plug and play) (UL Type A) | Standard | FALSE | [9 empty] | 42548 |  |  | No |  | 3.1 | 1750 | 117 | 15 | 20 | 0.9 | 4000 | 80
P925XSEC | Green Creative LTD | GREEN CREATIVE | 15T5HE/4F/835/DIR | Linear Replacement Lamp | Four-Foot | Replacement Lamps (plug and play) (UL Type A) | Standard | FALSE | [9 empty] | 42548 |  |  | No |  | 3.1 | 1750 | 117 | 15 | 20 | 0.9 | 3500 | 80
PFRHDKG3 | DH Lighting (Shenzhen) Co. Ltd | DHLighting | DH-TU-12W-F5120 | Linear Replacement Lamp | Four-Foot | Replacement Lamps (plug and play) (UL Type A) | Standard | FALSE | [9 empty] | 42548 |  |  | No |  | 4 | 1647 | 125.25 | 13.15 | 9.75 | 0.94 | 5000 | 81.4
PSQ9FJ9R | DH Lighting (Shenzhen) Co. Ltd | DHLighting | DH-TU-12W-F45120 | Linear Replacement Lamp | Four-Foot | Replacement Lamps (plug and play) (UL Type A) | Standard | FALSE | [9 empty] | 42548 |  |  | No |  | 4 | 1640 | 124.87 | 13.13 | 9.89 | 0.94 | 4500 | 81.8
PYWH5B9X | DH Lighting (Shenzhen) Co. Ltd | DHLighting | DH-TU-12W-F4120 | Linear Replacement Lamp | Four-Foot | Replacement Lamps (plug and play) (UL Type A) | Standard | FALSE | [9 empty] | 42548 |  |  | No |  | 4 | 1632 | 124.3 | 13.13 | 9.89 | 0.94 | 4000 | 81.8
PCU94537 | DH Lighting (Shenzhen) Co. Ltd | DHLighting | DH-TU-12W-F35120 | Linear Replacement Lamp | Four-Foot | Replacement Lamps (plug and play) (UL Type A) | Standard | FALSE | [9 empty] | 42548 |  |  | No |  | 4 | 1625 | 123.72 | 13.13 | 9.89 | 0.94 | 3500 | 81.8
P1KZ2VVF | #1 Advance LEDs | Advance | USA-T8-18WF (5000K) | Linear Replacement Lamp | Four-Foot | Internal Driver Lamp-Style Retrofit Kits (UL Type B) | Standard | FALSE | [9 empty] | 42548 | Not Dimmable | Not Dimmable | No |  | 3 | 1979 | 112.12 | 17.65 | 18.24 | 0.9032 | 5000 | 83.1
PKRGMRV6 | #1 Advance LEDs | Advance | USA-T8-18WC(5000K) | Linear Replacement Lamp | Four-Foot | Internal Driver Lamp-Style Retrofit Kits (UL Type B) | Standard | FALSE | [9 empty] | 42548 | Not Dimmable | Not Dimmable | No |  | 3 | 2287 | 132.35 | 17.28 | 18.23 | 0.9037 | 5000 | 83.1
PS8G9QXW | #1 Advance LEDs | Advance | USA-T8-18WC (4500K) | Linear Replacement Lamp | Four-Foot | Internal Driver Lamp-Style Retrofit Kits (UL Type B) | Standard | FALSE | [9 empty] | 42548 | Not Dimmable | Not Dimmable | No |  | 3 | 2197 | 127.29 | 17.26 | 18.74 | 0.9104 | 4500 | 82.5
P7VGUBTY | #1 Advance LEDs | Advance | USA-T8-18WF (4500K) | Linear Replacement Lamp | Four-Foot | Internal Driver Lamp-Style Retrofit Kits (UL Type B) | Standard | FALSE | [9 empty] | 42548 | Not Dimmable | Not Dimmable | No |  | 3 | 1903 | 110.45 | 17.23 | 18.65 | 0.9012 | 4500 | 82.3
P9PB5QB8 | #1 Advance LEDs | Advance | USA-T8-18WC (4000K) | Linear Replacement Lamp | Four-Foot | Internal Driver Lamp-Style Retrofit Kits (UL Type B) | Standard | FALSE | [9 empty] | 42548 | Not Dimmable | Not Dimmable | No |  | 3 | 2197 | 127.29 | 17.26 | 18.66 | 0.9104 | 4000 | 82.5
P85U9SC4 | #1 Advance LEDs | Advance | USA-T8-18WF (4000K) | Linear Replacement Lamp | Four-Foot | Internal Driver Lamp-Style Retrofit Kits (UL Type B) | Standard | FALSE | [9 empty] | 42548 | Not Dimmable | Not Dimmable | No |  | 3 | 1903 | 110.45 | 17.23 | 18.65 | 0.9012 | 4000 | 82.3
PYRUWU2Z | #1 Advance LEDs | Advance | USA-T8-18WC (3500K) | Linear Replacement Lamp | Four-Foot | Internal Driver Lamp-Style Retrofit Kits (UL Type B) | Standard | FALSE | [9 empty] | 42548 | Not Dimmable | Not Dimmable | No |  | 3 | 2197 | 127.29 | 17.26 | 18.74 | 0.9104 | 3500 | 82.5
PCNURBRT | #1 Advance LEDs | Advance | USA-T8-18WF (3500K) | Linear Replacement Lamp | Four-Foot | Internal Driver Lamp-Style Retrofit Kits (UL Type B) | Standard | FALSE | [9 empty] | 42548 | Not Dimmable | Not Dimmable | No |  | 3 | 1903 | 110.45 | 17.23 | 18.65 | 0.9012 | 3500 | 82.3
PYG7JXBB | #1 Advance LEDs | Advance | USA-T8-18WC (3000K) | Linear Replacement Lamp | Four-Foot | Internal Driver Lamp-Style Retrofit Kits (UL Type B) | Standard | FALSE | [9 empty] | 42548 | Not Dimmable | Not Dimmable | No |  | 3 | 2197 | 127.29 | 17.26 | 18.74 | 0.9104 | 3000 | 82.5
PCUZHXPD | TGL Inc. | TGL Lighting | PREM-12W-4FT-500K | Linear Replacement Lamp | Four-Foot | Replacement Lamps (plug and play) (UL Type A) | Standard | FALSE | [9 empty] | 42548 | Not Dimmable | Not Dimmable | No |  | 3.1 | 1784.79 | 154 | 11.56 | 11 | 0.94 | 5070 | 84
PG2KTN2S | Goodlite Products Inc | Goodlite | G-83402 | Linear Replacement Lamp | Four-Foot | Replacement Lamps (plug and play) (UL Type A) | Standard | TRUE | 2157 | 116.4 | 18.53 | 7.2 | 0.975 | 3004 | 80.8 | 5 | 50000 | 42545 |  |  | No |  | 3.1 | 2000 | 111.11 | 18 | 15 | 0.9 | 3000 | 81
PVYHMMUK | Longhorn Lighting Co. Ltd | Longhorn | LH-L8V1205Q02 | Linear Replacement Lamp | Four-Foot | Internal Driver Lamp-Style Retrofit Kits (UL Type B) | Standard | TRUE | 1958.72 | 148.73 | 13.17 | 9.82 | 0.9162 | 2996 | 81.6 | 5 | 50000 | 42545 |  |  | No |  | 4 | 1700 | 141.6 | 12 | 15 | 0.9 | 3000 | 83
PHTQ1EN5 | wei's international trading corp | Wei's | WT4F18W27KF | Linear Replacement Lamp | Four-Foot | Dual Mode Internal Driver (UL Type A and Type B) | Standard | TRUE | 2076 | 102.06 | 20.34 | 6.69 | 0.9148 | 2817 | 81.6 | 5 | 50000 | 42545 |  |  | No |  | 3 | 2107 | 103.13 | 20.43 | 6.69 | 0.9148 | 2700 | 81.6
PHQK5BDG | Davidson Industry LLC | DAVIDSON | eNOVOT8/XLUB/12K(3000K) | Linear Replacement Lamp | Four-Foot | Dual Mode Internal Driver (UL Type A and Type B) | Standard | TRUE | 1782 | 141.09 | 12.63 | 16.59 | 0.9132 | 3098 | 84 | 5 | 50000 | 42545 |  |  | NotYetVerified | Product updated on 9/6/16 | 3 | 1782 | 141.09 | 12.63 | 16.59 | 0.9132 | 3000 | 83.6
PNXFUGXS | Longhorn Lighting Co. Ltd | Longhorn | LH-L8V107Q02 | Linear Replacement Lamp | Four-Foot | Internal Driver Lamp-Style Retrofit Kits (UL Type B) | Standard | TRUE | 1807.82 | 154.3 | 11.72 | 9.41 | 0.9111 | 3069 | 83.2 | 5 | 50000 | 42545 |  |  | No |  | 4 | 1700 | 161.9 | 10.5 | 15 | 0.9 | 3000 | 83
P78V3FK8 | LEDone Distribution Inc. | LEDone | LOD-GT84F18W-DM30KF | Linear Replacement Lamp | Four-Foot | Dual Mode Internal Driver (UL Type A and Type B) | Standard | TRUE | 2334.755 | 105.645 | 22.1 | 13.9 | 0.904 | 2930 | 81.7 | 5 | 50000 | 42545 |  |  | No |  | 3 | 2334.7 | 105.6 | 22.1 | 14 | 0.9 | 2930 | 81.7
PMX576RP | LEDone Distribution Inc. | LEDone | LOD-GT84F15W-DM30KF | Linear Replacement Lamp | Four-Foot | Dual Mode Internal Driver (UL Type A and Type B) | Standard | TRUE | 2096.325 | 105.875 | 19.8 | 13.8 | 0.901 | 2917 | 81.9 | 5 | 50000 | 42545 |  |  | No |  | 3 | 2096.3 | 105.8 | 19.8 | 14 | 0.9 | 2917 | 81.9
PZXSKK8C | Longhorn Lighting Co. Ltd | Longhorn | LH-L8V158Q02 | Linear Replacement Lamp | Four-Foot | Internal Driver Lamp-Style Retrofit Kits (UL Type B) | Standard | TRUE | 2132.02 | 137.2 | 15.54 | 12.4 | 0.9005 | 2983 | 81.8 | 5 | 50000 | 42545 |  |  | No |  | 4 | 1800 | 120 | 15 | 15 | 0.9 | 3000 | 83
PWUZVHZ8 | Longhorn Lighting Co. Ltd | Longhorn | LH-L8V159Q02 | Linear Replacement Lamp | Four-Foot | Internal Driver Lamp-Style Retrofit Kits (UL Type B) | Standard | TRUE | 2156.71 | 142 | 15.19 | 12.43 | 0.8914 | 3058 | 83.1 | 5 | 50000 | 42545 |  |  | No |  | 4 | 2100 | 140 | 15 | 15 | 0.9 | 3000 | 83
PV8FRKN3 | wei's international trading corp | Wei's | WT4F18W5KF | Linear Replacement Lamp | Four-Foot | Dual Mode Internal Driver (UL Type A and Type B) | Standard | FALSE | [9 empty] | 42545 |  |  | No |  | 3 | 2220 | 107.71 | 20.61 | 6.69 | 0.9148 | 5000 | 82.6
PGAKGDMB | wei's international trading corp | Wei's | WT4F18W4KF | Linear Replacement Lamp | Four-Foot | Dual Mode Internal Driver (UL Type A and Type B) | Standard | FALSE | [9 empty] | 42545 |  |  | No |  | 3 | 2182.3 | 106.35 | 20.52 | 6.69 | 0.9148 | 4000 | 81.6
PWZF7EZA | wei's international trading corp | Wei's | WT4F18W3KF | Linear Replacement Lamp | Four-Foot | Dual Mode Internal Driver (UL Type A and Type B) | Standard | FALSE | [9 empty] | 42545 |  |  | No |  | 3 | 2144.7 | 104.52 | 20.52 | 6.69 | 0.9148 | 3000 | 81.6
PH563U3B | Davidson Industry LLC | DAVIDSON | eNOVOT8/XLUB/12K(5000K) | Linear Replacement Lamp | Four-Foot | Dual Mode Internal Driver (UL Type A and Type B) | Standard | FALSE | [9 empty] | 42545 |  |  | NotYetVerified | Product updated on 9/6/16 | 3 | 1892 | 148.63 | 12.73 | 16.09 | 0.9137 | 5000 | 82.1
PXTUPPC7 | Davidson Industry LLC | DAVIDSON | eNOVOT8/XLUB/12K(4500K) | Linear Replacement Lamp | Four-Foot | Dual Mode Internal Driver (UL Type A and Type B) | Standard | FALSE | [9 empty] | 42545 |  |  | NotYetVerified | Product updated on 9/6/16 | 3 | 1782 | 141.09 | 12.63 | 16.59 | 0.9132 | 4500 | 83.6
P9NKBM1C | Davidson Industry LLC | DAVIDSON | eNOVOT8/XLUB/12K(4000K) | Linear Replacement Lamp | Four-Foot | Dual Mode Internal Driver (UL Type A and Type B) | Standard | FALSE | [9 empty] | 42545 |  |  | NotYetVerified | Product updated on 9/6/16 | 3 | 1782 | 141.09 | 12.63 | 16.59 | 0.9132 | 4000 | 83.6
P8FHCU7C | Davidson Industry LLC | DAVIDSON | eNOVOT8/XLUB/12K(3500K) | Linear Replacement Lamp | Four-Foot | Dual Mode Internal Driver (UL Type A and Type B) | Standard | FALSE | [9 empty] | 42545 |  |  | NotYetVerified | Product updated on 9/6/16 | 3 | 1782 | 141.09 | 12.63 | 16.59 | 0.9132 | 3500 | 83.6
P6FCQR3W | Longhorn Lighting Co. Ltd | Longhorn | LH-L8R159Q02 | Linear Replacement Lamp | Four-Foot | Internal Driver Lamp-Style Retrofit Kits (UL Type B) | Standard | FALSE | [9 empty] | 42545 |  |  | No |  | 4 | 2100 | 140 | 15 | 15 | 0.9 | 5000 | 83
PC3MCT7Z | Longhorn Lighting Co. Ltd | Longhorn | LH-L8R158Q02 | Linear Replacement Lamp | Four-Foot | Internal Driver Lamp-Style Retrofit Kits (UL Type B) | Standard | FALSE | [9 empty] | 42545 |  |  | No |  | 4 | 1800 | 120 | 15 | 15 | 0.9 | 5000 | 83
PECZX1KV | Longhorn Lighting Co. Ltd | Longhorn | LH-L8R1205Q02 | Linear Replacement Lamp | Four-Foot | Internal Driver Lamp-Style Retrofit Kits (UL Type B) | Standard | FALSE | [9 empty] | 42545 |  |  | No |  | 4 | 1700 | 142 | 12 | 15 | 0.9 | 5000 | 83
P2DHE3UP | Longhorn Lighting Co. Ltd | Longhorn | LH-L8R107Q02 | Linear Replacement Lamp | Four-Foot | Internal Driver Lamp-Style Retrofit Kits (UL Type B) | Standard | FALSE | [9 empty] | 42545 |  |  | No |  | 4 | 1700 | 162 | 10.5 | 15 | 0.9 | 5000 | 83
P4F8WZKT | Longhorn Lighting Co. Ltd | Longhorn | LH-L8N159Q02 | Linear Replacement Lamp | Four-Foot | Internal Driver Lamp-Style Retrofit Kits (UL Type B) | Standard | FALSE | [9 empty] | 42545 |  |  | No |  | 4 | 2100 | 140 | 15 | 15 | 0.9 | 4000 | 83
P6U2DTRC | Longhorn Lighting Co. Ltd | Longhorn | LH-L8N158Q02 | Linear Replacement Lamp | Four-Foot | Internal Driver Lamp-Style Retrofit Kits (UL Type B) | Standard | FALSE | [9 empty] | 42545 |  |  | No |  | 4 | 1800 | 120 | 15 | 15 | 0.9 | 4000 | 83
PAF9Q53V | Longhorn Lighting Co. Ltd | Longhorn | LH-L8N1205Q02 | Linear Replacement Lamp | Four-Foot | Internal Driver Lamp-Style Retrofit Kits (UL Type B) | Standard | FALSE | [9 empty] | 42545 |  |  | No |  | 4 | 1700 | 142 | 12 | 15 | 0.9 | 4000 | 83
P3C67SVW | Longhorn Lighting Co. Ltd | Longhorn | LH-L8N107Q02 | Linear Replacement Lamp | Four-Foot | Internal Driver Lamp-Style Retrofit Kits (UL Type B) | Standard | FALSE | [9 empty] | 42545 |  |  | No |  | 4 | 1700 | 162 | 10.5 | 15 | 0.9 | 4000 | 83
PTK94GNM | Longhorn Lighting Co. Ltd | Longhorn | LH-L8U159Q02 | Linear Replacement Lamp | Four-Foot | Internal Driver Lamp-Style Retrofit Kits (UL Type B) | Standard | FALSE | [9 empty] | 42545 |  |  | No |  | 4 | 2100 | 140 | 15 | 15 | 0.9 | 3500 | 83
P3D6ANMC | Longhorn Lighting Co. Ltd | Longhorn | LH-L8U158Q02 | Linear Replacement Lamp | Four-Foot | Internal Driver Lamp-Style Retrofit Kits (UL Type B) | Standard | FALSE | [9 empty] | 42545 |  |  | No |  | 4 | 1800 | 120 | 15 | 15 | 0.9 | 3500 | 83
PSSZP6K2 | Longhorn Lighting Co. Ltd | Longhorn | LH-L8U1205Q02 | Linear Replacement Lamp | Four-Foot | Internal Driver Lamp-Style Retrofit Kits (UL Type B) | Standard | FALSE | [9 empty] | 42545 |  |  | No |  | 4 | 1700 | 142 | 12 | 15 | 0.9 | 3500 | 83
P9NVE33N | Longhorn Lighting Co. Ltd | Longhorn | LH-L8U107Q02 | Linear Replacement Lamp | Four-Foot | Internal Driver Lamp-Style Retrofit Kits (UL Type B) | Standard | FALSE | [9 empty] | 42545 |  |  | No |  | 4 | 1700 | 162 | 10.5 | 15 | 0.9 | 3500 | 83
P8DHG6HN | LEDone Distribution Inc. | LEDone | LOD-GT84F18W-DM50KF | Linear Replacement Lamp | Four-Foot | Dual Mode Internal Driver (UL Type A and Type B) | Standard | FALSE | [9 empty] | 42545 |  |  | No |  | 3 | 2395.3 | 109.3 | 21.9 | 14 | 0.9 | 4842 | 81.9
PVXR8391 | LEDone Distribution Inc. | LEDone | LOD-GT84F15W-DM50KF | Linear Replacement Lamp | Four-Foot | Dual Mode Internal Driver (UL Type A and Type B) | Standard | FALSE | [9 empty] | 42545 |  |  | No |  | 3 | 2112.6 | 108.9 | 19.4 | 14 | 0.9 | 4805 | 81.4
P9FQV7ZU | LEDone Distribution Inc. | LEDone | LOD-GT84F15W-DM40KF | Linear Replacement Lamp | Four-Foot | Dual Mode Internal Driver (UL Type A and Type B) | Standard | FALSE | [9 empty] | 42545 |  |  | No |  | 3 | 2096.3 | 105.8 | 19.8 | 14 | 0.9 | 4000 | 81.9
P8T4BZVY | LEDone Distribution Inc. | LEDone | LOD-GT84F18W-DM40KF | Linear Replacement Lamp | Four-Foot | Dual Mode Internal Driver (UL Type A and Type B) | Standard | FALSE | [9 empty] | 42545 |  |  | No |  | 3 | 2334.7 | 105.6 | 22.1 | 14 | 0.9 | 4000 | 81.7
P3EEDCTJ | Goodlite Products Inc | Goodlite | G-83404 | Linear Replacement Lamp | Four-Foot | Replacement Lamps (plug and play) (UL Type A) | Standard | FALSE | [9 empty] | 42545 |  |  | No |  | 3.1 | 2200 | 111.11 | 18 | 15 | 0.9 | 5000 | 81
PDTK8232 | Goodlite Products Inc | Goodlite | G-83403 | Linear Replacement Lamp | Four-Foot | Replacement Lamps (plug and play) (UL Type A) | Standard | FALSE | [9 empty] | 42545 |  |  | No |  | 3.1 | 2200 | 111.11 | 18 | 15 | 0.9 | 4000 | 81
PAY2R2QY | JIAXING SUPER LIGHTING ELECTRIC APPLIANCE CO.LTD | SUPER | T8L-IDBH11-2500-4ft-ABA | Linear Replacement Lamp | Four-Foot | Replacement Lamps (plug and play) (UL Type A) | Standard | TRUE | 2484.2 | 108.22 | 22.96 | 4.54 | 0.9893 | 2972 | 85.2 | 5 | 50000 | 42544 |  |  | NotYetVerified |  | 3.1 | 2350 | 103 | 23 | 20 | 0.9 | 3000 | 82
PQPE8UYW | JIAXING SUPER LIGHTING ELECTRIC APPLIANCE CO.LTD | SUPER | T8L-IDBH11-2500-4ft-EBA | Linear Replacement Lamp | Four-Foot | Replacement Lamps (plug and play) (UL Type A) | Standard | FALSE | [9 empty] | 42544 |  |  | NotYetVerified |  | 3.1 | 2500 | 110 | 23 | 20 | 0.9 | 5000 | 82
PE6M1E43 | JIAXING SUPER LIGHTING ELECTRIC APPLIANCE CO.LTD | SUPER | T8L-IDBH11-2500-4ft-DBA | Linear Replacement Lamp | Four-Foot | Replacement Lamps (plug and play) (UL Type A) | Standard | FALSE | [9 empty] | 42544 |  |  | NotYetVerified |  | 3.1 | 2500 | 110 | 23 | 20 | 0.9 | 4500 | 82
PG8QCG1C | JIAXING SUPER LIGHTING ELECTRIC APPLIANCE CO.LTD | SUPER | T8L-IDBH11-2500-4ft-CBA | Linear Replacement Lamp | Four-Foot | Replacement Lamps (plug and play) (UL Type A) | Standard | FALSE | [9 empty] | 42544 |  |  | NotYetVerified |  | 3.1 | 2500 | 110 | 23 | 20 | 0.9 | 4000 | 82
P492CJCE | JIAXING SUPER LIGHTING ELECTRIC APPLIANCE CO.LTD | SUPER | T8L-IDBH11-2500-4ft-BBA | Linear Replacement Lamp | Four-Foot | Replacement Lamps (plug and play) (UL Type A) | Standard | FALSE | [9 empty] | 42544 |  |  | NotYetVerified |  | 3 | 2350 | 103 | 23 | 20 | 0.9 | 3500 | 82
PCB77AUV | LEDone Distribution Inc. | LEDone | LOD-GT84F20W-EBCA30KF | Linear Replacement Lamp | Four-Foot | Replacement Lamps (plug and play) (UL Type A) | Standard | TRUE | 2157 | 116.4 | 18.53 | 7.2 | 0.975 | 3004 | 80.8 | 5 | 50000 | 42543 |  |  | No |  | 3.1 | 2000 | 111.11 | 18 | 15 | 0.9 | 3000 | 81
PAYJE6AE | Holt Energy Design | Holt Energy | HEDLEDT84BC18C30K | Linear Replacement Lamp | Four-Foot | Replacement Lamps (plug and play) (UL Type A) | Standard | TRUE | 1998 | 118.29 | 16.89 | 9.58 | 0.9656 | 2954 | 81.7 | 5 | 50000 | 42543 |  |  | NotYetVerified | Internal driver; compatible with existing fluorescent ballast | 3 | 1998 | 118.29 | 16.89 | 9.58 | 0.9656 | 3000 | 81.7
PDYKYAZH | Holt Energy Design | Holt Energy | HEDLEDT84BC18F30K | Linear Replacement Lamp | Four-Foot | Replacement Lamps (plug and play) (UL Type A) | Standard | TRUE | 1863 | 110.7 | 16.83 | 9.23 | 0.9628 | 2944 | 82.3 | 5 | 50000 | 42543 |  |  | NotYetVerified | Internal driver; compatible with existing fluorescent ballast | 3 | 1863 | 110.7 | 16.83 | 9.49 | 0.9641 | 3000 | 82.3
PSA2CGX8 | ESL Vision | CL Series | ESL-T8PBC-15W-F135 | Linear Replacement Lamp | Four-Foot | Dual Mode Internal Driver (UL Type A and Type B) | Standard | TRUE | 1619 | 104.93 | 15.43 | 18.62 | 0.9058 | 3457 | 84.8 | 5 | 50000 | 42543 |  |  | No |  | 3 | 1632 | 107.94 | 15.12 | 18.62 | 0.91 | 3500 | 84.8
PZB9KCGD | WING (SHANGHAI) INTERNATIONAL TRADE CO LTD | TOPSTAR | L48T8-830-18P-G3-BP | Linear Replacement Lamp | Four-Foot | Internal Driver Lamp-Style Retrofit Kits (UL Type B) | Standard | TRUE | 2202.6 | 122.8 | 17.93 | 23.94 | 0.902 | 2985 | 82 | 5 | 50000 | 42543 |  |  | No |  | 4 | 2250 | 120 | 18 | 23 | 0.9 | 3000 | 80
PRZYRT9N | FY Lighting Co. Ltd | Fen Yong | FY-T8-1200NF12(L30K120CGS1S) | Linear Replacement Lamp | Four-Foot | Internal Driver Lamp-Style Retrofit Kits (UL Type B) | Standard | TRUE | 1740.1 | 139.34 | 12.49 | 12.3 | 0.887 | 2927 | 83.2 | 5 | 50000 | 42543 |  |  | No |  | 4 | 1800 | 140 | 12 | 15 | 0.9 | 3000 | 80
PS1AEZZH | Holt Energy Design | Holt Energy | HEDLEDT84BC18F50K | Linear Replacement Lamp | Four-Foot | Replacement Lamps (plug and play) (UL Type A) | Standard | FALSE | [9 empty] | 42543 |  |  | NotYetVerified | Internal driver; compatible with existing fluorescent ballast | 3 | 1927 | 113.22 | 17.02 | 9.13 | 0.9681 | 5000 | 81.8
P89VXWN6 | Holt Energy Design | Holt Energy | HEDLEDT84BC18C50K | Linear Replacement Lamp | Four-Foot | Replacement Lamps (plug and play) (UL Type A) | Standard | FALSE | [9 empty] | 42543 |  |  | NotYetVerified | Internal driver; compatible with existing fluorescent ballast | 3 | 2094 | 121.67 | 17.21 | 9.36 | 0.9422 | 5000 | 81.5
P9JJWF58 | Holt Energy Design | Holt Energy | HEDLEDT84BC18F45K | Linear Replacement Lamp | Four-Foot | Replacement Lamps (plug and play) (UL Type A) | Standard | FALSE | [9 empty] | 42543 |  |  | NotYetVerified | Internal driver; compatible with existing fluorescent ballast | 3 | 1863 | 110.7 | 16.83 | 9.49 | 0.9641 | 4500 | 82.3
PPBB55KM | Holt Energy Design | Holt Energy | HEDLEDT84BC18C45K | Linear Replacement Lamp | Four-Foot | Replacement Lamps (plug and play) (UL Type A) | Standard | FALSE | [9 empty] | 42543 |  |  | NotYetVerified | Internal driver; compatible with existing fluorescent ballast | 3 | 1998 | 118.29 | 16.89 | 9.58 | 0.9656 | 4500 | 81.7
P6CARAVV | Holt Energy Design | Holt Energy | HEDLEDT84BC18F40K | Linear Replacement Lamp | Four-Foot | Replacement Lamps (plug and play) (UL Type A) | Standard | FALSE | [9 empty] | 42543 |  |  | NotYetVerified | Internal driver; compatible with existing fluorescent ballast | 3 | 1863 | 110.7 | 16.83 | 9.49 | 0.9641 | 4000 | 82.3
PZPJQQQD | Holt Energy Design | Holt Energy | HEDLEDT84BC18C40K | Linear Replacement Lamp | Four-Foot | Replacement Lamps (plug and play) (UL Type A) | Standard | FALSE | [9 empty] | 42543 |  |  | NotYetVerified | Internal driver; compatible with existing fluorescent ballast | 3 | 1998 | 118.29 | 16.89 | 9.58 | 0.9656 | 4000 | 81.7
P4Z91MKV | Holt Energy Design | Holt Energy | HEDLEDT84BC18F35K | Linear Replacement Lamp | Four-Foot | Replacement Lamps (plug and play) (UL Type A) | Standard | FALSE | [9 empty] | 42543 |  |  | NotYetVerified | Internal driver; compatible with existing fluorescent ballast | 3 | 1863 | 110.7 | 16.83 | 9.49 | 0.9641 | 3500 | 82.3
PM361YR6 | Holt Energy Design | Holt Energy | HEDLEDT84BC18C35K | Linear Replacement Lamp | Four-Foot | Replacement Lamps (plug and play) (UL Type A) | Standard | FALSE | [9 empty] | 42543 |  |  | NotYetVerified | Internal driver; compatible with existing fluorescent ballast | 3 | 1998 | 118.29 | 16.89 | 9.58 | 0.9656 | 3500 | 81.7
P1PKPSMK | FY Lighting Co. Ltd | Fen Yong | FY-T8-1200NF12(L50K120CGS1S) | Linear Replacement Lamp | Four-Foot | Internal Driver Lamp-Style Retrofit Kits (UL Type B) | Standard | FALSE | [9 empty] | 42543 |  |  | No |  | 4 | 2000 | 150 | 12 | 15 | 0.9 | 5000 | 80
PRQTWUZV | FY Lighting Co. Ltd | Fen Yong | FY-T8-1200NF12(L45K120CGS1S) | Linear Replacement Lamp | Four-Foot | Internal Driver Lamp-Style Retrofit Kits (UL Type B) | Standard | FALSE | [9 empty] | 42543 |  |  | No |  | 4 | 1950 | 149 | 12 | 15 | 0.9 | 4500 | 80
P3AKRCT6 | FY Lighting Co. Ltd | Fen Yong | FY-T8-1200NF12(L40K120CGS1S) | Linear Replacement Lamp | Four-Foot | Internal Driver Lamp-Style Retrofit Kits (UL Type B) | Standard | FALSE | [9 empty] | 42543 |  |  | No |  | 4 | 1900 | 146 | 12 | 15 | 0.9 | 4000 | 80
P614XMJU | FY Lighting Co. Ltd | Fen Yong | FY-T8-1200NF12(L35K120CGS1S) | Linear Replacement Lamp | Four-Foot | Internal Driver Lamp-Style Retrofit Kits (UL Type B) | Standard | FALSE | [9 empty] | 42543 |  |  | No |  | 4 | 1850 | 143 | 12 | 15 | 0.9 | 3500 | 80
P5WGAB4D | LEDone Distribution Inc. | LEDone | LOD-GT84F20W-EBCA50KF | Linear Replacement Lamp | Four-Foot | Replacement Lamps (plug and play) (UL Type A) | Standard | FALSE | [9 empty] | 42543 |  |  | No |  | 3.1 | 2200 | 111.11 | 18 | 15 | 0.9 | 5000 | 81
PTWG26E2 | LEDone Distribution Inc. | LEDone | LOD-GT84F20W-EBCA45KF | Linear Replacement Lamp | Four-Foot | Replacement Lamps (plug and play) (UL Type A) | Standard | FALSE | [9 empty] | 42543 |  |  | No |  | 3.1 | 2200 | 111.11 | 18 | 15 | 0.9 | 4500 | 81
P2NZ76RM | LEDone Distribution Inc. | LEDone | LOD-GT84F20W-EBCA40KF | Linear Replacement Lamp | Four-Foot | Replacement Lamps (plug and play) (UL Type A) | Standard | FALSE | [9 empty] | 42543 |  |  | No |  | 3.1 | 2200 | 111.11 | 18 | 15 | 0.9 | 4000 | 81
PWTY28RT | LEDone Distribution Inc. | LEDone | LOD-GT84F20W-EBCA35KF | Linear Replacement Lamp | Four-Foot | Replacement Lamps (plug and play) (UL Type A) | Standard | FALSE | [9 empty] | 42543 |  |  | No |  | 3.1 | 2000 | 111.11 | 18 | 15 | 0.9 | 3500 | 81
PX8CW72T | ESL Vision | CL Series | ESL-T8PBC-15W-F150 | Linear Replacement Lamp | Four-Foot | Dual Mode Internal Driver (UL Type A and Type B) | Standard | FALSE | [9 empty] | 42543 |  |  | No |  | 3 | 1920 | 126.98 | 15.12 | 18.59 | 0.91 | 5000 | 83.7
PSR9YMYF | ESL Vision | CL Series | ESL-T8PBC-15W-F140 | Linear Replacement Lamp | Four-Foot | Dual Mode Internal Driver (UL Type A and Type B) | Standard | FALSE | [9 empty] | 42543 |  |  | No |  | 3 | 1632 | 107.94 | 15.12 | 18.62 | 0.91 | 4000 | 84.8
PZRH2PAN | WING (SHANGHAI) INTERNATIONAL TRADE CO LTD | TOPSTAR | L48T8-850-18P-G3-BP | Linear Replacement Lamp | Four-Foot | Internal Driver Lamp-Style Retrofit Kits (UL Type B) | Standard | FALSE | [9 empty] | 42543 | Not Dimmable | Not Dimmable | No |  | 4 | 2400 | 125 | 18 | 23 | 0.9 | 5000 | 80
P4W9X41N | WING (SHANGHAI) INTERNATIONAL TRADE CO LTD | TOPSTAR | L48T8-840-18P-G3-BP | Linear Replacement Lamp | Four-Foot | Internal Driver Lamp-Style Retrofit Kits (UL Type B) | Standard | FALSE | [9 empty] | 42543 | Not Dimmable | Not Dimmable | No |  | 4 | 2300 | 125 | 18 | 23 | 0.9 | 4000 | 80
PFY9DUYK | WING (SHANGHAI) INTERNATIONAL TRADE CO LTD | TOPSTAR | L48T8-835-18P-G3-BP | Linear Replacement Lamp | Four-Foot | Internal Driver Lamp-Style Retrofit Kits (UL Type B) | Standard | FALSE | [9 empty] | 42543 | Not Dimmable | Not Dimmable | No |  | 4 | 2250 | 120 | 18 | 23 | 0.9 | 3500 | 80
PYQASU98 | Eiko Global LLC | EIKO | LED15WT8F/48/840K-G7DM | Linear Replacement Lamp | Four-Foot | Dual Mode Internal Driver (UL Type A and Type B) | Standard | TRUE | 1838 | 106.7 | 17.23 | 11.46 | 0.9656 | 3982 | 86.3 | 5 | 50000 | 42542 |  |  | No |  | 3.1 | 1800 | 103 | 17.5 | 20 | 0.9 | 4000 | 82
P4JKKBJA | SHANGHAI EPES LIGHTING CO.LTD. | Plutoled | L46T5HO-830-24P-P2-EB | Linear Replacement Lamp | Four-Foot | Replacement Lamps (plug and play) (UL Type A) | Standard | TRUE | 3013 | 105.1 | 28.7 | 10 | 0.951 | 3078 | 83 | 5 | 50000 | 42542 |  |  | No |  | 3 | 3000 | 107 | 28 | 20 | 0.9 | 3000 | 80
PYU4ZV9Q | Shenzhen Top Technology Co.Ltd | TOOPER | TOP-T8-14W12 MCC(3000K) [120-277 V ONLY] | Linear Replacement Lamp | Four-Foot | Replacement Lamps (plug and play) (UL Type A) | Standard | TRUE | 1853.599 | 126.181 | 14.69 | 19.14 | 0.942 | 2964 | 81.3 | 5 | 50000 | 42542 |  |  | No |  | 3.1 | 1853.6 | 126.18 | 14.69 | 19.14 | 0.971 | 3000 | 81.3
P7CKN54N | Greenwind Lighting International (HK)Co.Limited | Greenwind | GW-T8PA07-1218ST(3000K) | Linear Replacement Lamp | Four-Foot | Replacement Lamps (plug and play) (UL Type A) | Standard | TRUE | 2283 | 122.68 | 18.61 | 14.57 | 0.9355 | 2923 | 81 | 5 | 50000 | 42542 |  |  | No |  | 3.1 | 2283 | 122.68 | 18.61 | 14.57 | 0.9355 | 3000 | 81
P5QBXCS3 | Shenzhen Top Technology Co.Ltd | TOOPER | TOP-T8-11.5W12 MCC(3000K) [120-277 V ONLY] | Linear Replacement Lamp | Four-Foot | Replacement Lamps (plug and play) (UL Type A) | Standard | TRUE | 1549.701 | 125.279 | 12.37 | 18.31 | 0.925 | 2952 | 81.3 | 5 | 50000 | 42542 |  |  | No |  | 3.1 | 1549.7 | 125.28 | 12.37 | 18.31 | 0.973 | 3000 | 81.3
PA6NUGMG | Shenzhen Top Technology Co.Ltd | TOOPER | TOP-T8-16W12 TCC(3000K) [120-277 V ONLY] | Linear Replacement Lamp | Four-Foot | Replacement Lamps (plug and play) (UL Type A) | Standard | TRUE | 2375.826 | 142.265 | 16.7 | 17.19 | 0.925 | 2929 | 81.6 | 5 | 50000 | 42542 |  |  | No |  | 3.1 | 2375.83 | 142.27 | 16.7 | 17.19 | 0.974 | 3000 | 81.6
PQATVAXV | SHANGHAI EPES LIGHTING CO.LTD. | Plutoled | L46T5HE-830-15P-P2-EB | Linear Replacement Lamp | Four-Foot | Replacement Lamps (plug and play) (UL Type A) | Standard | TRUE | 2000 | 114.1 | 17.53 | 10.61 | 0.918 | 2961 | 83.2 | 5 | 50000 | 42542 |  |  | No |  | 3.1 | 1900 | 100 | 19 | 15 | 0.9 | 3000 | 80
P6BJ6B2P | Shenzhen Top Technology Co.Ltd | TOOPER | TOP-T8-20W12 MCC(3000K) [120-277 V ONLY] | Linear Replacement Lamp | Four-Foot | Replacement Lamps (plug and play) (UL Type A) | Standard | TRUE | 2633.846 | 127.362 | 20.68 | 18.12 | 0.912 | 2959 | 81.4 | 5 | 50000 | 42542 |  |  | No |  | 3.1 | 2633.85 | 127.36 | 20.68 | 18.12 | 0.936 | 3000 | 81.4
PSKU4EB6 | SHANGHAI EPES LIGHTING CO.LTD. | Plutoled | L48T8-830-15P-G2-BP | Linear Replacement Lamp | Four-Foot | Internal Driver Lamp-Style Retrofit Kits (UL Type B) | Standard | TRUE | 1753 | 116.2 | 15.08 | 24.1 | 0.909 | 2963 | 83.9 | 5 | 50000 | 42542 |  |  | No |  | 3.1 | 1750 | 115 | 15 | 24 | 0.98 | 3000 | 83
PBQJRSVP | MaxLite Inc | MaxLite | L12.5T8SE430-G10 | Linear Replacement Lamp | Four-Foot | Internal Driver Lamp-Style Retrofit Kits (UL Type B) | Standard | TRUE | 1805 | 137.2 | 13.16 | 15.72 | 0.9072 | 3056 | 84.7 | 5 | 50000 | 42542 |  |  | No |  | 3 | 1800 | 135 | 12.5 | 20 | 0.9 | 3000 | 83
P8E5N3NJ | MaxLite Inc | MaxLite | L12.5T8SE450-G10 | Linear Replacement Lamp | Four-Foot | Internal Driver Lamp-Style Retrofit Kits (UL Type B) | Standard | TRUE | 1810 | 141 | 12.84 | 16.29 | 0.9063 | 5108 | 85.2 | 5 | 50000 | 42542 |  |  | No |  | 3 | 1800 | 135 | 12.5 | 20 | 0.9 | 5000 | 83
PJ74H2K4 | Shenzhen Top Technology Co.Ltd | TOOPER | TOP-T8-25W12 MCC(3000K) [120-277 V ONLY] | Linear Replacement Lamp | Four-Foot | Replacement Lamps (plug and play) (UL Type A) | Standard | TRUE | 3249.956 | 125.821 | 25.83 | 16.23 | 0.905 | 2934 | 81.4 | 5 | 50000 | 42542 |  |  | No |  | 3.1 | 3249.96 | 125.82 | 25.83 | 16.23 | 0.916 | 3000 | 81.4
PX43U4JW | KOBI ELECTRIC LIMITED | KOBI ELECTRIC | T8-F4-1235-RMV | Linear Replacement Lamp | Four-Foot | Internal Driver Lamp-Style Retrofit Kits (UL Type B) | Standard | TRUE | 1782.6 | 146.11 | 12.2 | 8.9 | 0.904 | 3369 | 82.7 | 5 | 50000 | 42542 |  |  | No |  | 4 | 1800 | 150 | 12 | 20 | 0.9 | 3500 | 83
PGRZ3ADN | Greenwind Lighting International (HK)Co.Limited | Greenwind | GW-T8PA05-1218(3000K) | Linear Replacement Lamp | Four-Foot | Internal Driver Lamp-Style Retrofit Kits (UL Type B) | Standard | TRUE | 2151 | 119.24 | 18.04 | 16.06 | 0.9017 | 3074 | 82.1 | 5 | 50000 | 42542 |  |  | No |  | 3.1 | 2151 | 119.24 | 18.04 | 16.06 | 0.9017 | 3000 | 82.1
P7T7WMK6 | Greenwind Lighting International (HK)Co.Limited | Greenwind | GW-T8PA05-0915(3000K) | Linear Replacement Lamp | Four-Foot | Internal Driver Lamp-Style Retrofit Kits (UL Type B) | Standard | TRUE | 2033 | 133.82 | 14.76 | 12.79 | 0.901 | 2970 | 81.9 | 5 | 50000 | 42542 |  |  | No |  | 3.1 | 2004 | 135.74 | 14.76 | 12.79 | 0.901 | 3000 | 81.9
PG47QTCN | SHANGHAI EPES LIGHTING CO.LTD. | Plutoled | L48T8-830-15P-G2-EB | Linear Replacement Lamp | Four-Foot | Replacement Lamps (plug and play) (UL Type A) | Standard | TRUE | 1799 | 111.6 | 16.12 | 11.2 | 0.901 | 2965 | 84 | 5 | 50000 | 42542 |  |  | No |  | 3 | 1800 | 112 | 16 | 11.2 | 0.983 | 3000 | 84
PJ5NHY5B | SHANGHAI EPES LIGHTING CO.LTD. | Plutoled | L48T8-830-12P-G2-EB | Linear Replacement Lamp | Four-Foot | Replacement Lamps (plug and play) (UL Type A) | Standard | TRUE | 1583 | 109.32 | 14.48 | 11.02 | 0.901 | 3175 | 85.2 | 5 | 50000 | 42542 |  |  | No |  | 3 | 1600 | 106 | 14.5 | 11.02 | 0.983 | 3000 | 84
PC51NPHQ | Shenzhen Top Technology Co.Ltd | TOOPER | TOP-T8-11.5W12 MCC(5000K) [120-277 V ONLY] | Linear Replacement Lamp | Four-Foot | Replacement Lamps (plug and play) (UL Type A) | Standard | FALSE | [9 empty] | 42542 |  |  | No |  | 3.1 | 1667.06 | 134.77 | 12.37 | 18.02 | 0.973 | 5000 | 84.5
PZJB7XYH | Shenzhen Top Technology Co.Ltd | TOOPER | TOP-T8-14W12 MCC(5000K) [120-277 V ONLY] | Linear Replacement Lamp | Four-Foot | Replacement Lamps (plug and play) (UL Type A) | Standard | FALSE | [9 empty] | 42542 |  |  | No |  | 3.1 | 1961.93 | 135.1 | 14.63 | 18.64 | 0.974 | 5000 | 81.7
PXSENYGU | Shenzhen Top Technology Co.Ltd | TOOPER | TOP-T8-20W12 MCC(5000K) [120-277 V ONLY] | Linear Replacement Lamp | Four-Foot | Replacement Lamps (plug and play) (UL Type A) | Standard | FALSE | [9 empty] | 42542 |  |  | No |  | 3.1 | 2794.64 | 135.27 | 20.66 | 17.83 | 0.936 | 5000 | 81.6
P6G8STN5 | Shenzhen Top Technology Co.Ltd | TOOPER | TOP-T8-16W12 TCC(5000K) [120-277 V ONLY] | Linear Replacement Lamp | Four-Foot | Replacement Lamps (plug and play) (UL Type A) | Standard | FALSE | [9 empty] | 42542 |  |  | No |  | 3.1 | 2544.73 | 152.56 | 16.68 | 16.58 | 0.974 | 5000 | 81.6
P5DYFU41 | Shenzhen Top Technology Co.Ltd | TOOPER | TOP-T8-25W12 MCC(5000K) [120-277 V ONLY] | Linear Replacement Lamp | Four-Foot | Replacement Lamps (plug and play) (UL Type A) | Standard | FALSE | [9 empty] | 42542 |  |  | No |  | 3.1 | 3462.28 | 134.56 | 25.73 | 15.81 | 0.916 | 5000 | 81.2
PVYQ2UGY | Shenzhen Top Technology Co.Ltd | TOOPER | TOP-T8-20W12 MCC(4000K) [120-277 V ONLY] | Linear Replacement Lamp | Four-Foot | Replacement Lamps (plug and play) (UL Type A) | Standard | FALSE | [9 empty] | 42542 |  |  | No |  | 3.1 | 2729.37 | 131.66 | 20.73 | 17.98 | 0.935 | 4000 | 83.2
PM3HJYEF | Shenzhen Top Technology Co.Ltd | TOOPER | TOP-T8-16W12 TCC(4000K) [120-277 V ONLY] | Linear Replacement Lamp | Four-Foot | Replacement Lamps (plug and play) (UL Type A) | Standard | FALSE | [9 empty] | 42542 |  |  | No |  | 3.1 | 2457.26 | 146.53 | 16.77 | 16.84 | 0.973 | 4000 | 83
P6BED76S | Shenzhen Top Technology Co.Ltd | TOOPER | TOP-T8-14W12 MCC(4000K) [120-277 V ONLY] | Linear Replacement Lamp | Four-Foot | Replacement Lamps (plug and play) (UL Type A) | Standard | FALSE | [9 empty] | 42542 |  |  | No |  | 3.1 | 1897.77 | 130.25 | 14.57 | 18.89 | 0.974 | 4000 | 82.6
P17FN47H | Shenzhen Top Technology Co.Ltd | TOOPER | TOP-T8-11.5W12 MCC(4000K) [120-277 V ONLY] | Linear Replacement Lamp | Four-Foot | Replacement Lamps (plug and play) (UL Type A) | Standard | FALSE | [9 empty] | 42542 |  |  | No |  | 3.1 | 1612.89 | 129.86 | 12.42 | 18.15 | 0.973 | 4000 | 82.6
PBDQDKPD | Shenzhen Top Technology Co.Ltd | TOOPER | TOP-T8-25W12 MCC(4000K) [120-277 V ONLY] | Linear Replacement Lamp | Four-Foot | Replacement Lamps (plug and play) (UL Type A) | Standard | FALSE | [9 empty] | 42542 |  |  | No |  | 3.1 | 3329.27 | 129.24 | 25.76 | 16.04 | 0.917 | 4000 | 82.6
PSVK9KVC | MaxLite Inc | MaxLite | L12.5T8SE445-G10 | Linear Replacement Lamp | Four-Foot | Internal Driver Lamp-Style Retrofit Kits (UL Type B) | Standard | FALSE | [9 empty] | 42542 |  |  | No |  | 3 | 1800 | 135 | 12.5 | 20 | 0.9 | 4500 | 83
P4WWPMFG | MaxLite Inc | MaxLite | L12.5T8SE440-G10 | Linear Replacement Lamp | Four-Foot | Internal Driver Lamp-Style Retrofit Kits (UL Type B) | Standard | FALSE | [9 empty] | 42542 |  |  | No |  | 3 | 1800 | 135 | 12.5 | 20 | 0.9 | 4000 | 83
PCPRARUS | MaxLite Inc | MaxLite | L12.5T8SE435-G10 | Linear Replacement Lamp | Four-Foot | Internal Driver Lamp-Style Retrofit Kits (UL Type B) | Standard | FALSE | [9 empty] | 42542 |  |  | No |  | 3 | 1800 | 135 | 12.5 | 20 | 0.9 | 3500 | 83
PB4R7T2X | Eiko Global LLC | EIKO | LED15WT8F/48/850K-G7DM | Linear Replacement Lamp | Four-Foot | Dual Mode Internal Driver (UL Type A and Type B) | Standard | FALSE | [9 empty] | 42542 |  |  | No |  | 3 | 1800 | 103 | 17.5 | 20 | 0.9 | 5000 | 82
PGH9HS3X | Greenwind Lighting International (HK)Co.Limited | Greenwind | GW-T8PA05-0915(5000K) | Linear Replacement Lamp | Four-Foot | Internal Driver Lamp-Style Retrofit Kits (UL Type B) | Standard | FALSE | [9 empty] | 42542 | Not Dimmable | Not Dimmable | No |  | 3.1 | 2120 | 142.95 | 14.83 | 12.61 | 0.9007 | 5000 | 83.9
PE3EYMVW | Greenwind Lighting International (HK)Co.Limited | Greenwind | GW-T8PA05-1218(5000K) | Linear Replacement Lamp | Four-Foot | Internal Driver Lamp-Style Retrofit Kits (UL Type B) | Standard | FALSE | [9 empty] | 42542 | Not Dimmable | Not Dimmable | No |  | 3.1 | 2220 | 122.11 | 18.18 | 16.29 | 0.9011 | 5000 | 83.6
PMYM7B38 | Greenwind Lighting International (HK)Co.Limited | Greenwind | GW-T8PA07-1218ST(5000K) | Linear Replacement Lamp | Four-Foot | Replacement Lamps (plug and play) (UL Type A) | Standard | FALSE | [9 empty] | 42542 | Not Dimmable | Not Dimmable | No |  | 3.1 | 2357 | 126.72 | 18.6 | 14.65 | 0.9319 | 5000 | 83
PCPH4W3G | Greenwind Lighting International (HK)Co.Limited | Greenwind | GW-T8PA05-1218(4500K) | Linear Replacement Lamp | Four-Foot | Internal Driver Lamp-Style Retrofit Kits (UL Type B) | Standard | FALSE | [9 empty] | 42542 | Not Dimmable | Not Dimmable | No |  | 3.1 | 2203 | 121.63 | 18.11 | 16.06 | 0.9017 | 4500 | 82.1
PZWN1B1Z | Greenwind Lighting International (HK)Co.Limited | Greenwind | GW-T8PA05-0915(4500K) | Linear Replacement Lamp | Four-Foot | Internal Driver Lamp-Style Retrofit Kits (UL Type B) | Standard | FALSE | [9 empty] | 42542 | Not Dimmable | Not Dimmable | No |  | 3.1 | 2091 | 141.32 | 14.8 | 12.79 | 0.901 | 4500 | 81.9
PCS8PKFQ | Greenwind Lighting International (HK)Co.Limited | Greenwind | GW-T8PA07-1218ST(4500K) | Linear Replacement Lamp | Four-Foot | Replacement Lamps (plug and play) (UL Type A) | Standard | FALSE | [9 empty] | 42542 | Not Dimmable | Not Dimmable | No |  | 3.1 | 2339 | 125.69 | 18.61 | 14.57 | 0.9355 | 4500 | 81
P5GED4RM | Greenwind Lighting International (HK)Co.Limited | Greenwind | GW-T8PA05-1218(4000K) | Linear Replacement Lamp | Four-Foot | Internal Driver Lamp-Style Retrofit Kits (UL Type B) | Standard | FALSE | [9 empty] | 42542 | Not Dimmable | Not Dimmable | No |  | 3.1 | 2186 | 120.68 | 18.11 | 16.06 | 0.9017 | 4000 | 82.1
P251GE4C | Greenwind Lighting International (HK)Co.Limited | Greenwind | GW-T8PA05-0915(4000K) | Linear Replacement Lamp | Four-Foot | Internal Driver Lamp-Style Retrofit Kits (UL Type B) | Standard | FALSE | [9 empty] | 42542 | Not Dimmable | Not Dimmable | No |  | 3.1 | 2062 | 139.35 | 14.8 | 12.79 | 0.901 | 4000 | 81.9
PYKZV1FD | Greenwind Lighting International (HK)Co.Limited | Greenwind | GW-T8PA07-1218ST(4000K) | Linear Replacement Lamp | Four-Foot | Replacement Lamps (plug and play) (UL Type A) | Standard | FALSE | [9 empty] | 42542 | Not Dimmable | Not Dimmable | No |  | 3.1 | 2320 | 124.7 | 18.61 | 14.57 | 0.9355 | 4000 | 81
PVE39HWP | Greenwind Lighting International (HK)Co.Limited | Greenwind | GW-T8PA05-1218(3500K) | Linear Replacement Lamp | Four-Foot | Internal Driver Lamp-Style Retrofit Kits (UL Type B) | Standard | FALSE | [9 empty] | 42542 | Not Dimmable | Not Dimmable | No |  | 3.1 | 2168 | 119.73 | 18.11 | 16.06 | 0.9017 | 3500 | 82.1
PNP4XKF4 | Greenwind Lighting International (HK)Co.Limited | Greenwind | GW-T8PA05-0915(3500K) | Linear Replacement Lamp | Four-Foot | Internal Driver Lamp-Style Retrofit Kits (UL Type B) | Standard | FALSE | [9 empty] | 42542 | Not Dimmable | Not Dimmable | No |  | 3.1 | 2033 | 137.39 | 14.8 | 12.79 | 0.901 | 3500 | 81.9
PRCKKW3J | Greenwind Lighting International (HK)Co.Limited | Greenwind | GW-T8PA07-1218ST(3500K) | Linear Replacement Lamp | Four-Foot | Replacement Lamps (plug and play) (UL Type A) | Standard | FALSE | [9 empty] | 42542 | Not Dimmable | Not Dimmable | No |  | 3.1 | 2302 | 123.7 | 18.61 | 14.57 | 0.9355 | 3500 | 81
PA6SCMHU | KOBI ELECTRIC LIMITED | KOBI ELECTRIC | T8-F4-1250-RMV | Linear Replacement Lamp | Four-Foot | Internal Driver Lamp-Style Retrofit Kits (UL Type B) | Standard | FALSE | [9 empty] | 42542 | Not Dimmable | Not Dimmable | No |  | 4 | 1800 | 150 | 12 | 20 | 0.9 | 5000 | 82
P1F66JN5 | KOBI ELECTRIC LIMITED | KOBI ELECTRIC | T8-F4-1240-RMV | Linear Replacement Lamp | Four-Foot | Internal Driver Lamp-Style Retrofit Kits (UL Type B) | Standard | FALSE | [9 empty] | 42542 | Not Dimmable | Not Dimmable | No |  | 4 | 1800 | 150 | 12 | 20 | 0.9 | 4000 | 80
PUQS6X7E | SHANGHAI EPES LIGHTING CO.LTD. | Plutoled | L48T8-850-15P-G2-EB | Linear Replacement Lamp | Four-Foot | Replacement Lamps (plug and play) (UL Type A) | Standard | FALSE | [9 empty] | 42542 | Not Dimmable | Not Dimmable | No |  | 3 | 1850 | 115 | 16 | 11.2 | 0.983 | 5000 | 84
PTGFSAAG | SHANGHAI EPES LIGHTING CO.LTD. | Plutoled | L48T8-850-12P-G2-EB | Linear Replacement Lamp | Four-Foot | Replacement Lamps (plug and play) (UL Type A) | Standard | FALSE | [9 empty] | 42542 | Not Dimmable | Not Dimmable | No |  | 3 | 1650 | 110 | 14.5 | 11.02 | 0.983 | 5000 | 84
P8VG5GKB | SHANGHAI EPES LIGHTING CO.LTD. | Plutoled | L48T8-850-15P-G2-BP | Linear Replacement Lamp | Four-Foot | Internal Driver Lamp-Style Retrofit Kits (UL Type B) | Standard | FALSE | [9 empty] | 42542 | Not Dimmable | Not Dimmable | No |  | 3.1 | 1800 | 120 | 15 | 24 | 0.98 | 5000 | 83
PV4PT4F2 | SHANGHAI EPES LIGHTING CO.LTD. | Plutoled | L46T5HO-850-24P-P2-EB | Linear Replacement Lamp | Four-Foot | Replacement Lamps (plug and play) (UL Type A) | Standard | FALSE | [9 empty] | 42542 | Not Dimmable | Not Dimmable | No |  | 3 | 3200 | 115 | 28 | 20 | 0.9 | 5000 | 80
PBJUD252 | SHANGHAI EPES LIGHTING CO.LTD. | Plutoled | L46T5HE-850-15P-P2-EB | Linear Replacement Lamp | Four-Foot | Replacement Lamps (plug and play) (UL Type A) | Standard | FALSE | [9 empty] | 42542 | Not Dimmable | Not Dimmable | No |  | 3 | 2000 | 105 | 19 | 15 | 0.9 | 5000 | 80
P25SHSA4 | SHANGHAI EPES LIGHTING CO.LTD. | Plutoled | L48T8-840-15P-G2-EB | Linear Replacement Lamp | Four-Foot | Replacement Lamps (plug and play) (UL Type A) | Standard | FALSE | [9 empty] | 42542 | Not Dimmable | Not Dimmable | No |  | 3 | 1850 | 115 | 16 | 11.2 | 0.983 | 4000 | 84
P1BH7F9U | SHANGHAI EPES LIGHTING CO.LTD. | Plutoled | L48T8-840-12P-G2-EB | Linear Replacement Lamp | Four-Foot | Replacement Lamps (plug and play) (UL Type A) | Standard | FALSE | [9 empty] | 42542 | Not Dimmable | Not Dimmable | No |  | 3 | 1650 | 110 | 14.5 | 11.02 | 0.983 | 4000 | 84
P8WHPW97 | SHANGHAI EPES LIGHTING CO.LTD. | Plutoled | L48T8-840-15P-G2-BP | Linear Replacement Lamp | Four-Foot | Internal Driver Lamp-Style Retrofit Kits (UL Type B) | Standard | FALSE | [9 empty] | 42542 | Not Dimmable | Not Dimmable | No |  | 3.1 | 1800 | 120 | 15 | 24 | 0.98 | 4000 | 83
PGKQW773 | SHANGHAI EPES LIGHTING CO.LTD. | Plutoled | L46T5HO-840-24P-P2-EB | Linear Replacement Lamp | Four-Foot | Replacement Lamps (plug and play) (UL Type A) | Standard | FALSE | [9 empty] | 42542 | Not Dimmable | Not Dimmable | No |  | 3 | 3050 | 109 | 28 | 20 | 0.9 | 4000 | 80
PX9X31FY | SHANGHAI EPES LIGHTING CO.LTD. | Plutoled | L46T5HE-840-15P-P2-EB | Linear Replacement Lamp | Four-Foot | Replacement Lamps (plug and play) (UL Type A) | Standard | FALSE | [9 empty] | 42542 | Not Dimmable | Not Dimmable | No |  | 3 | 1950 | 103 | 19 | 15 | 0.9 | 4000 | 80
P9RAHXCX | Xiamen Bymea Lighting Co. Ltd | BYMEA | T08J01-30H | Linear Replacement Lamp | Four-Foot | Replacement Lamps (plug and play) (UL Type A) | Standard | TRUE | 2108.773 | 101.58 | 20.76 | 10.82 | 0.9921 | 2952 | 81.1 | 5 | 50000 | 42541 |  |  | No |  | 3 | 2100 | 117 | 18 | 12 | 0.9 | 3000 | 80
PJ93JSYE | O'Ryan Industries Inc. | IlumeStar | IL35WBCT530 | Linear Replacement Lamp | Four-Foot | Replacement Lamps (plug and play) (UL Type A) | Standard | TRUE | 2918 | 110.1 | 26.5 | 7.8 | 0.95 | 3066 | 83 | 5 | 50000 | 42541 |  |  | No |  | 3.1 | 3200 | 107 | 30 | 20 | 0.9 | 3000 | 82
P1QCB4G3 | O'Ryan Industries Inc. | IlumeStar | IL25WBCT530 | Linear Replacement Lamp | Four-Foot | Replacement Lamps (plug and play) (UL Type A) | Standard | TRUE | 2922 | 107.4 | 27.2 | 10.2 | 0.947 | 3083 | 85 | 5 | 50000 | 42541 |  |  | No |  | 3.1 | 3000 | 107 | 28 | 20 | 0.9 | 3000 | 82
PQKWE4SV | O'Ryan Industries Inc. | IlumeStar | IL22WBCT530 | Linear Replacement Lamp | Four-Foot | Replacement Lamps (plug and play) (UL Type A) | Standard | TRUE | 2508 | 104.2 | 24.1 | 9.9 | 0.935 | 3080 | 85 | 5 | 50000 | 42541 |  |  | No |  | 3 | 2600 | 104 | 25 | 20 | 0.9 | 3000 | 82
PF5WZV2J | Xiamen Bymea Lighting Co. Ltd | BYMEA | T08J11-30H | Linear Replacement Lamp | Four-Foot | Replacement Lamps (plug and play) (UL Type A) | Standard | TRUE | 1747.245 | 101.35 | 17.24 | 13.66 | 0.9127 | 2904 | 82 | 5 | 50000 | 42541 |  |  | No |  | 3 | 1700 | 121 | 14 | 14 | 0.9 | 3000 | 80
PUUS9BZR | LUX Technology Group Inc. | LUX | LBC4T8VSN17-50K | Linear Replacement Lamp | Four-Foot | Replacement Lamps (plug and play) (UL Type A) | Standard | TRUE | 2035 | 112.88 | 18.03 | 7.58 | 0.9095 | 4981 | 85.6 | 5 | 50000 | 42541 |  |  | No |  | 3 | 2026 | 113.69 | 17.82 | 7.58 | 0.9095 | 5000 | 85.6
PKK6MCTU | LUX Technology Group Inc. | LUX | LBC4T8VSN17-30K | Linear Replacement Lamp | Four-Foot | Replacement Lamps (plug and play) (UL Type A) | Standard | TRUE | 1935 | 107.92 | 17.93 | 7.6 | 0.9058 | 2970 | 82.1 | 5 | 50000 | 42541 |  |  | No |  | 3 | 1926 | 108.51 | 17.75 | 7.6 | 0.9058 | 3000 | 82.1
PNK9YKN9 | LUX Technology Group Inc. | LUX | LBC4T8VSN14-30K | Linear Replacement Lamp | Four-Foot | Replacement Lamps (plug and play) (UL Type A) | Standard | TRUE | 1759 | 110.42 | 15.93 | 9.84 | 0.9036 | 2966 | 82.1 | 5 | 50000 | 42541 |  |  | No |  | 3 | 1735 | 111.15 | 15.61 | 9.84 | 0.9036 | 3000 | 82.1
PH5WPV2E | O'Ryan Industries Inc. | IlumeStar | IL35WBCT550 | Linear Replacement Lamp | Four-Foot | Replacement Lamps (plug and play) (UL Type A) | Standard | FALSE | [9 empty] | 42541 |  |  | No |  | 3.1 | 3500 | 117 | 30 | 20 | 0.9 | 5000 | 82
PRGGZJM1 | O'Ryan Industries Inc. | IlumeStar | IL25WBCT550 | Linear Replacement Lamp | Four-Foot | Replacement Lamps (plug and play) (UL Type A) | Standard | FALSE | [9 empty] | 42541 |  |  | No |  | 3.1 | 3200 | 114 | 28 | 20 | 0.9 | 5000 | 82
PZB6MB9Y | O'Ryan Industries Inc. | IlumeStar | IL22WBCT550 | Linear Replacement Lamp | Four-Foot | Replacement Lamps (plug and play) (UL Type A) | Standard | FALSE | [9 empty] | 42541 |  |  | No |  | 3 | 2800 | 112 | 25 | 20 | 0.9 | 5000 | 82
PT4ZE55R | O'Ryan Industries Inc. | IlumeStar | IL35WBCT545 | Linear Replacement Lamp | Four-Foot | Replacement Lamps (plug and play) (UL Type A) | Standard | FALSE | [9 empty] | 42541 |  |  | No |  | 3.1 | 3500 | 117 | 30 | 20 | 0.9 | 4500 | 82
PS6HMYM8 | O'Ryan Industries Inc. | IlumeStar | IL25WBCT545 | Linear Replacement Lamp | Four-Foot | Replacement Lamps (plug and play) (UL Type A) | Standard | FALSE | [9 empty] | 42541 |  |  | No |  | 3.1 | 3200 | 114 | 28 | 20 | 0.9 | 4500 | 82
PB3Z6S4H | O'Ryan Industries Inc. | IlumeStar | IL22WBCT545 | Linear Replacement Lamp | Four-Foot | Replacement Lamps (plug and play) (UL Type A) | Standard | FALSE | [9 empty] | 42541 |  |  | No |  | 3 | 2800 | 112 | 25 | 20 | 0.9 | 4500 | 82
PZZPBCKH | O'Ryan Industries Inc. | IlumeStar | IL35WBCT540 | Linear Replacement Lamp | Four-Foot | Replacement Lamps (plug and play) (UL Type A) | Standard | FALSE | [9 empty] | 42541 |  |  | No |  | 3.1 | 3500 | 117 | 30 | 20 | 0.9 | 4000 | 82
PPNF7A7P | O'Ryan Industries Inc. | IlumeStar | IL25WBCT540 | Linear Replacement Lamp | Four-Foot | Replacement Lamps (plug and play) (UL Type A) | Standard | FALSE | [9 empty] | 42541 |  |  | No |  | 3.1 | 3200 | 114 | 28 | 20 | 0.9 | 4000 | 82
PRZB4CYS | O'Ryan Industries Inc. | IlumeStar | IL22WBCT540 | Linear Replacement Lamp | Four-Foot | Replacement Lamps (plug and play) (UL Type A) | Standard | FALSE | [9 empty] | 42541 |  |  | No |  | 3 | 2800 | 112 | 25 | 20 | 0.9 | 4000 | 82
PNXV471K | O'Ryan Industries Inc. | IlumeStar | IL35WBCT535 | Linear Replacement Lamp | Four-Foot | Replacement Lamps (plug and play) (UL Type A) | Standard | FALSE | [9 empty] | 42541 |  |  | No |  | 3.1 | 3200 | 107 | 30 | 20 | 0.9 | 3500 | 82
P7QCMX6T | O'Ryan Industries Inc. | IlumeStar | IL25WBCT535 | Linear Replacement Lamp | Four-Foot | Replacement Lamps (plug and play) (UL Type A) | Standard | FALSE | [9 empty] | 42541 |  |  | No |  | 3.1 | 3000 | 107 | 28 | 20 | 0.9 | 3500 | 82
PXTCT2HA | O'Ryan Industries Inc. | IlumeStar | IL22WBCT535 | Linear Replacement Lamp | Four-Foot | Replacement Lamps (plug and play) (UL Type A) | Standard | FALSE | [9 empty] | 42541 |  |  | No |  | 3 | 2600 | 104 | 25 | 20 | 0.9 | 3500 | 82
PBB5WY6T | Xiamen Bymea Lighting Co. Ltd | BYMEA | T08J11-50H | Linear Replacement Lamp | Four-Foot | Replacement Lamps (plug and play) (UL Type A) | Standard | FALSE | [9 empty] | 42541 | Not Dimmable | Not Dimmable | No |  | 3 | 1800 | 129 | 14 | 14 | 0.9 | 5000 | 80
PW99UR27 | Xiamen Bymea Lighting Co. Ltd | BYMEA | T08J01-50H | Linear Replacement Lamp | Four-Foot | Replacement Lamps (plug and play) (UL Type A) | Standard | FALSE | [9 empty] | 42541 | Not Dimmable | Not Dimmable | No |  | 3 | 2200 | 122 | 18 | 12 | 0.9 | 5000 | 80
PCPEVYNG | Xiamen Bymea Lighting Co. Ltd | BYMEA | T08J11-45H | Linear Replacement Lamp | Four-Foot | Replacement Lamps (plug and play) (UL Type A) | Standard | FALSE | [9 empty] | 42541 | Not Dimmable | Not Dimmable | No |  | 3 | 1700 | 121 | 14 | 14 | 0.9 | 4500 | 80
PHPMJ8BM | Xiamen Bymea Lighting Co. Ltd | BYMEA | T08J01-45H | Linear Replacement Lamp | Four-Foot | Replacement Lamps (plug and play) (UL Type A) | Standard | FALSE | [9 empty] | 42541 | Not Dimmable | Not Dimmable | No |  | 3 | 2100 | 117 | 18 | 12 | 0.9 | 4500 | 80
PUHR7KST | Xiamen Bymea Lighting Co. Ltd | BYMEA | T08J11-40H | Linear Replacement Lamp | Four-Foot | Replacement Lamps (plug and play) (UL Type A) | Standard | FALSE | [9 empty] | 42541 | Not Dimmable | Not Dimmable | No |  | 3 | 1700 | 121 | 14 | 14 | 0.9 | 4000 | 80
PW66MVE1 | Xiamen Bymea Lighting Co. Ltd | BYMEA | T08J01-40H | Linear Replacement Lamp | Four-Foot | Replacement Lamps (plug and play) (UL Type A) | Standard | FALSE | [9 empty] | 42541 | Not Dimmable | Not Dimmable | No |  | 3 | 2100 | 117 | 18 | 12 | 0.9 | 4000 | 80
PBE613XY | Xiamen Bymea Lighting Co. Ltd | BYMEA | T08J11-35H | Linear Replacement Lamp | Four-Foot | Replacement Lamps (plug and play) (UL Type A) | Standard | FALSE | [9 empty] | 42541 | Not Dimmable | Not Dimmable | No |  | 3 | 1700 | 121 | 14 | 14 | 0.9 | 3500 | 80
PRQ4XTBW | Xiamen Bymea Lighting Co. Ltd | BYMEA | T08J01-35H | Linear Replacement Lamp | Four-Foot | Replacement Lamps (plug and play) (UL Type A) | Standard | FALSE | [9 empty] | 42541 | Not Dimmable | Not Dimmable | No |  | 3 | 2100 | 117 | 18 | 12 | 0.9 | 3500 | 80
P6VTEG7E | LUX Technology Group Inc. | LUX | LBC4T8VSN14-50K | Linear Replacement Lamp | Four-Foot | Replacement Lamps (plug and play) (UL Type A) | Standard | FALSE | [9 empty] | 42541 | Not Dimmable | Not Dimmable | No |  | 3 | 1829 | 116.27 | 15.73 | 9.64 | 0.9034 | 5000 | 85.5
PWJBKGG4 | LUX Technology Group Inc. | LUX | LBC4T8VSN14-40K | Linear Replacement Lamp | Four-Foot | Replacement Lamps (plug and play) (UL Type A) | Standard | FALSE | [9 empty] | 42541 | Not Dimmable | Not Dimmable | No |  | 3 | 1735 | 111.15 | 15.61 | 9.84 | 0.9036 | 4000 | 82.1
PQYD8G3C | LUX Technology Group Inc. | LUX | LBC4T8VSN17-40K | Linear Replacement Lamp | Four-Foot | Replacement Lamps (plug and play) (UL Type A) | Standard | FALSE | [9 empty] | 42541 | Not Dimmable | Not Dimmable | No |  | 3 | 1926 | 108.51 | 17.75 | 7.6 | 0.9058 | 4000 | 82.1
PSVFEDFA | LUX Technology Group Inc. | LUX | LBC4T8VSN14-35K | Linear Replacement Lamp | Four-Foot | Replacement Lamps (plug and play) (UL Type A) | Standard | FALSE | [9 empty] | 42541 | Not Dimmable | Not Dimmable | No |  | 3 | 1735 | 111.15 | 15.61 | 9.84 | 0.9036 | 3500 | 82.1
PG85YDKC | LUX Technology Group Inc. | LUX | LBC4T8VSN17-35K | Linear Replacement Lamp | Four-Foot | Replacement Lamps (plug and play) (UL Type A) | Standard | FALSE | [9 empty] | 42541 | Not Dimmable | Not Dimmable | No |  | 3 | 1926 | 108.51 | 17.75 | 7.6 | 0.9058 | 3500 | 82.1
PKMZ94RH | Venstar Inc | VENSTAR | T8-1914P | Linear Replacement Lamp | Four-Foot | Internal Driver Lamp-Style Retrofit Kits (UL Type B) | Standard | TRUE | 1995.61 | 144.6 | 13.8 | 19.314 | 0.926 | 4120 | 86.3 | 5 | 50000 | 42538 |  |  | NotYetVerified |  | 3.1 | 1995 | 144 | 14 | 8.27 | 0.992 | 4000 | 86
PQ3X3GYD | Hyperikon Inc. | Hyperikon | HyperT5-4C-30 | Linear Replacement Lamp | Four-Foot | Replacement Lamps (plug and play) (UL Type A) | Standard | TRUE | 3045 | 126.77 | 24.02 | 12.16 | 0.9166 | 3026 | 81.5 | 5 | 50000 | 42538 |  |  | No |  | 3.1 | 3062 | 126.9 | 24.13 | 12.16 | 0.9166 | 3000 | 81.5
PHGB1NNN | Shenzhen Lighting Inc | Shenzhen Lighting | SZ-TLTD18W-XY(3000K) | Linear Replacement Lamp | Four-Foot | Internal Driver Lamp-Style Retrofit Kits (UL Type B) | Standard | TRUE | 1928 | 109.42 | 17.62 | 19.29 | 0.9106 | 2909 | 81.9 | 5 | 100000 | 42538 |  |  | NotYetVerified | Internal Driver | 3 | 1950 | 111.42 | 17.5 | 19.29 | 0.9106 | 3000 | 81.9
PMT8BY9Q | Shenzhen Lighting Inc | Shenzhen Lighting | SZ-TLTD22W-XY(3000K) | Linear Replacement Lamp | Four-Foot | Internal Driver Lamp-Style Retrofit Kits (UL Type B) | Standard | TRUE | 2298 | 109.22 | 21.04 | 17.91 | 0.9082 | 2925 | 82 | 5 | 100000 | 42538 |  |  | NotYetVerified | Internal Driver | 3 | 2314 | 110.74 | 20.89 | 17.91 | 0.9082 | 3000 | 82
PA54WTW1 | Shenzhen Lighting Inc | Shenzhen Lighting | SZ-TLTD18W-XYA(3000K) | Linear Replacement Lamp | Four-Foot | Internal Driver Lamp-Style Retrofit Kits (UL Type B) | Standard | TRUE | 2151 | 119.24 | 18.04 | 16.06 | 0.9017 | 3074 | 82.1 | 5 | 50000 | 42538 |  |  | No |  | 3.1 | 2151 | 119.24 | 18.04 | 16.06 | 0.9017 | 3000 | 82.1
PHPQM4X9 | Shenzhen Lighting Inc | Shenzhen Lighting | SZ-TLTD18W-XYA(5000K) | Linear Replacement Lamp | Four-Foot | Internal Driver Lamp-Style Retrofit Kits (UL Type B) | Standard | FALSE | [9 empty] | 42538 |  |  | No |  | 3.1 | 2220 | 122.11 | 18.18 | 16.29 | 0.9011 | 5000 | 83.6
P8QVNZQM | Shenzhen Lighting Inc | Shenzhen Lighting | SZ-TLTD18W-XY(5000K) | Linear Replacement Lamp | Four-Foot | Internal Driver Lamp-Style Retrofit Kits (UL Type B) | Standard | FALSE | [9 empty] | 42538 |  |  | NotYetVerified | Internal Driver | 3 | 2026 | 114.14 | 17.75 | 19.72 | 0.9165 | 5000 | 81.9
P339BHJN | Shenzhen Lighting Inc | Shenzhen Lighting | SZ-TLTD22W-XY(5000K) | Linear Replacement Lamp | Four-Foot | Internal Driver Lamp-Style Retrofit Kits (UL Type B) | Standard | FALSE | [9 empty] | 42538 |  |  | NotYetVerified | Internal Driver | 3 | 2471 | 115.61 | 21.37 | 19.36 | 0.9104 | 5000 | 81.7
PMHMUNA1 | Shenzhen Lighting Inc | Shenzhen Lighting | SZ-TLTD18W-XYA(4500K) | Linear Replacement Lamp | Four-Foot | Internal Driver Lamp-Style Retrofit Kits (UL Type B) | Standard | FALSE | [9 empty] | 42538 |  |  | No |  | 3.1 | 2203 | 121.63 | 18.11 | 16.06 | 0.9017 | 4500 | 82.1
PGRM55AD | Shenzhen Lighting Inc | Shenzhen Lighting | SZ-TLTD22W-XY(4000K) | Linear Replacement Lamp | Four-Foot | Internal Driver Lamp-Style Retrofit Kits (UL Type B) | Standard | FALSE | [9 empty] | 42538 |  |  | NotYetVerified | Internal Driver | 3 | 2314 | 110.74 | 20.89 | 17.91 | 0.9082 | 4500 | 82
PFWYXZQG | Shenzhen Lighting Inc | Shenzhen Lighting | SZ-TLTD18W-XY(4500K) | Linear Replacement Lamp | Four-Foot | Internal Driver Lamp-Style Retrofit Kits (UL Type B) | Standard | FALSE | [9 empty] | 42538 |  |  | NotYetVerified | Internal Driver | 3 | 1950 | 111.42 | 17.5 | 19.29 | 0.9106 | 4500 | 81.9
PZM66JVW | Shenzhen Lighting Inc | Shenzhen Lighting | SZ-TLTD18W-XYA(4000K) | Linear Replacement Lamp | Four-Foot | Internal Driver Lamp-Style Retrofit Kits (UL Type B) | Standard | FALSE | [9 empty] | 42538 |  |  | No |  | 3.1 | 2186 | 120.68 | 18.11 | 16.06 | 0.9017 | 4000 | 82.1
PX7ZGCMW | Shenzhen Lighting Inc | Shenzhen Lighting | SZ-TLTD22W-XY(4500K) | Linear Replacement Lamp | Four-Foot | Internal Driver Lamp-Style Retrofit Kits (UL Type B) | Standard | FALSE | [9 empty] | 42538 |  |  | NotYetVerified | Internal Driver | 3 | 2314 | 110.74 | 20.89 | 17.91 | 0.9082 | 4000 | 82
P68FQTAM | Shenzhen Lighting Inc | Shenzhen Lighting | SZ-TLTD18W-XY(4000K) | Linear Replacement Lamp | Four-Foot | Internal Driver Lamp-Style Retrofit Kits (UL Type B) | Standard | FALSE | [9 empty] | 42538 |  |  | NotYetVerified | Internal Driver | 3 | 1950 | 111.42 | 17.5 | 19.29 | 0.9106 | 4000 | 81.9
PH9A4ET2 | Shenzhen Lighting Inc | Shenzhen Lighting | SZ-TLTD18W-XYA(3500K) | Linear Replacement Lamp | Four-Foot | Internal Driver Lamp-Style Retrofit Kits (UL Type B) | Standard | FALSE | [9 empty] | 42538 |  |  | No |  | 3.1 | 2168 | 119.73 | 18.11 | 16.06 | 0.9017 | 3500 | 82.1
PVVV9UDF | Shenzhen Lighting Inc | Shenzhen Lighting | SZ-TLTD22W-XY(3500K) | Linear Replacement Lamp | Four-Foot | Internal Driver Lamp-Style Retrofit Kits (UL Type B) | Standard | FALSE | [9 empty] | 42538 |  |  | NotYetVerified | Internal Driver | 3 | 2314 | 110.74 | 20.89 | 17.91 | 0.9082 | 3500 | 82
PKBFC5N7 | Shenzhen Lighting Inc | Shenzhen Lighting | SZ-TLTD18W-XY(3500K) | Linear Replacement Lamp | Four-Foot | Internal Driver Lamp-Style Retrofit Kits (UL Type B) | Standard | FALSE | [9 empty] | 42538 |  |  | NotYetVerified | Internal Driver | 3 | 1950 | 111.42 | 17.5 | 19.29 | 0.9106 | 3500 | 81.9
PFP12CNB | Hyperikon Inc. | Hyperikon | HyperT5-4C-50 | Linear Replacement Lamp | Four-Foot | Replacement Lamps (plug and play) (UL Type A) | Standard | FALSE | [9 empty] | 42538 |  |  | No |  | 3.1 | 3172 | 131.89 | 24.05 | 12.3 | 0.9151 | 5000 | 82.4
PJ5Q3VFY | Hyperikon Inc. | Hyperikon | HyperT5-4C-45 | Linear Replacement Lamp | Four-Foot | Replacement Lamps (plug and play) (UL Type A) | Standard | FALSE | [9 empty] | 42538 |  |  | No |  | 3.1 | 3146 | 130.59 | 24.09 | 12.16 | 0.9166 | 4500 | 81.5
P7RG7SBE | Hyperikon Inc. | Hyperikon | HyperT5-4C-40 | Linear Replacement Lamp | Four-Foot | Replacement Lamps (plug and play) (UL Type A) | Standard | FALSE | [9 empty] | 42538 |  |  | No |  | 3.1 | 3118 | 129.43 | 24.09 | 12.16 | 0.9166 | 4000 | 81.5
P2B5TC8Q | Hyperikon Inc. | Hyperikon | HyperT5-4C-35 | Linear Replacement Lamp | Four-Foot | Replacement Lamps (plug and play) (UL Type A) | Standard | FALSE | [9 empty] | 42538 |  |  | No |  | 3.1 | 3090 | 128.27 | 24.09 | 12.16 | 0.9166 | 3500 | 81.5
P3F4VMA1 | CNA International Enterprises Inc. | CNA | LED 25W 4F T5 30K | Linear Replacement Lamp | Four-Foot | Replacement Lamps (plug and play) (UL Type A) | Standard | TRUE | 2922 | 107.4 | 27.2 | 10.2 | 0.947 | 3083 | 85 | 5 | 50000 | 42537 |  |  | No |  | 3.1 | 3000 | 107 | 28 | 20 | 0.9 | 3000 | 82
PRKHH4KY | CBM Electronics Lighting Inc. | CBM | LED18W100/277V-F-3000K | Linear Replacement Lamp | Four-Foot | Internal Driver Lamp-Style Retrofit Kits (UL Type B) | Standard | TRUE | 2274 | 124.94 | 18.2 | 13.52 | 0.9104 | 2880 | 81.7 | 5 | 50000 | 42537 |  |  | No |  | 3.1 | 2274 | 124.94 | 18.2 | 13.52 | 0.9104 | 3000 | 81.7
P2VP1ZE6 | CBM Electronics Lighting Inc. | CBM | LED18W100/277V-C-3000K | Linear Replacement Lamp | Four-Foot | Internal Driver Lamp-Style Retrofit Kits (UL Type B) | Standard | TRUE | 2497 | 135.56 | 18.42 | 13.14 | 0.9103 | 2934 | 82.4 | 5 | 50000 | 42537 |  |  | No |  | 3.1 | 2497 | 135.56 | 18.42 | 13.14 | 0.9103 | 3000 | 82.4
PWNX9A2Y | FY Lighting Co. Ltd | Fen Yong | FY-T8-1200NF12(L30K120CGX1S) | Linear Replacement Lamp | Four-Foot | Internal Driver Lamp-Style Retrofit Kits (UL Type B) | Standard | TRUE | 1643.7 | 129.84 | 12.66 | 12.7 | 0.885 | 2933 | 83.5 | 5 | 50000 | 42537 |  |  | No |  | 4 | 1700 | 130 | 12 | 15 | 0.9 | 3000 | 80
PJSFHDQ2 | CNA International Enterprises Inc. | CNA | LED 25W 4F T5 50K | Linear Replacement Lamp | Four-Foot | Replacement Lamps (plug and play) (UL Type A) | Standard | FALSE | [9 empty] | 42537 |  |  | No |  | 3.1 | 3200 | 114 | 28 | 20 | 0.9 | 5000 | 82
PEFD1A9Q | CNA International Enterprises Inc. | CNA | LED 25W 4F T5 40K | Linear Replacement Lamp | Four-Foot | Replacement Lamps (plug and play) (UL Type A) | Standard | FALSE | [9 empty] | 42537 |  |  | No |  | 3.1 | 3200 | 114 | 28 | 20 | 0.9 | 4000 | 82
P75PUQJK | CNA International Enterprises Inc. | CNA | LED 25W 4F T5 35K | Linear Replacement Lamp | Four-Foot | Replacement Lamps (plug and play) (UL Type A) | Standard | FALSE | [9 empty] | 42537 |  |  | No |  | 3.1 | 3000 | 107 | 28 | 20 | 0.9 | 3500 | 82
PB2ATMY4 | FY Lighting Co. Ltd | Fen Yong | FY-T8-1200NF12(L50K120CGX1S) | Linear Replacement Lamp | Four-Foot | Internal Driver Lamp-Style Retrofit Kits (UL Type B) | Standard | FALSE | [9 empty] | 42537 |  |  | No |  | 4 | 1800 | 140 | 12 | 15 | 0.9 | 5000 | 80
PRN6EH67 | FY Lighting Co. Ltd | Fen Yong | FY-T8-1200NF12(L45K120CGX1S) | Linear Replacement Lamp | Four-Foot | Internal Driver Lamp-Style Retrofit Kits (UL Type B) | Standard | FALSE | [9 empty] | 42537 |  |  | No |  | 4 | 1760 | 136 | 12 | 15 | 0.9 | 4500 | 80
P9TQMPUV | FY Lighting Co. Ltd | Fen Yong | FY-T8-1200NF12(L40K120CGX1S) | Linear Replacement Lamp | Four-Foot | Internal Driver Lamp-Style Retrofit Kits (UL Type B) | Standard | FALSE | [9 empty] | 42537 |  |  | No |  | 4 | 1740 | 134 | 12 | 15 | 0.9 | 4000 | 80
PWQP32HW | FY Lighting Co. Ltd | Fen Yong | FY-T8-1200NF12(L35K120CGX1S) | Linear Replacement Lamp | Four-Foot | Internal Driver Lamp-Style Retrofit Kits (UL Type B) | Standard | FALSE | [9 empty] | 42537 |  |  | No |  | 4 | 1720 | 132 | 12 | 15 | 0.9 | 3500 | 80
P1N8NF68 | CBM Electronics Lighting Inc. | CBM | LED18W100/277V-C-5000K | Linear Replacement Lamp | Four-Foot | Internal Driver Lamp-Style Retrofit Kits (UL Type B) | Standard | FALSE | [9 empty] | 42537 | Not Dimmable | Not Dimmable | No |  | 3.1 | 2566 | 138.68 | 18.5 | 13.21 | 0.911 | 5000 | 82.3
PZZ6FEMA | CBM Electronics Lighting Inc. | CBM | LED18W100/277V-F-5000K | Linear Replacement Lamp | Four-Foot | Internal Driver Lamp-Style Retrofit Kits (UL Type B) | Standard | FALSE | [9 empty] | 42537 | Not Dimmable | Not Dimmable | No |  | 3.1 | 2354 | 128.52 | 18.32 | 13.61 | 0.9059 | 5000 | 82
PTFCR93P | CBM Electronics Lighting Inc. | CBM | LED18W100/277V-C-4000K | Linear Replacement Lamp | Four-Foot | Internal Driver Lamp-Style Retrofit Kits (UL Type B) | Standard | FALSE | [9 empty] | 42537 | Not Dimmable | Not Dimmable | No |  | 3.1 | 2532 | 137.16 | 18.46 | 13.14 | 0.9103 | 4000 | 82.4
PY6YSCGF | CBM Electronics Lighting Inc. | CBM | LED18W100/277V-F-4000K | Linear Replacement Lamp | Four-Foot | Internal Driver Lamp-Style Retrofit Kits (UL Type B) | Standard | FALSE | [9 empty] | 42537 | Not Dimmable | Not Dimmable | No |  | 3.1 | 2314 | 126.73 | 18.26 | 13.52 | 0.9104 | 4000 | 81.7
P6K9XS7T | JIAXING SUPER LIGHTING ELECTRIC APPLIANCE CO.LTD | SUPER | T8L-IDTH11-2200-4ft-ABA | Linear Replacement Lamp | Four-Foot | Internal Driver Lamp-Style Retrofit Kits (UL Type B) | Standard | TRUE | 2053 | 115.6 | 17.76 | 12.19 | 0.9916 | 2931 | 84.5 | 5 | 50000 | 42536 |  |  | No |  | 3.1 | 2100 | 115 | 18 | 20 | 0.9 | 3000 | 82
PA24WJSB | JIAXING SUPER LIGHTING ELECTRIC APPLIANCE CO.LTD | SUPER | T8L-IDTH13-1800-4ft-ABA | Linear Replacement Lamp | Four-Foot | Internal Driver Lamp-Style Retrofit Kits (UL Type B) | Standard | TRUE | 1741 | 129.6 | 13.43 | 13.37 | 0.9883 | 3000 | 83.2 | 5 | 50000 | 42536 |  |  | No |  | 3.1 | 1700 | 125 | 13.5 | 20 | 0.9 | 3000 | 82
PVED2X2X | Global Lighting Organization | GLO | GLO-LT43F-18(3000K) | Linear Replacement Lamp | Four-Foot | Replacement Lamps (plug and play) (UL Type A) | Standard | TRUE | 1944 | 119.14 | 17.03 | 8.69 | 0.9687 | 2999 | 82.9 | 5 | 50000 | 42536 |  |  | No |  | 3.1 | 1944 | 114.15 | 17.03 | 8.69 | 0.9687 | 3000 | 82.6
P7TR6MTN | GREATWALL LEDLIGHT CO. LTD | GVVL | CC-T8-T120-10WF (4000K) | Linear Replacement Lamp | Four-Foot | Internal Driver Lamp-Style Retrofit Kits (UL Type B) | Standard | TRUE | 1660 | 161.5 | 10.28 | 18 | 0.953 | 4029 | 82.9 | 5 | 50000 | 42536 |  |  | No |  | 3.1 | 1660 | 161.5 | 10.28 | 21.44 | 0.95 | 4000 | 82.9
PPCEUDYR | Global Lighting Organization | GLO | GLO-LT43F-15(3000K) | Linear Replacement Lamp | Four-Foot | Replacement Lamps (plug and play) (UL Type A) | Standard | TRUE | 1716 | 112.45 | 15.26 | 8.95 | 0.9093 | 2993 | 82.6 | 5 | 50000 | 42536 |  |  | No |  | 3.1 | 1650 | 108.62 | 15.19 | 8.95 | 0.9093 | 3000 | 82.6
PY33G2QV | ARVA LLC | HyLite | HL-T8-4FN-18W-30K | Linear Replacement Lamp | Four-Foot | Internal Driver Lamp-Style Retrofit Kits (UL Type B) | Standard | TRUE | 1640.6 | 97.89 | 16.76 | 24.9 | 0.903 | 2987 | 82.8 | 5 |  | 42536 |  |  | No |  | 3 | 1701 | 94.5 | 18 | 25 | 0.9 | 3000 | 80
P1DE5CVT | ARVA LLC | HyLite | HL-T8-4F-18W-30K | Linear Replacement Lamp | Four-Foot | Internal Driver Lamp-Style Retrofit Kits (UL Type B) | Standard | TRUE | 1788.71 | 108.41 | 16.5 | 24.9 | 0.903 | 2953 | 83.5 | 5 |  | 42536 |  |  | NotYetVerified | Internal Driver | 3 | 1788.71 | 108.41 | 16.5 | 24.5 | 0.965 | 2953 | 84
P8VC42ZC | FOSHAN NATIONSTAR OPTOELECTRONICS CO.LTD | NATIONSTAR | NS-T8-4HB14-WW | Linear Replacement Lamp | Four-Foot | Replacement Lamps (plug and play) (UL Type A) | Standard | TRUE | 1875 | 131.01 | 14.31 | 11.8 | 0.9012 | 3040 | 81.9 | 5 | 50000 | 42536 |  |  | No |  | 3.1 | 1875 | 131.01 | 14.31 | 11.8 | 0.901 | 3000 | 81.7
PXCXPS2K | ARVA LLC | HyLite | HL-T8-4CN-18W-30K | Linear Replacement Lamp | Four-Foot | Internal Driver Lamp-Style Retrofit Kits (UL Type B) | Standard | TRUE | 2038.56 | 122.81 | 16.6 | 24.5 | 0.899 | 2956 | 82.9 | 5 |  | 42536 |  |  | NotYetVerified | Internal Driver | 3 | 2038.56 | 122.81 | 16.6 | 24.3 | 0.969 | 2956 | 83
PKASW139 | JIAXING SUPER LIGHTING ELECTRIC APPLIANCE CO.LTD | SUPER | T8L-IDTH11-2200-4ft-EBA | Linear Replacement Lamp | Four-Foot | Internal Driver Lamp-Style Retrofit Kits (UL Type B) | Standard | FALSE | [9 empty] | 42536 |  |  | No |  | 3.1 | 2200 | 120 | 18 | 20 | 0.9 | 5000 | 82
PJQ4BUG1 | JIAXING SUPER LIGHTING ELECTRIC APPLIANCE CO.LTD | SUPER | T8L-IDTH13-1800-4ft-EBA | Linear Replacement Lamp | Four-Foot | Internal Driver Lamp-Style Retrofit Kits (UL Type B) | Standard | FALSE | [9 empty] | 42536 |  |  | No |  | 3.1 | 1800 | 130 | 13.5 | 20 | 0.9 | 5000 | 82
PDY3K4GA | JIAXING SUPER LIGHTING ELECTRIC APPLIANCE CO.LTD | SUPER | T8L-IDTH11-2200-4ft-CBA | Linear Replacement Lamp | Four-Foot | Internal Driver Lamp-Style Retrofit Kits (UL Type B) | Standard | FALSE | [9 empty] | 42536 |  |  | No |  | 3.1 | 2200 | 120 | 18 | 20 | 0.9 | 4000 | 82
PF3KX22G | JIAXING SUPER LIGHTING ELECTRIC APPLIANCE CO.LTD | SUPER | T8L-IDTH13-1800-4ft-CBA | Linear Replacement Lamp | Four-Foot | Internal Driver Lamp-Style Retrofit Kits (UL Type B) | Standard | FALSE | [9 empty] | 42536 |  |  | No |  | 3.1 | 1800 | 130 | 13.5 | 20 | 0.9 | 4000 | 82
PFBMMX5M | JIAXING SUPER LIGHTING ELECTRIC APPLIANCE CO.LTD | SUPER | T8L-IDTH11-2200-4ft-BBA | Linear Replacement Lamp | Four-Foot | Internal Driver Lamp-Style Retrofit Kits (UL Type B) | Standard | FALSE | [9 empty] | 42536 |  |  | No |  | 3.1 | 2100 | 115 | 18 | 20 | 0.9 | 3500 | 82
P2EURM97 | JIAXING SUPER LIGHTING ELECTRIC APPLIANCE CO.LTD | SUPER | T8L-IDTH13-1800-4ft-BBA | Linear Replacement Lamp | Four-Foot | Internal Driver Lamp-Style Retrofit Kits (UL Type B) | Standard | FALSE | [9 empty] | 42536 |  |  | No |  | 3.1 | 1700 | 125 | 13.5 | 20 | 0.9 | 3500 | 82
PJ1BKT2P | Global Lighting Organization | GLO | GLO-LT43F-18(5000K) | Linear Replacement Lamp | Four-Foot | Replacement Lamps (plug and play) (UL Type A) | Standard | FALSE | [9 empty] | 42536 |  |  | No |  | 3.1 | 2062 | 120.44 | 17.12 | 8.93 | 0.9504 | 5000 | 82.9
PC1ND2AK | Global Lighting Organization | GLO | GLO-LT43F-15(5000K) | Linear Replacement Lamp | Four-Foot | Replacement Lamps (plug and play) (UL Type A) | Standard | FALSE | [9 empty] | 42536 |  |  | No |  | 3.1 | 1716 | 112.45 | 15.26 | 8.71 | 0.9061 | 5000 | 82.3
PNGY4RG6 | Global Lighting Organization | GLO | GLO-LT43F-15(4500K) | Linear Replacement Lamp | Four-Foot | Replacement Lamps (plug and play) (UL Type A) | Standard | FALSE | [9 empty] | 42536 |  |  | No |  | 3.1 | 1650 | 108.62 | 15.19 | 8.95 | 0.9093 | 4500 | 82.6
PMKQBCXG | Global Lighting Organization | GLO | GLO-LT43F-18(4500K) | Linear Replacement Lamp | Four-Foot | Replacement Lamps (plug and play) (UL Type A) | Standard | FALSE | [9 empty] | 42536 |  |  | No |  | 3.1 | 1944 | 114.15 | 17.03 | 8.69 | 0.9687 | 4500 | 82.6
PYJ68T91 | Global Lighting Organization | GLO | GLO-LT43F-15(4000K) | Linear Replacement Lamp | Four-Foot | Replacement Lamps (plug and play) (UL Type A) | Standard | FALSE | [9 empty] | 42536 |  |  | No |  | 3.1 | 1650 | 108.62 | 15.19 | 8.95 | 0.9093 | 4000 | 82.6
P5ESXTZN | Global Lighting Organization | GLO | GLO-LT43F-18(4000K) | Linear Replacement Lamp | Four-Foot | Replacement Lamps (plug and play) (UL Type A) | Standard | FALSE | [9 empty] | 42536 |  |  | No |  | 3.1 | 1944 | 114.15 | 17.03 | 8.69 | 0.9687 | 4000 | 82.6
PG5D1TXN | Global Lighting Organization | GLO | GLO-LT43F-15(3500K) | Linear Replacement Lamp | Four-Foot | Replacement Lamps (plug and play) (UL Type A) | Standard | FALSE | [9 empty] | 42536 |  |  | No |  | 3.1 | 1650 | 108.62 | 15.19 | 8.95 | 0.9093 | 3500 | 82.6
PBB263KA | Global Lighting Organization | GLO | GLO-LT43F-18(3500K) | Linear Replacement Lamp | Four-Foot | Replacement Lamps (plug and play) (UL Type A) | Standard | FALSE | [9 empty] | 42536 |  |  | No |  | 3.1 | 1944 | 114.15 | 17.03 | 8.69 | 0.9687 | 3500 | 82.6
P5MY3GH3 | FOSHAN NATIONSTAR OPTOELECTRONICS CO.LTD | NATIONSTAR | NS-T8-4HB14-DW | Linear Replacement Lamp | Four-Foot | Replacement Lamps (plug and play) (UL Type A) | Standard | FALSE | [9 empty] | 42536 |  |  | No |  | 3.1 | 1794 | 124.82 | 14.37 | 11.69 | 0.902 | 5000 | 83.8
PGR8N1ZR | FOSHAN NATIONSTAR OPTOELECTRONICS CO.LTD | NATIONSTAR | NS-T8-4HB14-NW | Linear Replacement Lamp | Four-Foot | Replacement Lamps (plug and play) (UL Type A) | Standard | FALSE | [9 empty] | 42536 |  |  | No |  | 3.1 | 1875 | 131.01 | 14.31 | 11.8 | 0.901 | 4000 | 81.7
P7NWG2AV | FOSHAN NATIONSTAR OPTOELECTRONICS CO.LTD | NATIONSTAR | NS-T8-4HB14-BW | Linear Replacement Lamp | Four-Foot | Replacement Lamps (plug and play) (UL Type A) | Standard | FALSE | [9 empty] | 42536 |  |  | No |  | 3.1 | 1875 | 131.01 | 14.31 | 11.8 | 0.901 | 3500 | 81.7
PJ4F1MZJ | ARVA LLC | HyLite | HL-T8-4F-18W-50K | Linear Replacement Lamp | Four-Foot | Internal Driver Lamp-Style Retrofit Kits (UL Type B) | Standard | FALSE | [9 empty] | 42536 | Not Yet Verified | Not Yet Verified | NotYetVerified | Internal Driver | 3 | 2151 | 119.5 | 18 | 24.5 | 0.965 | 5000 | 84
PFSJYG6Y | ARVA LLC | HyLite | HL-T8-4CN-18W-50K | Linear Replacement Lamp | Four-Foot | Internal Driver Lamp-Style Retrofit Kits (UL Type B) | Standard | FALSE | [9 empty] | 42536 | Not Yet Verified | Not Yet Verified | NotYetVerified | Internal Driver | 3 | 2431 | 135.06 | 18 | 24.3 | 0.969 | 5000 | 83
P7HG4EM3 | ARVA LLC | HyLite | HL-T8-4FN-18W-50K | Linear Replacement Lamp | Four-Foot | Internal Driver Lamp-Style Retrofit Kits (UL Type B) | Standard | FALSE | [9 empty] | 42536 | Not Yet Verified | Not Yet Verified | No |  | 3 | 1894 | 105.22 | 18 | 25 | 0.9 | 5000 | 80
PHASUUH8 | ARVA LLC | HyLite | HL-T8-4F-18W-40K | Linear Replacement Lamp | Four-Foot | Internal Driver Lamp-Style Retrofit Kits (UL Type B) | Standard | FALSE | [9 empty] | 42536 | Not Yet Verified | Not Yet Verified | NotYetVerified | Internal Driver | 3 | 2057 | 114.28 | 18 | 24.5 | 0.965 | 4000 | 84
PRCQVG2Z | ARVA LLC | HyLite | HL-T8-4CN-18W-40K | Linear Replacement Lamp | Four-Foot | Internal Driver Lamp-Style Retrofit Kits (UL Type B) | Standard | FALSE | [9 empty] | 42536 | Not Yet Verified | Not Yet Verified | NotYetVerified | Internal Driver | 3 | 2355 | 130.83 | 18 | 24.3 | 0.969 | 4000 | 83
PGKWPNQN | ARVA LLC | HyLite | HL-T8-4FN-18W-40K | Linear Replacement Lamp | Four-Foot | Internal Driver Lamp-Style Retrofit Kits (UL Type B) | Standard | FALSE | [9 empty] | 42536 | Not Yet Verified | Not Yet Verified | No |  | 3 | 1873 | 104.06 | 18 | 25 | 0.9 | 4000 | 80
P2Q33JYB | Luminance | Lumin | L7552-2 | Linear Replacement Lamp | Four-Foot | Replacement Lamps (plug and play) (UL Type A) | Standard | TRUE | 2249 | 105.7 | 21.28 | 10.84 | 0.9757 | 2969 | 82.9 | 5 | 50000 | 42535 |  |  | No |  | 3 | 2200 | 100 | 22 | 20 | 0.9 | 3000 | 83
P5R5EBRG | Revolution Lighting Technologies | Revolution Lighting Technologies | 204384-210 | Linear Replacement Lamp | Four-Foot | Replacement Lamps (plug and play) (UL Type A) | Standard | TRUE | 2918 | 110.1 | 26.5 | 7.8 | 0.95 | 3066 | 83 | 5 | 50000 | 42535 |  |  | No |  | 3.1 | 3200 | 107 | 30 | 20 | 0.9 | 3000 | 82
P3ZC3587 | Aleddra Inc. | Aleddra | LLT-4-T5-30W-BC-30K | Linear Replacement Lamp | Four-Foot | Replacement Lamps (plug and play) (UL Type A) | Standard | TRUE | 2918 | 110.1 | 26.5 | 7.8 | 0.95 | 3066 | 83 | 5 | 50000 | 42535 |  |  | No |  | 3.1 | 3200 | 107 | 30 | 20 | 0.9 | 3000 | 82
PHQMWWMB | Aleddra Inc. | Aleddra | LLT-4-T5-28W-BC-30K | Linear Replacement Lamp | Four-Foot | Replacement Lamps (plug and play) (UL Type A) | Standard | TRUE | 2922 | 107.4 | 27.2 | 10.2 | 0.947 | 3083 | 85 | 5 | 50000 | 42535 |  |  | No |  | 3.1 | 3000 | 107 | 28 | 20 | 0.9 | 3000 | 82
PSRX2NQK | Longhorn Lighting Co. Ltd | Longhorn | LH-L8V245Q01 | Linear Replacement Lamp | Four-Foot | Replacement Lamps (plug and play) (UL Type A) | Standard | TRUE | 3208 | 114.2 | 28.09 | 16.11 | 0.9381 | 3098 | 83.3 | 5 | 50000 | 42535 |  |  | No |  | 3.1 | 3208 | 114.2 | 28.09 | 16.11 | 0.9381 | 3000 | 83.3
PR1CR8YQ | Aleddra Inc. | Aleddra | LLT-4-T5-25W-BC-30K | Linear Replacement Lamp | Four-Foot | Replacement Lamps (plug and play) (UL Type A) | Standard | TRUE | 2508 | 104.2 | 24.1 | 9.9 | 0.935 | 3080 | 85 | 5 | 50000 | 42535 |  |  | No |  | 3 | 2600 | 104 | 25 | 20 | 0.9 | 3000 | 82
P5QTV45N | Hyperikon Inc. | Hyperikon | HyperT5-4F-30 | Linear Replacement Lamp | Four-Foot | Replacement Lamps (plug and play) (UL Type A) | Standard | TRUE | 2590 | 106.63 | 24.29 | 12.81 | 0.9115 | 2978 | 82.3 | 5 | 50000 | 42535 |  |  | No |  | 3 | 2590 | 106.63 | 24.29 | 12.81 | 0.9115 | 3000 | 82.3
PT1B9WN9 | J&D Manufacturing | J&D Manufacturing | LED-418C | Linear Replacement Lamp | Four-Foot | Internal Driver Lamp-Style Retrofit Kits (UL Type B) | Standard | TRUE | 1979 | 107 | 18.5 | 15.4 | 0.8979 | 4109 | 82.9 | 5 | 50000 | 42535 |  |  | NotYetVerified |  | 3 | 1800 | 100 | 18 | 20 | 0.9 | 4100 | 80
PG8U6J94 | Revolution Lighting Technologies | Revolution Lighting Technologies | 204384-213 | Linear Replacement Lamp | Four-Foot | Replacement Lamps (plug and play) (UL Type A) | Standard | FALSE | [9 empty] | 42535 |  |  | No |  | 3.1 | 3500 | 117 | 30 | 20 | 0.9 | 5000 | 82
PGRG8DJE | Revolution Lighting Technologies | Revolution Lighting Technologies | 204384-212 | Linear Replacement Lamp | Four-Foot | Replacement Lamps (plug and play) (UL Type A) | Standard | FALSE | [9 empty] | 42535 |  |  | No |  | 3.1 | 3500 | 117 | 30 | 20 | 0.9 | 4000 | 82
PBEN371S | Revolution Lighting Technologies | Revolution Lighting Technologies | 204384-211 | Linear Replacement Lamp | Four-Foot | Replacement Lamps (plug and play) (UL Type A) | Standard | FALSE | [9 empty] | 42535 |  |  | No |  | 3.1 | 3200 | 107 | 30 | 20 | 0.9 | 3500 | 82
PCBDG4N7 | Luminance | Lumin | L7555-2 | Linear Replacement Lamp | Four-Foot | Replacement Lamps (plug and play) (UL Type A) | Standard | FALSE | [9 empty] | 42535 |  |  | No |  | 3 | 2400 | 109 | 22 | 20 | 0.9 | 5000 | 83
PHVDGRBG | Luminance | Lumin | L7554-2 | Linear Replacement Lamp | Four-Foot | Replacement Lamps (plug and play) (UL Type A) | Standard | FALSE | [9 empty] | 42535 |  |  | No |  | 3 | 2300 | 105 | 22 | 20 | 0.9 | 4000 | 83
PJPTFK3A | Luminance | Lumin | L7553-2 | Linear Replacement Lamp | Four-Foot | Replacement Lamps (plug and play) (UL Type A) | Standard | FALSE | [9 empty] | 42535 |  |  | No |  | 3 | 2250 | 102 | 22 | 20 | 0.9 | 3500 | 83
PT4XDJ3D | Longhorn Lighting Co. Ltd | Longhorn | LH-L8R245Q01 | Linear Replacement Lamp | Four-Foot | Replacement Lamps (plug and play) (UL Type A) | Standard | FALSE | [9 empty] | 42535 |  |  | No |  | 3.1 | 3457 | 121.68 | 28.41 | 16.28 | 0.9309 | 5000 | 83.9
PWP1QFY7 | Longhorn Lighting Co. Ltd | Longhorn | LH-L8N245Q01 | Linear Replacement Lamp | Four-Foot | Replacement Lamps (plug and play) (UL Type A) | Standard | FALSE | [9 empty] | 42535 |  |  | No |  | 3.1 | 3333 | 117.96 | 28.25 | 16.11 | 0.9381 | 4000 | 83.3
P339A948 | Longhorn Lighting Co. Ltd | Longhorn | LH-L8U245Q01 | Linear Replacement Lamp | Four-Foot | Replacement Lamps (plug and play) (UL Type A) | Standard | FALSE | [9 empty] | 42535 |  |  | No |  | 3.1 | 3270 | 115.76 | 28.25 | 16.11 | 0.9381 | 3500 | 83.3
PQ8HVY8H | J&D Manufacturing | J&D Manufacturing | LED-418D | Linear Replacement Lamp | Four-Foot | Internal Driver Lamp-Style Retrofit Kits (UL Type B) | Standard | FALSE | [9 empty] | 42535 |  |  | NotYetVerified |  | 3 | 1800 | 100 | 18 | 20 | 0.9 | 5000 | 80
PA43VM62 | Hyperikon Inc. | Hyperikon | HyperT5-4F-50 | Linear Replacement Lamp | Four-Foot | Replacement Lamps (plug and play) (UL Type A) | Standard | FALSE | [9 empty] | 42535 |  |  | No |  | 3 | 2698 | 111.6 | 24.18 | 12.8 | 0.9109 | 5000 | 83.3
P2SJCYTQ | Hyperikon Inc. | Hyperikon | HyperT5-4F-45 | Linear Replacement Lamp | Four-Foot | Replacement Lamps (plug and play) (UL Type A) | Standard | FALSE | [9 empty] | 42535 |  |  | No |  | 3 | 2671 | 110.19 | 24.24 | 12.81 | 0.9115 | 4500 | 82.3
PMMEMS8N | Hyperikon Inc. | Hyperikon | HyperT5-4F-40 | Linear Replacement Lamp | Four-Foot | Replacement Lamps (plug and play) (UL Type A) | Standard | FALSE | [9 empty] | 42535 |  |  | No |  | 3 | 2644 | 109.08 | 24.24 | 12.81 | 0.9115 | 4000 | 82.3
PB2JB5ZH | Hyperikon Inc. | Hyperikon | HyperT5-4F-35 | Linear Replacement Lamp | Four-Foot | Replacement Lamps (plug and play) (UL Type A) | Standard | FALSE | [9 empty] | 42535 |  |  | No |  | 3 | 2617 | 107.96 | 24.24 | 12.81 | 0.9115 | 3500 | 82.3
PJYTFHHG | Aleddra Inc. | Aleddra | LLT-4-T5-30W-BC-50K | Linear Replacement Lamp | Four-Foot | Replacement Lamps (plug and play) (UL Type A) | Standard | FALSE | [9 empty] | 42535 | Not Dimmable | Not Dimmable | No |  | 3.1 | 3500 | 117 | 30 | 20 | 0.9 | 5000 | 82
PAZ32VT3 | Aleddra Inc. | Aleddra | LLT-4-T5-28W-BC-50K | Linear Replacement Lamp | Four-Foot | Replacement Lamps (plug and play) (UL Type A) | Standard | FALSE | [9 empty] | 42535 | Not Dimmable | Not Dimmable | No |  | 3.1 | 3200 | 114 | 28 | 20 | 0.9 | 5000 | 82
PX8PNF4R | Aleddra Inc. | Aleddra | LLT-4-T5-25W-BC-50K | Linear Replacement Lamp | Four-Foot | Replacement Lamps (plug and play) (UL Type A) | Standard | FALSE | [9 empty] | 42535 | Not Dimmable | Not Dimmable | No |  | 3 | 2800 | 112 | 25 | 20 | 0.9 | 5000 | 82
P2G4QQVS | Aleddra Inc. | Aleddra | LLT-4-T5-30W-BC-40K | Linear Replacement Lamp | Four-Foot | Replacement Lamps (plug and play) (UL Type A) | Standard | FALSE | [9 empty] | 42535 | Not Dimmable | Not Dimmable | No |  | 3.1 | 3500 | 117 | 30 | 20 | 0.9 | 4000 | 82
PFZZ59VH | Aleddra Inc. | Aleddra | LLT-4-T5-28W-BC-40K | Linear Replacement Lamp | Four-Foot | Replacement Lamps (plug and play) (UL Type A) | Standard | FALSE | [9 empty] | 42535 | Not Dimmable | Not Dimmable | No |  | 3.1 | 3200 | 114 | 28 | 20 | 0.9 | 4000 | 82
P88BTFWZ | Aleddra Inc. | Aleddra | LLT-4-T5-25W-BC-40K | Linear Replacement Lamp | Four-Foot | Replacement Lamps (plug and play) (UL Type A) | Standard | FALSE | [9 empty] | 42535 | Not Dimmable | Not Dimmable | No |  | 3 | 2800 | 112 | 25 | 20 | 0.9 | 4000 | 82
PXHW12AG | Aleddra Inc. | Aleddra | LLT-4-T5-30W-BC-35K | Linear Replacement Lamp | Four-Foot | Replacement Lamps (plug and play) (UL Type A) | Standard | FALSE | [9 empty] | 42535 | Not Dimmable | Not Dimmable | No |  | 3.1 | 3200 | 107 | 30 | 20 | 0.9 | 3500 | 82
P2F4Y1GE | Aleddra Inc. | Aleddra | LLT-4-T5-28W-BC-35K | Linear Replacement Lamp | Four-Foot | Replacement Lamps (plug and play) (UL Type A) | Standard | FALSE | [9 empty] | 42535 | Not Dimmable | Not Dimmable | No |  | 3.1 | 3000 | 107 | 28 | 20 | 0.9 | 3500 | 82
PEBUGNCC | Aleddra Inc. | Aleddra | LLT-4-T5-25W-BC-35K | Linear Replacement Lamp | Four-Foot | Replacement Lamps (plug and play) (UL Type A) | Standard | FALSE | [9 empty] | 42535 | Not Dimmable | Not Dimmable | No |  | 3 | 2600 | 104 | 25 | 20 | 0.9 | 3500 | 82
PTQ7VW3T | Beyond LED Technology | Beyond led technology | 104364(3000K) | Linear Replacement Lamp | Four-Foot | Replacement Lamps (plug and play) (UL Type A) | Standard | TRUE | 1881.3 | 99.8 | 18.85 | 4.7 | 0.985 | 2959 | 82.6 | 5 | 50000 | 42534 |  |  | No |  | 3 | 1881.3 | 99.8 | 18.85 | 4 | 0.999 | 2959 | 83
PB7F9T32 | Global Lighting Organization | GLO | GLO-LT43C-18(3000K) | Linear Replacement Lamp | Four-Foot | Replacement Lamps (plug and play) (UL Type A) | Standard | TRUE | 2110 | 123.61 | 17.07 | 8.96 | 0.9673 | 3002 | 82.1 | 5 | 50000 | 42534 |  |  | No |  | 3.1 | 2110 | 123.61 | 17.07 | 8.96 | 0.967 | 3000 | 82.1
PGW9BQK6 | Lumen Impact LLC | Lumen Impact | LI-LT8-1200NF(L30K120CGSS) | Linear Replacement Lamp | Four-Foot | Internal Driver Lamp-Style Retrofit Kits (UL Type B) | Standard | TRUE | 1855 | 104.04 | 17.83 | 17.25 | 0.9242 | 2921 | 81.6 | 5 | 50000 | 42534 |  |  | NotYetVerified |  | 3 | 1855 | 104.04 | 17.83 | 17.25 | 0.9242 | 3000 | 81.6
P5H1DQ9D | Lumen Impact LLC | Lumen Impact | LI-LT8-1200NC(L30K120CGSS) | Linear Replacement Lamp | Four-Foot | Internal Driver Lamp-Style Retrofit Kits (UL Type B) | Standard | TRUE | 1970 | 110.302 | 17.86 | 16.23 | 0.9241 | 2927 | 81.4 | 5 | 50000 | 42534 |  |  | NotYetVerified | Internal Driver | 3 | 1970 | 111.05 | 17.74 | 16.23 | 0.9241 | 3000 | 81.4
PYXBJJZ6 | Lumen Impact LLC | Lumen Impact | LI-LT8-1200NCM(L40K120CGSS) | Linear Replacement Lamp | Four-Foot | Internal Driver Lamp-Style Retrofit Kits (UL Type B) | Standard | TRUE | 1876 | 117.47 | 15.97 | 15.76 | 0.9241 | 3972 | 81.5 | 5 | 50000 | 42534 |  |  | NotYetVerified | Internal Driver | 3 | 1876 | 119.94 | 15.64 | 15.76 | 0.9241 | 4000 | 81.5
PACG5P97 | Lumen Impact LLC | Lumen Impact | LI-LT8-1200NFM(L40K120CGSS) | Linear Replacement Lamp | Four-Foot | Internal Driver Lamp-Style Retrofit Kits (UL Type B) | Standard | TRUE | 1734 | 111.65 | 15.53 | 17.93 | 0.9234 | 3971 | 81.7 | 5 | 50000 | 42534 |  |  | NotYetVerified | Internal Driver | 3 | 1734 | 111.65 | 15.53 | 17.93 | 0.9234 | 4000 | 81.7
PSNSMBKW | APT Electronics Co. Ltd. | APT | DL018DIGDC-XXXS8ZB | Linear Replacement Lamp | Four-Foot | Internal Driver Lamp-Style Retrofit Kits (UL Type B) | Standard | TRUE | 1718.231 | 101.013 | 17.01 | 9.63 | 0.9225 | 2970 | 82.7 | 5 | 50000 | 42534 |  |  | No |  | 3 | 2100 | 116.7 | 18 | 20 | 0.9 | 3000 | 80
PKGA8PF5 | APT Electronics Co. Ltd. | APT | DL015DIGDC-XXXS8ZB | Linear Replacement Lamp | Four-Foot | Internal Driver Lamp-Style Retrofit Kits (UL Type B) | Standard | TRUE | 1602.528 | 108.425 | 14.78 | 9.63 | 0.9225 | 2972 | 82.7 | 5 | 50000 | 42534 |  |  | No |  | 4 | 1750 | 116.7 | 15 | 20 | 0.9 | 3000 | 80
PTFM6EB4 | Lumen Impact LLC | Lumen Impact | LI-LT8-1200NC(L30K120CGXH) | Linear Replacement Lamp | Four-Foot | Internal Driver Lamp-Style Retrofit Kits (UL Type B) | Standard | TRUE | 2573 | 138.6 | 18.56 | 16.82 | 0.9194 | 2963 | 82.1 | 5 | 50000 | 42534 |  |  | NotYetVerified | Internal Driver | 3 | 2573 | 138.6 | 18.56 | 16.82 | 0.9194 | 3000 | 82.1
PNRU8YUY | Lumen Impact LLC | Lumen Impact | LI-LT8-1200NFB(L30K120CGXN) | Linear Replacement Lamp | Four-Foot | Internal Driver Lamp-Style Retrofit Kits (UL Type B) | Standard | TRUE | 2355 | 105.04 | 22.42 | 10.39 | 0.9187 | 2950 | 83 | 5 | 50000 | 42534 |  |  | NotYetVerified |  | 3 | 2355 | 105.04 | 22.42 | 10.39 | 0.9187 | 3000 | 83
P1M3W49S | Lumen Impact LLC | Lumen Impact | LI-LT8-1200NCB(L30K120CGXN) | Linear Replacement Lamp | Four-Foot | Internal Driver Lamp-Style Retrofit Kits (UL Type B) | Standard | TRUE | 2544 | 113.36 | 22.45 | 10.62 | 0.9158 | 2948 | 82.7 | 5 | 50000 | 42534 |  |  | NotYetVerified | Internal Driver | 3 | 2544 | 113.36 | 22.45 | 10.62 | 0.9158 | 3000 | 82.7
PMDFWMPR | Lumen Impact LLC | Lumen Impact | LI-LT8-1200NF(L30K120CGXH) | Linear Replacement Lamp | Four-Foot | Internal Driver Lamp-Style Retrofit Kits (UL Type B) | Standard | TRUE | 2463 | 132.13 | 18.64 | 16.55 | 0.9138 | 2958 | 82.4 | 5 | 50000 | 42534 |  |  | NotYetVerified | Internal Driver | 3 | 2463 | 132.13 | 18.64 | 16.55 | 0.9138 | 3000 | 82.4
PQMB9JQQ | Lumen Impact LLC | Lumen Impact | LI-LT8-1200NCM(L30K120CGXN) | Linear Replacement Lamp | Four-Foot | Internal Driver Lamp-Style Retrofit Kits (UL Type B) | Standard | TRUE | 1730 | 120.25 | 14.63 | 9.82 | 0.9077 | 2945 | 82.9 | 5 | 50000 | 42534 |  |  | NotYetVerified | Internal Driver | 3 | 1730 | 120.25 | 14.39 | 9.82 | 0.9077 | 3000 | 82.9
PTEGQUSC | Global Lighting Organization | GLO | GLO-LT43C-12(3000K) | Linear Replacement Lamp | Four-Foot | Replacement Lamps (plug and play) (UL Type A) | Standard | TRUE | 2850.1 | 102.82 | 27.72 | 10.29 | 0.9069 | 2974 | 81.9 | 5 | 50000 | 42534 |  |  | No |  | 3 | 1676 | 120.92 | 13.86 | 10.46 | 0.906 | 3000 | 82.2
PW7BX7RQ | Global Lighting Organization | GLO | GLO-LT43F-12(3000K) | Linear Replacement Lamp | Four-Foot | Replacement Lamps (plug and play) (UL Type A) | Standard | TRUE | 1595 | 114.58 | 13.92 | 10.93 | 0.9047 | 2957 | 81.9 | 5 | 50000 | 42534 |  |  | No |  | 3.1 | 1593 | 115.02 | 13.85 | 10.93 | 0.905 | 3000 | 81.9
PJT19R6B | Global Lighting Organization | GLO | GLO-LT43C-15(3000K) | Linear Replacement Lamp | Four-Foot | Replacement Lamps (plug and play) (UL Type A) | Standard | TRUE | 3029.4 | 99.59 | 30.42 | 8.44 | 0.9036 | 2981 | 82.1 | 5 | 50000 | 42534 |  |  | No |  | 3 | 1773 | 116.88 | 15.17 | 8.76 | 0.922 | 3000 | 82.2
PAJ4HSB7 | Lumen Impact LLC | Lumen Impact | LI-LT8-1200NFM(L30K120CGXN) | Linear Replacement Lamp | Four-Foot | Internal Driver Lamp-Style Retrofit Kits (UL Type B) | Standard | TRUE | 1597 | 110.48 | 14.72 | 10.81 | 0.9024 | 2948 | 83.5 | 5 | 50000 | 42534 |  |  | NotYetVerified | Internal Driver | 3 | 1597 | 110.48 | 14.46 | 10.81 | 0.9024 | 3000 | 83.5
P7FRP6SW | Lumen Impact LLC | Lumen Impact | LI-LT8-1200NFM(L50K120CGXN) | Linear Replacement Lamp | Four-Foot | Internal Driver Lamp-Style Retrofit Kits (UL Type B) | Standard | FALSE | [9 empty] | 42534 |  |  | NotYetVerified | Internal Driver | 3 | 1709 | 117.33 | 14.56 | 11.47 | 0.9027 | 5000 | 83
PRMKA5QE | Lumen Impact LLC | Lumen Impact | LI-LT8-1200NFB(L50K120CGXN) | Linear Replacement Lamp | Four-Foot | Internal Driver Lamp-Style Retrofit Kits (UL Type B) | Standard | FALSE | [9 empty] | 42534 |  |  | NotYetVerified | Internal Driver | 3 | 2465 | 111.14 | 22.18 | 9.52 | 0.9085 | 5000 | 82.8
PFBGUBYE | Lumen Impact LLC | Lumen Impact | LI-LT8-1200NCM(L50K120CGXN) | Linear Replacement Lamp | Four-Foot | Internal Driver Lamp-Style Retrofit Kits (UL Type B) | Standard | FALSE | [9 empty] | 42534 |  |  | NotYetVerified | Internal Driver | 3 | 1873 | 128.44 | 14.58 | 10.57 | 0.9103 | 5000 | 82.6
PWAB9A7B | Lumen Impact LLC | Lumen Impact | LI-LT8-1200NCB(L50K120CGXN) | Linear Replacement Lamp | Four-Foot | Internal Driver Lamp-Style Retrofit Kits (UL Type B) | Standard | FALSE | [9 empty] | 42534 |  |  | NotYetVerified | Internal Driver | 3 | 2661 | 120.41 | 22.1 | 9.31 | 0.9092 | 5000 | 82.4
PUKZU7D8 | Lumen Impact LLC | Lumen Impact | LI-LT8-1200NF(L50K120CGXH) | Linear Replacement Lamp | Four-Foot | Internal Driver Lamp-Style Retrofit Kits (UL Type B) | Standard | FALSE | [9 empty] | 42534 |  |  | NotYetVerified | Internal Driver | 3 | 2644 | 142.09 | 18.61 | 17.96 | 0.9252 | 5000 | 81.6
PVB3KZYK | Lumen Impact LLC | Lumen Impact | LI-LT8-1200NFM(L50K120CGSS) | Linear Replacement Lamp | Four-Foot | Internal Driver Lamp-Style Retrofit Kits (UL Type B) | Standard | FALSE | [9 empty] | 42534 |  |  | NotYetVerified | Internal Driver | 3 | 1849 | 120.69 | 15.32 | 16.11 | 0.9218 | 5000 | 81.6
PSKZ4CAR | Lumen Impact LLC | Lumen Impact | LI-LT8-1200NF(L50K120CGSS) | Linear Replacement Lamp | Four-Foot | Internal Driver Lamp-Style Retrofit Kits (UL Type B) | Standard | FALSE | [9 empty] | 42534 |  |  | NotYetVerified | Internal Driver | 3 | 2036 | 113.62 | 17.92 | 15.93 | 0.9244 | 5000 | 81.5
P56X2AA5 | Lumen Impact LLC | Lumen Impact | LI-LT8-1200NC(L50K120CGXH) | Linear Replacement Lamp | Four-Foot | Internal Driver Lamp-Style Retrofit Kits (UL Type B) | Standard | FALSE | [9 empty] | 42534 |  |  | NotYetVerified | Internal Driver | 3 | 2778 | 150.94 | 18.4 | 17.28 | 0.9152 | 5000 | 81.4
PTFDXFQM | Lumen Impact LLC | Lumen Impact | LI-LT8-1200NCM(L50K120CGSS) | Linear Replacement Lamp | Four-Foot | Internal Driver Lamp-Style Retrofit Kits (UL Type B) | Standard | FALSE | [9 empty] | 42534 |  |  | NotYetVerified | Internal Driver | 3 | 1968 | 126.39 | 15.57 | 16.99 | 0.9255 | 5000 | 81.4
PVYPN9TM | Lumen Impact LLC | Lumen Impact | LI-LT8-1200NC(L50K120CGSS) | Linear Replacement Lamp | Four-Foot | Internal Driver Lamp-Style Retrofit Kits (UL Type B) | Standard | FALSE | [9 empty] | 42534 |  |  | NotYetVerified | Internal Driver | 3 | 2070 | 118.9 | 17.41 | 15.48 | 0.9265 | 5000 | 81.3
P723AGGN | Lumen Impact LLC | Lumen Impact | LI-LT8-1200NFM(L45K120CGXN) | Linear Replacement Lamp | Four-Foot | Internal Driver Lamp-Style Retrofit Kits (UL Type B) | Standard | FALSE | [9 empty] | 42534 |  |  | NotYetVerified | Internal Driver | 3 | 1597 | 110.48 | 14.46 | 10.81 | 0.9024 | 4500 | 83.5
PNT2EXNS | Lumen Impact LLC | Lumen Impact | LI-LT8-1200NFB(L45K120CGXN) | Linear Replacement Lamp | Four-Foot | Internal Driver Lamp-Style Retrofit Kits (UL Type B) | Standard | FALSE | [9 empty] | 42534 |  |  | NotYetVerified |  | 3 | 2355 | 105.04 | 22.42 | 10.39 | 0.9187 | 4500 | 83
PZVKNQHY | Lumen Impact LLC | Lumen Impact | LI-LT8-1200NCM(L45K120CGXN) | Linear Replacement Lamp | Four-Foot | Internal Driver Lamp-Style Retrofit Kits (UL Type B) | Standard | FALSE | [9 empty] | 42534 |  |  | NotYetVerified | Internal Driver | 3 | 1730 | 120.25 | 14.39 | 9.82 | 0.9077 | 4500 | 82.9
P1WHKSUJ | Lumen Impact LLC | Lumen Impact | LI-LT8-1200NCB(L45K120CGXN) | Linear Replacement Lamp | Four-Foot | Internal Driver Lamp-Style Retrofit Kits (UL Type B) | Standard | FALSE | [9 empty] | 42534 |  |  | NotYetVerified | Internal Driver | 3 | 2544 | 113.36 | 22.45 | 10.62 | 0.9158 | 4500 | 82.7
P21X4F2C | Lumen Impact LLC | Lumen Impact | LI-LT8-1200NF(L45K120CGXH) | Linear Replacement Lamp | Four-Foot | Internal Driver Lamp-Style Retrofit Kits (UL Type B) | Standard | FALSE | [9 empty] | 42534 |  |  | NotYetVerified | Internal Driver | 3 | 2463 | 132.13 | 18.64 | 16.55 | 0.9138 | 4500 | 82.4
PZRZY4VK | Lumen Impact LLC | Lumen Impact | LI-LT8-1200NC(L45K120CGXH) | Linear Replacement Lamp | Four-Foot | Internal Driver Lamp-Style Retrofit Kits (UL Type B) | Standard | FALSE | [9 empty] | 42534 |  |  | NotYetVerified | Internal Driver | 3 | 2573 | 138.6 | 18.56 | 16.82 | 0.9194 | 4500 | 82.1
PFWG8S8J | Lumen Impact LLC | Lumen Impact | LI-LT8-1200NFM(L45K120CGSS) | Linear Replacement Lamp | Four-Foot | Internal Driver Lamp-Style Retrofit Kits (UL Type B) | Standard | FALSE | [9 empty] | 42534 |  |  | NotYetVerified | Internal Driver | 3 | 1734 | 111.65 | 15.53 | 17.93 | 0.9234 | 4500 | 81.7
P7XPYDDB | Lumen Impact LLC | Lumen Impact | LI-LT8-1200NF(L45K120CGSS) | Linear Replacement Lamp | Four-Foot | Internal Driver Lamp-Style Retrofit Kits (UL Type B) | Standard | FALSE | [9 empty] | 42534 |  |  | NotYetVerified |  | 3 | 1855 | 104.04 | 17.83 | 17.25 | 0.9242 | 4500 | 81.6
P6DR1ZRZ | Lumen Impact LLC | Lumen Impact | LI-LT8-1200NCM(L45K120CGSS) | Linear Replacement Lamp | Four-Foot | Internal Driver Lamp-Style Retrofit Kits (UL Type B) | Standard | FALSE | [9 empty] | 42534 |  |  | NotYetVerified | Internal Driver | 3 | 1876 | 119.94 | 15.64 | 15.76 | 0.9241 | 4500 | 81.5
PUBDEPV3 | Lumen Impact LLC | Lumen Impact | LI-LT8-1200NC(L45K120CGSS) | Linear Replacement Lamp | Four-Foot | Internal Driver Lamp-Style Retrofit Kits (UL Type B) | Standard | FALSE | [9 empty] | 42534 |  |  | NotYetVerified | Internal Driver | 3 | 1970 | 111.05 | 17.74 | 16.23 | 0.9241 | 4500 | 81.4
P77PKZNA | Lumen Impact LLC | Lumen Impact | LI-LT8-1200NFM(L40K120CGXN) | Linear Replacement Lamp | Four-Foot | Internal Driver Lamp-Style Retrofit Kits (UL Type B) | Standard | FALSE | [9 empty] | 42534 |  |  | NotYetVerified | Internal Driver | 3 | 1597 | 110.48 | 14.46 | 10.81 | 0.9024 | 4000 | 83.5
PWP3FWQV | Lumen Impact LLC | Lumen Impact | LI-LT8-1200NFB(L40K120CGXN) | Linear Replacement Lamp | Four-Foot | Internal Driver Lamp-Style Retrofit Kits (UL Type B) | Standard | FALSE | [9 empty] | 42534 |  |  | NotYetVerified | Internal Driver | 3 | 2355 | 105.04 | 22.42 | 10.39 | 0.9187 | 4000 | 83
PJSWEJBA | Lumen Impact LLC | Lumen Impact | LI-LT8-1200NCM(L40K120CGXN) | Linear Replacement Lamp | Four-Foot | Internal Driver Lamp-Style Retrofit Kits (UL Type B) | Standard | FALSE | [9 empty] | 42534 |  |  | NotYetVerified | Internal Driver | 3 | 1730 | 120.25 | 14.39 | 9.82 | 0.9077 | 4000 | 82.9
PVXFF513 | Lumen Impact LLC | Lumen Impact | LI-LT8-1200NCB(L40K120CGXN) | Linear Replacement Lamp | Four-Foot | Internal Driver Lamp-Style Retrofit Kits (UL Type B) | Standard | FALSE | [9 empty] | 42534 |  |  | NotYetVerified | Internal Driver | 3 | 2544 | 113.36 | 22.45 | 10.62 | 0.9158 | 4000 | 82.7
PTR426B1 | Lumen Impact LLC | Lumen Impact | LI-LT8-1200NF(L40K120CGXH) | Linear Replacement Lamp | Four-Foot | Internal Driver Lamp-Style Retrofit Kits (UL Type B) | Standard | FALSE | [9 empty] | 42534 |  |  | NotYetVerified | Internal Driver | 3 | 2463 | 132.13 | 18.64 | 16.55 | 0.9138 | 4000 | 82.4
P32DY3H7 | Lumen Impact LLC | Lumen Impact | LI-LT8-1200NC(L40K120CGXH) | Linear Replacement Lamp | Four-Foot | Internal Driver Lamp-Style Retrofit Kits (UL Type B) | Standard | FALSE | [9 empty] | 42534 |  |  | NotYetVerified | Internal Driver | 3 | 2573 | 138.6 | 18.56 | 16.82 | 0.9194 | 4000 | 82.1
PJWC551X | Lumen Impact LLC | Lumen Impact | LI-LT8-1200NF(L40K120CGSS) | Linear Replacement Lamp | Four-Foot | Internal Driver Lamp-Style Retrofit Kits (UL Type B) | Standard | FALSE | [9 empty] | 42534 |  |  | NotYetVerified |  | 3 | 1855 | 104.04 | 17.83 | 17.25 | 0.9242 | 4000 | 81.6
PQ6XMEUW | Lumen Impact LLC | Lumen Impact | LI-LT8-1200NC(L40K120CGSS) | Linear Replacement Lamp | Four-Foot | Internal Driver Lamp-Style Retrofit Kits (UL Type B) | Standard | FALSE | [9 empty] | 42534 |  |  | NotYetVerified | Internal Driver | 3 | 1970 | 111.05 | 17.74 | 16.23 | 0.9241 | 4000 | 81.4
PSFN7QR7 | Lumen Impact LLC | Lumen Impact | LI-LT8-1200NFM(L35K120CGXN) | Linear Replacement Lamp | Four-Foot | Internal Driver Lamp-Style Retrofit Kits (UL Type B) | Standard | FALSE | [9 empty] | 42534 |  |  | NotYetVerified | Internal Driver | 3 | 1597 | 110.48 | 14.46 | 10.81 | 0.9024 | 3500 | 83.5
P4JSSJMX | Lumen Impact LLC | Lumen Impact | LI-LT8-1200NFB(L35K120CGXN) | Linear Replacement Lamp | Four-Foot | Internal Driver Lamp-Style Retrofit Kits (UL Type B) | Standard | FALSE | [9 empty] | 42534 |  |  | NotYetVerified |  | 3 | 2355 | 105.04 | 22.42 | 10.39 | 0.9187 | 3500 | 83
PJWSJWVJ | Lumen Impact LLC | Lumen Impact | LI-LT8-1200NCM(L35K120CGXN) | Linear Replacement Lamp | Four-Foot | Internal Driver Lamp-Style Retrofit Kits (UL Type B) | Standard | FALSE | [9 empty] | 42534 |  |  | NotYetVerified | Internal Driver | 3 | 1730 | 120.25 | 14.39 | 9.82 | 0.9077 | 3500 | 82.9
PKFDFV9Z | Lumen Impact LLC | Lumen Impact | LI-LT8-1200NCB(L35K120CGXN) | Linear Replacement Lamp | Four-Foot | Internal Driver Lamp-Style Retrofit Kits (UL Type B) | Standard | FALSE | [9 empty] | 42534 |  |  | NotYetVerified | Internal Driver | 3 | 2544 | 113.36 | 22.45 | 10.62 | 0.9158 | 3500 | 82.7
PA1B589N | Lumen Impact LLC | Lumen Impact | LI-LT8-1200NF(L35K120CGXH) | Linear Replacement Lamp | Four-Foot | Internal Driver Lamp-Style Retrofit Kits (UL Type B) | Standard | FALSE | [9 empty] | 42534 |  |  | NotYetVerified | Internal Driver | 3 | 2463 | 132.13 | 18.64 | 16.55 | 0.9138 | 3500 | 82.4
PDTX4AA3 | Lumen Impact LLC | Lumen Impact | LI-LT8-1200NC(L35K120CGXH) | Linear Replacement Lamp | Four-Foot | Internal Driver Lamp-Style Retrofit Kits (UL Type B) | Standard | FALSE | [9 empty] | 42534 |  |  | NotYetVerified | Internal Driver | 3 | 2573 | 138.6 | 18.56 | 16.82 | 0.9194 | 3500 | 82.1
P985T282 | Lumen Impact LLC | Lumen Impact | LI-LT8-1200NF(L35K120CGSS) | Linear Replacement Lamp | Four-Foot | Internal Driver Lamp-Style Retrofit Kits (UL Type B) | Standard | FALSE | [9 empty] | 42534 |  |  | NotYetVerified |  | 3 | 1855 | 104.04 | 17.83 | 17.25 | 0.9242 | 3500 | 81.6
PSYNHTJK | Lumen Impact LLC | Lumen Impact | LI-LT8-1200NC(L35K120CGSS) | Linear Replacement Lamp | Four-Foot | Internal Driver Lamp-Style Retrofit Kits (UL Type B) | Standard | FALSE | [9 empty] | 42534 |  |  | NotYetVerified | Internal Driver | 3 | 1970 | 111.05 | 17.74 | 16.23 | 0.9241 | 3500 | 81.4
P9477H7S | APT Electronics Co. Ltd. | APT | DL018DIGDC-XXXW8ZB | Linear Replacement Lamp | Four-Foot | Internal Driver Lamp-Style Retrofit Kits (UL Type B) | Standard | FALSE | [9 empty] | 42534 |  |  | No |  | 4 | 2100 | 116.7 | 18 | 20 | 0.9 | 5000 | 80
P511QXM4 | APT Electronics Co. Ltd. | APT | DL018DIGDC-XXXW8ZC | Linear Replacement Lamp | Four-Foot | Internal Driver Lamp-Style Retrofit Kits (UL Type B) | Standard | FALSE | [9 empty] | 42534 |  |  | No |  | 4 | 2100 | 116.7 | 18 | 20 | 0.9 | 5000 | 80
PXB9429S | APT Electronics Co. Ltd. | APT | DL015DIGDC-XXXW8ZB | Linear Replacement Lamp | Four-Foot | Internal Driver Lamp-Style Retrofit Kits (UL Type B) | Standard | FALSE | [9 empty] | 42534 |  |  | No |  | 4 | 1750 | 116.7 | 15 | 20 | 0.9 | 5000 | 80
PXAC1BPP | APT Electronics Co. Ltd. | APT | DL015DIGDC-XXXW8ZC | Linear Replacement Lamp | Four-Foot | Internal Driver Lamp-Style Retrofit Kits (UL Type B) | Standard | FALSE | [9 empty] | 42534 |  |  | No |  | 4 | 1750 | 116.7 | 15 | 20 | 0.9 | 5000 | 80
PFSFZ2SB | APT Electronics Co. Ltd. | APT | DL018DIGDC-XXXU8ZB | Linear Replacement Lamp | Four-Foot | Internal Driver Lamp-Style Retrofit Kits (UL Type B) | Standard | FALSE | [9 empty] | 42534 |  |  | No |  | 4 | 2100 | 116.7 | 18 | 20 | 0.9 | 4000 | 80
PA6DZVC1 | APT Electronics Co. Ltd. | APT | DL018DIGDC-XXXU8ZC | Linear Replacement Lamp | Four-Foot | Internal Driver Lamp-Style Retrofit Kits (UL Type B) | Standard | FALSE | [9 empty] | 42534 |  |  | No |  | 4 | 2100 | 116.7 | 18 | 20 | 0.9 | 4000 | 80
PSG8A9Z5 | APT Electronics Co. Ltd. | APT | DL015DIGDC-XXXU8ZB | Linear Replacement Lamp | Four-Foot | Internal Driver Lamp-Style Retrofit Kits (UL Type B) | Standard | FALSE | [9 empty] | 42534 |  |  | No |  | 4 | 1750 | 116.7 | 15 | 20 | 0.9 | 4000 | 80
P94XVJNV | APT Electronics Co. Ltd. | APT | DL015DIGDC-XXXU8ZC | Linear Replacement Lamp | Four-Foot | Internal Driver Lamp-Style Retrofit Kits (UL Type B) | Standard | FALSE | [9 empty] | 42534 |  |  | No |  | 4 | 1750 | 116.7 | 15 | 20 | 0.9 | 4000 | 80
PPMQ1MJA | APT Electronics Co. Ltd. | APT | DL018DIGDC-XXXS8ZC | Linear Replacement Lamp | Four-Foot | Internal Driver Lamp-Style Retrofit Kits (UL Type B) | Standard | FALSE | [9 empty] | 42534 |  |  | No |  | 4 | 2100 | 116.7 | 18 | 20 | 0.9 | 3000 | 80
PHHGBS77 | APT Electronics Co. Ltd. | APT | DL015DIGDC-XXXS8ZC | Linear Replacement Lamp | Four-Foot | Internal Driver Lamp-Style Retrofit Kits (UL Type B) | Standard | FALSE | [9 empty] | 42534 |  |  | No |  | 4 | 1750 | 116.7 | 15 | 20 | 0.9 | 3000 | 80
PJ8TRWFF | Global Lighting Organization | GLO | GLO-LT43F-12(5000K) | Linear Replacement Lamp | Four-Foot | Replacement Lamps (plug and play) (UL Type A) | Standard | FALSE | [9 empty] | 42534 |  |  | No |  | 3.1 | 1656 | 118.97 | 13.92 | 10.87 | 0.905 | 5000 | 82.8
PQQ3BC5F | Global Lighting Organization | GLO | GLO-LT43C-15(5000K) | Linear Replacement Lamp | Four-Foot | Replacement Lamps (plug and play) (UL Type A) | Standard | FALSE | [9 empty] | 42534 |  |  | No |  | 3 | 1843 | 119.44 | 15.43 | 8.58 | 0.906 | 5000 | 82.5
PTJEF9UX | Global Lighting Organization | GLO | GLO-LT43C-18(5000K) | Linear Replacement Lamp | Four-Foot | Replacement Lamps (plug and play) (UL Type A) | Standard | FALSE | [9 empty] | 42534 |  |  | No |  | 3.1 | 2247 | 130.64 | 17.2 | 8.62 | 0.965 | 5000 | 82.4
P198QGQT | Global Lighting Organization | GLO | GLO-LT43C-12(5000K) | Linear Replacement Lamp | Four-Foot | Replacement Lamps (plug and play) (UL Type A) | Standard | FALSE | [9 empty] | 42534 |  |  | No |  | 3 | 1743 | 125.22 | 13.92 | 10.29 | 0.906 | 5000 | 82.1
P5RQVVDX | Global Lighting Organization | GLO | GLO-LT43C-12(4500K) | Linear Replacement Lamp | Four-Foot | Replacement Lamps (plug and play) (UL Type A) | Standard | FALSE | [9 empty] | 42534 |  |  | No |  | 3 | 1676 | 120.92 | 13.86 | 10.46 | 0.906 | 4500 | 82.2
P58NRD2D | Global Lighting Organization | GLO | GLO-LT43C-15(4500K) | Linear Replacement Lamp | Four-Foot | Replacement Lamps (plug and play) (UL Type A) | Standard | FALSE | [9 empty] | 42534 |  |  | No |  | 3 | 1773 | 116.88 | 15.17 | 8.76 | 0.922 | 4500 | 82.2
PPS52NNH | Global Lighting Organization | GLO | GLO-LT43C-18(4500K) | Linear Replacement Lamp | Four-Foot | Replacement Lamps (plug and play) (UL Type A) | Standard | FALSE | [9 empty] | 42534 |  |  | No |  | 3.1 | 2110 | 123.61 | 17.07 | 8.96 | 0.967 | 4500 | 82.1
P6DWF7XA | Global Lighting Organization | GLO | GLO-LT43F-12(4500K) | Linear Replacement Lamp | Four-Foot | Replacement Lamps (plug and play) (UL Type A) | Standard | FALSE | [9 empty] | 42534 |  |  | No |  | 3.1 | 1593 | 115.02 | 13.85 | 10.93 | 0.905 | 4500 | 81.9
PADRRK2U | Global Lighting Organization | GLO | GLO-LT43C-12(4000K) | Linear Replacement Lamp | Four-Foot | Replacement Lamps (plug and play) (UL Type A) | Standard | FALSE | [9 empty] | 42534 |  |  | No |  | 3 | 1676 | 120.92 | 13.86 | 10.46 | 0.906 | 4000 | 82.2
P6TSKXY3 | Global Lighting Organization | GLO | GLO-LT43C-15(4000K) | Linear Replacement Lamp | Four-Foot | Replacement Lamps (plug and play) (UL Type A) | Standard | FALSE | [9 empty] | 42534 |  |  | No |  | 3 | 1773 | 116.88 | 15.17 | 8.76 | 0.922 | 4000 | 82.2
P77S6HV1 | Global Lighting Organization | GLO | GLO-LT43C-18(4000K) | Linear Replacement Lamp | Four-Foot | Replacement Lamps (plug and play) (UL Type A) | Standard | FALSE | [9 empty] | 42534 |  |  | No |  | 3.1 | 2110 | 123.61 | 17.07 | 8.96 | 0.967 | 4000 | 82.1
PEQTRCZ9 | Global Lighting Organization | GLO | GLO-LT43F-12(4000K) | Linear Replacement Lamp | Four-Foot | Replacement Lamps (plug and play) (UL Type A) | Standard | FALSE | [9 empty] | 42534 |  |  | No |  | 3.1 | 1593 | 115.02 | 13.85 | 10.93 | 0.905 | 4000 | 81.9
P41B5WHU | Global Lighting Organization | GLO | GLO-LT43C-12(3500K) | Linear Replacement Lamp | Four-Foot | Replacement Lamps (plug and play) (UL Type A) | Standard | FALSE | [9 empty] | 42534 |  |  | No |  | 3 | 1676 | 120.92 | 13.86 | 10.46 | 0.906 | 3500 | 82.2
PWNPEPEF | Global Lighting Organization | GLO | GLO-LT43C-15(3500K) | Linear Replacement Lamp | Four-Foot | Replacement Lamps (plug and play) (UL Type A) | Standard | FALSE | [9 empty] | 42534 |  |  | No |  | 3 | 1773 | 116.88 | 15.17 | 8.76 | 0.922 | 3500 | 82.2
P9M5F5YH | Global Lighting Organization | GLO | GLO-LT43C-18(3500K) | Linear Replacement Lamp | Four-Foot | Replacement Lamps (plug and play) (UL Type A) | Standard | FALSE | [9 empty] | 42534 |  |  | No |  | 3.1 | 2110 | 123.61 | 17.07 | 8.96 | 0.967 | 3500 | 82.1
PUTHYRMG | Global Lighting Organization | GLO | GLO-LT43F-12(3500K) | Linear Replacement Lamp | Four-Foot | Replacement Lamps (plug and play) (UL Type A) | Standard | FALSE | [9 empty] | 42534 |  |  | No |  | 3.1 | 1593 | 115.02 | 13.85 | 10.93 | 0.905 | 3500 | 81.9
PEE41XD5 | Beyond LED Technology | Beyond led technology | 104364(5000K) | Linear Replacement Lamp | Four-Foot | Replacement Lamps (plug and play) (UL Type A) | Standard | FALSE | [9 empty] | 42534 | Not Dimmable | Not Dimmable | No |  | 3 | 2100 | 116.67 | 18 | 4 | 0.999 | 5000 | 83
PM63Y912 | Beyond LED Technology | Beyond led technology | 104364(4000K) | Linear Replacement Lamp | Four-Foot | Replacement Lamps (plug and play) (UL Type A) | Standard | FALSE | [9 empty] | 42534 | Not Dimmable | Not Dimmable | No |  | 3 | 2100 | 116.67 | 18 | 4 | 0.999 | 4000 | 83
PMS51QRB | Digilite LED | Digilite | ZY-T8-18W1200 BIXX BALLAST COMPATIBLE LED TUBE [2700K Frosted] | Linear Replacement Lamp | Four-Foot | Dual Mode Internal Driver (UL Type A and Type B) | Standard | TRUE | 2231 | 106.7 | 20.9 | 11.36 | 0.967 | 2682 | 81.5 | 5 | 50000 | 42531 |  |  | NotYetVerified | Lastx represents either s for single-end power input or T for double-end inputs | 3 | 2212 | 122.9 | 18 | 20 | 0.9 | 2700 | 83
PBSEF5PN | Digilite LED | Digilite | ZY-T8-18W1200 BIXX BALLAST COMPATIBLE LED TUBE [4000K Frosted] | Linear Replacement Lamp | Four-Foot | Dual Mode Internal Driver (UL Type A and Type B) | Standard | TRUE | 2261 | 105.6 | 21.42 | 11.36 | 0.9667 | 3987 | 81.5 | 5 | 50000 | 42531 |  |  | NotYetVerified |  | 3 | 2212 | 122.9 | 18 | 20 | 0.9 | 4000 | 83
PRDT5Q73 | Digilite LED | Digilite | ZY-T8-15W1200 BIXX BALLAST COMPATIBLE LED TUBE [2700K Frosted] | Linear Replacement Lamp | Four-Foot | Dual Mode Internal Driver (UL Type A and Type B) | Standard | TRUE | 1929 | 109 | 17.7 | 17.9 | 0.9557 | 2655 | 81.6 | 5 | 50000 | 42531 |  |  | NotYetVerified | Lastx represents either s for single-end power input or T for double-end inputs | 3 | 2040 | 120 | 17.7 | 20 | 0.9 | 2700 | 83
PV9J12E4 | Digilite LED | Digilite | BT818W4FT Frosted (3000K) | Linear Replacement Lamp | Four-Foot | Replacement Lamps (plug and play) (UL Type A) | Standard | TRUE | 1839 | 109.79 | 16.75 | 9.52 | 0.9366 | 3001 | 82.7 | 5 | 50000 | 42531 |  |  | NotYetVerified |  | 3 | 2072 | 121.31 | 17.08 | 12.5 | 0.9156 | 3000 | 82.2
PZ2VEBA2 | Digilite LED | Digilite | ZY-T8-30W1200 BINX (3000K CLEAR LENS) [100V to 382V] | Linear Replacement Lamp | Four-Foot | Internal Driver Lamp-Style Retrofit Kits (UL Type B) | Standard | TRUE | 3276 | 124.21 | 26.37 | 16.53 | 0.9149 | 2904 | 80.8 | 5 | 50000 | 42531 |  |  | NotYetVerified | Lastx represents either s for single-end power input or T for double-end inputs | 3 | 3276 | 124.21 | 26.37 | 20 | 0.9 | 3000 | 83
PM4JC6UV | Digilite LED | Digilite | ZY-T8-22W1200 BIXX (CRI>0.9 4000K frosted lens) | Linear Replacement Lamp | Four-Foot | Internal Driver Lamp-Style Retrofit Kits (UL Type B) | Standard | TRUE | 2223 | 109 | 20.39 | 10.01 | 0.9134 | 4021 | 91.2 | 5 | 50000 | 42531 |  |  | NotYetVerified | Lastx represents either s for single-end power input or T for double-end inputs | 3 | 2223 | 109 | 20.39 | 20 | 0.9 | 4000 | 83
PFRXVGYT | Digilite LED | Digilite | ZY-T8-20W1200 BIXX BALLAST COMPATIBLE LED TUBE (3000K CLEAR LENS) | Linear Replacement Lamp | Four-Foot | Dual Mode Internal Driver (UL Type A and Type B) | Standard | TRUE | 2327 | 104.06 | 22.36 | 10.17 | 0.9129 | 2910 | 81.2 | 5 | 50000 | 42531 |  |  | NotYetVerified |  | 3 | 2327 | 116 | 20 | 20 | 0.9 | 3000 | 83
PSCNWFTB | Digilite LED | Digilite | BT814W4FT(FROSTED LENS)(3000K) | Linear Replacement Lamp | Four-Foot | Replacement Lamps (plug and play) (UL Type A) | Standard | TRUE | 1949 | 121.58 | 16.03 | 9.2 | 0.9128 | 2931 | 82 | 5 | 50000 | 42531 |  |  | NotYetVerified | Nominal wattage 14W | 3 | 1949 | 121.58 | 16.03 | 20 | 0.9 | 3000 | 81.8
P1M7DAUF | Digilite LED | Digilite | ZY-T8-22W1200 BIXX (CRI>0.9 4000K Clear lens) | Linear Replacement Lamp | Four-Foot | Internal Driver Lamp-Style Retrofit Kits (UL Type B) | Standard | TRUE | 2324 | 115 | 20.2 | 13.64 | 0.9126 | 4010 | 91.2 | 5 | 50000 | 42531 |  |  | NotYetVerified | Lastx represents either s for single-end power input or T for double-end inputs | 3 | 2324 | 115 | 20.2 | 20 | 0.9 | 4000 | 83
PFUGWZKJ | Digilite LED | Digilite | ZY-T8-20W1200 BIXX BALLAST COMPATIBLE LED TUBE (3000K FROSTED LENS) | Linear Replacement Lamp | Four-Foot | Dual Mode Internal Driver (UL Type A and Type B) | Standard | TRUE | 2255 | 100.28 | 22.49 | 9.98 | 0.9119 | 2911 | 81.3 | 5 | 50000 | 42531 |  |  | NotYetVerified |  | 3 | 2250 | 110 | 22.5 | 20 | 0.9 | 3000 | 83
PKXTQ6FK | Digilite LED | Digilite | ZY-T8-30W1200 BINX (3000K FROSTED LENS) [100V to 382V] | Linear Replacement Lamp | Four-Foot | Internal Driver Lamp-Style Retrofit Kits (UL Type B) | Standard | TRUE | 2935 | 111.43 | 26.34 | 16.53 | 0.9114 | 2905 | 81.1 | 5 | 50000 | 42531 |  |  | NotYetVerified | Lastx represents either s for single-end power input or T for double-end inputs | 3 | 2935 | 111.43 | 26.34 | 20 | 0.9 | 3000 | 83
PKEM5T9H | Digilite LED | Digilite | BT816W4FT(FROSTED LENS)(3000K) | Linear Replacement Lamp | Four-Foot | Replacement Lamps (plug and play) (UL Type A) | Standard | TRUE | 2072 | 121.1 | 17.08 | 12.9 | 0.9081 | 2932 | 82.2 | 5 | 50000 | 42531 |  |  | NotYetVerified | Nominal wattage 16W | 3 | 2072 | 121.31 | 17.08 | 20 | 0.9 | 3000 | 81.8
PE56UPHW | Digilite LED | Digilite | BT812W4FT(FROSTED LENS)(3000K) | Linear Replacement Lamp | Four-Foot | Replacement Lamps (plug and play) (UL Type A) | Standard | TRUE | 1715 | 120.86 | 14.19 | 8.3 | 0.9055 | 2909 | 81.8 | 5 | 50000 | 42531 |  |  | NotYetVerified | Nominal wattage 12W | 3 | 1715 | 120.86 | 14.19 | 20 | 0.9 | 3000 | 81.8
PXTA7SYF | Digilite LED | Digilite | ZY-T8-13W1200 BIXX Ballast Compatible (4000K Frosted) | Linear Replacement Lamp | Four-Foot | Dual Mode Internal Driver (UL Type A and Type B) | Standard | TRUE | 1850 | 131.2 | 14.1 | 14.45 | 0.9042 | 3995 | 82.6 | 5 | 50000 | 42531 |  |  | NotYetVerified | Nominal wattage 13W | 3 | 1850 | 130 | 14.2 | 20 | 0.9 | 4000 | 81
PRZ684X4 | Digilite LED | Digilite | ZY-T8-13W1200 BIXX Ballast Compatible (4000K Clear) | Linear Replacement Lamp | Four-Foot | Dual Mode Internal Driver (UL Type A and Type B) | Standard | TRUE | 1930 | 135.06 | 14.3 | 14.92 | 0.9034 | 3996 | 82.7 | 5 | 50000 | 42531 |  |  | NotYetVerified | Lastx represents either s for single-end power input or T for double-end inputs | 3 | 1930 | 135 | 14.3 | 20 | 0.9 | 4000 | 83
PJ75JMW4 | FOSHAN NATIONSTAR OPTOELECTRONICS CO.LTD | NATIONSTAR | NS-T8-4H18-DW-H | Linear Replacement Lamp | Four-Foot | Internal Driver Lamp-Style Retrofit Kits (UL Type B) | Standard | TRUE | 2235 | 130.17 | 17.17 | 14.39 | 0.9015 | 5035 | 81.9 | 5 | 50000 | 42531 |  |  | No |  | 3.1 | 2249 | 130.6 | 17.22 | 14.39 | 0.901 | 5000 | 81.9
PVHRYVE2 | Digilite LED | Digilite | ZY-T8-22W1200 BIXX (3000K Frosted) | Linear Replacement Lamp | Four-Foot | Internal Driver Lamp-Style Retrofit Kits (UL Type B) | Standard | TRUE | 2150 | 99.1 | 21.7 | 20.57 | 0.87 | 3019 | 82.6 | 5 | 50000 | 42531 |  |  | NotYetVerified | Lastx represents either s for single-end power input or T for double-end inputs | 3 | 2150 | 97.8 | 22 | 20 | 0.9 | 3000 | 83
PGM8PXG9 | FOSHAN NATIONSTAR OPTOELECTRONICS CO.LTD | NATIONSTAR | NS-T8-4H18-NW-H | Linear Replacement Lamp | Four-Foot | Internal Driver Lamp-Style Retrofit Kits (UL Type B) | Standard | FALSE | [9 empty] | 42531 |  |  | No |  | 3.1 | 2386 | 138.24 | 17.26 | 14.03 | 0.901 | 4000 | 81.5
PWY7JB3D | FOSHAN NATIONSTAR OPTOELECTRONICS CO.LTD | NATIONSTAR | NS-T8-4H18-BW-H | Linear Replacement Lamp | Four-Foot | Internal Driver Lamp-Style Retrofit Kits (UL Type B) | Standard | FALSE | [9 empty] | 42531 |  |  | No |  | 3.1 | 2386 | 138.24 | 17.26 | 14.03 | 0.901 | 3500 | 81.5
PY2A2X1E | FOSHAN NATIONSTAR OPTOELECTRONICS CO.LTD | NATIONSTAR | NS-T8-4H18-WW-H | Linear Replacement Lamp | Four-Foot | Internal Driver Lamp-Style Retrofit Kits (UL Type B) | Standard | FALSE | [9 empty] | 42531 |  |  | No |  | 3.1 | 2386 | 138.24 | 17.26 | 14.03 | 0.901 | 3000 | 81.5
PC81HNKA | P.Q.L. Inc. | Superior Life® | 90593 | Linear Replacement Lamp | Four-Foot | Internal Driver Lamp-Style Retrofit Kits (UL Type B) | Standard | FALSE | [9 empty] | 42531 |  |  | No | Updated on 02/21/2017 | 4 | 1700 | 140 | 12 | 20 | 0.9 | 3500 | 82
PUC38Q75 | Digilite LED | Digilite | ZY-T8-22W1200 BIXX (5000K Clear) | Linear Replacement Lamp | Four-Foot | Internal Driver Lamp-Style Retrofit Kits (UL Type B) | Standard | FALSE | [9 empty] | 42531 |  |  | NotYetVerified | Lastx represents either s for single-end power input or T for double-end inputs | 3 | 2300 | 104.5 | 22 | 20 | 0.9 | 5000 | 83
PM15NP3M | Digilite LED | Digilite | ZY-T8-22W1200 BIXX (5000K Frosted) | Linear Replacement Lamp | Four-Foot | Internal Driver Lamp-Style Retrofit Kits (UL Type B) | Standard | FALSE | [9 empty] | 42531 |  |  | NotYetVerified |  | 3 | 2300 | 104.5 | 22 | 20 | 0.9 | 5000 | 83
P2KQTX96 | Digilite LED | Digilite | ZY-T8-18W1200 BIXX BALLAST COMPATIBLE LED TUBE [5000K Frosted] | Linear Replacement Lamp | Four-Foot | Dual Mode Internal Driver (UL Type A and Type B) | Standard | FALSE | [9 empty] | 42531 |  |  | NotYetVerified | Lastx represents either s for single-end power input or T for double-end inputs | 3 | 2212 | 122.9 | 18 | 20 | 0.9 | 5000 | 83
P1UR2GWM | Digilite LED | Digilite | ZY-T8-18W1200 BIXX BALLAST COMPATIBLE LED TUBE [5000K Clear] | Linear Replacement Lamp | Four-Foot | Dual Mode Internal Driver (UL Type A and Type B) | Standard | FALSE | [9 empty] | 42531 |  |  | NotYetVerified | Lastx represents either s for single-end power input or T for double-end inputs | 3 | 2212 | 122.9 | 18 | 20 | 0.9 | 5000 | 83
PVHFAFZ2 | Digilite LED | Digilite | ZY-T8-15W1200 BIXX BALLAST COMPATIBLE LED TUBE [5000K Frosted] | Linear Replacement Lamp | Four-Foot | Dual Mode Internal Driver (UL Type A and Type B) | Standard | FALSE | [9 empty] | 42531 |  |  | NotYetVerified | Lastx represents either s for single-end power input or T for double-end inputs | 3 | 2040 | 120 | 17.7 | 20 | 0.9 | 5000 | 83
PSFF2QVR | Digilite LED | Digilite | ZY-T8-15W1200 BIXX BALLAST COMPATIBLE LED TUBE [5000K Clear] | Linear Replacement Lamp | Four-Foot | Dual Mode Internal Driver (UL Type A and Type B) | Standard | FALSE | [9 empty] | 42531 |  |  | NotYetVerified | Lastx represents either s for single-end power input or T for double-end inputs | 3 | 2040 | 120 | 17.7 | 20 | 0.9 | 5000 | 83
PED34CSP | Digilite LED | Digilite | ZY-T8-15W1200 BIXX BALLAST COMPATIBLE LED TUBE [4500K Frosted] | Linear Replacement Lamp | Four-Foot | Dual Mode Internal Driver (UL Type A and Type B) | Standard | FALSE | [9 empty] | 42531 |  |  | NotYetVerified | Lastx represents either s for single-end power input or T for double-end inputs | 3 | 2040 | 120 | 17.7 | 20 | 0.9 | 5000 | 83
P3U3YE1S | Digilite LED | Digilite | ZY-T8-30W1200 BINX (5000K CLEAR LENS) [100V to 382V] | Linear Replacement Lamp | Four-Foot | Internal Driver Lamp-Style Retrofit Kits (UL Type B) | Standard | FALSE | [9 empty] | 42531 |  |  | NotYetVerified | Lastx represents either s for single-end power input or T for double-end inputs | 3 | 3276 | 124.21 | 26.37 | 20 | 0.9 | 5000 | 83
PDVENM18 | Digilite LED | Digilite | ZY-T8-30W1200 BINX (5000K FROSTED LENS) [100V to 382V] | Linear Replacement Lamp | Four-Foot | Internal Driver Lamp-Style Retrofit Kits (UL Type B) | Standard | FALSE | [9 empty] | 42531 |  |  | NotYetVerified | Lastx represents either s for single-end power input or T for double-end inputs | 3 | 2935 | 111.43 | 26.34 | 20 | 0.9 | 5000 | 83
PBYRYM8C | Digilite LED | Digilite | ZY-T8-20W1200 BIXX BALLAST COMPATIBLE LED TUBE (5000K FROSTED LENS) | Linear Replacement Lamp | Four-Foot | Dual Mode Internal Driver (UL Type A and Type B) | Standard | FALSE | [9 empty] | 42531 |  |  | NotYetVerified | Lastx represents either s for single-end power input or T for double-end inputs | 3 | 2489 | 113 | 21.99 | 20 | 0.9 | 5000 | 83
P2H823C2 | Digilite LED | Digilite | ZY-T8-20W1200 BIXX BALLAST COMPATIBLE LED TUBE (5000K CLEAR LENS) | Linear Replacement Lamp | Four-Foot | Dual Mode Internal Driver (UL Type A and Type B) | Standard | FALSE | [9 empty] | 42531 |  |  | NotYetVerified | Lastx represents either s for single-end power input or T for double-end inputs | 3 | 2327 | 116 | 22.5 | 20 | 0.9 | 5000 | 83
P64US4GA | Digilite LED | Digilite | ZY-T8-22W1200 BIXX (CRI>0.9 5000K Clear lens) | Linear Replacement Lamp | Four-Foot | Internal Driver Lamp-Style Retrofit Kits (UL Type B) | Standard | FALSE | [9 empty] | 42531 |  |  | NotYetVerified | Lastx represents either s for single-end power input or T for double-end inputs | 3 | 2324 | 115 | 20.2 | 20 | 0.9 | 5000 | 83
PA1UBAQD | Digilite LED | Digilite | ZY-T8-22W1200 BIXX (CRI>0.9 5000K frosted lens) | Linear Replacement Lamp | Four-Foot | Internal Driver Lamp-Style Retrofit Kits (UL Type B) | Standard | FALSE | [9 empty] | 42531 |  |  | NotYetVerified | Lastx represents either s for single-end power input or T for double-end inputs | 3 | 2223 | 109 | 20.39 | 20 | 0.9 | 5000 | 83
P2CBH3C3 | Digilite LED | Digilite | ZY-T8-13W1200 BIXX Ballast Compatible (5000K Clear) | Linear Replacement Lamp | Four-Foot | Dual Mode Internal Driver (UL Type A and Type B) | Standard | FALSE | [9 empty] | 42531 |  |  | NotYetVerified | Lastx represents either s for single-end power input or T for double-end inputs | 3 | 1930 | 135 | 14.3 | 20 | 0.9 | 5000 | 83
PNR9M6AR | Digilite LED | Digilite | BT816W4FT(FROSTED LENS)(5000K) | Linear Replacement Lamp | Four-Foot | Replacement Lamps (plug and play) (UL Type A) | Standard | FALSE | [9 empty] | 42531 |  |  | NotYetVerified | Nominal wattage 16W | 3 | 2250 | 131.43 | 17.12 | 20 | 0.9 | 5000 | 80.7
P8DVKZWA | Digilite LED | Digilite | BT814W4FT(FROSTED LENS)(5000K) | Linear Replacement Lamp | Four-Foot | Replacement Lamps (plug and play) (UL Type A) | Standard | FALSE | [9 empty] | 42531 |  |  | NotYetVerified | Nominal wattage 14W | 3 | 2103 | 130.46 | 16.12 | 20 | 0.9 | 5000 | 80.7
P5BSV6Q4 | Digilite LED | Digilite | BT812W4FT(FROSTED LENS)(5000K) | Linear Replacement Lamp | Four-Foot | Replacement Lamps (plug and play) (UL Type A) | Standard | FALSE | [9 empty] | 42531 |  |  | NotYetVerified | Nominal wattage 12W | 3 | 1856 | 129.52 | 14.33 | 20 | 0.9 | 5000 | 80.7
PK1RG419 | Digilite LED | Digilite | BT818W4FT Frosted (5000K) | Linear Replacement Lamp | Four-Foot | Replacement Lamps (plug and play) (UL Type A) | Standard | FALSE | [9 empty] | 42531 |  |  | NotYetVerified |  | 3 | 2250 | 131.43 | 17.12 | 12.9 | 0.9081 | 5000 | 80.7
PG3S7JJ8 | Digilite LED | Digilite | ZY-T8-30W1200 BIDX (5000K CLEAR LENS) [100V to 382V] | Linear Replacement Lamp | Four-Foot | Internal Driver Lamp-Style Retrofit Kits (UL Type B) | Standard | FALSE | [9 empty] | 42531 |  |  | NotYetVerified | Lastx represents either s for single-end power input or T for double-end inputs | 3 | 3276 | 124.21 | 26.37 | 20 | 0.9 | 5000 | 83
PKU7KU5U | Digilite LED | Digilite | ZY-T8-30W1200 BIDX (5000K FROSTED LENS) [100V to 382V] | Linear Replacement Lamp | Four-Foot | Internal Driver Lamp-Style Retrofit Kits (UL Type B) | Standard | FALSE | [9 empty] | 42531 |  |  | NotYetVerified | Lastx represents either s for single-end power input or T for double-end inputs | 3 | 2935 | 111.43 | 26.34 | 20 | 0.9 | 5000 | 83
PXKW3XSG | Digilite LED | Digilite | ZY-T8-18W1200 BIXX BALLAST COMPATIBLE LED TUBE [4500K Frosted] | Linear Replacement Lamp | Four-Foot | Dual Mode Internal Driver (UL Type A and Type B) | Standard | FALSE | [9 empty] | 42531 |  |  | NotYetVerified | Lastx represents either s for single-end power input or T for double-end inputs | 3 | 2212 | 122.9 | 18 | 20 | 0.9 | 4500 | 83
PNUSN8ZN | Digilite LED | Digilite | ZY-T8-18W1200 BIXX BALLAST COMPATIBLE LED TUBE [4500K Clear] | Linear Replacement Lamp | Four-Foot | Dual Mode Internal Driver (UL Type A and Type B) | Standard | FALSE | [9 empty] | 42531 |  |  | NotYetVerified | Lastx represents either s for single-end power input or T for double-end inputs | 3 | 2212 | 122.9 | 18 | 20 | 0.9 | 4500 | 83
PY156RJ7 | Digilite LED | Digilite | ZY-T8-22W1200 BIXX (4500K Clear) | Linear Replacement Lamp | Four-Foot | Internal Driver Lamp-Style Retrofit Kits (UL Type B) | Standard | FALSE | [9 empty] | 42531 |  |  | NotYetVerified | Lastx represents either s for single-end power input or T for double-end inputs | 3 | 2150 | 97.8 | 22 | 20 | 0.9 | 4500 | 83
PR9ZYWP5 | Digilite LED | Digilite | ZY-T8-22W1200 BIXX (4500K Frosted) | Linear Replacement Lamp | Four-Foot | Internal Driver Lamp-Style Retrofit Kits (UL Type B) | Standard | FALSE | [9 empty] | 42531 |  |  | NotYetVerified |  | 3 | 2150 | 97.8 | 22 | 20 | 0.9 | 4500 | 83
PVTX7VFV | Digilite LED | Digilite | ZY-T8-15W1200 BIXX BALLAST COMPATIBLE LED TUBE [4500K Clear] | Linear Replacement Lamp | Four-Foot | Dual Mode Internal Driver (UL Type A and Type B) | Standard | FALSE | [9 empty] | 42531 |  |  | NotYetVerified | Lastx represents either s for single-end power input or T for double-end inputs | 3 | 2040 | 120 | 17.7 | 20 | 0.9 | 4500 | 83
PHSAK1A4 | Digilite LED | Digilite | ZY-T8-30W1200 BINX (4500K CLEAR LENS) [100V to 382V] | Linear Replacement Lamp | Four-Foot | Internal Driver Lamp-Style Retrofit Kits (UL Type B) | Standard | FALSE | [9 empty] | 42531 |  |  | NotYetVerified | Lastx represents either s for single-end power input or T for double-end inputs | 3 | 3276 | 124.21 | 26.37 | 20 | 0.9 | 4500 | 83
PGR8SCPF | Digilite LED | Digilite | ZY-T8-30W1200 BINX (4500K FROSTED LENS) [100V to 382V] | Linear Replacement Lamp | Four-Foot | Internal Driver Lamp-Style Retrofit Kits (UL Type B) | Standard | FALSE | [9 empty] | 42531 |  |  | NotYetVerified | Lastx represents either s for single-end power input or T for double-end inputs | 3 | 2935 | 111.43 | 26.34 | 20 | 0.9 | 4500 | 83
P1GUBEKP | Digilite LED | Digilite | ZY-T8-20W1200 BIXX BALLAST COMPATIBLE LED TUBE (4500K FROSTED LENS) | Linear Replacement Lamp | Four-Foot | Dual Mode Internal Driver (UL Type A and Type B) | Standard | FALSE | [9 empty] | 42531 |  |  | NotYetVerified | Lastx represents either s for single-end power input or T for double-end inputs | 3 | 2511 | 113 | 22.07 | 20 | 0.9 | 4500 | 83
PMYVU96R | Digilite LED | Digilite | ZY-T8-20W1200 BIXX BALLAST COMPATIBLE LED TUBE (4500K CLEAR LENS) | Linear Replacement Lamp | Four-Foot | Dual Mode Internal Driver (UL Type A and Type B) | Standard | FALSE | [9 empty] | 42531 |  |  | NotYetVerified | Lastx represents either s for single-end power input or T for double-end inputs | 3 | 2327 | 116 | 22.5 | 20 | 0.9 | 4500 | 83
PNVMP7RE | Digilite LED | Digilite | ZY-T8-22W1200 BIXX (CRI>0.9 4500K Clear lens) | Linear Replacement Lamp | Four-Foot | Internal Driver Lamp-Style Retrofit Kits (UL Type B) | Standard | FALSE | [9 empty] | 42531 |  |  | NotYetVerified | Lastx represents either s for single-end power input or T for double-end inputs | 3 | 2324 | 115 | 20.2 | 20 | 0.9 | 4500 | 83
P35JM747 | Digilite LED | Digilite | ZY-T8-22W1200 BIXX (CRI>0.9 4500K frosted lens) | Linear Replacement Lamp | Four-Foot | Internal Driver Lamp-Style Retrofit Kits (UL Type B) | Standard | FALSE | [9 empty] | 42531 |  |  | NotYetVerified | Lastx represents either s for single-end power input or T for double-end inputs | 3 | 2223 | 109 | 20.39 | 20 | 0.9 | 4500 | 83
PNKB4UQN | Digilite LED | Digilite | BT818W4FT Frosted (4500K) | Linear Replacement Lamp | Four-Foot | Replacement Lamps (plug and play) (UL Type A) | Standard | FALSE | [9 empty] | 42531 |  |  | NotYetVerified |  | 3 | 2072 | 121.31 | 17.08 | 12.5 | 0.9156 | 4500 | 82.2
PD8U58PD | Digilite LED | Digilite | BT816W4FT(FROSTED LENS)(4500K) | Linear Replacement Lamp | Four-Foot | Replacement Lamps (plug and play) (UL Type A) | Standard | FALSE | [9 empty] | 42531 |  |  | NotYetVerified | Nominal wattage 16W | 3 | 2072 | 121.31 | 17.08 | 20 | 0.9 | 4500 | 81.8
PVRBM149 | Digilite LED | Digilite | BT814W4FT(FROSTED LENS)(4500K) | Linear Replacement Lamp | Four-Foot | Replacement Lamps (plug and play) (UL Type A) | Standard | FALSE | [9 empty] | 42531 |  |  | NotYetVerified | Nominal wattage 14W | 3 | 1949 | 121.58 | 16.03 | 20 | 0.9 | 4500 | 81.8
PHNS7BBA | Digilite LED | Digilite | BT812W4FT(FROSTED LENS)(4500K) | Linear Replacement Lamp | Four-Foot | Replacement Lamps (plug and play) (UL Type A) | Standard | FALSE | [9 empty] | 42531 |  |  | NotYetVerified | Nominal wattage 12W | 3 | 1715 | 120.86 | 14.19 | 20 | 0.9 | 4500 | 81.8
PD9EVF16 | Digilite LED | Digilite | ZY-T8-30W1200 BIDX (4500K CLEAR LENS) [100V to 382V] | Linear Replacement Lamp | Four-Foot | Internal Driver Lamp-Style Retrofit Kits (UL Type B) | Standard | FALSE | [9 empty] | 42531 |  |  | NotYetVerified | Lastx represents either s for single-end power input or T for double-end inputs | 3 | 3276 | 124.21 | 26.37 | 20 | 0.9 | 4500 | 83
PUPUTM58 | Digilite LED | Digilite | ZY-T8-30W1200 BIDX (4500K FROSTED LENS) [100V to 382V] | Linear Replacement Lamp | Four-Foot | Internal Driver Lamp-Style Retrofit Kits (UL Type B) | Standard | FALSE | [9 empty] | 42531 |  |  | NotYetVerified | Lastx represents either s for single-end power input or T for double-end inputs | 3 | 2935 | 111.43 | 26.34 | 20 | 0.9 | 4500 | 83
P5Z2BQDS | Digilite LED | Digilite | ZY-T8-18W1200 BIXX BALLAST COMPATIBLE LED TUBE [4000K Clear] | Linear Replacement Lamp | Four-Foot | Dual Mode Internal Driver (UL Type A and Type B) | Standard | FALSE | [9 empty] | 42531 |  |  | NotYetVerified | Lastx represents either s for single-end power input or T for double-end inputs | 3 | 2212 | 122.9 | 18 | 20 | 0.9 | 4000 | 83
PMF5PJRA | Digilite LED | Digilite | ZY-T8-22W1200 BIXX (4000K Clear) | Linear Replacement Lamp | Four-Foot | Internal Driver Lamp-Style Retrofit Kits (UL Type B) | Standard | FALSE | [9 empty] | 42531 |  |  | NotYetVerified |  | 3 | 2150 | 97.8 | 22 | 20 | 0.9 | 4000 | 83
P8BBPN7R | Digilite LED | Digilite | ZY-T8-22W1200 BIXX (4000K Frosted) | Linear Replacement Lamp | Four-Foot | Internal Driver Lamp-Style Retrofit Kits (UL Type B) | Standard | FALSE | [9 empty] | 42531 |  |  | NotYetVerified |  | 3 | 2150 | 97.8 | 22 | 20 | 0.9 | 4000 | 83
PJA74P8J | Digilite LED | Digilite | ZY-T8-15W1200 BIXX BALLAST COMPATIBLE LED TUBE [4000K Frosted] | Linear Replacement Lamp | Four-Foot | Dual Mode Internal Driver (UL Type A and Type B) | Standard | FALSE | [9 empty] | 42531 |  |  | NotYetVerified | Lastx represents either s for single-end power input or T for double-end inputs | 3 | 2040 | 120 | 17.7 | 20 | 0.9 | 4000 | 83
P2E1GVRR | Digilite LED | Digilite | ZY-T8-15W1200 BIXX BALLAST COMPATIBLE LED TUBE [4000K Clear] | Linear Replacement Lamp | Four-Foot | Dual Mode Internal Driver (UL Type A and Type B) | Standard | FALSE | [9 empty] | 42531 |  |  | NotYetVerified | Lastx represents either s for single-end power input or T for double-end inputs | 3 | 2040 | 120 | 17.7 | 20 | 0.9 | 4000 | 83
PKTUDYC2 | Digilite LED | Digilite | ZY-T8-30W1200 BINX (4000K CLEAR LENS) [100V to 382V] | Linear Replacement Lamp | Four-Foot | Internal Driver Lamp-Style Retrofit Kits (UL Type B) | Standard | FALSE | [9 empty] | 42531 |  |  | NotYetVerified | Lastx represents either s for single-end power input or T for double-end inputs | 3 | 3276 | 124.21 | 26.37 | 20 | 0.9 | 4000 | 83
PUGCEV53 | Digilite LED | Digilite | ZY-T8-30W1200 BINX (4000K FROSTED LENS) [100V to 382V] | Linear Replacement Lamp | Four-Foot | Internal Driver Lamp-Style Retrofit Kits (UL Type B) | Standard | FALSE | [9 empty] | 42531 |  |  | NotYetVerified | Lastx represents either s for single-end power input or T for double-end inputs | 3 | 2935 | 111.43 | 26.34 | 20 | 0.9 | 4000 | 83
P7CEWEEF | Digilite LED | Digilite | ZY-T8-20W1200 BIXX BALLAST COMPATIBLE LED TUBE (4000K FROSTED LENS) | Linear Replacement Lamp | Four-Foot | Dual Mode Internal Driver (UL Type A and Type B) | Standard | FALSE | [9 empty] | 42531 |  |  | NotYetVerified | Lastx represents either s for single-end power input or T for double-end inputs | 3 | 2431 | 112 | 21.83 | 20 | 0.9 | 4000 | 83
PPG23PDQ | Digilite LED | Digilite | ZY-T8-20W1200 BIXX BALLAST COMPATIBLE LED TUBE (4000K CLEAR LENS) | Linear Replacement Lamp | Four-Foot | Dual Mode Internal Driver (UL Type A and Type B) | Standard | FALSE | [9 empty] | 42531 |  |  | NotYetVerified | Lastx represents either s for single-end power input or T for double-end inputs | 3 | 2327 | 116 | 22.5 | 20 | 0.9 | 4000 | 83
PSERZDXB | Digilite LED | Digilite | BT818W4FT Frosted (4000K) | Linear Replacement Lamp | Four-Foot | Replacement Lamps (plug and play) (UL Type A) | Standard | FALSE | [9 empty] | 42531 |  |  | NotYetVerified |  | 3 | 2072 | 121.31 | 17.08 | 12.5 | 0.9156 | 4000 | 82.2
PHCHR8FR | Digilite LED | Digilite | BT816W4FT(FROSTED LENS)(4000K) | Linear Replacement Lamp | Four-Foot | Replacement Lamps (plug and play) (UL Type A) | Standard | FALSE | [9 empty] | 42531 |  |  | NotYetVerified | Nominal wattage 16W | 3 | 2072 | 121.31 | 17.08 | 20 | 0.9 | 4000 | 81.8
PN4JP1V5 | Digilite LED | Digilite | BT814W4FT(FROSTED LENS)(4000K) | Linear Replacement Lamp | Four-Foot | Replacement Lamps (plug and play) (UL Type A) | Standard | FALSE | [9 empty] | 42531 |  |  | NotYetVerified | Nominal wattage 14W | 3 | 1949 | 121.58 | 16.03 | 20 | 0.9 | 4000 | 81.8
PFSBJATB | Digilite LED | Digilite | BT812W4FT(FROSTED LENS)(4000K) | Linear Replacement Lamp | Four-Foot | Replacement Lamps (plug and play) (UL Type A) | Standard | FALSE | [9 empty] | 42531 |  |  | NotYetVerified | Nominal wattage 12W | 3 | 1715 | 120.86 | 14.19 | 20 | 0.9 | 4000 | 81.8
PQM4ZXSX | Digilite LED | Digilite | ZY-T8-13W1200 BIXX Ballast Compatible (5000K Frosted) | Linear Replacement Lamp | Four-Foot | Dual Mode Internal Driver (UL Type A and Type B) | Standard | FALSE | [9 empty] | 42531 |  |  | NotYetVerified | Nominal wattage 13W | 3 | 1850 | 130 | 14.2 | 20 | 0.9 | 4000 | 81
PTBPDBYU | Digilite LED | Digilite | ZY-T8-30W1200 BIDX (4000K CLEAR LENS) [100V to 382V] | Linear Replacement Lamp | Four-Foot | Internal Driver Lamp-Style Retrofit Kits (UL Type B) | Standard | FALSE | [9 empty] | 42531 |  |  | NotYetVerified | Lastx represents either s for single-end power input or T for double-end inputs | 3 | 3276 | 124.21 | 26.37 | 20 | 0.9 | 4000 | 83
PTPUCC8G | Digilite LED | Digilite | ZY-T8-30W1200 BIDX (4000K FROSTED LENS) [100V to 382V] | Linear Replacement Lamp | Four-Foot | Internal Driver Lamp-Style Retrofit Kits (UL Type B) | Standard | FALSE | [9 empty] | 42531 |  |  | NotYetVerified | Lastx represents either s for single-end power input or T for double-end inputs | 3 | 2935 | 111.43 | 26.34 | 20 | 0.9 | 4000 | 83
PJY9997V | Digilite LED | Digilite | ZY-T8-18W1200 BIXX BALLAST COMPATIBLE LED TUBE [3500K Frosted] | Linear Replacement Lamp | Four-Foot | Dual Mode Internal Driver (UL Type A and Type B) | Standard | FALSE | [9 empty] | 42531 |  |  | NotYetVerified | Lastx represents either s for single-end power input or T for double-end inputs | 3 | 2212 | 122.9 | 18 | 20 | 0.9 | 3500 | 83
P9ZUVBY4 | Digilite LED | Digilite | ZY-T8-18W1200 BIXX BALLAST COMPATIBLE LED TUBE [3500K Clear] | Linear Replacement Lamp | Four-Foot | Dual Mode Internal Driver (UL Type A and Type B) | Standard | FALSE | [9 empty] | 42531 |  |  | NotYetVerified | Lastx represents either s for single-end power input or T for double-end inputs | 3 | 2212 | 122.9 | 18 | 20 | 0.9 | 3500 | 83
PFXZEH6H | Digilite LED | Digilite | ZY-T8-22W1200 BIXX (3500K Clear) | Linear Replacement Lamp | Four-Foot | Internal Driver Lamp-Style Retrofit Kits (UL Type B) | Standard | FALSE | [9 empty] | 42531 |  |  | NotYetVerified |  | 3 | 2150 | 97.8 | 22 | 20 | 0.9 | 3500 | 83
P2EH46CH | Digilite LED | Digilite | ZY-T8-22W1200 BIXX (3500K Frosted) | Linear Replacement Lamp | Four-Foot | Internal Driver Lamp-Style Retrofit Kits (UL Type B) | Standard | FALSE | [9 empty] | 42531 |  |  | NotYetVerified |  | 3 | 2150 | 97.8 | 22 | 20 | 0.9 | 3500 | 83
PDWBA9TR | Digilite LED | Digilite | ZY-T8-15W1200 BIXX BALLAST COMPATIBLE LED TUBE [3500K Clear] | Linear Replacement Lamp | Four-Foot | Dual Mode Internal Driver (UL Type A and Type B) | Standard | FALSE | [9 empty] | 42531 |  |  | NotYetVerified | Lastx represents either s for single-end power input or T for double-end inputs | 3 | 2040 | 120 | 17.7 | 20 | 0.9 | 3500 | 83
PB4ZYCJ7 | Digilite LED | Digilite | ZY-T8-15W1200 BIXX BALLAST COMPATIBLE LED TUBE [3500K Frosted] | Linear Replacement Lamp | Four-Foot | Dual Mode Internal Driver (UL Type A and Type B) | Standard | FALSE | [9 empty] | 42531 |  |  | NotYetVerified | Lastx represents either s for single-end power input or T for double-end inputs | 3 | 2040 | 120 | 17.7 | 20 | 0.9 | 3500 | 83
P8SFB7CY | Digilite LED | Digilite | ZY-T8-30W1200 BINX (3500K CLEAR LENS) [100V to 382V] | Linear Replacement Lamp | Four-Foot | Internal Driver Lamp-Style Retrofit Kits (UL Type B) | Standard | FALSE | [9 empty] | 42531 |  |  | NotYetVerified | Lastx represents either s for single-end power input or T for double-end inputs | 3 | 3276 | 124.21 | 26.37 | 20 | 0.9 | 3500 | 83
PCXTVH19 | Digilite LED | Digilite | ZY-T8-30W1200 BINX (3500K FROSTED LENS) [100V to 382V] | Linear Replacement Lamp | Four-Foot | Internal Driver Lamp-Style Retrofit Kits (UL Type B) | Standard | FALSE | [9 empty] | 42531 |  |  | NotYetVerified | Lastx represents either s for single-end power input or T for double-end inputs | 3 | 2935 | 111.43 | 26.34 | 20 | 0.9 | 3500 | 83
PSRZXC1F | Digilite LED | Digilite | ZY-T8-20W1200 BIXX BALLAST COMPATIBLE LED TUBE (3500K FROSTED LENS) | Linear Replacement Lamp | Four-Foot | Dual Mode Internal Driver (UL Type A and Type B) | Standard | FALSE | [9 empty] | 42531 |  |  | NotYetVerified | Lastx represents either s for single-end power input or T for double-end inputs | 3 | 2402 | 110 | 21.73 | 20 | 0.9 | 3500 | 83
PU3GGRX6 | Digilite LED | Digilite | ZY-T8-20W1200 BIXX BALLAST COMPATIBLE LED TUBE (3500K CLEAR LENS) | Linear Replacement Lamp | Four-Foot | Dual Mode Internal Driver (UL Type A and Type B) | Standard | FALSE | [9 empty] | 42531 |  |  | NotYetVerified | Lastx represents either s for single-end power input or T for double-end inputs | 3 | 2327 | 116 | 22.5 | 20 | 0.9 | 3500 | 83
PBCQV32Z | Digilite LED | Digilite | BT818W4FT Frosted (3500K) | Linear Replacement Lamp | Four-Foot | Replacement Lamps (plug and play) (UL Type A) | Standard | FALSE | [9 empty] | 42531 |  |  | NotYetVerified |  | 3 | 2072 | 121.31 | 17.08 | 12.5 | 0.9156 | 3500 | 82.2
PX69BEJK | Digilite LED | Digilite | BT816W4FT(FROSTED LENS)(3500K) | Linear Replacement Lamp | Four-Foot | Replacement Lamps (plug and play) (UL Type A) | Standard | FALSE | [9 empty] | 42531 |  |  | NotYetVerified | Nominal wattage 16W | 3 | 2072 | 121.31 | 17.08 | 20 | 0.9 | 3500 | 81.8
PSRZMXS2 | Digilite LED | Digilite | BT814W4FT(FROSTED LENS)(3500K) | Linear Replacement Lamp | Four-Foot | Replacement Lamps (plug and play) (UL Type A) | Standard | FALSE | [9 empty] | 42531 |  |  | NotYetVerified | Nominal wattage 14W | 3 | 1949 | 121.58 | 16.03 | 20 | 0.9 | 3500 | 81.8
PAVA6V2N | Digilite LED | Digilite | BT812W4FT(FROSTED LENS)(3500K) | Linear Replacement Lamp | Four-Foot | Replacement Lamps (plug and play) (UL Type A) | Standard | FALSE | [9 empty] | 42531 |  |  | NotYetVerified | Nominal wattage 12W | 3 | 1715 | 120.86 | 14.19 | 20 | 0.9 | 3500 | 81.8
PFDA5U33 | Digilite LED | Digilite | ZY-T8-30W1200 BIDX (3500K CLEAR LENS) [100V to 382V] | Linear Replacement Lamp | Four-Foot | Internal Driver Lamp-Style Retrofit Kits (UL Type B) | Standard | FALSE | [9 empty] | 42531 |  |  | NotYetVerified | Lastx represents either s for single-end power input or T for double-end inputs | 3 | 3276 | 124.21 | 26.37 | 20 | 0.9 | 3500 | 83
PNWFJUWZ | Digilite LED | Digilite | ZY-T8-30W1200 BIDX (3500K FROSTED LENS) [100V to 382V] | Linear Replacement Lamp | Four-Foot | Internal Driver Lamp-Style Retrofit Kits (UL Type B) | Standard | FALSE | [9 empty] | 42531 |  |  | NotYetVerified | Lastx represents either s for single-end power input or T for double-end inputs | 3 | 2935 | 111.43 | 26.34 | 20 | 0.9 | 3500 | 83
PRFMUY7M | Digilite LED | Digilite | ZY-T8-18W1200 BIXX BALLAST COMPATIBLE LED TUBE [3000K Frosted] | Linear Replacement Lamp | Four-Foot | Dual Mode Internal Driver (UL Type A and Type B) | Standard | FALSE | [9 empty] | 42531 |  |  | NotYetVerified | Lastx represents either s for single-end power input or T for double-end inputs | 3 | 2212 | 122.9 | 18 | 20 | 0.9 | 3000 | 83
PK4SJ2CK | Digilite LED | Digilite | ZY-T8-18W1200 BIXX BALLAST COMPATIBLE LED TUBE [3000K Clear] | Linear Replacement Lamp | Four-Foot | Dual Mode Internal Driver (UL Type A and Type B) | Standard | FALSE | [9 empty] | 42531 |  |  | NotYetVerified | Lastx represents either s for single-end power input or T for double-end inputs | 3 | 2212 | 122.9 | 18 | 20 | 0.9 | 3000 | 83
PCPACM62 | Digilite LED | Digilite | ZY-T8-22W1200 BIXX (3000K Clear) | Linear Replacement Lamp | Four-Foot | Internal Driver Lamp-Style Retrofit Kits (UL Type B) | Standard | FALSE | [9 empty] | 42531 |  |  | NotYetVerified |  | 3 | 2150 | 97.8 | 22 | 20 | 0.9 | 3000 | 83
PZ2DDMQF | Digilite LED | Digilite | ZY-T8-15W1200 BIXX BALLAST COMPATIBLE LED TUBE [3000K Clear] | Linear Replacement Lamp | Four-Foot | Dual Mode Internal Driver (UL Type A and Type B) | Standard | FALSE | [9 empty] | 42531 |  |  | NotYetVerified | Lastx represents either s for single-end power input or T for double-end inputs | 3 | 2040 | 120 | 17.7 | 20 | 0.9 | 3000 | 83
PW58VKC4 | Digilite LED | Digilite | ZY-T8-15W1200 BIXX BALLAST COMPATIBLE LED TUBE [3000K Frosted] | Linear Replacement Lamp | Four-Foot | Dual Mode Internal Driver (UL Type A and Type B) | Standard | FALSE | [9 empty] | 42531 |  |  | NotYetVerified | Lastx represents either s for single-end power input or T for double-end inputs | 3 | 2040 | 120 | 17.7 | 20 | 0.9 | 3000 | 83
P5PXN9Z9 | Digilite LED | Digilite | ZY-T8-30W1200 BIDX (3000K CLEAR LENS) [100V to 382V] | Linear Replacement Lamp | Four-Foot | Internal Driver Lamp-Style Retrofit Kits (UL Type B) | Standard | FALSE | [9 empty] | 42531 |  |  | NotYetVerified | Lastx represents either s for single-end power input or T for double-end inputs | 3 | 3276 | 124.21 | 26.37 | 20 | 0.9 | 3000 | 83
PP75GM1Q | Digilite LED | Digilite | ZY-T8-30W1200 BIDX (3000K FROSTED LENS) [100V to 382V] | Linear Replacement Lamp | Four-Foot | Internal Driver Lamp-Style Retrofit Kits (UL Type B) | Standard | FALSE | [9 empty] | 42531 |  |  | NotYetVerified | Lastx represents either s for single-end power input or T for double-end inputs | 3 | 2935 | 111.43 | 26.34 | 20 | 0.9 | 3000 | 83
PY2W1DG2 | Digilite LED | Digilite | ZY-T8-18W1200 BIXX BALLAST COMPATIBLE LED TUBE [2700K Clear] | Linear Replacement Lamp | Four-Foot | Dual Mode Internal Driver (UL Type A and Type B) | Standard | FALSE | [9 empty] | 42531 |  |  | NotYetVerified | Lastx represents either s for single-end power input or T for double-end inputs | 3 | 2212 | 122.9 | 18 | 20 | 0.9 | 2700 | 83
PZU2XWTZ | Digilite LED | Digilite | ZY-T8-15W1200 BIXX BALLAST COMPATIBLE LED TUBE [2700K Clear] | Linear Replacement Lamp | Four-Foot | Dual Mode Internal Driver (UL Type A and Type B) | Standard | FALSE | [9 empty] | 42531 |  |  | NotYetVerified | Lastx represents either s for single-end power input or T for double-end inputs | 3 | 2040 | 120 | 17.7 | 20 | 0.9 | 2700 | 83
PTGGFQQQ | JIAXING SUPER LIGHTING ELECTRIC APPLIANCE CO.LTD | SUPER | T8L-IDDM12-2200-4ft-CBA | Linear Replacement Lamp | Four-Foot | Replacement Lamps (plug and play) (UL Type A) | Standard | TRUE | 2188 | 106.2 | 20.6 | 8.89 | 0.9743 | 4143 | 83.9 | 5 | 50000 | 42530 |  |  | No |  | 3 | 2200 | 105 | 21 | 9 | 0.97 | 4000 | 82
PXETUBUW | JIAXING SUPER LIGHTING ELECTRIC APPLIANCE CO.LTD | SUPER | T8L-IDDM12-1800-4ft-CBA | Linear Replacement Lamp | Four-Foot | Replacement Lamps (plug and play) (UL Type A) | Standard | TRUE | 1849 | 105.5 | 17.52 | 10.31 | 0.9665 | 4155 | 83.5 | 5 | 50000 | 42530 |  |  | No |  | 3 | 1800 | 103 | 17.5 | 11 | 0.96 | 4000 | 82
PZA5E562 | Kumho Electric | earthcare | FLT8-32W/12W IU 410 | Linear Replacement Lamp | Four-Foot | Replacement Lamps (plug and play) (UL Type A) | Standard | TRUE | 1773.09 | 153 | 11.63 | 11 | 0.94 | 4077 | 85 | 5 | 50000 | 42530 |  |  | No |  | 3.1 | 1773.09 | 153 | 11.63 | 11 | 0.94 | 4077 | 85
PANAM9AM | JIAXING SUPER LIGHTING ELECTRIC APPLIANCE CO.LTD | SUPER | T8L-IDFH12-2200-4ft-ABA | Linear Replacement Lamp | Four-Foot | Internal Driver Lamp-Style Retrofit Kits (UL Type B) | Standard | TRUE | 2202 | 120.1 | 18.34 | 19.99 | 0.9178 | 2958 | 83.9 | 5 | 50000 | 42530 |  |  | No |  | 3.1 | 2200 | 105 | 21 | 24 | 0.9 | 3000 | 82
PZDK2CP5 | MAVERICK ENERGY SOLUTIONS INTERNATIONAL | Maverick Energy Solutions International | MES-T8AM18M/30 | Linear Replacement Lamp | Four-Foot | Replacement Lamps (plug and play) (UL Type A) | Standard | TRUE | 2098 | 114.33 | 18.35 | 13.23 | 0.9103 | 2958 | 81.7 | 5 | 50000 | 42530 |  |  | No |  | 3.1 | 2098 | 114.33 | 18.35 | 13.23 | 0.9103 | 3000 | 81.7
PP843SWK | MAVERICK ENERGY SOLUTIONS INTERNATIONAL | Maverick Energy Solutions International | MES-T8AM18S/30 | Linear Replacement Lamp | Four-Foot | Replacement Lamps (plug and play) (UL Type A) | Standard | TRUE | 2465 | 131.53 | 18.74 | 13.64 | 0.9058 | 2960 | 81.5 | 5 | 50000 | 42530 |  |  | No |  | 3.1 | 2465 | 131.53 | 18.74 | 13.64 | 0.9058 | 3000 | 81.5
PDQNHN4C | MAVERICK ENERGY SOLUTIONS INTERNATIONAL | Maverick Energy Solutions International | MES-T8PB18M/30 | Linear Replacement Lamp | Four-Foot | Replacement Lamps (plug and play) (UL Type A) | Standard | TRUE | 2222 | 121.82 | 18.24 | 14.05 | 0.9026 | 3011 | 82.6 | 5 | 50000 | 42530 |  |  | No |  | 3.1 | 2222 | 121.81 | 18.24 | 14.05 | 0.903 | 3000 | 82.6
PGFM9MP4 | NUR MANUFACTURING | NUR Manufacturing | T8-SMT-4FT-3000K-FRS-HO | Linear Replacement Lamp | Four-Foot | Replacement Lamps (plug and play) (UL Type A) | Standard | TRUE | 2236 | 117.13 | 19.09 | 14.96 | 0.9014 | 2959 | 81.1 | 5 | 50000 | 42530 |  |  | No |  | 3.1 | 2236 | 117.13 | 19.09 | 14.96 | 0.9014 | 3000 | 81.1
PGDMYKW4 | MAVERICK ENERGY SOLUTIONS INTERNATIONAL | Maverick Energy Solutions International | MES-T8AM22S/30 | Linear Replacement Lamp | Four-Foot | Replacement Lamps (plug and play) (UL Type A) | Standard | TRUE | 3234 | 132.49 | 24.41 | 14.77 | 0.9014 | 3022 | 82.8 | 5 | 50000 | 42530 |  |  | No |  | 3.1 | 3243 | 132.49 | 24.41 | 14.77 | 0.901 | 3000 | 82.8
PCPUXY6F | JIAXING SUPER LIGHTING ELECTRIC APPLIANCE CO.LTD | SUPER | T8L-IDFH12-1800-4ft-ABA | Linear Replacement Lamp | Four-Foot | Internal Driver Lamp-Style Retrofit Kits (UL Type B) | Standard | TRUE | 1846 | 118 | 15.64 | 20.65 | 0.9 | 2960 | 83.9 | 5 | 50000 | 42530 |  |  | No |  | 3.1 | 1700 | 105 | 16 | 21 | 0.9 | 3000 | 82
PXWMGA8P | JIAXING SUPER LIGHTING ELECTRIC APPLIANCE CO.LTD | SUPER | T8L-IDFH12-2200-4ft-EBA | Linear Replacement Lamp | Four-Foot | Internal Driver Lamp-Style Retrofit Kits (UL Type B) | Standard | FALSE | [9 empty] | 42530 |  |  | No |  | 3 | 2200 | 105 | 21 | 24 | 0.9 | 5000 | 82
PWBSDVKW | JIAXING SUPER LIGHTING ELECTRIC APPLIANCE CO.LTD | SUPER | T8L-IDFH12-1800-4ft-EBA | Linear Replacement Lamp | Four-Foot | Internal Driver Lamp-Style Retrofit Kits (UL Type B) | Standard | FALSE | [9 empty] | 42530 |  |  | No |  | 3.1 | 1800 | 110 | 16 | 21 | 0.9 | 5000 | 82
PGGZVREZ | JIAXING SUPER LIGHTING ELECTRIC APPLIANCE CO.LTD | SUPER | T8L-IDDM12-1800-4ft-EBA | Linear Replacement Lamp | Four-Foot | Replacement Lamps (plug and play) (UL Type A) | Standard | FALSE | [9 empty] | 42530 |  |  | No |  | 3 | 1800 | 103 | 17.5 | 11 | 0.96 | 5000 | 82
PHM4EPTC | JIAXING SUPER LIGHTING ELECTRIC APPLIANCE CO.LTD | SUPER | T8L-IDDM12-2200-4ft-EBA | Linear Replacement Lamp | Four-Foot | Replacement Lamps (plug and play) (UL Type A) | Standard | FALSE | [9 empty] | 42530 |  |  | No |  | 3 | 2200 | 105 | 21 | 9 | 0.97 | 5000 | 82
PD2956RB | JIAXING SUPER LIGHTING ELECTRIC APPLIANCE CO.LTD | SUPER | T8L-IDFH12-2200-4ft-DBA | Linear Replacement Lamp | Four-Foot | Internal Driver Lamp-Style Retrofit Kits (UL Type B) | Standard | FALSE | [9 empty] | 42530 |  |  | No |  | 3 | 2200 | 105 | 21 | 24 | 0.9 | 4500 | 82
P49SD8CC | JIAXING SUPER LIGHTING ELECTRIC APPLIANCE CO.LTD | SUPER | T8L-IDDM12-1800-4ft-DBA | Linear Replacement Lamp | Four-Foot | Replacement Lamps (plug and play) (UL Type A) | Standard | FALSE | [9 empty] | 42530 |  |  | No |  | 3 | 1800 | 103 | 17.5 | 11 | 0.96 | 4500 | 82
P6WZHR9M | JIAXING SUPER LIGHTING ELECTRIC APPLIANCE CO.LTD | SUPER | T8L-IDDM12-2200-4ft-DBA | Linear Replacement Lamp | Four-Foot | Replacement Lamps (plug and play) (UL Type A) | Standard | FALSE | [9 empty] | 42530 |  |  | No |  | 3 | 2200 | 105 | 21 | 9 | 0.97 | 4500 | 82
PDG8P25T | JIAXING SUPER LIGHTING ELECTRIC APPLIANCE CO.LTD | SUPER | T8L-IDFH12-2200-4ft-CBA | Linear Replacement Lamp | Four-Foot | Internal Driver Lamp-Style Retrofit Kits (UL Type B) | Standard | FALSE | [9 empty] | 42530 |  |  | No |  | 3 | 2200 | 105 | 21 | 24 | 0.9 | 4000 | 82
PME4HMZ7 | JIAXING SUPER LIGHTING ELECTRIC APPLIANCE CO.LTD | SUPER | T8L-IDFH12-1800-4ft-CBA | Linear Replacement Lamp | Four-Foot | Internal Driver Lamp-Style Retrofit Kits (UL Type B) | Standard | FALSE | [9 empty] | 42530 |  |  | No |  | 3.1 | 1800 | 110 | 16 | 21 | 0.9 | 4000 | 82
PJBD8KPX | JIAXING SUPER LIGHTING ELECTRIC APPLIANCE CO.LTD | SUPER | T8L-IDFH12-2200-4ft-BBA | Linear Replacement Lamp | Four-Foot | Internal Driver Lamp-Style Retrofit Kits (UL Type B) | Standard | FALSE | [9 empty] | 42530 |  |  | No |  | 3 | 2200 | 105 | 21 | 24 | 0.9 | 3500 | 82
P8HJBQSK | JIAXING SUPER LIGHTING ELECTRIC APPLIANCE CO.LTD | SUPER | T8L-IDFH12-1800-4ft-BBA | Linear Replacement Lamp | Four-Foot | Internal Driver Lamp-Style Retrofit Kits (UL Type B) | Standard | FALSE | [9 empty] | 42530 |  |  | No |  | 3 | 1700 | 105 | 16 | 21 | 0.9 | 3500 | 82
PWKEQRAK | NUR MANUFACTURING | NUR Manufacturing | T8-SMT-4FT-5000K-FRS-HO | Linear Replacement Lamp | Four-Foot | Replacement Lamps (plug and play) (UL Type A) | Standard | FALSE | [9 empty] | 42530 |  |  | No |  | 3.1 | 2332 | 122.03 | 19.11 | 14.14 | 0.902 | 5000 | 83.4
PTPNKD8A | NUR MANUFACTURING | NUR Manufacturing | T8-SMT-4FT-4000K-FRS-HO | Linear Replacement Lamp | Four-Foot | Replacement Lamps (plug and play) (UL Type A) | Standard | FALSE | [9 empty] | 42530 |  |  | No |  | 3.1 | 2284 | 119.58 | 19.1 | 14.96 | 0.9014 | 4000 | 81.1
PDEPMD3H | Kumho Electric | earthcare | FLT8-32W/12W IU 500 | Linear Replacement Lamp | Four-Foot | Replacement Lamps (plug and play) (UL Type A) | Standard | FALSE | [9 empty] | 42530 |  |  | No |  | 3.1 | 1784.79 | 154 | 11.56 | 11 | 0.94 | 5070 | 84
PR8EX2MC | MAVERICK ENERGY SOLUTIONS INTERNATIONAL | Maverick Energy Solutions International | MES-T8AM18M/50 | Linear Replacement Lamp | Four-Foot | Replacement Lamps (plug and play) (UL Type A) | Standard | FALSE | [9 empty] | 42530 | Not Dimmable | Not Dimmable | No |  | 3.1 | 2181 | 118.47 | 18.41 | 13.67 | 0.913 | 5000 | 83.3
PASSA1RX | MAVERICK ENERGY SOLUTIONS INTERNATIONAL | Maverick Energy Solutions International | MES-T8AM22S/50 | Linear Replacement Lamp | Four-Foot | Replacement Lamps (plug and play) (UL Type A) | Standard | FALSE | [9 empty] | 42530 | Not Dimmable | Not Dimmable | No |  | 3.1 | 3444 | 138.42 | 24.88 | 14.82 | 0.901 | 5000 | 83
PHMSPAVD | MAVERICK ENERGY SOLUTIONS INTERNATIONAL | Maverick Energy Solutions International | MES-T8AM18S/50 | Linear Replacement Lamp | Four-Foot | Replacement Lamps (plug and play) (UL Type A) | Standard | FALSE | [9 empty] | 42530 | Not Dimmable | Not Dimmable | No |  | 3.1 | 2505 | 134.22 | 18.66 | 13.64 | 0.9112 | 5000 | 82.8
PCAZ6W2X | MAVERICK ENERGY SOLUTIONS INTERNATIONAL | Maverick Energy Solutions International | MES-T8PB18M/50 | Linear Replacement Lamp | Four-Foot | Replacement Lamps (plug and play) (UL Type A) | Standard | FALSE | [9 empty] | 42530 | Not Dimmable | Not Dimmable | No |  | 3.1 | 2281 | 125.33 | 18.2 | 14.56 | 0.902 | 5000 | 82.3
PKP62NDX | MAVERICK ENERGY SOLUTIONS INTERNATIONAL | Maverick Energy Solutions International | MES-T8AM18M/40 | Linear Replacement Lamp | Four-Foot | Replacement Lamps (plug and play) (UL Type A) | Standard | FALSE | [9 empty] | 42530 | Not Dimmable | Not Dimmable | No |  | 3.1 | 2140 | 116.43 | 18.38 | 13.23 | 0.9103 | 4000 | 81.7
PKYV2V58 | Nordexco | Nordexco Energy | LED/T8FR18/830/DIR | Linear Replacement Lamp | Four-Foot | Replacement Lamps (plug and play) (UL Type A) | Standard | TRUE | 2241.882 | 100.763 | 22.249 | 7.38 | 0.9672 | 2932 | 81.5 | 5 | 50000 | 42529 |  |  | NotYetVerified |  | 3 | 2200 | 100 | 22 | 7.38 | 0.9672 | 3000 | 82
PXJ47HW2 | Nordexco | Nordexco Energy | LED/T5FR27/830/DIR/HO | Linear Replacement Lamp | Four-Foot | Replacement Lamps (plug and play) (UL Type A) | Standard | TRUE | 3101 | 106.5 | 29.11 | 16.59 | 0.9662 | 2981 | 82.9 | 5 | 50000 | 42529 |  |  | No |  | 3 | 3100 | 100 | 30 | 20 | 0.9 | 3000 | 83
P836VDZP | LEDtronics Inc. | Ledtronics | LED48T8CM-DLC-18W-XIW-x01WF | Linear Replacement Lamp | Four-Foot | Internal Driver Lamp-Style Retrofit Kits (UL Type B) | Standard | TRUE | 1786.4 | 100.7 | 17.74 | 11.98 | 0.954 | 2872 | 83.8 | 5 | 50000 | 42529 |  |  | NotYetVerified |  | 3 | 1800 | 100 | 18 | 15 | 0.9 | 3000 | 80
PGTZY13W | LEDtronics Inc. | Ledtronics | LED48T8CM-DLC-18W-XIW-x01WC | Linear Replacement Lamp | Four-Foot | Internal Driver Lamp-Style Retrofit Kits (UL Type B) | Standard | TRUE | 1910.8 | 110.355 | 17.32 | 11.96 | 0.954 | 3038 | 82.4 | 5 | 50000 | 42529 |  |  | NotYetVerified |  | 3 | 1800 | 100 | 18 | 15 | 0.9 | 3000 | 80
PNZJMVJ8 | NUR MANUFACTURING | NUR Manufacturing | T8-SMT-4FT-3000K-FRS-SO | Linear Replacement Lamp | Four-Foot | Dual Mode Internal Driver (UL Type A and Type B) | Standard | TRUE | 1932 | 100.47 | 19.23 | 13.36 | 0.9452 | 2904 | 83.3 | 5 | 50000 | 42529 |  |  | No |  | 3 | 1932 | 100.47 | 19.23 | 13.36 | 0.9452 | 3000 | 83.3
PR5XA89P | NUR MANUFACTURING | NUR Manufacturing | T8-SMT-4FT-3000K-CLR-HO | Linear Replacement Lamp | Four-Foot | Dual Mode Internal Driver (UL Type A and Type B) | Standard | TRUE | 2518 | 130.53 | 19.29 | 12.44 | 0.9265 | 2993 | 82.6 | 5 | 50000 | 42529 |  |  | No |  | 3.1 | 2540 | 131.06 | 19.38 | 12.6 | 0.9148 | 3000 | 82.6
PZP58WK2 | Verbatim Americas LLC | Verbatim | 099293-821 | Linear Replacement Lamp | Four-Foot | Internal Driver Lamp-Style Retrofit Kits (UL Type B) | Standard | TRUE | 2158.2 | 126.88 | 17.01 | 20.4 | 0.922 | 3550 | 84.6 | 5 | 50000 | 42529 |  |  | No |  | 3.1 | 2200 | 127 | 17 | 20.4 | 0.922 | 3500 | 80
PSYHPH16 | LED Trail | LED Trail | 1242(3000K) | Linear Replacement Lamp | Four-Foot | Dual Mode Internal Driver (UL Type A and Type B) | Standard | TRUE | 1782 | 141.09 | 12.63 | 16.59 | 0.9132 | 3098 | 84 | 5 | 50000 | 42529 |  |  | NotYetVerified |  | 3 | 1782 | 141.09 | 12.63 | 16.59 | 0.9132 | 3000 | 83.6
P2NQ6KW7 | NUR MANUFACTURING | NUR Manufacturing | T8-SMT-4FT-3000K-CLR-SO | Linear Replacement Lamp | Four-Foot | Dual Mode Internal Driver (UL Type A and Type B) | Standard | TRUE | 2030 | 110.63 | 18.42 | 19.93 | 0.9075 | 3109 | 82.7 | 5 | 50000 | 42529 |  |  | NotYetVerified |  | 3 | 2030 | 110.63 | 18.35 | 19.93 | 0.9075 | 3000 | 82.7
P8SVXMWS | LED Trail | LED Trail | 1240(3000K) | Linear Replacement Lamp | Four-Foot | Dual Mode Internal Driver (UL Type A and Type B) | Standard | TRUE | 2030 | 110.63 | 18.42 | 19.93 | 0.9075 | 3109 | 82.7 | 5 | 50000 | 42529 |  |  | NotYetVerified |  | 3 | 2030 | 110.63 | 18.35 | 19.93 | 0.9075 | 3000 | 82.7
P5BUW9S7 | Guangzhou Ledia Lighting Technology Company Limited | LEDIA | LD-T9-A011UL-35C | Linear Replacement Lamp | Four-Foot | Internal Driver Lamp-Style Retrofit Kits (UL Type B) | Standard | TRUE | 1603.2 | 151.53 | 10.58 | 19.6 | 0.9 | 3562 | 83.5 | 5 | 50000 | 42529 |  |  | No |  | 3.1 | 1760 | 160 | 11 | 10 | 0.95 | 3500 | 80
P17V8A93 | Verbatim Americas LLC | Verbatim | 099295-821 | Linear Replacement Lamp | Four-Foot | Internal Driver Lamp-Style Retrofit Kits (UL Type B) | Standard | FALSE | [9 empty] | 42529 |  |  | No |  | 3.1 | 2200 | 127 | 17 | 20.4 | 0.922 | 5000 | 80
PADBXPAZ | Verbatim Americas LLC | Verbatim | 099294-821 | Linear Replacement Lamp | Four-Foot | Internal Driver Lamp-Style Retrofit Kits (UL Type B) | Standard | FALSE | [9 empty] | 42529 |  |  | No |  | 3.1 | 2200 | 127 | 17 | 20.4 | 0.922 | 4000 | 80
PY41YSVM | NUR MANUFACTURING | NUR Manufacturing | T8-SMT-4FT-5000K-CLR-SO | Linear Replacement Lamp | Four-Foot | Dual Mode Internal Driver (UL Type A and Type B) | Standard | FALSE | [9 empty] | 42529 |  |  | NotYetVerified |  | 3 | 2150 | 116.72 | 18.42 | 19.57 | 0.9095 | 5000 | 82.6
PN4QKXB7 | NUR MANUFACTURING | NUR Manufacturing | T8-SMT-4FT-5000K-CLR-HO | Linear Replacement Lamp | Four-Foot | Dual Mode Internal Driver (UL Type A and Type B) | Standard | FALSE | [9 empty] | 42529 |  |  | No |  | 3.1 | 2632 | 135.24 | 19.46 | 12.56 | 0.9252 | 5000 | 82.5
P2PQW2YH | NUR MANUFACTURING | NUR Manufacturing | T8-SMT-4FT-5000K-FRS-SO | Linear Replacement Lamp | Four-Foot | Dual Mode Internal Driver (UL Type A and Type B) | Standard | FALSE | [9 empty] | 42529 |  |  | No |  | 3 | 2014 | 104.35 | 19.3 | 11.62 | 0.9315 | 5000 | 81.2
P5SR46AD | NUR MANUFACTURING | NUR Manufacturing | T8-SMT-4FT-4000K-FRS-SO | Linear Replacement Lamp | Four-Foot | Dual Mode Internal Driver (UL Type A and Type B) | Standard | FALSE | [9 empty] | 42529 |  |  | No |  | 3 | 1974 | 102.44 | 19.27 | 13.36 | 0.9452 | 4000 | 83.3
P8Q6M4D2 | NUR MANUFACTURING | NUR Manufacturing | T8-SMT-4FT-4000K-CLR-SO | Linear Replacement Lamp | Four-Foot | Dual Mode Internal Driver (UL Type A and Type B) | Standard | FALSE | [9 empty] | 42529 |  |  | NotYetVerified |  | 3 | 2030 | 110.63 | 18.35 | 19.93 | 0.9075 | 4000 | 82.7
PZDPKP6V | NUR MANUFACTURING | NUR Manufacturing | T8-SMT-4FT-4000K-CLR-HO | Linear Replacement Lamp | Four-Foot | Dual Mode Internal Driver (UL Type A and Type B) | Standard | FALSE | [9 empty] | 42529 |  |  | No |  | 3.1 | 2586 | 133.16 | 19.42 | 12.6 | 0.9148 | 4000 | 82.6
PA67VG75 | Nordexco | Nordexco Energy | LED/T5FR27/850/DIR/HO | Linear Replacement Lamp | Four-Foot | Replacement Lamps (plug and play) (UL Type A) | Standard | FALSE | [9 empty] | 42529 |  |  | No |  | 3 | 3400 | 100 | 30 | 20 | 0.9 | 5000 | 83
PQWEANX7 | Nordexco | Nordexco Energy | LED/T8FR18/850/DIR | Linear Replacement Lamp | Four-Foot | Replacement Lamps (plug and play) (UL Type A) | Standard | FALSE | [9 empty] | 42529 |  |  | NotYetVerified |  | 3 | 2400 | 100 | 22 | 7.38 | 0.996 | 5000 | 82
P7TZY41H | Nordexco | Nordexco Energy | LED/T5FR27/840/DIR/HO | Linear Replacement Lamp | Four-Foot | Replacement Lamps (plug and play) (UL Type A) | Standard | FALSE | [9 empty] | 42529 |  |  | No |  | 3 | 3250 | 100 | 30 | 20 | 0.9 | 4000 | 83
PN1TBKAM | Nordexco | Nordexco Energy | LED/T8FR18/840/DIR | Linear Replacement Lamp | Four-Foot | Replacement Lamps (plug and play) (UL Type A) | Standard | FALSE | [9 empty] | 42529 |  |  | NotYetVerified |  | 3 | 2300 | 100 | 22 | 7.38 | 0.9672 | 4000 | 82
PK6C3XT2 | Nordexco | Nordexco Energy | LED/T5FR27/835/DIR/HO | Linear Replacement Lamp | Four-Foot | Replacement Lamps (plug and play) (UL Type A) | Standard | FALSE | [9 empty] | 42529 |  |  | No |  | 3 | 3150 | 100 | 30 | 20 | 0.9 | 3500 | 83
PMKPDHZ5 | Nordexco | Nordexco Energy | LED/T8FR18/835/DIR | Linear Replacement Lamp | Four-Foot | Replacement Lamps (plug and play) (UL Type A) | Standard | FALSE | [9 empty] | 42529 |  |  | NotYetVerified |  | 3 | 2250 | 100 | 22 | 7.38 | 0.9672 | 3500 | 82
PSKBGFJZ | LEDtronics Inc. | Ledtronics | LED48T8CM-DLC-18W-XPW-x01WC | Linear Replacement Lamp | Four-Foot | Internal Driver Lamp-Style Retrofit Kits (UL Type B) | Standard | FALSE | [9 empty] | 42529 |  |  | NotYetVerified |  | 3 | 1800 | 100 | 18 | 15 | 0.9 | 5000 | 80
PR2URHRW | LEDtronics Inc. | Ledtronics | LED48T8CM-DLC-18W-XPW-x01WF | Linear Replacement Lamp | Four-Foot | Internal Driver Lamp-Style Retrofit Kits (UL Type B) | Standard | FALSE | [9 empty] | 42529 |  |  | NotYetVerified |  | 3 | 1800 | 100 | 18 | 15 | 0.9 | 5000 | 80
PHDD23Q3 | LEDtronics Inc. | Ledtronics | LED48T8CM-DLC-18W-XWW-x01WC | Linear Replacement Lamp | Four-Foot | Internal Driver Lamp-Style Retrofit Kits (UL Type B) | Standard | FALSE | [9 empty] | 42529 |  |  | NotYetVerified |  | 3 | 1800 | 100 | 18 | 15 | 0.9 | 4000 | 80
P7A849AK | LEDtronics Inc. | Ledtronics | LED48T8CM-DLC-18W-XWW-x01WF | Linear Replacement Lamp | Four-Foot | Internal Driver Lamp-Style Retrofit Kits (UL Type B) | Standard | FALSE | [9 empty] | 42529 |  |  | NotYetVerified |  | 3 | 1800 | 100 | 18 | 15 | 0.9 | 4000 | 80
PSYDMMP3 | LED Trail | LED Trail | 1240(5000K) | Linear Replacement Lamp | Four-Foot | Dual Mode Internal Driver (UL Type A and Type B) | Standard | FALSE | [9 empty] | 42529 |  |  | NotYetVerified |  | 3 | 2150 | 116.72 | 18.42 | 19.57 | 0.9095 | 5000 | 82.6
PZ4PADSS | LED Trail | LED Trail | 1242(5000K) | Linear Replacement Lamp | Four-Foot | Dual Mode Internal Driver (UL Type A and Type B) | Standard | FALSE | [9 empty] | 42529 |  |  | NotYetVerified |  | 3 | 1892 | 148.63 | 12.73 | 16.09 | 0.9137 | 5000 | 82.1
P8QD8WJ2 | LED Trail | LED Trail | 1242(4000K) | Linear Replacement Lamp | Four-Foot | Dual Mode Internal Driver (UL Type A and Type B) | Standard | FALSE | [9 empty] | 42529 |  |  | NotYetVerified |  | 3 | 1782 | 141.09 | 12.63 | 16.59 | 0.9132 | 4000 | 83.6
P3ZFKC1U | LED Trail | LED Trail | 1240(4000K) | Linear Replacement Lamp | Four-Foot | Dual Mode Internal Driver (UL Type A and Type B) | Standard | FALSE | [9 empty] | 42529 |  |  | NotYetVerified |  | 3 | 2030 | 110.63 | 18.35 | 19.93 | 0.9075 | 4000 | 82.7
PBFEVTGX | LED Trail | LED Trail | 1242(3500K) | Linear Replacement Lamp | Four-Foot | Dual Mode Internal Driver (UL Type A and Type B) | Standard | FALSE | [9 empty] | 42529 |  |  | NotYetVerified |  | 3 | 1782 | 141.09 | 12.63 | 16.59 | 0.9132 | 3500 | 83.6
PDZBC8WS | LED Trail | LED Trail | 1240(3500K) | Linear Replacement Lamp | Four-Foot | Dual Mode Internal Driver (UL Type A and Type B) | Standard | FALSE | [9 empty] | 42529 |  |  | NotYetVerified |  | 3 | 2030 | 110.63 | 18.35 | 19.93 | 0.9075 | 3500 | 82.7
P898MT3A | Guangzhou Ledia Lighting Technology Company Limited | LEDIA | LD-T9-A011UL-50C | Linear Replacement Lamp | Four-Foot | Internal Driver Lamp-Style Retrofit Kits (UL Type B) | Standard | FALSE | [9 empty] | 42529 |  |  | No |  | 3.1 | 1760 | 160 | 11 | 10 | 0.95 | 5000 | 80
PCP2H8C8 | Guangzhou Ledia Lighting Technology Company Limited | LEDIA | LD-T9-A011UL-45C | Linear Replacement Lamp | Four-Foot | Internal Driver Lamp-Style Retrofit Kits (UL Type B) | Standard | FALSE | [9 empty] | 42529 |  |  | No |  | 3.1 | 1760 | 160 | 11 | 10 | 0.95 | 4500 | 80
P7FZY269 | Guangzhou Ledia Lighting Technology Company Limited | LEDIA | LD-T9-A011UL-40C | Linear Replacement Lamp | Four-Foot | Internal Driver Lamp-Style Retrofit Kits (UL Type B) | Standard | FALSE | [9 empty] | 42529 |  |  | No |  | 3.1 | 1760 | 160 | 11 | 10 | 0.95 | 4000 | 80
PFFZK5Q8 | Metrosphere Light Corp. | METROSPHERE | MET-SUBC -4/12/150/3/FR | Linear Replacement Lamp | Four-Foot | Replacement Lamps (plug and play) (UL Type A) | Standard | TRUE | 1849 | 115.2 | 16.05 | 11.53 | 0.9752 | 3066 | 84.6 | 5 | 50000 | 42528 |  |  | No |  | 3 | 1800 | 116 | 15.5 | 20 | 0.9 | 3000 | 83
PW5KSY85 | Metrosphere Light Corp. | METROSPHERE | MET-SUBC ?T5/25/130/3 | Linear Replacement Lamp | Four-Foot | Replacement Lamps (plug and play) (UL Type A) | Standard | TRUE | 2922 | 107.4 | 27.2 | 10.2 | 0.947 | 3083 | 85 | 5 | 50000 | 42528 |  |  | No |  | 3.1 | 3000 | 107 | 28 | 20 | 0.9 | 3000 | 82
PEUGJEKK | J&D Manufacturing | J&D Manufacturing | LED-418E-30KC | Linear Replacement Lamp | Four-Foot | Internal Driver Lamp-Style Retrofit Kits (UL Type B) | Standard | TRUE | 2140.8 | 120.2 | 17.81 | 20.4 | 0.897 | 3013 | 82.4 | 5 | 50000 | 42528 |  |  | NotYetVerified | Internal Driver | 3 | 2140.8 | 120.2 | 17.81 | 23.1 | 0.971 | 3013 | 82.4
P2BK3GGY | J&D Manufacturing | J&D Manufacturing | LED-418F-30KC | Linear Replacement Lamp | Four-Foot | Internal Driver Lamp-Style Retrofit Kits (UL Type B) | Standard | TRUE | 1922.1 | 108.65 | 17.69 | 20.8 | 0.888 | 3014 | 82.7 | 5 | 50000 | 42528 |  |  | NotYetVerified | Internal Driver | 3 | 1922.1 | 108.65 | 17.69 | 23.3 | 0.97 | 3014 | 82.7
P848A7DY | Metrosphere Light Corp. | METROSPHERE | MET-SUBC -4/12/150/5/FR | Linear Replacement Lamp | Four-Foot | Replacement Lamps (plug and play) (UL Type A) | Standard | FALSE | [9 empty] | 42528 |  |  | No |  | 3 | 1800 | 116 | 15.5 | 20 | 0.9 | 5000 | 83
PGSQ7SWJ | Metrosphere Light Corp. | METROSPHERE | MET-SUBC ?T5/25/130/5 | Linear Replacement Lamp | Four-Foot | Replacement Lamps (plug and play) (UL Type A) | Standard | FALSE | [9 empty] | 42528 |  |  | No |  | 3.1 | 3200 | 114 | 28 | 20 | 0.9 | 5000 | 82
PXAJQQ2V | Metrosphere Light Corp. | METROSPHERE | MET-SUBC -4/12/150/4/FR | Linear Replacement Lamp | Four-Foot | Replacement Lamps (plug and play) (UL Type A) | Standard | FALSE | [9 empty] | 42528 |  |  | No |  | 3 | 1800 | 116 | 15.5 | 20 | 0.9 | 4000 | 83
PZMVMBQD | Metrosphere Light Corp. | METROSPHERE | MET-SUBC ?T5/25/130/4 | Linear Replacement Lamp | Four-Foot | Replacement Lamps (plug and play) (UL Type A) | Standard | FALSE | [9 empty] | 42528 |  |  | No |  | 3.1 | 3200 | 114 | 28 | 20 | 0.9 | 4000 | 82
PGJ5182T | Metrosphere Light Corp. | METROSPHERE | MET-SUBC -4/12/150/35/FR | Linear Replacement Lamp | Four-Foot | Replacement Lamps (plug and play) (UL Type A) | Standard | FALSE | [9 empty] | 42528 |  |  | No |  | 3 | 1800 | 116 | 15.5 | 20 | 0.9 | 3500 | 83
PWRYCYVF | Metrosphere Light Corp. | METROSPHERE | MET-SUBC ?T5/25/130/35 | Linear Replacement Lamp | Four-Foot | Replacement Lamps (plug and play) (UL Type A) | Standard | FALSE | [9 empty] | 42528 |  |  | No |  | 3.1 | 3000 | 107 | 28 | 20 | 0.9 | 3500 | 82
PQZYR56R | J&D Manufacturing | J&D Manufacturing | LED-418F | Linear Replacement Lamp | Four-Foot | Internal Driver Lamp-Style Retrofit Kits (UL Type B) | Standard | FALSE | [9 empty] | 42528 |  |  | NotYetVerified | Internal Driver | 3 | 2085.9 | 132.99 | 17.6 | 23.3 | 0.97 | 5067 | 82.9
PRWC7XP8 | J&D Manufacturing | J&D Manufacturing | LED-418E | Linear Replacement Lamp | Four-Foot | Internal Driver Lamp-Style Retrofit Kits (UL Type B) | Standard | FALSE | [9 empty] | 42528 |  |  | NotYetVerified | Internal Driver | 3 | 2340.6 | 132.99 | 17.6 | 23.3 | 0.97 | 5030 | 82.9
P4GWVK1X | J&D Manufacturing | J&D Manufacturing | LED-418F-40KC | Linear Replacement Lamp | Four-Foot | Internal Driver Lamp-Style Retrofit Kits (UL Type B) | Standard | FALSE | [9 empty] | 42528 |  |  | NotYetVerified | Internal Driver | 3 | 2100 | 116.7 | 18 | 23.3 | 0.97 | 4000 | 82.7
PT5DR73X | J&D Manufacturing | J&D Manufacturing | LED-418E-40KC | Linear Replacement Lamp | Four-Foot | Internal Driver Lamp-Style Retrofit Kits (UL Type B) | Standard | FALSE | [9 empty] | 42528 |  |  | NotYetVerified | Internal Driver | 3 | 2300 | 127.8 | 18 | 23.1 | 0.971 | 4000 | 82.4
PWA1EQ22 | GLOBAL TECH LED | SWITCHIT | GTL-T8-48-LO-BL-F | Linear Replacement Lamp | Four-Foot | Replacement Lamps (plug and play) (UL Type A) | Standard | TRUE | 1842.3 | 107.4 | 17.16 | 8.4 | 0.966 | 4036 | 85 | 5 | 50000 | 42527 |  |  | No |  | 3.1 | 3099.8 | 89.6 | 34.59 | 8.4 | 0.966 | 4039 | 85
PFYA2H5H | Fortek Industrial Company Ltd. | FORTEK INDUSTRIAL CO LTD | MT-41518-15-3 | Linear Replacement Lamp | Four-Foot | 2-lamp External Driver Lamp-Style Retrofit Kits (UL Type C) | Standard | TRUE | 1773.672 | 116.154 | 15.27 | 13.13 | 0.922 | 2961 | 82.2 | 5 | 50000 | 42527 |  |  | No |  | 3.1 | 1773.672 | 116.154 | 15.27 | 12.98 | 0.983 | 3000 | 82.2
PP4KRSY1 | Fortek Industrial Company Ltd. | FORTEK INDUSTRIAL CO LTD | MT-41518-15-5 | Linear Replacement Lamp | Four-Foot | 2-lamp External Driver Lamp-Style Retrofit Kits (UL Type C) | Standard | FALSE | [9 empty] | 42527 | Not Dimmable | Not Dimmable | No |  | 3.1 | 1826.75 | 120.023 | 15.22 | 12.5 | 0.987 | 5000 | 83.6
PHA1EEDW | Fortek Industrial Company Ltd. | FORTEK INDUSTRIAL CO LTD | MT-41518-15-45 | Linear Replacement Lamp | Four-Foot | 2-lamp External Driver Lamp-Style Retrofit Kits (UL Type C) | Standard | FALSE | [9 empty] | 42527 | Not Dimmable | Not Dimmable | No |  | 3.1 | 1794.201 | 118.273 | 15.17 | 12.75 | 0.983 | 4500 | 82.2
PZUUU6E6 | Fortek Industrial Company Ltd. | FORTEK INDUSTRIAL CO LTD | MT-41518-15-4 | Linear Replacement Lamp | Four-Foot | 2-lamp External Driver Lamp-Style Retrofit Kits (UL Type C) | Standard | FALSE | [9 empty] | 42527 | Not Dimmable | Not Dimmable | No |  | 3.1 | 1794.201 | 118.273 | 15.17 | 12.75 | 0.983 | 4000 | 82.2
PUA7WXUB | THINK Green Solutions | THINK | LED-THK-TUBE-150-4K4G-19W | Linear Replacement Lamp | Four-Foot | Replacement Lamps (plug and play) (UL Type A) | Standard | TRUE | 2231.3 | 112.44 | 19.85 | 7.2 | 0.987 | 4119 | 82.2 | 5 | 50000 | 42524 |  |  | No |  | 3.1 | 2200 | 115.7 | 19 | 7.2 | 0.987 | 4000 | 80
P568SEMS | THINK Green Solutions | THINK | LED-THINK-TUBE-180-19W-4K-G4 | Linear Replacement Lamp | Four-Foot | Replacement Lamps (plug and play) (UL Type A) | Standard | TRUE | 2231.3 | 112.44 | 19.85 | 7.2 | 0.987 | 4119 | 82.2 | 5 | 50000 | 42524 |  |  | No |  | 3.1 | 2200 | 115.7 | 19 | 7.2 | 0.987 | 4000 | 80
P74TU35N | THINK Green Solutions | THINK | LED-THK-TUBE-150-4K4G-16W | Linear Replacement Lamp | Four-Foot | Replacement Lamps (plug and play) (UL Type A) | Standard | TRUE | 1650.2 | 101.99 | 16.18 | 8 | 0.9803 | 3979 | 82.9 | 5 | 50000 | 42524 |  |  | No |  | 3 | 1600 | 100 | 16 | 8 | 0.978 | 4000 | 80
P5USX6AG | THINK Green Solutions | THINK | LED-THINK-TUBE-180-16W-4K-G4 | Linear Replacement Lamp | Four-Foot | Replacement Lamps (plug and play) (UL Type A) | Standard | TRUE | 1650.2 | 101.99 | 16.18 | 8 | 0.9803 | 3979 | 82.9 | 5 | 50000 | 42524 |  |  | No |  | 3 | 1600 | 100 | 16 | 8 | 0.978 | 4000 | 80
PSFABCT8 | THINK Green Solutions | THINK | LED-THINK-TUBE-180-19W-5K-G4 | Linear Replacement Lamp | Four-Foot | Replacement Lamps (plug and play) (UL Type A) | Standard | FALSE | [9 empty] | 42524 |  |  | No |  | 3.1 | 2200 | 115.7 | 19 | 7.2 | 0.987 | 5000 | 80
PHH3QNE8 | THINK Green Solutions | THINK | LED-THK-TUBE-150-5K4G-19W | Linear Replacement Lamp | Four-Foot | Replacement Lamps (plug and play) (UL Type A) | Standard | FALSE | [9 empty] | 42524 |  |  | No |  | 3.1 | 2200 | 115.7 | 19 | 7.2 | 0.987 | 5000 | 80
PQ44E5CH | THINK Green Solutions | THINK | LED-THK-TUBE-150-5K4G-16W | Linear Replacement Lamp | Four-Foot | Replacement Lamps (plug and play) (UL Type A) | Standard | FALSE | [9 empty] | 42524 |  |  | No |  | 3 | 1600 | 100 | 16 | 7.2 | 0.978 | 5000 | 80
P5QAP2HC | THINK Green Solutions | THINK | LED-THINK-TUBE-180-16W-5K-G4 | Linear Replacement Lamp | Four-Foot | Replacement Lamps (plug and play) (UL Type A) | Standard | FALSE | [9 empty] | 42524 |  |  | No |  | 3 | 1600 | 100 | 16 | 7.2 | 0.978 | 5000 | 80
PD6B3787 | Symban Lighting Corp. |  | LED18T8/830/IF/48 SYM Direct Repl | Linear Replacement Lamp | Four-Foot | Replacement Lamps (plug and play) (UL Type A) | Standard | TRUE | 2249 | 105.7 | 21.28 | 10.84 | 0.9757 | 2969 | 82.9 | 5 | 50000 | 42522 |  |  | No |  | 3 | 2200 | 100 | 22 | 20 | 0.9 | 3000 | 83
PS1X78XD | Symban Lighting Corp. |  | LED18T8/830/48 120V SYM Int. Dr. | Linear Replacement Lamp | Four-Foot | Internal Driver Lamp-Style Retrofit Kits (UL Type B) | Standard | TRUE | 2013.364 | 113.371 | 17.759 | 16.69 | 0.8981 | 2930 | 81.8 | 5 | 50000 | 42522 |  |  | NotYetVerified | Internal Driver | 3 | 2000 | 112 | 18 | 16.69 | 0.965 | 3000 | 82
PQCJ92QU | Symban Lighting Corp. |  | LED18T8/850/IF/48 SYM Direct Repl | Linear Replacement Lamp | Four-Foot | Replacement Lamps (plug and play) (UL Type A) | Standard | FALSE | [9 empty] | 42522 |  |  | No |  | 3 | 2400 | 109 | 22 | 20 | 0.9 | 5000 | 83
PGG1D8SW | Symban Lighting Corp. |  | LED18T8/850/48 120V SYM Int. Dr. | Linear Replacement Lamp | Four-Foot | Internal Driver Lamp-Style Retrofit Kits (UL Type B) | Standard | FALSE | [9 empty] | 42522 |  |  | NotYetVerified | Internal Driver | 3 | 2200 | 112 | 18 | 16.69 | 0.965 | 5000 | 82
P73PVQME | Symban Lighting Corp. |  | LED18T8/845/IF/48 SYM Direct Repl | Linear Replacement Lamp | Four-Foot | Replacement Lamps (plug and play) (UL Type A) | Standard | FALSE | [9 empty] | 42522 |  |  | No |  | 3 | 2350 | 107 | 22 | 20 | 0.9 | 4500 | 83
PDXHTX3M | Symban Lighting Corp. |  | LED18T8/845/48 120V SYM Int. Dr. | Linear Replacement Lamp | Four-Foot | Internal Driver Lamp-Style Retrofit Kits (UL Type B) | Standard | FALSE | [9 empty] | 42522 |  |  | NotYetVerified | Internal Driver | 3 | 2150 | 112 | 18 | 16.69 | 0.965 | 4500 | 82
PC8EVSDD | Symban Lighting Corp. |  | LED18T8/840/IF/48 SYM Direct Repl | Linear Replacement Lamp | Four-Foot | Replacement Lamps (plug and play) (UL Type A) | Standard | FALSE | [9 empty] | 42522 |  |  | No |  | 3 | 2300 | 105 | 22 | 20 | 0.9 | 4000 | 83
P3U83NGF | Symban Lighting Corp. |  | LED18T8/840/48 120V SYM Int. Dr. | Linear Replacement Lamp | Four-Foot | Internal Driver Lamp-Style Retrofit Kits (UL Type B) | Standard | FALSE | [9 empty] | 42522 |  |  | NotYetVerified | Internal Driver | 3 | 2100 | 112 | 18 | 16.69 | 0.965 | 4000 | 82
P1KR16PB | Symban Lighting Corp. |  | LED18T8/835/IF/48 SYM Direct Repl | Linear Replacement Lamp | Four-Foot | Replacement Lamps (plug and play) (UL Type A) | Standard | FALSE | [9 empty] | 42522 |  |  | No |  | 3 | 2250 | 102 | 22 | 20 | 0.9 | 3500 | 83
PF5FBBG3 | Symban Lighting Corp. |  | LED18T8/835/48 120V SYM Int. Dr. | Linear Replacement Lamp | Four-Foot | Internal Driver Lamp-Style Retrofit Kits (UL Type B) | Standard | FALSE | [9 empty] | 42522 |  |  | NotYetVerified | Internal Driver | 3 | 2050 | 112 | 18 | 16.69 | 0.965 | 3500 | 82
PPKDDMAA | Halco Lighting Technologies | Halco ProLED | T8CL18/830/LED | Linear Replacement Lamp | Four-Foot | Replacement Lamps (plug and play) (UL Type A) | Standard | TRUE | 2249 | 105.7 | 21.28 | 10.84 | 0.9757 | 2969 | 82.9 | 5 | 50000 | 42521 |  |  | No |  | 3 | 2200 | 100 | 22 | 20 | 0.9 | 3000 | 83
PQUJXX1Q | Halco Lighting Technologies | Halco ProLED | T8CL15/830/LED | Linear Replacement Lamp | Four-Foot | Replacement Lamps (plug and play) (UL Type A) | Standard | TRUE | 1901 | 101 | 18.84 | 13.14 | 0.9697 | 2966 | 82.8 | 5 | 50000 | 42521 |  |  | No |  | 3 | 1800 | 100 | 18 | 20 | 0.9 | 3000 | 82
P77EYE36 | Halco Lighting Technologies | Halco ProLED | T8CL13/830/LED | Linear Replacement Lamp | Four-Foot | Replacement Lamps (plug and play) (UL Type A) | Standard | TRUE | 1792 | 100.9 | 17.76 | 13.76 | 0.9668 | 2963 | 83 | 5 | 50000 | 42521 |  |  | No |  | 3 | 1600 | 100 | 16 | 20 | 0.9 | 3000 | 83
PY2UEQ93 | Halco Lighting Technologies | Halco ProLED | T8CL18/850/LED | Linear Replacement Lamp | Four-Foot | Replacement Lamps (plug and play) (UL Type A) | Standard | FALSE | [9 empty] | 42521 |  |  | No |  | 3 | 2400 | 109 | 22 | 20 | 0.9 | 5000 | 83
P6U5VBR6 | Halco Lighting Technologies | Halco ProLED | T8CL13/850/LED | Linear Replacement Lamp | Four-Foot | Replacement Lamps (plug and play) (UL Type A) | Standard | FALSE | [9 empty] | 42521 |  |  | No |  | 3 | 1800 | 112 | 16 | 20 | 0.9 | 5000 | 83
PXBC8B5A | Halco Lighting Technologies | Halco ProLED | T8CL15/850/LED | Linear Replacement Lamp | Four-Foot | Replacement Lamps (plug and play) (UL Type A) | Standard | FALSE | [9 empty] | 42521 |  |  | No |  | 3 | 2000 | 111 | 18 | 20 | 0.9 | 5000 | 82
PAYQXGEA | Halco Lighting Technologies | Halco ProLED | T8CL18/840/LED | Linear Replacement Lamp | Four-Foot | Replacement Lamps (plug and play) (UL Type A) | Standard | FALSE | [9 empty] | 42521 |  |  | No |  | 3 | 2300 | 105 | 22 | 20 | 0.9 | 4000 | 83
PDV8QYUJ | Halco Lighting Technologies | Halco ProLED | T8CL13/840/LED | Linear Replacement Lamp | Four-Foot | Replacement Lamps (plug and play) (UL Type A) | Standard | FALSE | [9 empty] | 42521 |  |  | No |  | 3 | 1700 | 106 | 16 | 20 | 0.9 | 4000 | 83
P66DA7A7 | Halco Lighting Technologies | Halco ProLED | T8CL15/840/LED | Linear Replacement Lamp | Four-Foot | Replacement Lamps (plug and play) (UL Type A) | Standard | FALSE | [9 empty] | 42521 |  |  | No |  | 3 | 1900 | 105 | 18 | 20 | 0.9 | 4000 | 82
PQWJQPA8 | Halco Lighting Technologies | Halco ProLED | T8CL18/835/LED | Linear Replacement Lamp | Four-Foot | Replacement Lamps (plug and play) (UL Type A) | Standard | FALSE | [9 empty] | 42521 |  |  | No |  | 3 | 2250 | 102 | 22 | 20 | 0.9 | 3500 | 83
PR956BER | Halco Lighting Technologies | Halco ProLED | T8CL13/835/LED | Linear Replacement Lamp | Four-Foot | Replacement Lamps (plug and play) (UL Type A) | Standard | FALSE | [9 empty] | 42521 |  |  | No |  | 3 | 1650 | 103 | 16 | 20 | 0.9 | 3500 | 83
PEUJAANE | Halco Lighting Technologies | Halco ProLED | T8CL15/835/LED | Linear Replacement Lamp | Four-Foot | Replacement Lamps (plug and play) (UL Type A) | Standard | FALSE | [9 empty] | 42521 |  |  | No |  | 3 | 1850 | 102 | 18 | 20 | 0.9 | 3500 | 82
PZPM81EN | Aleddra Inc. | Aleddra | LLT-4-T8-15W-DBA-D-30K | Linear Replacement Lamp | Four-Foot | Dual Mode Internal Driver (UL Type A and Type B) | Standard | TRUE | 2262.73 | 127.8 | 17.7 | 7.863 | 0.985 | 2994 | 81.6 | 5 | 50000 | 42517 |  |  | No | Product updated on 10/6/2016 | 4 | 2262 | 127.8 | 17.7 | 7.86 | 0.99 | 2994 | 81.6
PY8WT7EM | CH Lighting Co.Ltd. | CH | CH1157-48-18W 830-5 | Linear Replacement Lamp | Four-Foot | Dual Mode Internal Driver (UL Type A and Type B) | Standard | TRUE | 1919 | 99.1 | 19.37 | 12.08 | 0.9719 | 2962 | 83.6 | 5 | 50000 | 42517 |  |  | No |  | 3 | 2200 | 100 | 22 | 12.5 | 0.9719 | 3000 | 83
P36DRGYV | Silver Stream AiCos | Silver Stream | SST8NB707-A(3000K) | Linear Replacement Lamp | Four-Foot | Internal Driver Lamp-Style Retrofit Kits (UL Type B) | Standard | TRUE | 2198 | 119.09 | 18.46 | 20.6 | 0.953 | 3086 | 84 | 5 | 50000 | 42517 |  |  | NotYetVerified | Internal Driver | 3 | 2200 | 122 | 18 |  | 0.95 | 3000 | 80
PWYJ1G3Y | JIAXING SUPER LIGHTING ELECTRIC APPLIANCE CO.LTD | SUPER | T5L-IDDM14-3500-4ft-ABA | Linear Replacement Lamp | Four-Foot | Replacement Lamps (plug and play) (UL Type A) | Standard | TRUE | 2918 | 110.1 | 26.5 | 7.8 | 0.95 | 3066 | 83 | 5 | 50000 | 42517 |  |  | No |  | 3.1 | 3200 | 107 | 30 | 20 | 0.9 | 3000 | 82
PHDG97DC | Silver Stream AiCos | Silver Stream | SST8NB707-A(5000K) | Linear Replacement Lamp | Four-Foot | Internal Driver Lamp-Style Retrofit Kits (UL Type B) | Standard | FALSE | [9 empty] | 42517 |  |  | NotYetVerified | Internal Driver | 3 | 2200 | 122 | 18 |  | 0.95 | 5000 | 80
PUTXRT8E | Silver Stream AiCos | Silver Stream | SST8NB707-A(4500K) | Linear Replacement Lamp | Four-Foot | Internal Driver Lamp-Style Retrofit Kits (UL Type B) | Standard | FALSE | [9 empty] | 42517 |  |  | NotYetVerified | Internal Driver | 3 | 2200 | 122 | 18 |  | 0.95 | 4500 | 80
PVBMWDUV | Silver Stream AiCos | Silver Stream | SST8NB707-A(4000K) | Linear Replacement Lamp | Four-Foot | Internal Driver Lamp-Style Retrofit Kits (UL Type B) | Standard | FALSE | [9 empty] | 42517 |  |  | NotYetVerified | Internal Driver | 3 | 2200 | 122 | 18 |  | 0.95 | 4000 | 80
PKAH1FH5 | Silver Stream AiCos | Silver Stream | SST8NB707-A(3500K) | Linear Replacement Lamp | Four-Foot | Internal Driver Lamp-Style Retrofit Kits (UL Type B) | Standard | FALSE | [9 empty] | 42517 |  |  | NotYetVerified | Internal Driver | 3 | 2200 | 122 | 18 |  | 0.95 | 3500 | 80
P2KYAZMP | JIAXING SUPER LIGHTING ELECTRIC APPLIANCE CO.LTD | SUPER | T5L-IDDM14-3500-4ft-EBA | Linear Replacement Lamp | Four-Foot | Replacement Lamps (plug and play) (UL Type A) | Standard | FALSE | [9 empty] | 42517 |  |  | No |  | 3.1 | 3500 | 117 | 30 | 20 | 0.9 | 5000 | 82
P5TNPJM1 | JIAXING SUPER LIGHTING ELECTRIC APPLIANCE CO.LTD | SUPER | T5L-IDDM14-3500-4ft-DBA | Linear Replacement Lamp | Four-Foot | Replacement Lamps (plug and play) (UL Type A) | Standard | FALSE | [9 empty] | 42517 |  |  | No |  | 3.1 | 3500 | 117 | 30 | 20 | 0.9 | 4500 | 82
PGXKY3CT | JIAXING SUPER LIGHTING ELECTRIC APPLIANCE CO.LTD | SUPER | T5L-IDDM14-3500-4ft-CBA | Linear Replacement Lamp | Four-Foot | Replacement Lamps (plug and play) (UL Type A) | Standard | FALSE | [9 empty] | 42517 |  |  | No |  | 3.1 | 3500 | 117 | 30 | 20 | 0.9 | 4000 | 82
PK7CVKP2 | JIAXING SUPER LIGHTING ELECTRIC APPLIANCE CO.LTD | SUPER | T5L-IDDM14-3500-4ft-BBA | Linear Replacement Lamp | Four-Foot | Replacement Lamps (plug and play) (UL Type A) | Standard | FALSE | [9 empty] | 42517 |  |  | No |  | 3.1 | 3200 | 107 | 30 | 20 | 0.9 | 3500 | 82
P5GYAQHK | CH Lighting Co.Ltd. | CH | CH1157-48-18W 850-5 | Linear Replacement Lamp | Four-Foot | Dual Mode Internal Driver (UL Type A and Type B) | Standard | FALSE | [9 empty] | 42517 |  |  | No |  | 3 | 2400 | 109 | 22 | 12.5 | 0.9719 | 5000 | 83
PKT4BMSC | CH Lighting Co.Ltd. | CH | CH1157-48-18W 845-5 | Linear Replacement Lamp | Four-Foot | Dual Mode Internal Driver (UL Type A and Type B) | Standard | FALSE | [9 empty] | 42517 |  |  | No |  | 3 | 2350 | 106 | 22 | 12.5 | 0.9719 | 4500 | 83
PVZUXDB6 | CH Lighting Co.Ltd. | CH | CH1157-48-18W 840-5 | Linear Replacement Lamp | Four-Foot | Dual Mode Internal Driver (UL Type A and Type B) | Standard | FALSE | [9 empty] | 42517 |  |  | No |  | 3 | 2300 | 105 | 22 | 12.5 | 0.9719 | 4000 | 83
PW1WTHDN | CH Lighting Co.Ltd. | CH | CH1157-48-18W 835-5 | Linear Replacement Lamp | Four-Foot | Dual Mode Internal Driver (UL Type A and Type B) | Standard | FALSE | [9 empty] | 42517 |  |  | No |  | 3 | 2250 | 102 | 22 | 12.5 | 0.9719 | 3500 | 83
PC8XKTJN | Aleddra Inc. | Aleddra | LLT-4-T8-15W-DBA-D-50K | Linear Replacement Lamp | Four-Foot | Dual Mode Internal Driver (UL Type A and Type B) | Standard | FALSE | [9 empty] | 42517 | Not Dimmable | Not Dimmable | No | Product updated on 10/6/2016 | 4 | 2457 | 139.6 | 17.6 | 7.86 | 0.99 | 5266 | 82.6
PZESXD4E | Aleddra Inc. | Aleddra | LLT-4-T8-15W-DBA-D-40K | Linear Replacement Lamp | Four-Foot | Dual Mode Internal Driver (UL Type A and Type B) | Standard | FALSE | [9 empty] | 42517 | Not Dimmable | Not Dimmable | No | Product updated on 10/6/2016 | 4 | 2352 | 134.4 | 17.5 | 7.86 | 0.99 | 4169 | 81.2
P2SV7HUS | Aleddra Inc. | Aleddra | LLT-4-T8-15W-DBA-D-35K | Linear Replacement Lamp | Four-Foot | Dual Mode Internal Driver (UL Type A and Type B) | Standard | FALSE | [9 empty] | 42517 | Not Dimmable | Not Dimmable | No | Product updated on 10/6/2016 | 4 | 2286 | 130.6 | 17.5 | 7.86 | 0.99 | 3571 | 82
P7CZFVBK | Standard Products Inc. | STANDARD | LED/T5/27W/830/46/ND/STD/SMX | Linear Replacement Lamp | Four-Foot | Replacement Lamps (plug and play) (UL Type A) | Standard | TRUE | 3101 | 106.5 | 29.11 | 16.59 | 0.9662 | 2981 | 82.9 | 5 | 50000 | 42516 |  |  | No |  | 3 | 3100 | 100 | 30 | 20 | 0.9 | 3000 | 83
PT3E3F1K | Light Blue USA | Light Blue USA | T5HO4-830-24W-P2-EB | Linear Replacement Lamp | Four-Foot | Replacement Lamps (plug and play) (UL Type A) | Standard | TRUE | 3013 | 105.1 | 28.7 | 10 | 0.951 | 3078 | 83 | 5 | 50000 | 42516 |  |  | No |  | 3 | 3000 | 107 | 28 | 20 | 0.9 | 3000 | 80
PZG5BBRC | Overseas Direct Sales Co.Ltd | Inspire-LED | IL-N4T8DF-18W(3000K) | Linear Replacement Lamp | Four-Foot | Replacement Lamps (plug and play) (UL Type A) | Standard | TRUE | 2283 | 122.68 | 18.61 | 14.57 | 0.9355 | 2923 | 81 | 5 | 50000 | 42516 |  |  | No |  | 3.1 | 2283 | 122.68 | 18.61 | 14.57 | 0.9355 | 3000 | 81
PEQU3GZV | Light Blue USA | Light Blue USA | T84-830-15W-G2-BP | Linear Replacement Lamp | Four-Foot | Internal Driver Lamp-Style Retrofit Kits (UL Type B) | Standard | TRUE | 1753 | 116.2 | 15.08 | 24.1 | 0.909 | 2963 | 83.9 | 5 | 50000 | 42516 |  |  | No |  | 3.1 | 1750 | 115 | 15 | 24 | 0.98 | 3000 | 83
PP59Q8JA | Overseas Direct Sales Co.Ltd | Inspire-LED | IL-T8-A4FBP-18W(3000K) | Linear Replacement Lamp | Four-Foot | Internal Driver Lamp-Style Retrofit Kits (UL Type B) | Standard | TRUE | 2151 | 119.24 | 18.04 | 16.06 | 0.9017 | 3074 | 82.1 | 5 | 50000 | 42516 |  |  | No |  | 3.1 | 2151 | 119.24 | 18.04 | 16.06 | 0.9017 | 3000 | 82.1
PS3QXYK8 | Overseas Direct Sales Co.Ltd | Inspire-LED | IL-N4T8VHO-15W(3000K) | Linear Replacement Lamp | Four-Foot | Internal Driver Lamp-Style Retrofit Kits (UL Type B) | Standard | TRUE | 2033 | 133.82 | 14.76 | 12.79 | 0.901 | 2970 | 81.9 | 5 | 50000 | 42516 |  |  | No |  | 3.1 | 2004 | 135.74 | 14.76 | 12.79 | 0.901 | 3000 | 81.9
P1JG9WER | Light Blue USA | Light Blue USA | T84-830-15W-G2-EB | Linear Replacement Lamp | Four-Foot | Replacement Lamps (plug and play) (UL Type A) | Standard | TRUE | 1799 | 111.6 | 16.12 | 11.2 | 0.901 | 2965 | 84 | 5 | 50000 | 42516 |  |  | No |  | 3 | 1800 | 112 | 16 | 11.2 | 0.983 | 3000 | 84
P1Q8VJB6 | Light Blue USA | Light Blue USA | T84-830-12W-G2-EB | Linear Replacement Lamp | Four-Foot | Replacement Lamps (plug and play) (UL Type A) | Standard | TRUE | 1583 | 109.32 | 14.48 | 11.02 | 0.901 | 3175 | 85.2 | 5 | 50000 | 42516 |  |  | No |  | 3 | 1600 | 106 | 14.5 | 11.02 | 0.983 | 3000 | 84
P6D46KQZ | Overseas Direct Sales Co.Ltd | Inspire-LED | IL-N4T8VHO-15W(5000K) | Linear Replacement Lamp | Four-Foot | Internal Driver Lamp-Style Retrofit Kits (UL Type B) | Standard | FALSE | [9 empty] | 42516 |  |  | No |  | 3.1 | 2120 | 142.95 | 14.83 | 12.61 | 0.9007 | 5000 | 83.9
PHAATR56 | Overseas Direct Sales Co.Ltd | Inspire-LED | IL-T8-A4FBP-18W(5000K) | Linear Replacement Lamp | Four-Foot | Internal Driver Lamp-Style Retrofit Kits (UL Type B) | Standard | FALSE | [9 empty] | 42516 |  |  | No |  | 3.1 | 2220 | 122.11 | 18.18 | 16.29 | 0.9011 | 5000 | 83.6
PTNX5M9E | Overseas Direct Sales Co.Ltd | Inspire-LED | IL-N4T8DF-18W(5000K) | Linear Replacement Lamp | Four-Foot | Replacement Lamps (plug and play) (UL Type A) | Standard | FALSE | [9 empty] | 42516 |  |  | No |  | 3.1 | 2357 | 126.72 | 18.6 | 14.65 | 0.9319 | 5000 | 83
PVM4UQC2 | Overseas Direct Sales Co.Ltd | Inspire-LED | IL-T8-A4FBP-18W(4500K) | Linear Replacement Lamp | Four-Foot | Internal Driver Lamp-Style Retrofit Kits (UL Type B) | Standard | FALSE | [9 empty] | 42516 |  |  | No |  | 3.1 | 2203 | 121.63 | 18.11 | 16.06 | 0.9017 | 4500 | 82.1
PKG2K2P3 | Overseas Direct Sales Co.Ltd | Inspire-LED | IL-N4T8VHO-15W(4500K) | Linear Replacement Lamp | Four-Foot | Internal Driver Lamp-Style Retrofit Kits (UL Type B) | Standard | FALSE | [9 empty] | 42516 |  |  | No |  | 3.1 | 2091 | 141.32 | 14.8 | 12.79 | 0.901 | 4500 | 81.9
PYWUGTA9 | Overseas Direct Sales Co.Ltd | Inspire-LED | IL-N4T8DF-18W(4500K) | Linear Replacement Lamp | Four-Foot | Replacement Lamps (plug and play) (UL Type A) | Standard | FALSE | [9 empty] | 42516 |  |  | No |  | 3.1 | 2339 | 125.69 | 18.61 | 14.57 | 0.9355 | 4500 | 81
PTTQHABA | Overseas Direct Sales Co.Ltd | Inspire-LED | IL-T8-A4FBP-18W(4000K) | Linear Replacement Lamp | Four-Foot | Internal Driver Lamp-Style Retrofit Kits (UL Type B) | Standard | FALSE | [9 empty] | 42516 |  |  | No |  | 3.1 | 2186 | 120.68 | 18.11 | 16.06 | 0.9017 | 4000 | 82.1
PMDU4NDR | Overseas Direct Sales Co.Ltd | Inspire-LED | IL-N4T8VHO-15W(4000K) | Linear Replacement Lamp | Four-Foot | Internal Driver Lamp-Style Retrofit Kits (UL Type B) | Standard | FALSE | [9 empty] | 42516 |  |  | No |  | 3.1 | 2062 | 139.35 | 14.8 | 12.79 | 0.901 | 4000 | 81.9
PJKTPCNJ | Overseas Direct Sales Co.Ltd | Inspire-LED | IL-N4T8DF-18W(4000K) | Linear Replacement Lamp | Four-Foot | Replacement Lamps (plug and play) (UL Type A) | Standard | FALSE | [9 empty] | 42516 |  |  | No |  | 3.1 | 2320 | 124.7 | 18.61 | 14.57 | 0.9355 | 4000 | 81
P934BBVV | Overseas Direct Sales Co.Ltd | Inspire-LED | IL-T8-A4FBP-18W(3500K) | Linear Replacement Lamp | Four-Foot | Internal Driver Lamp-Style Retrofit Kits (UL Type B) | Standard | FALSE | [9 empty] | 42516 |  |  | No |  | 3.1 | 2168 | 119.73 | 18.11 | 16.06 | 0.9017 | 3500 | 82.1
PG72TTB1 | Overseas Direct Sales Co.Ltd | Inspire-LED | IL-N4T8VHO-15W(3500K) | Linear Replacement Lamp | Four-Foot | Internal Driver Lamp-Style Retrofit Kits (UL Type B) | Standard | FALSE | [9 empty] | 42516 |  |  | No |  | 3.1 | 2033 | 137.39 | 14.8 | 12.79 | 0.901 | 3500 | 81.9
PJWX64QA | Overseas Direct Sales Co.Ltd | Inspire-LED | IL-N4T8DF-18W(3500K) | Linear Replacement Lamp | Four-Foot | Replacement Lamps (plug and play) (UL Type A) | Standard | FALSE | [9 empty] | 42516 |  |  | No |  | 3.1 | 2302 | 123.7 | 18.61 | 14.57 | 0.9355 | 3500 | 81
PZ1DHDCH | Standard Products Inc. | STANDARD | LED/T5/27W/850/46/ND/STD/SMX | Linear Replacement Lamp | Four-Foot | Replacement Lamps (plug and play) (UL Type A) | Standard | FALSE | [9 empty] | 42516 |  |  | No |  | 3 | 3400 | 100 | 30 | 20 | 0.9 | 5000 | 83
PDURZX6U | Standard Products Inc. | STANDARD | LED/T5/27W/840/46/ND/STD/SMX | Linear Replacement Lamp | Four-Foot | Replacement Lamps (plug and play) (UL Type A) | Standard | FALSE | [9 empty] | 42516 |  |  | No |  | 3 | 3250 | 100 | 30 | 20 | 0.9 | 4000 | 83
PJ6GRFQY | Standard Products Inc. | STANDARD | LED/T5/27W/835/46/ND/STD/SMX | Linear Replacement Lamp | Four-Foot | Replacement Lamps (plug and play) (UL Type A) | Standard | FALSE | [9 empty] | 42516 |  |  | No |  | 3 | 3150 | 100 | 30 | 20 | 0.9 | 3500 | 83
PEPY51J1 | Light Blue USA | Light Blue USA | T84-850-15W-G2-EB | Linear Replacement Lamp | Four-Foot | Replacement Lamps (plug and play) (UL Type A) | Standard | FALSE | [9 empty] | 42516 | Not Dimmable | Not Dimmable | No |  | 3 | 1850 | 115 | 16 | 11.2 | 0.983 | 5000 | 84
P5VFF1KW | Light Blue USA | Light Blue USA | T84-850-12W-G2-EB | Linear Replacement Lamp | Four-Foot | Replacement Lamps (plug and play) (UL Type A) | Standard | FALSE | [9 empty] | 42516 | Not Dimmable | Not Dimmable | No |  | 3 | 1650 | 110 | 14.5 | 11.02 | 0.983 | 5000 | 84
P5JQNDUN | Light Blue USA | Light Blue USA | T84-850-15W-G2-BP | Linear Replacement Lamp | Four-Foot | Internal Driver Lamp-Style Retrofit Kits (UL Type B) | Standard | FALSE | [9 empty] | 42516 | Not Dimmable | Not Dimmable | No |  | 3.1 | 1800 | 120 | 15 | 24 | 0.98 | 5000 | 83
P9Q2CNMQ | Light Blue USA | Light Blue USA | T5HO4-850-24W-P2-EB | Linear Replacement Lamp | Four-Foot | Replacement Lamps (plug and play) (UL Type A) | Standard | FALSE | [9 empty] | 42516 | Not Dimmable | Not Dimmable | No |  | 3 | 3200 | 115 | 28 | 20 | 0.9 | 5000 | 80
PGSATKY4 | Light Blue USA | Light Blue USA | T84-840-15W-G2-EB | Linear Replacement Lamp | Four-Foot | Replacement Lamps (plug and play) (UL Type A) | Standard | FALSE | [9 empty] | 42516 | Not Dimmable | Not Dimmable | No |  | 3 | 1850 | 115 | 16 | 11.2 | 0.983 | 4000 | 84
P58HPTTD | Light Blue USA | Light Blue USA | T84-840-12W-G2-EB | Linear Replacement Lamp | Four-Foot | Replacement Lamps (plug and play) (UL Type A) | Standard | FALSE | [9 empty] | 42516 | Not Dimmable | Not Dimmable | No |  | 3 | 1650 | 110 | 14.5 | 11.02 | 0.983 | 4000 | 84
PQSQSP39 | Light Blue USA | Light Blue USA | T84-840-15W-G2-BP | Linear Replacement Lamp | Four-Foot | Internal Driver Lamp-Style Retrofit Kits (UL Type B) | Standard | FALSE | [9 empty] | 42516 | Not Dimmable | Not Dimmable | No |  | 3.1 | 1800 | 120 | 15 | 24 | 0.98 | 4000 | 83
P4TZA8DV | Light Blue USA | Light Blue USA | T5HO4-840-24W-P2-EB | Linear Replacement Lamp | Four-Foot | Replacement Lamps (plug and play) (UL Type A) | Standard | FALSE | [9 empty] | 42516 | Not Dimmable | Not Dimmable | No |  | 3 | 3050 | 109 | 28 | 20 | 0.9 | 4000 | 80
PXRD7QNS | Green Ray LED International LLC | GREEN RAY | GR-T8G-417WI-30F-BC-NWRV2 | Linear Replacement Lamp | Four-Foot | Replacement Lamps (plug and play) (UL Type A) | Standard | TRUE | 2261 | 113.8 | 19.86 | 9.43 | 0.9818 | 3073 | 84.5 | 5 | 50000 | 42515 |  |  | No |  | 3 | 2200 | 112 | 19.5 | 20 | 0.9 | 3000 | 82
PPRRGWTE | Green Ray LED International LLC | GREEN RAY | GR-T8G-414WI-30F-BC-NWRV2 | Linear Replacement Lamp | Four-Foot | Replacement Lamps (plug and play) (UL Type A) | Standard | TRUE | 1870 | 111.2 | 16.82 | 11.02 | 0.9769 | 3071 | 84.6 | 5 | 50000 | 42515 |  |  | No |  | 3 | 1800 | 105 | 17 | 20 | 0.9 | 3000 | 82
PBE6YR9P | Led Lighting Center LLC | OptimalLED | 7413NX2810W30 | Linear Replacement Lamp | Four-Foot | Replacement Lamps (plug and play) (UL Type A) | Standard | TRUE | 2922 | 107.4 | 27.2 | 10.2 | 0.947 | 3083 | 85 | 5 | 50000 | 42515 |  |  | No |  | 3.1 | 3000 | 107 | 28 | 20 | 0.9 | 3000 | 82
P1SSB1XY | Green Ray LED International LLC | GREEN RAY | GR-T5G-425WI-30F-BC-NWRV2 | Linear Replacement Lamp | Four-Foot | Replacement Lamps (plug and play) (UL Type A) | Standard | TRUE | 2922 | 107.4 | 27.2 | 10.2 | 0.947 | 3083 | 85 | 5 | 50000 | 42515 |  |  | No |  | 3.1 | 3000 | 107 | 28 | 20 | 0.9 | 3000 | 82
PP2YY9SC | Led Lighting Center LLC | OptimalLED | 7413NX2510W30 | Linear Replacement Lamp | Four-Foot | Replacement Lamps (plug and play) (UL Type A) | Standard | TRUE | 2508 | 104.2 | 24.1 | 9.9 | 0.935 | 3080 | 85 | 5 | 50000 | 42515 |  |  | No |  | 3 | 2600 | 104 | 25 | 20 | 0.9 | 3000 | 82
PGJ1U9F2 | Green Ray LED International LLC | GREEN RAY | GR-T5G-422WI-30F-BC-NWRV2 | Linear Replacement Lamp | Four-Foot | Replacement Lamps (plug and play) (UL Type A) | Standard | TRUE | 2508 | 104.2 | 24.1 | 9.9 | 0.935 | 3080 | 85 | 5 | 50000 | 42515 |  |  | No |  | 3 | 2600 | 104 | 25 | 20 | 0.9 | 3000 | 82
P99KXZA4 | Green Ray LED International LLC | GREEN RAY | GR-T8G-415AI-30F-DM-NWRV2 | Linear Replacement Lamp | Four-Foot | Internal Driver Lamp-Style Retrofit Kits (UL Type B) | Standard | TRUE | 1909 | 121.1 | 15.77 | 12.6 | 0.9324 | 3070 | 83.8 | 5 | 50000 | 42515 |  |  | No |  | 3 | 1830 | 115 | 15.8 | 20 | 0.9 | 3000 | 83
PB7EUBH3 | Reno LED Lighting Inc. | RENO | RENO-T8BC/18W/3000K | Linear Replacement Lamp | Four-Foot | Replacement Lamps (plug and play) (UL Type A) | Standard | TRUE | 2155 | 112.36 | 19.18 | 13.35 | 0.9306 | 3068 | 82.3 | 5 | 50000 | 42515 |  |  | No |  | 3.1 | 2155 | 112.36 | 19.18 | 13.35 | 0.9306 | 3000 | 82.3
PAJQYTD5 | Green Ray LED International LLC | GREEN RAY | GR-T8G-418AI-30F-NWRV1 | Linear Replacement Lamp | Four-Foot | Internal Driver Lamp-Style Retrofit Kits (UL Type B) | Standard | TRUE | 2225 | 124.2 | 17.92 | 19.37 | 0.917 | 3080 | 84.1 | 5 | 50000 | 42515 |  |  | No |  | 3 | 2200 | 122 | 18 | 20 | 0.9 | 3000 | 83
P1EGJ6VM | GreenTek Energy Systems | GREENTEK | GT-T8-20W1200 BINX BALLAST COMPATIBLE LED TUBE (3000K CLEAR LENS) | Linear Replacement Lamp | Four-Foot | Dual Mode Internal Driver (UL Type A and Type B) | Standard | TRUE | 2327 | 104.06 | 22.36 | 10.17 | 0.9129 | 2910 | 81.2 | 5 | 50000 | 42515 |  |  | NotYetVerified |  | 3 | 2327 | 116 | 20 | 20 | 0.9 | 3000 | 83
PF9HPCY6 | GreenTek Energy Systems | GREENTEK | GT-T8-20W1200 BINX BALLAST COMPATIBLE LED TUBE (3000K FROSTED LENS) | Linear Replacement Lamp | Four-Foot | Dual Mode Internal Driver (UL Type A and Type B) | Standard | TRUE | 2255 | 100.28 | 22.49 | 9.98 | 0.9119 | 2911 | 81.3 | 5 | 50000 | 42515 |  |  | NotYetVerified |  | 3 | 2250 | 110 | 22.5 | 20 | 0.9 | 3000 | 83
P42TQFWQ | Green Ray LED International LLC | GREEN RAY | GR-T8G-415AI-30F-NWRV1 | Linear Replacement Lamp | Four-Foot | Internal Driver Lamp-Style Retrofit Kits (UL Type B) | Standard | TRUE | 1934 | 128.1 | 15.1 | 16.58 | 0.906 | 3065 | 84.6 | 5 | 50000 | 42515 |  |  | No |  | 3 | 1800 | 120 | 15 | 20 | 0.9 | 3000 | 83
PPKJPMMW | Reno LED Lighting Inc. | RENO | RENO-T8BC/18W/5000K | Linear Replacement Lamp | Four-Foot | Replacement Lamps (plug and play) (UL Type A) | Standard | FALSE | [9 empty] | 42515 |  |  | No |  | 3.1 | 2252 | 116.45 | 19.34 | 13.77 | 0.9348 | 5000 | 84.4
P34M8639 | Reno LED Lighting Inc. | RENO | RENO-T8BC/18W/4000K | Linear Replacement Lamp | Four-Foot | Replacement Lamps (plug and play) (UL Type A) | Standard | FALSE | [9 empty] | 42515 |  |  | No |  | 3.1 | 2204 | 114.41 | 19.26 | 13.35 | 0.9306 | 4000 | 82.3
P19KBVCV | Led Lighting Center LLC | OptimalLED | 7413NX2810W50 | Linear Replacement Lamp | Four-Foot | Replacement Lamps (plug and play) (UL Type A) | Standard | FALSE | [9 empty] | 42515 |  |  | No |  | 3.1 | 3200 | 114 | 28 | 20 | 0.9 | 5000 | 82
P41MVQQK | Led Lighting Center LLC | OptimalLED | 7413NX2510W50 | Linear Replacement Lamp | Four-Foot | Replacement Lamps (plug and play) (UL Type A) | Standard | FALSE | [9 empty] | 42515 |  |  | No |  | 3 | 2800 | 112 | 25 | 20 | 0.9 | 5000 | 82
PF393KWG | Led Lighting Center LLC | OptimalLED | 7413NX2810W40 | Linear Replacement Lamp | Four-Foot | Replacement Lamps (plug and play) (UL Type A) | Standard | FALSE | [9 empty] | 42515 |  |  | No |  | 3.1 | 3200 | 114 | 28 | 20 | 0.9 | 4000 | 82
P9YQJBSH | Led Lighting Center LLC | OptimalLED | 7413NX2510W40 | Linear Replacement Lamp | Four-Foot | Replacement Lamps (plug and play) (UL Type A) | Standard | FALSE | [9 empty] | 42515 |  |  | No |  | 3 | 2800 | 112 | 25 | 20 | 0.9 | 4000 | 82
PW21XKEM | Led Lighting Center LLC | OptimalLED | 7413NX2810W35 | Linear Replacement Lamp | Four-Foot | Replacement Lamps (plug and play) (UL Type A) | Standard | FALSE | [9 empty] | 42515 |  |  | No |  | 3.1 | 3000 | 107 | 28 | 20 | 0.9 | 3500 | 82
PVNSF9HR | Led Lighting Center LLC | OptimalLED | 7413NX2510W35 | Linear Replacement Lamp | Four-Foot | Replacement Lamps (plug and play) (UL Type A) | Standard | FALSE | [9 empty] | 42515 |  |  | No |  | 3 | 2600 | 104 | 25 | 20 | 0.9 | 3500 | 82
PJ8J8F5C | GreenTek Energy Systems | GREENTEK | GT-T8-20W1200 BINX BALLAST COMPATIBLE LED TUBE (5000K FROSTED LENS) | Linear Replacement Lamp | Four-Foot | Dual Mode Internal Driver (UL Type A and Type B) | Standard | FALSE | [9 empty] | 42515 |  |  | NotYetVerified | Lastx represents either s for single-end power input or T for double-end inputs | 3 | 2489 | 113 | 21.99 | 20 | 0.9 | 5000 | 83
P4SR7ZNY | GreenTek Energy Systems | GREENTEK | GT-T8-20W1200 BINX BALLAST COMPATIBLE LED TUBE (5000K CLEAR LENS) | Linear Replacement Lamp | Four-Foot | Dual Mode Internal Driver (UL Type A and Type B) | Standard | FALSE | [9 empty] | 42515 |  |  | NotYetVerified | Lastx represents either s for single-end power input or T for double-end inputs | 3 | 2327 | 116 | 22.5 | 20 | 0.9 | 5000 | 83
PXG27DEP | GreenTek Energy Systems | GREENTEK | GT-T8-20W1200 BINX BALLAST COMPATIBLE LED TUBE (4000K FROSTED LENS) | Linear Replacement Lamp | Four-Foot | Dual Mode Internal Driver (UL Type A and Type B) | Standard | FALSE | [9 empty] | 42515 |  |  | NotYetVerified | Lastx represents either s for single-end power input or T for double-end inputs | 3 | 2431 | 112 | 21.83 | 20 | 0.9 | 4000 | 83
P2TP9161 | GreenTek Energy Systems | GREENTEK | GT-T8-20W1200 BINX BALLAST COMPATIBLE LED TUBE (4000K CLEAR LENS) | Linear Replacement Lamp | Four-Foot | Dual Mode Internal Driver (UL Type A and Type B) | Standard | FALSE | [9 empty] | 42515 |  |  | NotYetVerified | Lastx represents either s for single-end power input or T for double-end inputs | 3 | 2327 | 116 | 22.5 | 20 | 0.9 | 4000 | 83
PTU8FSPG | Green Ray LED International LLC | GREEN RAY | GR-T8G-418AI-50F-NWRV1 | Linear Replacement Lamp | Four-Foot | Internal Driver Lamp-Style Retrofit Kits (UL Type B) | Standard | FALSE | [9 empty] | 42515 |  |  | No |  | 3 | 2200 | 122 | 18 | 20 | 0.9 | 5000 | 83
PEFTDJ5H | Green Ray LED International LLC | GREEN RAY | GR-T8G-415AI-50F-DM-NWRV2 | Linear Replacement Lamp | Four-Foot | Internal Driver Lamp-Style Retrofit Kits (UL Type B) | Standard | FALSE | [9 empty] | 42515 |  |  | No |  | 3 | 1830 | 115 | 15.8 | 20 | 0.9 | 5000 | 83
PWUJZXXH | Green Ray LED International LLC | GREEN RAY | GR-T8G-415AI-50F-NWRV1 | Linear Replacement Lamp | Four-Foot | Internal Driver Lamp-Style Retrofit Kits (UL Type B) | Standard | FALSE | [9 empty] | 42515 |  |  | No |  | 3 | 1800 | 120 | 15 | 20 | 0.9 | 5000 | 83
PKGAR4MZ | Green Ray LED International LLC | GREEN RAY | GR-T5G-425WI-50F-BC-NWRV2 | Linear Replacement Lamp | Four-Foot | Replacement Lamps (plug and play) (UL Type A) | Standard | FALSE | [9 empty] | 42515 |  |  | No |  | 3.1 | 3200 | 114 | 28 | 20 | 0.9 | 5000 | 82
PTFG34SS | Green Ray LED International LLC | GREEN RAY | GR-T5G-422WI-50F-BC-NWRV2 | Linear Replacement Lamp | Four-Foot | Replacement Lamps (plug and play) (UL Type A) | Standard | FALSE | [9 empty] | 42515 |  |  | No |  | 3 | 2800 | 112 | 25 | 20 | 0.9 | 5000 | 82
PQSDX3XR | Green Ray LED International LLC | GREEN RAY | GR-T8G-417WI-50F-BC-NWRV2 | Linear Replacement Lamp | Four-Foot | Replacement Lamps (plug and play) (UL Type A) | Standard | FALSE | [9 empty] | 42515 |  |  | No |  | 3 | 2200 | 112 | 19.5 | 20 | 0.9 | 5000 | 82
P7FUXFN2 | Green Ray LED International LLC | GREEN RAY | GR-T8G-414WI-50F-BC-NWRV2 | Linear Replacement Lamp | Four-Foot | Replacement Lamps (plug and play) (UL Type A) | Standard | FALSE | [9 empty] | 42515 |  |  | No |  | 3 | 1800 | 105 | 17 | 20 | 0.9 | 5000 | 82
PZACT432 | Green Ray LED International LLC | GREEN RAY | GR-T8G-418AI-40F-NWRV1 | Linear Replacement Lamp | Four-Foot | Internal Driver Lamp-Style Retrofit Kits (UL Type B) | Standard | FALSE | [9 empty] | 42515 |  |  | No |  | 3 | 2200 | 122 | 18 | 20 | 0.9 | 4000 | 83
PRS4XE79 | Green Ray LED International LLC | GREEN RAY | GR-T8G-415AI-40F-DM-NWRV2 | Linear Replacement Lamp | Four-Foot | Internal Driver Lamp-Style Retrofit Kits (UL Type B) | Standard | FALSE | [9 empty] | 42515 |  |  | No |  | 3 | 1830 | 115 | 15.8 | 20 | 0.9 | 4000 | 83
P4N15H3R | Green Ray LED International LLC | GREEN RAY | GR-T8G-415AI-40F-NWRV1 | Linear Replacement Lamp | Four-Foot | Internal Driver Lamp-Style Retrofit Kits (UL Type B) | Standard | FALSE | [9 empty] | 42515 |  |  | No |  | 3 | 1800 | 120 | 15 | 20 | 0.9 | 4000 | 83
PT89U65E | Green Ray LED International LLC | GREEN RAY | GR-T5G-425WI-40F-BC-NWRV2 | Linear Replacement Lamp | Four-Foot | Replacement Lamps (plug and play) (UL Type A) | Standard | FALSE | [9 empty] | 42515 |  |  | No |  | 3.1 | 3200 | 114 | 28 | 20 | 0.9 | 4000 | 82
PPH2EAU6 | Green Ray LED International LLC | GREEN RAY | GR-T5G-422WI-40F-BC-NWRV2 | Linear Replacement Lamp | Four-Foot | Replacement Lamps (plug and play) (UL Type A) | Standard | FALSE | [9 empty] | 42515 |  |  | No |  | 3 | 2800 | 112 | 25 | 20 | 0.9 | 4000 | 82
PMDR8JQR | Green Ray LED International LLC | GREEN RAY | GR-T8G-417WI-40F-BC-NWRV2 | Linear Replacement Lamp | Four-Foot | Replacement Lamps (plug and play) (UL Type A) | Standard | FALSE | [9 empty] | 42515 |  |  | No |  | 3 | 2200 | 112 | 19.5 | 20 | 0.9 | 4000 | 82
PXWV3R6J | Green Ray LED International LLC | GREEN RAY | GR-T8G-414WI-40F-BC-NWRV2 | Linear Replacement Lamp | Four-Foot | Replacement Lamps (plug and play) (UL Type A) | Standard | FALSE | [9 empty] | 42515 |  |  | No |  | 3 | 1800 | 105 | 17 | 20 | 0.9 | 4000 | 82
P68SDC26 | Green Ray LED International LLC | GREEN RAY | GR-T8G-418AI-35F-NWRV1 | Linear Replacement Lamp | Four-Foot | Internal Driver Lamp-Style Retrofit Kits (UL Type B) | Standard | FALSE | [9 empty] | 42515 |  |  | No |  | 3 | 2200 | 122 | 18 | 20 | 0.9 | 3500 | 83
PHYPF44N | Green Ray LED International LLC | GREEN RAY | GR-T8G-415AI-35F-DM-NWRV2 | Linear Replacement Lamp | Four-Foot | Internal Driver Lamp-Style Retrofit Kits (UL Type B) | Standard | FALSE | [9 empty] | 42515 |  |  | No |  | 3 | 1830 | 115 | 15.8 | 20 | 0.9 | 3500 | 83
P3572BP2 | Green Ray LED International LLC | GREEN RAY | GR-T8G-415AI-35F-NWRV1 | Linear Replacement Lamp | Four-Foot | Internal Driver Lamp-Style Retrofit Kits (UL Type B) | Standard | FALSE | [9 empty] | 42515 |  |  | No |  | 3 | 1800 | 120 | 15 | 20 | 0.9 | 3500 | 83
PZ1VDWDD | Green Ray LED International LLC | GREEN RAY | GR-T5G-425WI-35F-BC-NWRV2 | Linear Replacement Lamp | Four-Foot | Replacement Lamps (plug and play) (UL Type A) | Standard | FALSE | [9 empty] | 42515 |  |  | No |  | 3.1 | 3000 | 107 | 28 | 20 | 0.9 | 3500 | 82
PVTDTK77 | Green Ray LED International LLC | GREEN RAY | GR-T5G-422WI-35F-BC-NWRV2 | Linear Replacement Lamp | Four-Foot | Replacement Lamps (plug and play) (UL Type A) | Standard | FALSE | [9 empty] | 42515 |  |  | No |  | 3 | 2600 | 104 | 25 | 20 | 0.9 | 3500 | 82
PDFH4MG5 | Green Ray LED International LLC | GREEN RAY | GR-T8G-417WI-35F-BC-NWRV2 | Linear Replacement Lamp | Four-Foot | Replacement Lamps (plug and play) (UL Type A) | Standard | FALSE | [9 empty] | 42515 |  |  | No |  | 3 | 2200 | 112 | 19.5 | 20 | 0.9 | 3500 | 82
PYQ26U83 | Green Ray LED International LLC | GREEN RAY | GR-T8G-414WI-35F-BC-NWRV2 | Linear Replacement Lamp | Four-Foot | Replacement Lamps (plug and play) (UL Type A) | Standard | FALSE | [9 empty] | 42515 |  |  | No |  | 3 | 1800 | 105 | 17 | 20 | 0.9 | 3500 | 82
PVV9DSWV | Sunritek Semiconductor Lighting Co. Ltd | Sunritek | ST-H12-18W(3000K) | Linear Replacement Lamp | Four-Foot | Replacement Lamps (plug and play) (UL Type A) | Standard | TRUE | 1881.3 | 99.8 | 18.85 | 4.7 | 0.985 | 2959 | 82.6 | 5 | 50000 | 42514 |  |  | No | Product updated 8/1/2016 | 3 | 1881.3 | 99.8 | 18.85 | 4 | 0.999 | 2959 | 83
PVSZ14WH | Sunritek Semiconductor Lighting Co. Ltd | Sunritek | ST-A12-18W(3000K) | Linear Replacement Lamp | Four-Foot | Replacement Lamps (plug and play) (UL Type A) | Standard | TRUE | 1881.3 | 99.8 | 18.85 | 4.7 | 0.985 | 2959 | 82.6 | 5 | 50000 | 42514 |  |  | No | Product updated 8/1/2016 | 3 | 1881.3 | 99.8 | 18.85 | 4 | 0.999 | 2959 | 83
PTZJ4FB8 | Sunritek Semiconductor Lighting Co. Ltd | Sunritek | ST-A15(3000K) | Linear Replacement Lamp | Four-Foot | Replacement Lamps (plug and play) (UL Type A) | Standard | TRUE | 1881.3 | 99.8 | 18.85 | 4.7 | 0.985 | 2959 | 82.6 | 5 | 50000 | 42514 |  |  | No |  | 3 | 1881.3 | 99.8 | 18.85 | 4 | 0.999 | 2959 | 83
PR422PSX | Sunritek Semiconductor Lighting Co. Ltd | Sunritek | ST-H15(3000K) | Linear Replacement Lamp | Four-Foot | Replacement Lamps (plug and play) (UL Type A) | Standard | TRUE | 1881.3 | 99.8 | 18.85 | 4.7 | 0.985 | 2959 | 82.6 | 5 | 50000 | 42514 |  |  | No |  | 3 | 1881.3 | 99.8 | 18.85 | 4 | 0.999 | 2959 | 83
PJJ1TKM7 | Sunritek Semiconductor Lighting Co. Ltd | Sunritek | ST-H12-15W(3000K) | Linear Replacement Lamp | Four-Foot | Replacement Lamps (plug and play) (UL Type A) | Standard | TRUE | 1714.8 | 103.99 | 16.49 | 5.3 | 0.98 | 2971 | 83 | 5 | 50000 | 42514 |  |  | No |  | 3 | 1714.8 | 103.99 | 16.49 | 4.3 | 0.999 | 2971 | 83
P25PPW5T | Sunritek Semiconductor Lighting Co. Ltd | Sunritek | ST-A12-15W(3000K) | Linear Replacement Lamp | Four-Foot | Replacement Lamps (plug and play) (UL Type A) | Standard | TRUE | 1714.8 | 103.99 | 16.49 | 5.3 | 0.98 | 2971 | 83 | 5 | 50000 | 42514 |  |  | No |  | 3 | 1714.8 | 103.99 | 16.49 | 4.3 | 0.999 | 2971 | 83
PQJ1FJEE | Sunritek Semiconductor Lighting Co. Ltd | Sunritek | ST-A12-15W(2700K) | Linear Replacement Lamp | Four-Foot | Replacement Lamps (plug and play) (UL Type A) | Standard | TRUE | 1543 | 111.65 | 13.82 | 6.5 | 0.973 | 2848 | 81.4 | 5 | 50000 | 42514 |  |  | No | Product updated 8/1/2016 | 3 | 1543 | 111.65 | 13.82 | 4.9 | 0.999 | 2848 | 81
PG9TNMG9 | Sunritek Semiconductor Lighting Co. Ltd | Sunritek | ST-H12-15W(2700K) | Linear Replacement Lamp | Four-Foot | Replacement Lamps (plug and play) (UL Type A) | Standard | TRUE | 1543 | 111.65 | 13.82 | 6.5 | 0.973 | 2848 | 81.4 | 5 | 50000 | 42514 |  |  | No | Product updated 8/1/2016 | 3 | 1543 | 111.65 | 13.82 | 4.9 | 0.999 | 2848 | 81
P1WFY2TD | ASG ENERGY LLC | ASG ENERGY | ASG-T8-E-18W-4F-FR-4000K | Linear Replacement Lamp | Four-Foot | Internal Driver Lamp-Style Retrofit Kits (UL Type B) | Standard | TRUE | 1827.1 | 100.5 | 18.18 | 16.12 | 0.9663 | 4075 | 82.6 | 5 | 50000 | 42514 |  |  | No |  | 3 | 1827 | 101 | 18 | 20 | 0.9 | 4000 | 80
P98EBJAB | Huizhou Lucky Lighting Co. Limited | L4U | LL-T8-18W1200AINT4KCC | Linear Replacement Lamp | Four-Foot | Internal Driver Lamp-Style Retrofit Kits (UL Type B) | Standard | TRUE | 2369.85 | 129.5 | 18.3 | 23.3 | 0.911 | 3934 | 84 | 5 | 50000 | 42514 |  |  | No |  | 3.1 | 2369.85 | 129.5 | 18.3 | 14.1 | 0.95 | 3934 | 84
PSDEG1NF | Huizhou Lucky Lighting Co. Limited | L4U | LL-T8-18W1200AINT4KCF | Linear Replacement Lamp | Four-Foot | Internal Driver Lamp-Style Retrofit Kits (UL Type B) | Standard | TRUE | 2078.88 | 113.6 | 18.3 | 14.2 | 0.909 | 3887 | 83.9 | 5 | 50000 | 42514 |  |  | No |  | 3.1 | 2078.88 | 113.6 | 18.3 | 14.2 | 0.95 | 3887 | 83.9
PAQ7625V | Huizhou Lucky Lighting Co. Limited | L4U | LL-T8-22W1200AINT4KCC | Linear Replacement Lamp | Four-Foot | Internal Driver Lamp-Style Retrofit Kits (UL Type B) | Standard | TRUE | 2724.2 | 128.5 | 21.2 | 24 | 0.905 | 3915 | 83.8 | 5 | 50000 | 42514 |  |  | No |  | 3.1 | 2724.2 | 128.5 | 21.2 | 13.3 | 0.94 | 3915 | 83.8
P7U2PG55 | Huizhou Lucky Lighting Co. Limited | L4U | LL-T8-22W1200AINT4KCF | Linear Replacement Lamp | Four-Foot | Internal Driver Lamp-Style Retrofit Kits (UL Type B) | Standard | TRUE | 2393.48 | 112.9 | 21.2 | 24.1 | 0.904 | 3871 | 83.8 | 5 | 50000 | 42514 |  |  | No |  | 3.1 | 2393.48 | 112.9 | 21.2 | 13.3 | 0.94 | 3871 | 83.8
P25BA57C | ASG ENERGY LLC | ASG ENERGY | ASG-BAL-T8-18W-4F-FR-4000K | Linear Replacement Lamp | Four-Foot | Replacement Lamps (plug and play) (UL Type A) | Standard | TRUE | 1979 | 113.09 | 17.5 | 9.8 | 0.902 | 4068 | 81.4 | 5 | 50000 | 42514 |  |  | NotYetVerified |  | 3 | 1979 | 113.09 | 17.5 | 9.8 | 0.9021 | 4000 | 81.4
PDS6XF3V | Sunritek Semiconductor Lighting Co. Ltd | Sunritek | ST-H12-15W(5000K) | Linear Replacement Lamp | Four-Foot | Replacement Lamps (plug and play) (UL Type A) | Standard | FALSE | [9 empty] | 42514 |  |  | No | Product updated 8/1/2016 | 3 | 1800 | 120 | 15 | 4.3 | 0.999 | 5000 | 83
P7KY4TB4 | Sunritek Semiconductor Lighting Co. Ltd | Sunritek | ST-A12-15W(5000K) | Linear Replacement Lamp | Four-Foot | Replacement Lamps (plug and play) (UL Type A) | Standard | FALSE | [9 empty] | 42514 |  |  | No | Product updated 8/1/2016 | 3 | 1800 | 120 | 15 | 4.3 | 0.999 | 5000 | 83
PK6Q5CAW | Sunritek Semiconductor Lighting Co. Ltd | Sunritek | ST-H12-18W(5000K) | Linear Replacement Lamp | Four-Foot | Replacement Lamps (plug and play) (UL Type A) | Standard | FALSE | [9 empty] | 42514 |  |  | No | Product updated 8/1/2016 | 3 | 2100 | 116.67 | 18 | 4 | 0.999 | 5000 | 83
P77VV35H | Sunritek Semiconductor Lighting Co. Ltd | Sunritek | ST-A12-18W(5000K) | Linear Replacement Lamp | Four-Foot | Replacement Lamps (plug and play) (UL Type A) | Standard | FALSE | [9 empty] | 42514 |  |  | No | Product updated 8/1/2016 | 3 | 2100 | 116.67 | 18 | 4 | 0.999 | 5000 | 83
PUS9RWSU | Sunritek Semiconductor Lighting Co. Ltd | Sunritek | ST-A12-12W(5000K) | Linear Replacement Lamp | Four-Foot | Replacement Lamps (plug and play) (UL Type A) | Standard | FALSE | [9 empty] | 42514 |  |  | No | Product updated 8/1/2016 | 3 | 1600 | 133.33 | 12 | 4.9 | 0.999 | 5000 | 81
PJYHXB4K | Sunritek Semiconductor Lighting Co. Ltd | Sunritek | ST-H12-12W(5000K) | Linear Replacement Lamp | Four-Foot | Replacement Lamps (plug and play) (UL Type A) | Standard | FALSE | [9 empty] | 42514 |  |  | No | Product updated 8/1/2016 | 3 | 1600 | 133.33 | 12 | 4.9 | 0.999 | 5000 | 81
PRAM8HDQ | Sunritek Semiconductor Lighting Co. Ltd | Sunritek | ST-H15(5000K) | Linear Replacement Lamp | Four-Foot | Replacement Lamps (plug and play) (UL Type A) | Standard | FALSE | [9 empty] | 42514 |  |  | No |  | 3 | 2100 | 116.67 | 18 | 4 | 0.999 | 5000 | 83
P67WQT53 | Sunritek Semiconductor Lighting Co. Ltd | Sunritek | ST-A15(5000K) | Linear Replacement Lamp | Four-Foot | Replacement Lamps (plug and play) (UL Type A) | Standard | FALSE | [9 empty] | 42514 |  |  | No |  | 3 | 2100 | 116.67 | 18 | 4 | 0.999 | 5000 | 83
PZ2ZYB1A | Sunritek Semiconductor Lighting Co. Ltd | Sunritek | ST-H12-15W(4500K) | Linear Replacement Lamp | Four-Foot | Replacement Lamps (plug and play) (UL Type A) | Standard | FALSE | [9 empty] | 42514 |  |  | No | Product updated 8/1/2016 | 3 | 1800 | 120 | 15 | 4.3 | 0.999 | 4500 | 83
PREXZ832 | Sunritek Semiconductor Lighting Co. Ltd | Sunritek | ST-A12-15W(4500K) | Linear Replacement Lamp | Four-Foot | Replacement Lamps (plug and play) (UL Type A) | Standard | FALSE | [9 empty] | 42514 |  |  | No | Product updated 8/1/2016 | 3 | 1800 | 120 | 15 | 4.3 | 0.999 | 4500 | 83
PTB4HV7D | Sunritek Semiconductor Lighting Co. Ltd | Sunritek | ST-A12-18W(4500K) | Linear Replacement Lamp | Four-Foot | Replacement Lamps (plug and play) (UL Type A) | Standard | FALSE | [9 empty] | 42514 |  |  | No | Product updated 8/1/2016 | 3 | 2100 | 116.67 | 18 | 4 | 0.999 | 4500 | 83
P42VS7DA | Sunritek Semiconductor Lighting Co. Ltd | Sunritek | ST-H12-18W(4500K) | Linear Replacement Lamp | Four-Foot | Replacement Lamps (plug and play) (UL Type A) | Standard | FALSE | [9 empty] | 42514 |  |  | No | Product updated 8/1/2016 | 3 | 2100 | 116.67 | 18 | 4 | 0.999 | 4500 | 83
PY5UVRT5 | Sunritek Semiconductor Lighting Co. Ltd | Sunritek | ST-A12-12W(4500K) | Linear Replacement Lamp | Four-Foot | Replacement Lamps (plug and play) (UL Type A) | Standard | FALSE | [9 empty] | 42514 |  |  | No | Product updated 8/1/2016 | 3 | 1600 | 133.33 | 12 | 4.9 | 0.999 | 4500 | 81
P5XUUN9G | Sunritek Semiconductor Lighting Co. Ltd | Sunritek | ST-H12-12W(4500K) | Linear Replacement Lamp | Four-Foot | Replacement Lamps (plug and play) (UL Type A) | Standard | FALSE | [9 empty] | 42514 |  |  | No | Product updated 8/1/2016 | 3 | 1600 | 133.33 | 12 | 4.9 | 0.999 | 4500 | 81
PR6SJYE5 | Sunritek Semiconductor Lighting Co. Ltd | Sunritek | ST-A15(4500K) | Linear Replacement Lamp | Four-Foot | Replacement Lamps (plug and play) (UL Type A) | Standard | FALSE | [9 empty] | 42514 |  |  | No |  | 3 | 2100 | 116.67 | 18 | 4 | 0.999 | 4500 | 83
P4PXUTVT | Sunritek Semiconductor Lighting Co. Ltd | Sunritek | ST-H15(4500K) | Linear Replacement Lamp | Four-Foot | Replacement Lamps (plug and play) (UL Type A) | Standard | FALSE | [9 empty] | 42514 |  |  | No |  | 3 | 2100 | 116.67 | 18 | 4 | 0.999 | 4500 | 83
P4AQ9Y2K | Sunritek Semiconductor Lighting Co. Ltd | Sunritek | ST-H12-15W(4000K) | Linear Replacement Lamp | Four-Foot | Replacement Lamps (plug and play) (UL Type A) | Standard | FALSE | [9 empty] | 42514 |  |  | No | Product updated 8/1/2016 | 3 | 1800 | 120 | 15 | 4.3 | 0.999 | 4000 | 83
P44HGBET | Sunritek Semiconductor Lighting Co. Ltd | Sunritek | ST-A12-15W(4000K) | Linear Replacement Lamp | Four-Foot | Replacement Lamps (plug and play) (UL Type A) | Standard | FALSE | [9 empty] | 42514 |  |  | No | Product updated 8/1/2016 | 3 | 1800 | 120 | 15 | 4.3 | 0.999 | 4000 | 83
PKJ54JUU | Sunritek Semiconductor Lighting Co. Ltd | Sunritek | ST-A12-18W(4000K) | Linear Replacement Lamp | Four-Foot | Replacement Lamps (plug and play) (UL Type A) | Standard | FALSE | [9 empty] | 42514 |  |  | No | Product updated 8/1/2016 | 3 | 2100 | 116.67 | 18 | 4 | 0.999 | 4000 | 83
P61ZU5FB | Sunritek Semiconductor Lighting Co. Ltd | Sunritek | ST-H12-18W(4000K) | Linear Replacement Lamp | Four-Foot | Replacement Lamps (plug and play) (UL Type A) | Standard | FALSE | [9 empty] | 42514 |  |  | No | Product updated 8/1/2016 | 3 | 2100 | 116.67 | 18 | 4 | 0.999 | 4000 | 83
PVEYEDF4 | Sunritek Semiconductor Lighting Co. Ltd | Sunritek | ST-H12-12W(4000K) | Linear Replacement Lamp | Four-Foot | Replacement Lamps (plug and play) (UL Type A) | Standard | FALSE | [9 empty] | 42514 |  |  | No | Product updated 8/1/2016 | 3 | 1600 | 133.33 | 12 | 4.9 | 0.999 | 4000 | 81
PPHFW8H3 | Sunritek Semiconductor Lighting Co. Ltd | Sunritek | ST-A12-12W(4000K) | Linear Replacement Lamp | Four-Foot | Replacement Lamps (plug and play) (UL Type A) | Standard | FALSE | [9 empty] | 42514 |  |  | No | Product updated 8/1/2016 | 3 | 1600 | 133.33 | 12 | 4.9 | 0.999 | 4000 | 81
PGB46JAC | Sunritek Semiconductor Lighting Co. Ltd | Sunritek | ST-A15(4000K) | Linear Replacement Lamp | Four-Foot | Replacement Lamps (plug and play) (UL Type A) | Standard | FALSE | [9 empty] | 42514 |  |  | No |  | 3 | 2100 | 116.67 | 18 | 4 | 0.999 | 4000 | 83
PF66YZ12 | Sunritek Semiconductor Lighting Co. Ltd | Sunritek | ST-H15(4000K) | Linear Replacement Lamp | Four-Foot | Replacement Lamps (plug and play) (UL Type A) | Standard | FALSE | [9 empty] | 42514 |  |  | No |  | 3 | 2100 | 116.67 | 18 | 4 | 0.999 | 4000 | 83
PGP4G2VQ | Sunritek Semiconductor Lighting Co. Ltd | Sunritek | ST-H12-15W(3500K) | Linear Replacement Lamp | Four-Foot | Replacement Lamps (plug and play) (UL Type A) | Standard | FALSE | [9 empty] | 42514 |  |  | No | Product updated 8/1/2016 | 3 | 1800 | 120 | 15 | 4.3 | 0.999 | 3500 | 83
P7QE1EHW | Sunritek Semiconductor Lighting Co. Ltd | Sunritek | ST-A12-15W(3500K) | Linear Replacement Lamp | Four-Foot | Replacement Lamps (plug and play) (UL Type A) | Standard | FALSE | [9 empty] | 42514 |  |  | No | Product updated 8/1/2016 | 3 | 1800 | 120 | 15 | 4.3 | 0.999 | 3500 | 83
P4MQGAJ1 | Sunritek Semiconductor Lighting Co. Ltd | Sunritek | ST-H12-18W(3500K) | Linear Replacement Lamp | Four-Foot | Replacement Lamps (plug and play) (UL Type A) | Standard | FALSE | [9 empty] | 42514 |  |  | No | Product updated 8/1/2016 | 3 | 2100 | 116.67 | 18 | 4 | 0.999 | 3500 | 83
P24SFHNC | Sunritek Semiconductor Lighting Co. Ltd | Sunritek | ST-A12-18W(3500K) | Linear Replacement Lamp | Four-Foot | Replacement Lamps (plug and play) (UL Type A) | Standard | FALSE | [9 empty] | 42514 |  |  | No | Product updated 8/1/2016 | 3 | 2100 | 116.67 | 18 | 4 | 0.999 | 3500 | 83
PNMXAE5U | Sunritek Semiconductor Lighting Co. Ltd | Sunritek | ST-A12-12W(3500K) | Linear Replacement Lamp | Four-Foot | Replacement Lamps (plug and play) (UL Type A) | Standard | FALSE | [9 empty] | 42514 |  |  | No | Product updated 8/1/2016 | 3 | 1600 | 133.33 | 12 | 4.9 | 0.999 | 3500 | 81
PBVUK6MM | Sunritek Semiconductor Lighting Co. Ltd | Sunritek | ST-H12-12W(3500K) | Linear Replacement Lamp | Four-Foot | Replacement Lamps (plug and play) (UL Type A) | Standard | FALSE | [9 empty] | 42514 |  |  | No | Product updated 8/1/2016 | 3 | 1600 | 133.33 | 12 | 4.9 | 0.999 | 3500 | 81
PUCBY5EA | Sunritek Semiconductor Lighting Co. Ltd | Sunritek | ST-H15(3500K) | Linear Replacement Lamp | Four-Foot | Replacement Lamps (plug and play) (UL Type A) | Standard | FALSE | [9 empty] | 42514 |  |  | No |  | 3 | 2100 | 116.67 | 18 | 4 | 0.999 | 3500 | 83
P7GS4P74 | Sunritek Semiconductor Lighting Co. Ltd | Sunritek | ST-A15(3500K) | Linear Replacement Lamp | Four-Foot | Replacement Lamps (plug and play) (UL Type A) | Standard | FALSE | [9 empty] | 42514 |  |  | No |  | 3 | 2100 | 116.67 | 18 | 4 | 0.999 | 3500 | 83
PNDZGB7A | Sunritek Semiconductor Lighting Co. Ltd | Sunritek | ST-H12-12W(3000K) | Linear Replacement Lamp | Four-Foot | Replacement Lamps (plug and play) (UL Type A) | Standard | FALSE | [9 empty] | 42514 |  |  | No | Product updated 8/1/2016 | 3 | 1600 | 133.33 | 12 | 4.9 | 0.999 | 3000 | 81
PARZJVXB | Sunritek Semiconductor Lighting Co. Ltd | Sunritek | ST-A12-12W(3000K) | Linear Replacement Lamp | Four-Foot | Replacement Lamps (plug and play) (UL Type A) | Standard | FALSE | [9 empty] | 42514 |  |  | No | Product updated 8/1/2016 | 3 | 1600 | 133.33 | 12 | 4.9 | 0.999 | 3000 | 81
PNVSAZ8F | ASG ENERGY LLC | ASG ENERGY | ASG-BAL-T8-18W-4F-FR-5000K | Linear Replacement Lamp | Four-Foot | Replacement Lamps (plug and play) (UL Type A) | Standard | FALSE | [9 empty] | 42514 | Not Dimmable | Not Dimmable | NotYetVerified |  | 3 | 2012 | 115.17 | 17.47 | 10.2 | 0.8921 | 5000 | 83.3
PXSTJDM7 | ASG ENERGY LLC | ASG ENERGY | ASG-T8-E-18W-4F-FR-5000K | Linear Replacement Lamp | Four-Foot | Internal Driver Lamp-Style Retrofit Kits (UL Type B) | Standard | FALSE | [9 empty] | 42514 | Not Dimmable | Not Dimmable | No |  | 3 | 1825 | 101 | 18 | 20 | 0.9 | 5000 | 80
PHMBSZVG | ASG ENERGY LLC | ASG ENERGY | ASG-BAL-T8-18W-4F-FR-4500K | Linear Replacement Lamp | Four-Foot | Replacement Lamps (plug and play) (UL Type A) | Standard | FALSE | [9 empty] | 42514 | Not Dimmable | Not Dimmable | NotYetVerified |  | 3 | 1979 | 113.09 | 17.5 | 9.8 | 0.9021 | 4500 | 81.4
PNXY6P2D | Huizhou Lucky Lighting Co. Limited | L4U | LL-T8-18W1200AINT5KCC | Linear Replacement Lamp | Four-Foot | Internal Driver Lamp-Style Retrofit Kits (UL Type B) | Standard | FALSE | [9 empty] | 42514 | Not Dimmable | Not Dimmable | No |  | 3.1 | 2438.46 | 131.1 | 18.6 | 14.3 | 0.95 | 5026 | 83.3
PP1CKEQM | Huizhou Lucky Lighting Co. Limited | L4U | LL-T8-22W1200AINT5KCC | Linear Replacement Lamp | Four-Foot | Internal Driver Lamp-Style Retrofit Kits (UL Type B) | Standard | FALSE | [9 empty] | 42514 | Not Dimmable | Not Dimmable | No |  | 3.1 | 2771.13 | 130.1 | 21.3 | 13.5 | 0.94 | 4998 | 83.2
P3Y1X6NK | Huizhou Lucky Lighting Co. Limited | L4U | LL-T8-18W1200AINT5KCF | Linear Replacement Lamp | Four-Foot | Internal Driver Lamp-Style Retrofit Kits (UL Type B) | Standard | FALSE | [9 empty] | 42514 | Not Dimmable | Not Dimmable | No |  | 3.1 | 2099.01 | 114.7 | 18.3 | 14.3 | 0.95 | 4975 | 83.4
PR9TV6FA | Huizhou Lucky Lighting Co. Limited | L4U | LL-T8-22W1200AINT5KCF | Linear Replacement Lamp | Four-Foot | Internal Driver Lamp-Style Retrofit Kits (UL Type B) | Standard | FALSE | [9 empty] | 42514 | Not Dimmable | Not Dimmable | No |  | 3.1 | 2501.28 | 115.8 | 21.6 | 13.6 | 0.94 | 4944 | 83.4
PCWFTWYZ | Carolina Product Solutions LLC. | CPSLED | CPS-T8-4-15W-UL-F-30 [Frosted Lens] | Linear Replacement Lamp | Four-Foot | Replacement Lamps (plug and play) (UL Type A) | Standard | TRUE | 1696.521 | 100.208 | 16.93 | 18.05 | 0.964 | 2916 | 82.2 | 5 | 50000 | 42513 |  |  | No |  | 3 | 1696.521 | 100.208 | 16.93 | 16.98 | 0.974 | 3000 | 82.2
PGJBJ1HF | A-LED-LIGHTS | ALED | ALED-T8-22W1200 WINZ+ 30F [Qualified only with fixed end caps] | Linear Replacement Lamp | Four-Foot | Internal Driver Lamp-Style Retrofit Kits (UL Type B) | Standard | TRUE | 2189.11 | 97.73 | 22.4 | 14.5 | 0.96 | 3103 | 82.6 | 5 | 50000 | 42513 |  |  | NotYetVerified |  | 3 | 2150 | 100 | 21.5 | 20 | 0.95 | 3000 | 80
P2HRTEYS | Carolina Product Solutions LLC. | CPSLED | CPS-T8-4-18W-UL-F-30 [Qualified with fixed end caps only][Frosted Lens] | Linear Replacement Lamp | Four-Foot | Dual Mode Internal Driver (UL Type A and Type B) | Standard | TRUE | 1923 | 110.96 | 17.33 | 19.65 | 0.953 | 3048 | 81.9 | 5 | 50000 | 42513 |  |  | NotYetVerified |  | 3 | 1923 | 110.96 | 17.33 |  |  | 3000 | 80
P66CC21X | Reno LED Lighting Inc. | RENO | WLL-LEDT8BP12.5/830 | Linear Replacement Lamp | Four-Foot | Internal Driver Lamp-Style Retrofit Kits (UL Type B) | Standard | TRUE | 1624 | 127.1 | 12.78 | 20.42 | 0.8954 | 3022 | 81.9 | 5 | 50000 | 42513 |  |  | No |  | 3.1 | 1650 | 125 | 12.5 | 20 | 0.9 | 3000 | 83
PM36HN3G | Reno LED Lighting Inc. | RENO | WLL-LEDT8BP12.5/850 | Linear Replacement Lamp | Four-Foot | Internal Driver Lamp-Style Retrofit Kits (UL Type B) | Standard | FALSE | [9 empty] | 42513 |  |  | No |  | 3.1 | 1800 | 135 | 12.5 | 20 | 0.9 | 5000 | 83
PUDSWUFC | Reno LED Lighting Inc. | RENO | WLL-LEDT8BP12.5/845 | Linear Replacement Lamp | Four-Foot | Internal Driver Lamp-Style Retrofit Kits (UL Type B) | Standard | FALSE | [9 empty] | 42513 |  |  | No |  | 3.1 | 1750 | 132 | 12.5 | 20 | 0.9 | 4500 | 83
PPC7N6VG | Reno LED Lighting Inc. | RENO | WLL-LEDT8BP12.5/840 | Linear Replacement Lamp | Four-Foot | Internal Driver Lamp-Style Retrofit Kits (UL Type B) | Standard | FALSE | [9 empty] | 42513 |  |  | No |  | 3.1 | 1750 | 132 | 12.5 | 20 | 0.9 | 4000 | 83
P3JB77PM | Reno LED Lighting Inc. | RENO | WLL-LEDT8BP12.5/835 | Linear Replacement Lamp | Four-Foot | Internal Driver Lamp-Style Retrofit Kits (UL Type B) | Standard | FALSE | [9 empty] | 42513 |  |  | No |  | 3.1 | 1650 | 125 | 12.5 | 20 | 0.9 | 3500 | 83
PDERMW6J | Carolina Product Solutions LLC. | CPSLED | CPS-T8-4-15W-UL-F-50 [Frosted Lens] | Linear Replacement Lamp | Four-Foot | Replacement Lamps (plug and play) (UL Type A) | Standard | FALSE | [9 empty] | 42513 | Not Dimmable | Not Dimmable | No |  | 3 | 1843.79 | 109.1 | 16.9 | 14.68 | 0.975 | 5000 | 82.5
PM496TKX | Carolina Product Solutions LLC. | CPSLED | CPS-T8-4-18W-UL-F-50 [Qualified with fixed end caps only][Frosted Lens] | Linear Replacement Lamp | Four-Foot | Dual Mode Internal Driver (UL Type A and Type B) | Standard | FALSE | [9 empty] | 42513 | Not Dimmable | Not Dimmable | NotYetVerified |  | 3 | 1923 | 110.96 | 17.33 |  |  | 5000 | 80
PHNHNAWV | Carolina Product Solutions LLC. | CPSLED | CPS-T8-4-15W-UL-F-40 [Frosted Lens] | Linear Replacement Lamp | Four-Foot | Replacement Lamps (plug and play) (UL Type A) | Standard | FALSE | [9 empty] | 42513 | Not Dimmable | Not Dimmable | No |  | 3 | 1724.097 | 101.897 | 16.92 | 15.11 | 0.982 | 4000 | 84.6
P2T41296 | Carolina Product Solutions LLC. | CPSLED | CPS-T8-4-18W-UL-F-40 [Qualified with fixed end caps only][Frosted Lens] | Linear Replacement Lamp | Four-Foot | Dual Mode Internal Driver (UL Type A and Type B) | Standard | FALSE | [9 empty] | 42513 | Not Dimmable | Not Dimmable | NotYetVerified |  | 3 | 1923 | 110.96 | 17.33 |  |  | 4000 | 80
PT55FKXF | A-LED-LIGHTS | ALED | ALED-T8-22W1200 WINZ+ 50F [Qualified only with fixed end caps] | Linear Replacement Lamp | Four-Foot | Internal Driver Lamp-Style Retrofit Kits (UL Type B) | Standard | FALSE | [9 empty] | 42513 | Not Yet Verified | Not Yet Verified | NotYetVerified |  | 3 | 2350 | 109.3 | 21.5 | 20 | 0.95 | 5000 | 80
PG8APB7M | A-LED-LIGHTS | ALED | ALED-T8-22W1200 WINZ+ 40F [Qualified only with fixed end caps] | Linear Replacement Lamp | Four-Foot | Internal Driver Lamp-Style Retrofit Kits (UL Type B) | Standard | FALSE | [9 empty] | 42513 | Not Yet Verified | Not Yet Verified | NotYetVerified |  | 3 | 2250 | 104.5 | 21.5 | 20 | 0.95 | 4000 | 80
PPEY3WTC | A-LED-LIGHTS | ALED | ALED-T8-22W1200 WINZ+ 35F [Qualified only with fixed end caps] | Linear Replacement Lamp | Four-Foot | Internal Driver Lamp-Style Retrofit Kits (UL Type B) | Standard | FALSE | [9 empty] | 42513 | Not Yet Verified | Not Yet Verified | NotYetVerified |  | 3 | 2322 | 108 | 21.5 |  | 0.95 | 3500 | 80
PD1XHG8H | A-LED-LIGHTS | ALED | ALED-T8-18W1200 WINZ+ 35F [Qualified only with fixed end caps] | Linear Replacement Lamp | Four-Foot | Internal Driver Lamp-Style Retrofit Kits (UL Type B) | Standard | FALSE | [9 empty] | 42513 | Not Yet Verified | Not Yet Verified | NotYetVerified |  | 3 | 1800 | 100 | 18 |  | 0.95 | 3500 | 80
PZ1Z4C5X | GLOBAL TECH LED | SWITCHIT | GTL-T8-48-HI-BL-F | Linear Replacement Lamp | Four-Foot | Replacement Lamps (plug and play) (UL Type A) | Standard | TRUE | 2174.1 | 102.8 | 21.18 | 6.9 | 0.976 | 4039 | 85 | 5 | 50000 | 42510 |  |  | No |  | 3 | 3677.2 | 86.4 | 42.57 | 4.7 | 0.997 | 4061 | 85
P12UV42R | LEDtronics Inc. | Ledtronics | LED48T8BR-DLC-18W-XWW-101WF | Linear Replacement Lamp | Four-Foot | Dual Mode Internal Driver (UL Type A and Type B) | Standard | TRUE | 2261 | 105.6 | 21.42 | 11.36 | 0.9667 | 3987 | 81.5 | 5 | 50000 | 42510 |  |  | NotYetVerified |  | 3 | 2212 | 122.9 | 18 | 20 | 0.9 | 4000 | 83
PBGG8F25 | LEDtronics Inc. | Ledtronics | LED48T8BR-DLC-13W-XPW-101WF | Linear Replacement Lamp | Four-Foot | Dual Mode Internal Driver (UL Type A and Type B) | Standard | TRUE | 1850 | 131.2 | 14.1 | 14.45 | 0.9042 | 3995 | 82.6 | 5 | 50000 | 42510 |  |  | NotYetVerified | Nominal wattage 13W | 3 | 1850 | 130 | 14.2 | 20 | 0.9 | 4000 | 81
PYS3YYQW | LEDtronics Inc. | Ledtronics | LED48T8BR-DLC-13W-XWW-101WC | Linear Replacement Lamp | Four-Foot | Dual Mode Internal Driver (UL Type A and Type B) | Standard | TRUE | 1930 | 135.06 | 14.3 | 14.92 | 0.9034 | 3996 | 82.7 | 5 | 50000 | 42510 |  |  | NotYetVerified | Lastx represents either s for single-end power input or T for double-end inputs | 3 | 1930 | 135 | 14.3 | 20 | 0.9 | 4000 | 83
PYXW3KDK | LEDtronics Inc. | Ledtronics | LED48T8BR-DLC-18W-XPW-101WC | Linear Replacement Lamp | Four-Foot | Dual Mode Internal Driver (UL Type A and Type B) | Standard | FALSE | [9 empty] | 42510 |  |  | NotYetVerified | Lastx represents either s for single-end power input or T for double-end inputs | 3 | 2212 | 122.9 | 18 | 20 | 0.9 | 5000 | 83
PJYKRAWU | LEDtronics Inc. | Ledtronics | LED48T8BR-DLC-18W-XPW-101WF | Linear Replacement Lamp | Four-Foot | Dual Mode Internal Driver (UL Type A and Type B) | Standard | FALSE | [9 empty] | 42510 |  |  | NotYetVerified | Lastx represents either s for single-end power input or T for double-end inputs | 3 | 2212 | 122.9 | 18 | 20 | 0.9 | 5000 | 83
PJHNQUQ1 | LEDtronics Inc. | Ledtronics | LED48T8BR-DLC-13W-XPW-101WC | Linear Replacement Lamp | Four-Foot | Dual Mode Internal Driver (UL Type A and Type B) | Standard | FALSE | [9 empty] | 42510 |  |  | NotYetVerified | Lastx represents either s for single-end power input or T for double-end inputs | 3 | 1930 | 135 | 14.3 | 20 | 0.9 | 5000 | 83
P5BK66ZG | LEDtronics Inc. | Ledtronics | LED48T8BR-DLC-18W-XWW-101WC | Linear Replacement Lamp | Four-Foot | Dual Mode Internal Driver (UL Type A and Type B) | Standard | FALSE | [9 empty] | 42510 |  |  | NotYetVerified | Lastx represents either s for single-end power input or T for double-end inputs | 3 | 2212 | 122.9 | 18 | 20 | 0.9 | 4000 | 83
PUTJPPFF | LEDtronics Inc. | Ledtronics | LED48T8BR-DLC-13W-XWW-101WF | Linear Replacement Lamp | Four-Foot | Dual Mode Internal Driver (UL Type A and Type B) | Standard | FALSE | [9 empty] | 42510 |  |  | NotYetVerified | Nominal wattage 13W | 3 | 1850 | 130 | 14.2 | 20 | 0.9 | 4000 | 81
PSU6VW6E | Halco Lighting Technologies | Halco ProLED | T8FR18/830/DIR/ECO/LED | Linear Replacement Lamp | Four-Foot | Replacement Lamps (plug and play) (UL Type A) | Standard | TRUE | 2249 | 105.7 | 21.28 | 10.84 | 0.9757 | 2969 | 82.9 | 5 | 50000 | 42509 |  |  | No |  | 3 | 2200 | 100 | 22 | 20 | 0.9 | 3000 | 83
PJXPV18N | Elemedia Tech of America | Elemedia | ABL-T8-SL412W30-IFND | Linear Replacement Lamp | Four-Foot | Replacement Lamps (plug and play) (UL Type A) | Standard | TRUE | 1849 | 115.2 | 16.05 | 11.53 | 0.9752 | 3066 | 84.6 | 5 | 50000 | 42509 |  |  | No |  | 3 | 1800 | 116 | 15.5 | 20 | 0.9 | 3000 | 83
P46X7SJE | Halco Lighting Technologies | Halco ProLED | T8FR15/830/DIR/ECO/LED | Linear Replacement Lamp | Four-Foot | Replacement Lamps (plug and play) (UL Type A) | Standard | TRUE | 1901 | 101 | 18.84 | 13.14 | 0.9697 | 2966 | 82.8 | 5 | 50000 | 42509 |  |  | No |  | 3 | 1800 | 100 | 18 | 20 | 0.9 | 3000 | 82
PJ82RZQ7 | Halco Lighting Technologies | Halco ProLED | T8FR13/830/DIR/ECO/LED | Linear Replacement Lamp | Four-Foot | Replacement Lamps (plug and play) (UL Type A) | Standard | TRUE | 1792 | 100.9 | 17.76 | 13.76 | 0.9668 | 2963 | 83 | 5 | 50000 | 42509 |  |  | No |  | 3 | 1600 | 100 | 16 | 20 | 0.9 | 3000 | 83
PCUGECPW | LucidLED | LucidLED Inc. | 4T8JA18WBC (4000K Frosted) | Linear Replacement Lamp | Four-Foot | Dual Mode Internal Driver (UL Type A and Type B) | Standard | TRUE | 2261 | 105.6 | 21.42 | 11.36 | 0.9667 | 3987 | 81.5 | 5 | 50000 | 42509 |  |  | NotYetVerified |  | 3 | 2212 | 122.9 | 18 | 20 | 0.9 | 4000 | 83
PJJ6ABTT | Halco Lighting Technologies | Halco ProLED | T5FR27/830/DIR/HO/LED | Linear Replacement Lamp | Four-Foot | Replacement Lamps (plug and play) (UL Type A) | Standard | TRUE | 3101 | 106.5 | 29.11 | 16.59 | 0.9662 | 2981 | 82.9 | 5 | 50000 | 42509 |  |  | No |  | 3 | 3100 | 100 | 30 | 20 | 0.9 | 3000 | 83
PSNJRWYC | Technical Consumer Products | TCP | LED4T815IS35K | Linear Replacement Lamp | Four-Foot | Replacement Lamps (plug and play) (UL Type A) | Standard | TRUE | 1713.16 | 98 | 17.5 | 8.41 | 0.962 | 3492 | 84 | 5 | 50000 | 42509 |  |  | No |  | 3 | 1713 | 97.6 | 17.55 | 8.41 | 0.962 | 3505 | 84
P8CYX11Q | LucidLED | LucidLED Inc. | 4T8JA15WBC (2700K Frosted) | Linear Replacement Lamp | Four-Foot | Dual Mode Internal Driver (UL Type A and Type B) | Standard | TRUE | 1929 | 109 | 17.7 | 17.9 | 0.9557 | 2655 | 81.6 | 5 | 50000 | 42509 |  |  | NotYetVerified | Lastx represents either s for single-end power input or T for double-end inputs | 3 | 2040 | 120 | 17.7 | 20 | 0.9 | 2700 | 83
PQ5CKVCM | LED Trail | LED Trail | 1211 (3000k) | Linear Replacement Lamp | Four-Foot | Internal Driver Lamp-Style Retrofit Kits (UL Type B) | Standard | TRUE | 1875.91 | 109.13 | 17.19 | 19.27 | 0.94 | 2993 | 82.2 | 5 | 50000 | 42509 |  |  | NotYetVerified |  | 3.1 | 1800 | 110 | 18 | 20 | 0.91 | 3000 | 82
P39A2SC1 | LucidLED | LucidLED Inc. | 4T8JA20WBC (3000K Frosted) | Linear Replacement Lamp | Four-Foot | Dual Mode Internal Driver (UL Type A and Type B) | Standard | TRUE | 2255 | 100.28 | 22.49 | 9.98 | 0.9119 | 2911 | 81.3 | 5 | 50000 | 42509 |  |  | NotYetVerified |  | 3 | 2250 | 110 | 22.5 | 20 | 0.9 | 3000 | 83
PMKWERKW | Zytech Leds Company Limited | Zytech | ZYLED T8 12S(3000K) | Linear Replacement Lamp | Four-Foot | Dual Mode Internal Driver (UL Type A and Type B) | Standard | TRUE | 2030 | 110.63 | 18.42 | 19.93 | 0.9075 | 3109 | 82.7 | 5 | 50000 | 42509 |  |  | NotYetVerified |  | 3 | 2030 | 110.63 | 18.35 | 19.93 | 0.9075 | 3000 | 82.7
PP44KSYT | LucidLED | LucidLED Inc. | 4T8JA22WI (3000K Frosted) | Linear Replacement Lamp | Four-Foot | Internal Driver Lamp-Style Retrofit Kits (UL Type B) | Standard | TRUE | 2405 | 115.6 | 20.8 | 16.16 | 0.9 | 2889 | 82.5 | 5 | 50000 | 42509 |  |  | NotYetVerified | Lastx represents either s for single-end power input or T for double-end inputs | 3 | 2405 | 115.6 | 20.8 | 20 | 0.9 | 3000 | 83
PQM8NDHR | LucidLED | LucidLED Inc. | 4T8JA18WI (3000K Frosted) | Linear Replacement Lamp | Four-Foot | Internal Driver Lamp-Style Retrofit Kits (UL Type B) | Standard | TRUE | 1943 | 115.7 | 16.8 | 16.47 | 0.88 | 2894 | 82.6 | 5 | 50000 | 42509 |  |  | NotYetVerified | Lastx represents either s for single-end power input or T for double-end inputs | 3 | 1943 | 115.7 | 16.8 | 20 | 0.9 | 3000 | 83
PSAPY5GJ | LucidLED | LucidLED Inc. | 4T8JA15WI (3000K Frosted) | Linear Replacement Lamp | Four-Foot | Internal Driver Lamp-Style Retrofit Kits (UL Type B) | Standard | TRUE | 1946 | 122.4 | 15.9 | 14.21 | 0.8707 | 2883 | 82.5 | 5 | 50000 | 42509 |  |  | NotYetVerified | Lastx represents either s for single-end power input or T for double-end inputs | 3 | 1946 | 122.4 | 15.9 | 20 | 0.9 | 3000 | 83
PJFTJXH3 | LucidLED | LucidLED Inc. | 4T8JA22WI (5000K Frosted) | Linear Replacement Lamp | Four-Foot | Internal Driver Lamp-Style Retrofit Kits (UL Type B) | Standard | FALSE | [9 empty] | 42509 |  |  | NotYetVerified | Lastx represents either s for single-end power input or T for double-end inputs | 3 | 2449 | 122.5 | 20 | 20 | 0.9 | 5000 | 83
PA6QX9W9 | LucidLED | LucidLED Inc. | 4T8JA18WBC (5000K Frosted) | Linear Replacement Lamp | Four-Foot | Dual Mode Internal Driver (UL Type A and Type B) | Standard | FALSE | [9 empty] | 42509 |  |  | NotYetVerified | Lastx represents either s for single-end power input or T for double-end inputs | 3 | 2212 | 122.9 | 18 | 20 | 0.9 | 5000 | 83
PSYQXAXV | LucidLED | LucidLED Inc. | 4T8JA18WI (5000K Frosted) | Linear Replacement Lamp | Four-Foot | Internal Driver Lamp-Style Retrofit Kits (UL Type B) | Standard | FALSE | [9 empty] | 42509 |  |  | NotYetVerified | Lastx represents either s for single-end power input or T for double-end inputs | 3 | 2104 | 125.2 | 16.8 | 20 | 0.9 | 5000 | 83
PUVCV5SC | LucidLED | LucidLED Inc. | 4T8JA15WBC (4500K Frosted) | Linear Replacement Lamp | Four-Foot | Dual Mode Internal Driver (UL Type A and Type B) | Standard | FALSE | [9 empty] | 42509 |  |  | NotYetVerified | Lastx represents either s for single-end power input or T for double-end inputs | 3 | 2040 | 120 | 17.7 | 20 | 0.9 | 5000 | 83
P9XWY3C5 | LucidLED | LucidLED Inc. | 4T8JA15WBC (5000K Frosted) | Linear Replacement Lamp | Four-Foot | Dual Mode Internal Driver (UL Type A and Type B) | Standard | FALSE | [9 empty] | 42509 |  |  | NotYetVerified | Lastx represents either s for single-end power input or T for double-end inputs | 3 | 2040 | 120 | 17.7 | 20 | 0.9 | 5000 | 83
P5VWZEPR | LucidLED | LucidLED Inc. | 4T8JA15WI (5000K Frosted) | Linear Replacement Lamp | Four-Foot | Internal Driver Lamp-Style Retrofit Kits (UL Type B) | Standard | FALSE | [9 empty] | 42509 |  |  | NotYetVerified | Lastx represents either s for single-end power input or T for double-end inputs | 3 | 2003 | 125.2 | 16 | 20 | 0.9 | 5000 | 83
P1GAUE8K | LucidLED | LucidLED Inc. | 4T8JA20WBC (5000K Frosted) | Linear Replacement Lamp | Four-Foot | Dual Mode Internal Driver (UL Type A and Type B) | Standard | FALSE | [9 empty] | 42509 |  |  | NotYetVerified | Lastx represents either s for single-end power input or T for double-end inputs | 3 | 2489 | 113 | 21.99 | 20 | 0.9 | 5000 | 83
PZ319HHA | LucidLED | LucidLED Inc. | 4T8JA22WI (4500K Frosted) | Linear Replacement Lamp | Four-Foot | Internal Driver Lamp-Style Retrofit Kits (UL Type B) | Standard | FALSE | [9 empty] | 42509 |  |  | NotYetVerified | Lastx represents either s for single-end power input or T for double-end inputs | 3 | 2400 | 109 | 22 | 20 | 0.9 | 4500 | 83
PGQQ6WQ6 | LucidLED | LucidLED Inc. | 4T8JA18WBC (4500K Frosted) | Linear Replacement Lamp | Four-Foot | Dual Mode Internal Driver (UL Type A and Type B) | Standard | FALSE | [9 empty] | 42509 |  |  | NotYetVerified | Lastx represents either s for single-end power input or T for double-end inputs | 3 | 2212 | 122.9 | 18 | 20 | 0.9 | 4500 | 83
PKXFWDAG | LucidLED | LucidLED Inc. | 4T8JA18WI (4500K Frosted) | Linear Replacement Lamp | Four-Foot | Internal Driver Lamp-Style Retrofit Kits (UL Type B) | Standard | FALSE | [9 empty] | 42509 |  |  | NotYetVerified | Lastx represents either s for single-end power input or T for double-end inputs | 3 | 1940 | 107.8 | 18 | 20 | 0.9 | 4500 | 83
PBZ1SJCH | LucidLED | LucidLED Inc. | 4T8JA15WI (4500K Frosted) | Linear Replacement Lamp | Four-Foot | Internal Driver Lamp-Style Retrofit Kits (UL Type B) | Standard | FALSE | [9 empty] | 42509 |  |  | NotYetVerified | Lastx represents either s for single-end power input or T for double-end inputs | 3 | 1900 | 118.8 | 16 | 20 | 0.9 | 4500 | 83
P21TG1B3 | LucidLED | LucidLED Inc. | 4T8JA20WBC (4500K Frosted) | Linear Replacement Lamp | Four-Foot | Dual Mode Internal Driver (UL Type A and Type B) | Standard | FALSE | [9 empty] | 42509 |  |  | NotYetVerified | Lastx represents either s for single-end power input or T for double-end inputs | 3 | 2511 | 113 | 22.07 | 20 | 0.9 | 4500 | 83
PG3Q6H9D | LucidLED | LucidLED Inc. | 4T8JA22WI (4000K Frosted) | Linear Replacement Lamp | Four-Foot | Internal Driver Lamp-Style Retrofit Kits (UL Type B) | Standard | FALSE | [9 empty] | 42509 |  |  | NotYetVerified | Lastx represents either s for single-end power input or T for double-end inputs | 3 | 2400 | 109 | 22 | 20 | 0.9 | 4000 | 83
PA9EQVXA | LucidLED | LucidLED Inc. | 4T8JA15WBC (4000K Frosted) | Linear Replacement Lamp | Four-Foot | Dual Mode Internal Driver (UL Type A and Type B) | Standard | FALSE | [9 empty] | 42509 |  |  | NotYetVerified | Lastx represents either s for single-end power input or T for double-end inputs | 3 | 2040 | 120 | 17.7 | 20 | 0.9 | 4000 | 83
PFN3JHFR | LucidLED | LucidLED Inc. | 4T8JA18WI (4000K Frosted) | Linear Replacement Lamp | Four-Foot | Internal Driver Lamp-Style Retrofit Kits (UL Type B) | Standard | FALSE | [9 empty] | 42509 |  |  | NotYetVerified | Lastx represents either s for single-end power input or T for double-end inputs | 3 | 1940 | 107.8 | 18 | 20 | 0.9 | 4000 | 83
P913FQZD | LucidLED | LucidLED Inc. | 4T8JA15WI (4000K Frosted) | Linear Replacement Lamp | Four-Foot | Internal Driver Lamp-Style Retrofit Kits (UL Type B) | Standard | FALSE | [9 empty] | 42509 |  |  | NotYetVerified | Lastx represents either s for single-end power input or T for double-end inputs | 3 | 1900 | 118.8 | 16 | 20 | 0.9 | 4000 | 83
PCPTZYH4 | LucidLED | LucidLED Inc. | 4T8JA20WBC (4000K Frosted) | Linear Replacement Lamp | Four-Foot | Dual Mode Internal Driver (UL Type A and Type B) | Standard | FALSE | [9 empty] | 42509 |  |  | NotYetVerified | Lastx represents either s for single-end power input or T for double-end inputs | 3 | 2431 | 112 | 21.83 | 20 | 0.9 | 4000 | 83
P2FM83QZ | LucidLED | LucidLED Inc. | 4T8JA22WI (3500K Frosted) | Linear Replacement Lamp | Four-Foot | Internal Driver Lamp-Style Retrofit Kits (UL Type B) | Standard | FALSE | [9 empty] | 42509 |  |  | NotYetVerified | Lastx represents either s for single-end power input or T for double-end inputs | 3 | 2400 | 109 | 22 | 20 | 0.9 | 3500 | 83
P4XXXU27 | LucidLED | LucidLED Inc. | 4T8JA18WBC (3500K Frosted) | Linear Replacement Lamp | Four-Foot | Dual Mode Internal Driver (UL Type A and Type B) | Standard | FALSE | [9 empty] | 42509 |  |  | NotYetVerified | Lastx represents either s for single-end power input or T for double-end inputs | 3 | 2212 | 122.9 | 18 | 20 | 0.9 | 3500 | 83
P6XTCQBR | LucidLED | LucidLED Inc. | 4T8JA15WBC (3500K Frosted) | Linear Replacement Lamp | Four-Foot | Dual Mode Internal Driver (UL Type A and Type B) | Standard | FALSE | [9 empty] | 42509 |  |  | NotYetVerified | Lastx represents either s for single-end power input or T for double-end inputs | 3 | 2040 | 120 | 17.7 | 20 | 0.9 | 3500 | 83
PT8VEKJ4 | LucidLED | LucidLED Inc. | 4T8JA18WI (3500K Frosted) | Linear Replacement Lamp | Four-Foot | Internal Driver Lamp-Style Retrofit Kits (UL Type B) | Standard | FALSE | [9 empty] | 42509 |  |  | NotYetVerified | Lastx represents either s for single-end power input or T for double-end inputs | 3 | 1940 | 107.8 | 18 | 20 | 0.9 | 3500 | 83
PCCJE2QC | LucidLED | LucidLED Inc. | 4T8JA15WI (3500K Frosted) | Linear Replacement Lamp | Four-Foot | Internal Driver Lamp-Style Retrofit Kits (UL Type B) | Standard | FALSE | [9 empty] | 42509 |  |  | NotYetVerified | Lastx represents either s for single-end power input or T for double-end inputs | 3 | 1900 | 118.8 | 16 | 20 | 0.9 | 3500 | 83
P8Q7MZF6 | LucidLED | LucidLED Inc. | 4T8JA20WBC (3500K Frosted) | Linear Replacement Lamp | Four-Foot | Dual Mode Internal Driver (UL Type A and Type B) | Standard | FALSE | [9 empty] | 42509 |  |  | NotYetVerified | Lastx represents either s for single-end power input or T for double-end inputs | 3 | 2402 | 110 | 21.73 | 20 | 0.9 | 3500 | 83
PBFFQ4E8 | LucidLED | LucidLED Inc. | 4T8JA18WBC (3000K Frosted) | Linear Replacement Lamp | Four-Foot | Dual Mode Internal Driver (UL Type A and Type B) | Standard | FALSE | [9 empty] | 42509 |  |  | NotYetVerified | Lastx represents either s for single-end power input or T for double-end inputs | 3 | 2212 | 122.9 | 18 | 20 | 0.9 | 3000 | 83
PF3S92CT | LucidLED | LucidLED Inc. | 4T8JA15WBC (3000K Frosted) | Linear Replacement Lamp | Four-Foot | Dual Mode Internal Driver (UL Type A and Type B) | Standard | FALSE | [9 empty] | 42509 |  |  | NotYetVerified | Lastx represents either s for single-end power input or T for double-end inputs | 3 | 2040 | 120 | 17.7 | 20 | 0.9 | 3000 | 83
PKU4A7BE | Technical Consumer Products | TCP | LED4T815IS50K | Linear Replacement Lamp | Four-Foot | Replacement Lamps (plug and play) (UL Type A) | Standard | FALSE | [9 empty] | 42509 |  |  | No |  | 3 | 1761 | 100.3 | 17.55 | 10.48 | 0.949 | 5003 | 83
PFKPY5RY | Technical Consumer Products | TCP | LED4T815IS41K | Linear Replacement Lamp | Four-Foot | Replacement Lamps (plug and play) (UL Type A) | Standard | FALSE | [9 empty] | 42509 |  |  | No |  | 3 | 1729 | 98.6 | 17.55 | 10.48 | 0.949 | 4100 | 83
PXRHBDHP | LED Trail | LED Trail | 1211 (5000k) | Linear Replacement Lamp | Four-Foot | Internal Driver Lamp-Style Retrofit Kits (UL Type B) | Standard | FALSE | [9 empty] | 42509 |  |  | NotYetVerified |  | 3.1 | 1800 | 110 | 18 | 20 | 0.91 | 5000 | 82
P9A13UYJ | LED Trail | LED Trail | 1211 (4500k) | Linear Replacement Lamp | Four-Foot | Internal Driver Lamp-Style Retrofit Kits (UL Type B) | Standard | FALSE | [9 empty] | 42509 |  |  | NotYetVerified |  | 3 | 1800 | 100 | 18 | 20 | 0.9 | 4500 | 82
PYN6FYS1 | LED Trail | LED Trail | 1211 (4000k) | Linear Replacement Lamp | Four-Foot | Internal Driver Lamp-Style Retrofit Kits (UL Type B) | Standard | FALSE | [9 empty] | 42509 |  |  | NotYetVerified |  | 3.1 | 1800 | 110 | 18 | 20 | 0.91 | 4000 | 82
PF9S44XT | LED Trail | LED Trail | 1211 (3500k) | Linear Replacement Lamp | Four-Foot | Internal Driver Lamp-Style Retrofit Kits (UL Type B) | Standard | FALSE | [9 empty] | 42509 |  |  | NotYetVerified |  | 3 | 1800 | 100 | 18 | 20 | 0.9 | 3500 | 82
PVQNMJPP | Halco Lighting Technologies | Halco ProLED | T5FR27/850/DIR/HO/LED | Linear Replacement Lamp | Four-Foot | Replacement Lamps (plug and play) (UL Type A) | Standard | FALSE | [9 empty] | 42509 |  |  | No | Product updated on 9/14/2016 | 3 | 3400 | 100 | 30 | 20 | 0.9 | 5000 | 83
PCEDCU36 | Halco Lighting Technologies | Halco ProLED | T8FR18/850/DIR/ECO/LED | Linear Replacement Lamp | Four-Foot | Replacement Lamps (plug and play) (UL Type A) | Standard | FALSE | [9 empty] | 42509 |  |  | No |  | 3 | 2400 | 109 | 22 | 20 | 0.9 | 5000 | 83
PXRGUD4B | Halco Lighting Technologies | Halco ProLED | 83065 | Linear Replacement Lamp | Four-Foot | Replacement Lamps (plug and play) (UL Type A) | Standard | FALSE | [9 empty] | 42509 |  |  | No |  | 3 | 1800 | 112 | 16 | 20 | 0.9 | 5000 | 83
P7XPARHX | Halco Lighting Technologies | Halco ProLED | T8FR15/850/DIR/ECO/LED | Linear Replacement Lamp | Four-Foot | Replacement Lamps (plug and play) (UL Type A) | Standard | FALSE | [9 empty] | 42509 |  |  | No |  | 3 | 2000 | 111 | 18 | 20 | 0.9 | 5000 | 82
PR4S3B8Y | Halco Lighting Technologies | Halco ProLED | T5FR27/840/DIR/HO/LED | Linear Replacement Lamp | Four-Foot | Replacement Lamps (plug and play) (UL Type A) | Standard | FALSE | [9 empty] | 42509 |  |  | No |  | 3 | 3250 | 100 | 30 | 20 | 0.9 | 4000 | 83
PJB9XE8H | Halco Lighting Technologies | Halco ProLED | T8FR18/840/DIR/ECO/LED | Linear Replacement Lamp | Four-Foot | Replacement Lamps (plug and play) (UL Type A) | Standard | FALSE | [9 empty] | 42509 |  |  | No |  | 3 | 2300 | 105 | 22 | 20 | 0.9 | 4000 | 83
PKSUZDBW | Halco Lighting Technologies | Halco ProLED | 83064 | Linear Replacement Lamp | Four-Foot | Replacement Lamps (plug and play) (UL Type A) | Standard | FALSE | [9 empty] | 42509 |  |  | No |  | 3 | 1700 | 106 | 16 | 20 | 0.9 | 4000 | 83
PPPBQAJJ | Halco Lighting Technologies | Halco ProLED | T8FR15/840/DIR/ECO/LED | Linear Replacement Lamp | Four-Foot | Replacement Lamps (plug and play) (UL Type A) | Standard | FALSE | [9 empty] | 42509 |  |  | No |  | 3 | 1900 | 105 | 18 | 20 | 0.9 | 4000 | 82
PYVE5BT2 | Halco Lighting Technologies | Halco ProLED | T5FR27/835/DIR/HO/LED | Linear Replacement Lamp | Four-Foot | Replacement Lamps (plug and play) (UL Type A) | Standard | FALSE | [9 empty] | 42509 |  |  | No |  | 3 | 3150 | 100 | 30 | 20 | 0.9 | 3500 | 83
PX7H8HHK | Halco Lighting Technologies | Halco ProLED | T8FR18/835/DIR/ECO/LED | Linear Replacement Lamp | Four-Foot | Replacement Lamps (plug and play) (UL Type A) | Standard | FALSE | [9 empty] | 42509 |  |  | No |  | 3 | 2250 | 102 | 22 | 20 | 0.9 | 3500 | 83
P8TVERTN | Halco Lighting Technologies | Halco ProLED | 83063 | Linear Replacement Lamp | Four-Foot | Replacement Lamps (plug and play) (UL Type A) | Standard | FALSE | [9 empty] | 42509 |  |  | No |  | 3 | 1650 | 103 | 16 | 20 | 0.9 | 3500 | 83
PAHS1R7X | Halco Lighting Technologies | Halco ProLED | T8FR15/835/DIR/ECO/LED | Linear Replacement Lamp | Four-Foot | Replacement Lamps (plug and play) (UL Type A) | Standard | FALSE | [9 empty] | 42509 |  |  | No |  | 3 | 1850 | 102 | 18 | 20 | 0.9 | 3500 | 82
P34SZ1VZ | Elemedia Tech of America | Elemedia | ABL-T8-SL412W50-IFND | Linear Replacement Lamp | Four-Foot | Replacement Lamps (plug and play) (UL Type A) | Standard | FALSE | [9 empty] | 42509 |  |  | No |  | 3 | 1800 | 116 | 15.5 | 20 | 0.9 | 5000 | 83
PPRR4BGU | Elemedia Tech of America | Elemedia | ABL-T8-SL412W40-IFND | Linear Replacement Lamp | Four-Foot | Replacement Lamps (plug and play) (UL Type A) | Standard | FALSE | [9 empty] | 42509 |  |  | No |  | 3 | 1800 | 116 | 15.5 | 20 | 0.9 | 4000 | 83
P22QFNXC | Zytech Leds Company Limited | Zytech | ZYLED T8 12S(5000K) | Linear Replacement Lamp | Four-Foot | Dual Mode Internal Driver (UL Type A and Type B) | Standard | FALSE | [9 empty] | 42509 | Not Dimmable | Not Dimmable | NotYetVerified |  | 3 | 2150 | 116.72 | 18.42 | 19.57 | 0.9095 | 5000 | 82.6
PB89K95U | Zytech Leds Company Limited | Zytech | ZYLED T8 12S(4500K) | Linear Replacement Lamp | Four-Foot | Dual Mode Internal Driver (UL Type A and Type B) | Standard | FALSE | [9 empty] | 42509 | Not Dimmable | Not Dimmable | NotYetVerified |  | 3 | 2030 | 110.63 | 18.35 | 19.93 | 0.9075 | 4500 | 82.7
PAA89V1X | Zytech Leds Company Limited | Zytech | ZYLED T8 12S(4000K) | Linear Replacement Lamp | Four-Foot | Dual Mode Internal Driver (UL Type A and Type B) | Standard | FALSE | [9 empty] | 42509 | Not Dimmable | Not Dimmable | NotYetVerified |  | 3 | 2030 | 110.63 | 18.35 | 19.93 | 0.9075 | 4000 | 82.7
P4G46AXF | Zytech Leds Company Limited | Zytech | ZYLED T8 12S(3500K) | Linear Replacement Lamp | Four-Foot | Dual Mode Internal Driver (UL Type A and Type B) | Standard | FALSE | [9 empty] | 42509 | Not Dimmable | Not Dimmable | NotYetVerified |  | 3 | 2030 | 110.63 | 18.35 | 19.93 | 0.9075 | 3500 | 82.7
P9SVJMNQ | Kumho Electric | earthcare | FLT8-32W/20W90 UNV-410 | Linear Replacement Lamp | Four-Foot | Replacement Lamps (plug and play) (UL Type A) | Standard | TRUE | 2217.96 | 126 | 17.56 | 8 | 0.98 | 4097 | 85 | 5 | 50000 | 42508 |  |  | No |  | 3.1 | 2217.96 | 126 | 17.56 | 8 | 0.98 | 4097 | 85
PC9VXYR8 | Irtronix Inc DBA Euri Lighting | Euri Lighting | ET5-1130 | Linear Replacement Lamp | Four-Foot | Replacement Lamps (plug and play) (UL Type A) | Standard | TRUE | 3346 | 128.49 | 26.04 | 10.7 | 0.964 | 3117 | 82.7 | 5 | 50000 | 42508 |  |  | No | Updated on 03/28/2017 | 4.1 | 3200 | 114 | 28 | 20 | 0.9 | 3000 | 82
PC741VB8 | CS Koida LLC. | CSK | CST-GG50K-W15EUA-PS2 | Linear Replacement Lamp | Four-Foot | 2-lamp External Driver Lamp-Style Retrofit Kits (UL Type C) | Standard | TRUE | 1941 | 127.78 | 15.19 | 22.1 | 0.927 | 5148 | 83.4 | 5 |  | 42508 |  |  | No |  | 3.1 | 1941 | 127.78 | 15.19 | 22.1 | 0.927 | 5000 | 83.4
PF25XHDM | Nexleds Limited | NEXLEDS | NX-ST4F-18W27MM | Linear Replacement Lamp | Four-Foot | Dual Mode Internal Driver (UL Type A and Type B) | Standard | TRUE | 2076 | 102.06 | 20.34 | 6.69 | 0.9148 | 2817 | 81.6 | 5 | 50000 | 42508 |  |  | No |  | 3 | 2107 | 103.13 | 20.43 | 6.69 | 0.9148 | 2700 | 81.6
PP4RYCMN | Satco Products Inc | Satco | 15T8/LED/48-830/BP | Linear Replacement Lamp | Four-Foot | Internal Driver Lamp-Style Retrofit Kits (UL Type B) | Standard | TRUE | 1934 | 128.1 | 15.1 | 16.58 | 0.906 | 3065 | 84.6 | 5 | 50000 | 42508 |  |  | No |  | 3 | 1800 | 120 | 15 | 20 | 0.9 | 3000 | 83
PCZ6FHRR | LED LEADER INC. | LED LEADER | L4GC-12T8LEDMVBF30 | Linear Replacement Lamp | Four-Foot | Replacement Lamps (plug and play) (UL Type A) | Standard | TRUE | 1745 | 118.79 | 14.69 | 14.69 | 0.9037 | 2943 | 83 | 5 | 50000 | 42508 |  |  | No |  | 3.1 | 1756 | 120.44 | 14.58 | 14.69 | 0.9037 | 3000 | 83
PR6JYQVG | CS Koida LLC. | CSK | CST-GG50K-W15-IUA | Linear Replacement Lamp | Four-Foot | Internal Driver Lamp-Style Retrofit Kits (UL Type B) | Standard | TRUE | 2140 | 133.33 | 16.05 | 18.5 | 0.876 | 5171 | 83.4 | 5 |  | 42508 |  |  | No |  | 3.1 | 2140 | 133.33 | 16.05 | 16.4 | 0.876 | 5000 | 83.4
P22V8RM6 | LED LEADER INC. | LED LEADER | L4GC-12T8LEDMVBF50 | Linear Replacement Lamp | Four-Foot | Replacement Lamps (plug and play) (UL Type A) | Standard | FALSE | [9 empty] | 42508 |  |  | No |  | 3.1 | 1861 | 127.38 | 14.61 | 14.72 | 0.9015 | 5000 | 82
PST71PYH | LED LEADER INC. | LED LEADER | L4GC-12T8LEDMVBF45 | Linear Replacement Lamp | Four-Foot | Replacement Lamps (plug and play) (UL Type A) | Standard | FALSE | [9 empty] | 42508 |  |  | No |  | 3.1 | 1835 | 125.71 | 14.6 | 14.69 | 0.9037 | 4500 | 83
PAK7QRAT | LED LEADER INC. | LED LEADER | L4GC-12T8LEDMVBF40 | Linear Replacement Lamp | Four-Foot | Replacement Lamps (plug and play) (UL Type A) | Standard | FALSE | [9 empty] | 42508 |  |  | No |  | 3.1 | 1809 | 123.91 | 14.6 | 14.69 | 0.9037 | 4000 | 83
PMFDV25C | LED LEADER INC. | LED LEADER | L4GC-12T8LEDMVBF35 | Linear Replacement Lamp | Four-Foot | Replacement Lamps (plug and play) (UL Type A) | Standard | FALSE | [9 empty] | 42508 |  |  | No |  | 3.1 | 1782 | 122.11 | 14.6 | 14.69 | 0.9037 | 3500 | 83
PDQU54Y8 | Satco Products Inc | Satco | 15T8/LED/48-850/BP | Linear Replacement Lamp | Four-Foot | Internal Driver Lamp-Style Retrofit Kits (UL Type B) | Standard | FALSE | [9 empty] | 42508 |  |  | No |  | 3 | 1800 | 120 | 15 | 20 | 0.9 | 5000 | 83
P7P2H621 | Satco Products Inc | Satco | 15T8/LED/48-840/BP | Linear Replacement Lamp | Four-Foot | Internal Driver Lamp-Style Retrofit Kits (UL Type B) | Standard | FALSE | [9 empty] | 42508 |  |  | No |  | 3 | 1800 | 120 | 15 | 20 | 0.9 | 4000 | 83
PGNTWDHD | Satco Products Inc | Satco | 15T8/LED/48-835/BP | Linear Replacement Lamp | Four-Foot | Internal Driver Lamp-Style Retrofit Kits (UL Type B) | Standard | FALSE | [9 empty] | 42508 |  |  | No |  | 3 | 1800 | 120 | 15 | 20 | 0.9 | 3500 | 83
PPBVX5T2 | Kumho Electric | earthcare | FLT8-32W/20W90 UNV-500 | Linear Replacement Lamp | Four-Foot | Replacement Lamps (plug and play) (UL Type A) | Standard | FALSE | [9 empty] | 42508 |  |  | Yes |  | 3.1 | 2304.88 | 131 | 17.59 | 8 | 0.98 | 5098 | 84
P5GT8TKM | CS Koida LLC. | CSK | CST-GG50K-W15EUA-PS1 | Linear Replacement Lamp | Four-Foot | 2-lamp External Driver Lamp-Style Retrofit Kits (UL Type C) | Standard | FALSE | [9 empty] | 42508 | Not Dimmable | Not Dimmable | No |  | 3.1 | 1944 | 130.47 | 14.9 | 6.92 | 0.944 | 5000 | 82.9
PPNK8TS1 | Irtronix Inc DBA Euri Lighting | Euri Lighting | ET5-1150 | Linear Replacement Lamp | Four-Foot | Replacement Lamps (plug and play) (UL Type A) | Standard | FALSE | [9 empty] | 42508 | Not Dimmable | Not Dimmable | No | Updated on 03/28/2017 | 4.1 | 3500 | 125 | 28 | 20 | 0.9 | 5000 | 82
P2C1TCKD | Irtronix Inc DBA Euri Lighting | Euri Lighting | ET5-1140 | Linear Replacement Lamp | Four-Foot | Replacement Lamps (plug and play) (UL Type A) | Standard | FALSE | [9 empty] | 42508 | Not Dimmable | Not Dimmable | No | Updated on 03/28/2017 | 4.1 | 3500 | 125 | 28 | 20 | 0.9 | 4000 | 82
PFDEHS1M | Irtronix Inc DBA Euri Lighting | Euri Lighting | ET5-1135 | Linear Replacement Lamp | Four-Foot | Replacement Lamps (plug and play) (UL Type A) | Standard | FALSE | [9 empty] | 42508 | Not Dimmable | Not Dimmable | No | Updated on 03/28/2017 | 4.1 | 3200 | 114 | 28 | 20 | 0.9 | 3500 | 82
PQ8NVV2P | Nexleds Limited | NEXLEDS | NX-ST4F-18W50MM | Linear Replacement Lamp | Four-Foot | Dual Mode Internal Driver (UL Type A and Type B) | Standard | FALSE | [9 empty] | 42508 | Not Dimmable | Not Dimmable | No |  | 3 | 2220 | 107.71 | 20.61 | 6.69 | 0.9148 | 5000 | 82.6
PFF9WZSH | Nexleds Limited | NEXLEDS | NX-ST4F-18W40MM | Linear Replacement Lamp | Four-Foot | Dual Mode Internal Driver (UL Type A and Type B) | Standard | FALSE | [9 empty] | 42508 | Not Dimmable | Not Dimmable | No |  | 3 | 2182.3 | 106.35 | 20.52 | 6.69 | 0.9148 | 4000 | 81.6
PVWBVQWE | Nexleds Limited | NEXLEDS | NX-ST4F-18W30MM | Linear Replacement Lamp | Four-Foot | Dual Mode Internal Driver (UL Type A and Type B) | Standard | FALSE | [9 empty] | 42508 | Not Dimmable | Not Dimmable | No |  | 3 | 2144.7 | 104.52 | 20.52 | 6.69 | 0.9148 | 3000 | 81.6
PTFMK8E2 | TW LIGHTING INC | TW Lighting | TW4FT19W40K | Linear Replacement Lamp | Four-Foot | Replacement Lamps (plug and play) (UL Type A) | Standard | TRUE | 2231.3 | 112.44 | 19.85 | 7.2 | 0.987 | 4119 | 82.2 | 5 | 50000 | 42507 |  |  | No |  | 3.1 | 2200 | 115.7 | 19 | 7.2 | 0.987 | 4000 | 80
PQ2FZQV8 | Core Products Canada Ltd. | CORE | T8-194-4 | Linear Replacement Lamp | Four-Foot | Replacement Lamps (plug and play) (UL Type A) | Standard | TRUE | 2231.3 | 112.44 | 19.85 | 7.2 | 0.987 | 4119 | 82.2 | 5 | 50000 | 42507 |  |  | No |  | 3.1 | 2200 | 115.7 | 19 | 7.2 | 0.987 | 4000 | 80
PPZW2FK2 | TW LIGHTING INC | TW Lighting | TW4FT16W40K | Linear Replacement Lamp | Four-Foot | Replacement Lamps (plug and play) (UL Type A) | Standard | TRUE | 1650.2 | 101.99 | 16.18 | 8 | 0.9803 | 3979 | 82.9 | 5 | 50000 | 42507 |  |  | No |  | 3 | 1600 | 100 | 16 | 8 | 0.978 | 4000 | 80
PVNVE1FB | Core Products Canada Ltd. | CORE | T8-164-4 | Linear Replacement Lamp | Four-Foot | Replacement Lamps (plug and play) (UL Type A) | Standard | TRUE | 1650.2 | 101.99 | 16.18 | 8 | 0.9803 | 3979 | 82.9 | 5 | 50000 | 42507 |  |  | No |  | 3 | 1600 | 100 | 16 | 8 | 0.978 | 4000 | 80
PZPQX9GN | Core Products Canada Ltd. | CORE | T8-194-5 | Linear Replacement Lamp | Four-Foot | Replacement Lamps (plug and play) (UL Type A) | Standard | FALSE | [9 empty] | 42507 |  |  | No |  | 3.1 | 2200 | 115.7 | 19 | 7.2 | 0.987 | 5000 | 80
PYR4DRR3 | Core Products Canada Ltd. | CORE | T8-164-5 | Linear Replacement Lamp | Four-Foot | Replacement Lamps (plug and play) (UL Type A) | Standard | FALSE | [9 empty] | 42507 |  |  | No |  | 3 | 1600 | 100 | 16 | 7.2 | 0.978 | 5000 | 80
P5QV8MQE | SmartRay Inc. | SmartRay | SR3MT818W (3000K) | Linear Replacement Lamp | Four-Foot | Internal Driver Lamp-Style Retrofit Kits (UL Type B) | Standard | TRUE | 1775 | 109.598 | 16.2 | 12.5 | 0.967 | 2990 | 81 | 5 | 50000 | 42506 |  |  | NotYetVerified |  | 3 | 1750 | 100 | 18 |  | 0.95 | 3000 | 80
P5D8EPPU | SmartRay Inc. | SmartRay | SR4MT818W (3000K) | Linear Replacement Lamp | Four-Foot | Replacement Lamps (plug and play) (UL Type A) | Standard | TRUE | 2149.408 | 99.88 | 21.52 | 17.33 | 0.956 | 3080 | 83.4 | 5 | 50000 | 42506 |  |  | No |  | 3 | 2149.408 | 99.88 | 21.52 | 16.11 | 0.99 | 3000 | 83.4
PPRRN2P7 | SmartRay Inc. | SmartRay | SR3MT818W-347V (3000K) | Linear Replacement Lamp | Four-Foot | Internal Driver Lamp-Style Retrofit Kits (UL Type B) | Standard | TRUE | 1817.9 | 100.27 | 18.13 | 15.4 | 0.928 | 3034 | 80.5 | 5 | 50000 | 42506 |  |  | NotYetVerified |  | 3 | 1817.9 | 100.27 | 18.13 |  |  | 3000
P41SP2DV | FOSHAN NATIONSTAR OPTOELECTRONICS CO.LTD | NATIONSTAR | NS-T8-4HB18-WW | Linear Replacement Lamp | Four-Foot | Replacement Lamps (plug and play) (UL Type A) | Standard | TRUE | 2278 | 130.02 | 17.52 | 13.55 | 0.9017 | 3039 | 81.9 | 5 | 50000 | 42506 |  |  | No |  | 3.1 | 2278 | 130.02 | 17.52 | 13.55 | 0.902 | 3000 | 81.9
PFDXCWB8 | FOSHAN NATIONSTAR OPTOELECTRONICS CO.LTD | NATIONSTAR | NS-T8-4H15-WW | Linear Replacement Lamp | Four-Foot | Internal Driver Lamp-Style Retrofit Kits (UL Type B) | Standard | TRUE | 1959 | 130.52 | 15.01 | 15.84 | 0.9011 | 3091 | 83 | 5 | 50000 | 42506 |  |  | No |  | 3.1 | 1960 | 131.1 | 14.95 | 15.84 | 0.901 | 3000 | 83
P2FPU35M | FOSHAN NATIONSTAR OPTOELECTRONICS CO.LTD | NATIONSTAR | NS-T8-4H15-DW | Linear Replacement Lamp | Four-Foot | Internal Driver Lamp-Style Retrofit Kits (UL Type B) | Standard | FALSE | [9 empty] | 42506 |  |  | No |  | 3.1 | 1945 | 133.4 | 14.58 | 15.69 | 0.902 | 5000 | 82.6
PV97BNJQ | FOSHAN NATIONSTAR OPTOELECTRONICS CO.LTD | NATIONSTAR | NS-T8-4HB18-DW | Linear Replacement Lamp | Four-Foot | Replacement Lamps (plug and play) (UL Type A) | Standard | FALSE | [9 empty] | 42506 |  |  | No |  | 3.1 | 2280 | 130.36 | 17.49 | 13.2 | 0.901 | 5000 | 82.5
PRN2HXMA | FOSHAN NATIONSTAR OPTOELECTRONICS CO.LTD | NATIONSTAR | NS-T8-4H15-NW | Linear Replacement Lamp | Four-Foot | Internal Driver Lamp-Style Retrofit Kits (UL Type B) | Standard | FALSE | [9 empty] | 42506 |  |  | No |  | 3.1 | 1960 | 131.1 | 14.95 | 15.84 | 0.901 | 4000 | 83
PX7U7UX8 | FOSHAN NATIONSTAR OPTOELECTRONICS CO.LTD | NATIONSTAR | NS-T8-4HB18-NW | Linear Replacement Lamp | Four-Foot | Replacement Lamps (plug and play) (UL Type A) | Standard | FALSE | [9 empty] | 42506 |  |  | No |  | 3.1 | 2278 | 130.02 | 17.52 | 13.55 | 0.902 | 4000 | 81.9
PN1DH6FV | FOSHAN NATIONSTAR OPTOELECTRONICS CO.LTD | NATIONSTAR | NS-T8-4H15-BW | Linear Replacement Lamp | Four-Foot | Internal Driver Lamp-Style Retrofit Kits (UL Type B) | Standard | FALSE | [9 empty] | 42506 |  |  | No |  | 3.1 | 1960 | 131.1 | 14.95 | 15.84 | 0.901 | 3500 | 83
PZGAJTP9 | FOSHAN NATIONSTAR OPTOELECTRONICS CO.LTD | NATIONSTAR | NS-T8-4HB18-BW | Linear Replacement Lamp | Four-Foot | Replacement Lamps (plug and play) (UL Type A) | Standard | FALSE | [9 empty] | 42506 |  |  | No |  | 3.1 | 2278 | 130.02 | 17.52 | 13.55 | 0.902 | 3500 | 81.9
PB2UMVY9 | SmartRay Inc. | SmartRay | SR3MT818W (5000K) | Linear Replacement Lamp | Four-Foot | Internal Driver Lamp-Style Retrofit Kits (UL Type B) | Standard | FALSE | [9 empty] | 42506 |  |  | NotYetVerified |  | 3 | 2000 | 100 | 18 |  | 0.95 | 5000 | 80
PD17WJV8 | SmartRay Inc. | SmartRay | SR4MT818W (5000K) | Linear Replacement Lamp | Four-Foot | Replacement Lamps (plug and play) (UL Type A) | Standard | FALSE | [9 empty] | 42506 |  |  | No |  | 3 | 2183.184 | 101.261 | 21.56 | 15.26 | 0.991 | 5000 | 84.4
PSYG5MCF | SmartRay Inc. | SmartRay | SR3MT818W-347V (5000K) | Linear Replacement Lamp | Four-Foot | Internal Driver Lamp-Style Retrofit Kits (UL Type B) | Standard | FALSE | [9 empty] | 42506 |  |  | NotYetVerified |  | 3 | 1817.9 | 100.27 | 18.13 |  |  | 5000
PXDD98QD | EWM International LLC | Every Watt Matters | T5-46-28-DBN-FP16-830-G2-371 | Linear Replacement Lamp | Four-Foot | Replacement Lamps (plug and play) (UL Type A) | Standard | TRUE | 3013 | 105.1 | 28.7 | 10 | 0.951 | 3078 | 83 | 5 | 50000 | 42503 |  |  | No |  | 3 | 3000 | 107 | 28 | 20 | 0.9 | 3000 | 80
PEH32GUC | LedZed International Inc | LedZed International | LZ-T8-14W12 TCC(3000K) | Linear Replacement Lamp | Four-Foot | Replacement Lamps (plug and play) (UL Type A) | Standard | TRUE | 2002.4 | 139.1 | 14.4 | 19.15 | 0.941 | 2929 | 81.4 | 5 | 50000 | 42503 |  |  | No |  | 3.1 | 2002.401 | 139.1 | 14.395 | 19.15 | 0.9749 | 3000 | 81.4
PMFQQEK7 | LedZed International Inc | LedZed International | LZ-T8-16W12 MCC(3000K) | Linear Replacement Lamp | Four-Foot | Replacement Lamps (plug and play) (UL Type A) | Standard | TRUE | 2212.59 | 133.58 | 16.56 | 16.82 | 0.928 | 2917 | 81.7 | 5 | 50000 | 42503 |  |  | No |  | 3.1 | 2212.159 | 133.58 | 16.56 | 17.09 | 0.9741 | 3000 | 81.7
PVD3UFAF | LedZed International Inc | LedZed International | LZ-T8-11.5W12 TCC(3000K) | Linear Replacement Lamp | Four-Foot | Replacement Lamps (plug and play) (UL Type A) | Standard | TRUE | 1616.3 | 139.7 | 11.57 | 18.33 | 0.924 | 2912 | 81.6 | 5 | 50000 | 42503 |  |  | No |  | 3.1 | 1616.296 | 139.697 | 11.57 | 18.33 | 0.9726 | 3000 | 81.6
P7N4PPWG | WING (SHANGHAI) INTERNATIONAL TRADE CO LTD | TOPSTAR | L46T5HE-830-15P-P2-EB | Linear Replacement Lamp | Four-Foot | Replacement Lamps (plug and play) (UL Type A) | Standard | TRUE | 2000 | 114.1 | 17.53 | 10.61 | 0.918 | 2961 | 83.2 | 5 | 50000 | 42503 |  |  | No |  | 3.1 | 1900 | 100 | 19 | 15 | 0.9 | 3000 | 80
PMTUFR4Y | LedZed International Inc | LedZed International | LZ-T8-20W12 TCC(3000K) | Linear Replacement Lamp | Four-Foot | Replacement Lamps (plug and play) (UL Type A) | Standard | TRUE | 2812.22 | 135.62 | 20.735 | 18.13 | 0.911 | 2981 | 81.1 | 5 | 50000 | 42503 |  |  | No |  | 3.1 | 2812.22 | 135.63 | 20.735 | 18.13 | 0.953 | 3000 | 81.1
PRUWTPCC | LedZed International Inc | LedZed International | LZ-T8-25W12 TCC(3000K) | Linear Replacement Lamp | Four-Foot | Replacement Lamps (plug and play) (UL Type A) | Standard | TRUE | 3616.07 | 137.18 | 26.36 | 16.25 | 0.907 | 2919 | 80.7 | 5 | 50000 | 42503 |  |  | No |  | 3.1 | 3616.065 | 137.18 | 26.36 | 16.25 | 0.9522 | 3000 | 80.7
PYXBYYX7 | LedZed International Inc | LedZed International | LZ-T8-11.5W12 TCC(5000K) | Linear Replacement Lamp | Four-Foot | Replacement Lamps (plug and play) (UL Type A) | Standard | FALSE | [9 empty] | 42503 |  |  | No |  | 3.1 | 1773.059 | 155.87 | 11.375 | 18.01 | 0.9742 | 5000 | 81.7
PT41W698 | LedZed International Inc | LedZed International | LZ-T8-14W12 TCC(5000K) | Linear Replacement Lamp | Four-Foot | Replacement Lamps (plug and play) (UL Type A) | Standard | FALSE | [9 empty] | 42503 |  |  | No |  | 3.1 | 2257.462 | 155.53 | 14.515 | 18.62 | 0.9742 | 5000 | 81.3
PJR19FUF | LedZed International Inc | LedZed International | LZ-T8-20W12 TCC(5000K) | Linear Replacement Lamp | Four-Foot | Replacement Lamps (plug and play) (UL Type A) | Standard | FALSE | [9 empty] | 42503 |  |  | No |  | 3.1 | 3117.434 | 148.56 | 20.985 | 17.63 | 0.9536 | 5000 | 81
P134DMVV | LedZed International Inc | LedZed International | LZ-T8-16W12 MCC(5000K) | Linear Replacement Lamp | Four-Foot | Replacement Lamps (plug and play) (UL Type A) | Standard | FALSE | [9 empty] | 42503 |  |  | No |  | 3.1 | 2456.891 | 145.94 | 16.835 | 16.54 | 0.9738 | 5000 | 80.9
PW4EKBT1 | LedZed International Inc | LedZed International | LZ-T8-25W12 TCC(5000K) | Linear Replacement Lamp | Four-Foot | Replacement Lamps (plug and play) (UL Type A) | Standard | FALSE | [9 empty] | 42503 |  |  | No |  | 3.1 | 3963.222 | 150.29 | 26.37 | 15.85 | 0.9519 | 5000 | 80.8
PNDKUMBJ | LedZed International Inc | LedZed International | LZ-T8-11.5W12 TCC(4500K) | Linear Replacement Lamp | Four-Foot | Replacement Lamps (plug and play) (UL Type A) | Standard | FALSE | [9 empty] | 42503 |  |  | No |  | 3.1 | 1671.929 | 146.02 | 11.45 | 18.16 | 0.9739 | 4500 | 82.6
P36PXEF8 | LedZed International Inc | LedZed International | LZ-T8-14W12 TCC(4500K) | Linear Replacement Lamp | Four-Foot | Replacement Lamps (plug and play) (UL Type A) | Standard | FALSE | [9 empty] | 42503 |  |  | No |  | 3.1 | 2136.116 | 146.51 | 14.58 | 18.86 | 0.9744 | 4500 | 82.4
P5FW1HB5 | LedZed International Inc | LedZed International | LZ-T8-16W12 MCC(4500K) | Linear Replacement Lamp | Four-Foot | Replacement Lamps (plug and play) (UL Type A) | Standard | FALSE | [9 empty] | 42503 |  |  | No |  | 3.1 | 2377.151 | 142.17 | 16.72 | 16.82 | 0.9738 | 4500 | 82.2
PK32JP2N | LedZed International Inc | LedZed International | LZ-T8-20W12 TCC(4500K) | Linear Replacement Lamp | Four-Foot | Replacement Lamps (plug and play) (UL Type A) | Standard | FALSE | [9 empty] | 42503 |  |  | No |  | 3.1 | 3029.103 | 143.22 | 21.15 | 17.86 | 0.9539 | 4500 | 82.1
PUVMMNA7 | LedZed International Inc | LedZed International | LZ-T8-25W12 TCC(4500K) | Linear Replacement Lamp | Four-Foot | Replacement Lamps (plug and play) (UL Type A) | Standard | FALSE | [9 empty] | 42503 |  |  | No |  | 3.1 | 3796.584 | 143.86 | 26.39 | 16.04 | 0.9524 | 4500 | 81.9
PSCEB966 | LedZed International Inc | LedZed International | LZ-T8-11.5W12 TCC(4000K) | Linear Replacement Lamp | Four-Foot | Replacement Lamps (plug and play) (UL Type A) | Standard | FALSE | [9 empty] | 42503 |  |  | No |  | 3.1 | 1671.929 | 146.02 | 11.45 | 18.16 | 0.9739 | 4000 | 82.6
P22AA4GU | LedZed International Inc | LedZed International | LZ-T8-14W12 TCC(4000K) | Linear Replacement Lamp | Four-Foot | Replacement Lamps (plug and play) (UL Type A) | Standard | FALSE | [9 empty] | 42503 |  |  | No |  | 3.1 | 2136.116 | 146.51 | 14.58 | 18.86 | 0.9744 | 4000 | 82.4
PKF32KAP | LedZed International Inc | LedZed International | LZ-T8-16W12 MCC(4000K) | Linear Replacement Lamp | Four-Foot | Replacement Lamps (plug and play) (UL Type A) | Standard | FALSE | [9 empty] | 42503 |  |  | No |  | 3.1 | 2377.151 | 142.17 | 16.72 | 16.82 | 0.9738 | 4000 | 82.2
P5R5HC7U | LedZed International Inc | LedZed International | LZ-T8-20W12 TCC(4000K) | Linear Replacement Lamp | Four-Foot | Replacement Lamps (plug and play) (UL Type A) | Standard | FALSE | [9 empty] | 42503 |  |  | No |  | 3.1 | 3029.103 | 143.22 | 21.15 | 17.86 | 0.9539 | 4000 | 82.1
PBETNFP1 | LedZed International Inc | LedZed International | LZ-T8-25W12 TCC(4000K) | Linear Replacement Lamp | Four-Foot | Replacement Lamps (plug and play) (UL Type A) | Standard | FALSE | [9 empty] | 42503 |  |  | No |  | 3.1 | 3796.584 | 143.86 | 26.39 | 16.04 | 0.9524 | 4000 | 81.9
PADH6PP9 | LedZed International Inc | LedZed International | LZ-T8-16W12 MCC(3500K) | Linear Replacement Lamp | Four-Foot | Replacement Lamps (plug and play) (UL Type A) | Standard | FALSE | [9 empty] | 42503 |  |  | No |  | 3.1 | 2212.159 | 133.58 | 16.56 | 17.09 | 0.9741 | 3500 | 81.7
PGY5MEKX | LedZed International Inc | LedZed International | LZ-T8-11.5W12 TCC(3500K) | Linear Replacement Lamp | Four-Foot | Replacement Lamps (plug and play) (UL Type A) | Standard | FALSE | [9 empty] | 42503 |  |  | No |  | 3.1 | 1616.296 | 139.697 | 11.57 | 18.33 | 0.9726 | 3500 | 81.6
PYX86E9P | LedZed International Inc | LedZed International | LZ-T8-14W12 TCC(3500K) | Linear Replacement Lamp | Four-Foot | Replacement Lamps (plug and play) (UL Type A) | Standard | FALSE | [9 empty] | 42503 |  |  | No |  | 3.1 | 2002.401 | 139.1 | 14.395 | 19.15 | 0.9749 | 3500 | 81.4
PS22NMTD | LedZed International Inc | LedZed International | LZ-T8-20W12 TCC(3500K) | Linear Replacement Lamp | Four-Foot | Replacement Lamps (plug and play) (UL Type A) | Standard | FALSE | [9 empty] | 42503 |  |  | No |  | 3.1 | 2812.22 | 135.63 | 20.735 | 18.13 | 0.953 | 3500 | 81.1
PS25SNH5 | LedZed International Inc | LedZed International | LZ-T8-25W12 TCC(3500K) | Linear Replacement Lamp | Four-Foot | Replacement Lamps (plug and play) (UL Type A) | Standard | FALSE | [9 empty] | 42503 |  |  | No |  | 3.1 | 3616.065 | 137.18 | 26.36 | 16.25 | 0.9522 | 3500 | 80.7
PXFQF23B | WING (SHANGHAI) INTERNATIONAL TRADE CO LTD | TOPSTAR | L46T5HE-850-15P-P2-EB | Linear Replacement Lamp | Four-Foot | Replacement Lamps (plug and play) (UL Type A) | Standard | FALSE | [9 empty] | 42503 | Not Dimmable | Not Dimmable | No |  | 3 | 2000 | 105 | 19 | 15 | 0.9 | 5000 | 80
PNPZV593 | WING (SHANGHAI) INTERNATIONAL TRADE CO LTD | TOPSTAR | L46T5HE-845-15P-P2-EB | Linear Replacement Lamp | Four-Foot | Replacement Lamps (plug and play) (UL Type A) | Standard | FALSE | [9 empty] | 42503 | Not Dimmable | Not Dimmable | No |  | 3 | 1950 | 103 | 19 | 15 | 0.9 | 4500 | 80
PB89WQJ1 | WING (SHANGHAI) INTERNATIONAL TRADE CO LTD | TOPSTAR | L46T5HE-840-15P-P2-EB | Linear Replacement Lamp | Four-Foot | Replacement Lamps (plug and play) (UL Type A) | Standard | FALSE | [9 empty] | 42503 | Not Dimmable | Not Dimmable | No |  | 3 | 1950 | 103 | 19 | 15 | 0.9 | 4000 | 80
PQ5RRYX7 | WING (SHANGHAI) INTERNATIONAL TRADE CO LTD | TOPSTAR | L46T5HE-835-15P-P2-EB | Linear Replacement Lamp | Four-Foot | Replacement Lamps (plug and play) (UL Type A) | Standard | FALSE | [9 empty] | 42503 | Not Dimmable | Not Dimmable | No |  | 3 | 1900 | 100 | 19 | 15 | 0.9 | 3500 | 80
PDZUG2S8 | EWM International LLC | Every Watt Matters | T5-46-28-DBN-FP16-850-G2-371 | Linear Replacement Lamp | Four-Foot | Replacement Lamps (plug and play) (UL Type A) | Standard | FALSE | [9 empty] | 42503 | Not Dimmable | Not Dimmable | No |  | 3 | 3200 | 115 | 28 | 20 | 0.9 | 5000 | 80
PEQ66D7S | EWM International LLC | Every Watt Matters | T5-46-28-DBN-FP16-840-G2-371 | Linear Replacement Lamp | Four-Foot | Replacement Lamps (plug and play) (UL Type A) | Standard | FALSE | [9 empty] | 42503 | Not Dimmable | Not Dimmable | No |  | 3 | 3050 | 109 | 28 | 20 | 0.9 | 4000 | 80
PAP27FFS | EWM International LLC | Every Watt Matters | T5-46-28-DBN-FP16-835-G2-371 | Linear Replacement Lamp | Four-Foot | Replacement Lamps (plug and play) (UL Type A) | Standard | FALSE | [9 empty] | 42503 | Not Dimmable | Not Dimmable | No |  | 3 | 3000 | 107 | 28 | 20 | 0.9 | 3500 | 80
PJ52KJ7K | Teslights LLC | ?TESLIGHTS | T54P22E150F503 | Linear Replacement Lamp | Four-Foot | 3-lamp External Driver Lamp-Style Retrofit Kits (UL Type C) | Standard | TRUE | 2812.716 | 129.32 | 21.75 | 22.65 | 0.8961 | 5032 | 84.3 | 5 | 50000 | 42502 |  |  | No |  | 3.1 | 3300 | 150 | 22 | 15 | 0.9 | 5000 | 80
PEMPY3S6 | Teslights LLC | ?TESLIGHTS | T54P20E150F403 | Linear Replacement Lamp | Four-Foot | 3-lamp External Driver Lamp-Style Retrofit Kits (UL Type C) | Standard | TRUE | 2376.151 | 120.86 | 19.66 | 22.65 | 0.8961 | 3793 | 82.4 | 5 | 50000 | 42502 |  |  | No |  | 3.1 | 3000 | 150 | 20 | 15 | 0.9 | 4000 | 80
PMRT19DH | Teslights LLC | ?TESLIGHTS | T54P22E150F501 | Linear Replacement Lamp | Four-Foot | 2-lamp External Driver Lamp-Style Retrofit Kits (UL Type C) | Standard | TRUE | 3093.316 | 145.36 | 21.28 | 21.61 | 0.8957 | 4952 | 83.9 | 5 | 50000 | 42502 |  |  | No | Model number is a one-lamp one-driver product | 3.1 | 3300 | 150 | 22 | 15 | 0.9 | 5000 | 80
PYZZ35GM | Teslights LLC | ?TESLIGHTS | T54P20E150F401 | Linear Replacement Lamp | Four-Foot | 2-lamp External Driver Lamp-Style Retrofit Kits (UL Type C) | Standard | TRUE | 2523.589 | 129.216 | 19.53 | 21.61 | 0.8957 | 3852 | 82.4 | 5 | 50000 | 42502 |  |  | No | Model number is a one-lamp one-driver product | 3.1 | 3000 | 150 | 20 | 15 | 0.9 | 4000 | 80
PJBFKWFR | Teslights LLC | Teslights | T54P22E150F502 | Linear Replacement Lamp | Four-Foot | 2-lamp External Driver Lamp-Style Retrofit Kits (UL Type C) | Standard | TRUE | 2977.894 | 137.929 | 21.59 | 23.01 | 0.8912 | 5056 | 84.4 | 5 | 50000 | 42502 |  |  | No |  | 3.1 | 3300 | 150 | 22 | 15 | 0.9 | 5000 | 80
P81V6R2S | Teslights LLC | Teslights | T54P20E150F402 | Linear Replacement Lamp | Four-Foot | 2-lamp External Driver Lamp-Style Retrofit Kits (UL Type C) | Standard | TRUE | 2506.1 | 123.43 | 20.3 | 23.01 | 0.8912 | 3876 | 82.1 | 5 | 50000 | 42502 |  |  | No |  | 3.1 | 3000 | 150 | 20 | 15 | 0.9 | 4000 | 80
PWHRC24P | Teslights LLC | ?TESLIGHTS | T54P22E150C501 | Linear Replacement Lamp | Four-Foot | 2-lamp External Driver Lamp-Style Retrofit Kits (UL Type C) | Standard | FALSE | [9 empty] | 42502 | Dimmable | Continuous Below 10 | No | Model number is a one-lamp one-driver product | 3.1 | 3300 | 150 | 22 | 15 | 0.9 | 5000 | 80
PHEZ6FWW | Teslights LLC | ?TESLIGHTS | T54P22E150C503 | Linear Replacement Lamp | Four-Foot | 3-lamp External Driver Lamp-Style Retrofit Kits (UL Type C) | Standard | FALSE | [9 empty] | 42502 | Dimmable | Continuous Below 10 | No |  | 3.1 | 3300 | 150 | 22 | 15 | 0.9 | 5000 | 80
P1PE54M8 | Teslights LLC | Teslights | T54P22E150C502 | Linear Replacement Lamp | Four-Foot | 2-lamp External Driver Lamp-Style Retrofit Kits (UL Type C) | Standard | FALSE | [9 empty] | 42502 | Dimmable | Continuous Below 10 | No |  | 3.1 | 3300 | 150 | 22 | 15 | 0.9 | 5000 | 80
PYUS8TXQ | Teslights LLC | ?TESLIGHTS | T54P20E150F501 | Linear Replacement Lamp | Four-Foot | 2-lamp External Driver Lamp-Style Retrofit Kits (UL Type C) | Standard | FALSE | [9 empty] | 42502 | Dimmable | Continuous Below 10 | No | Model number is a one-lamp one-driver product | 3.1 | 3000 | 150 | 20 | 15 | 0.9 | 5000 | 80
PUNYZXXV | Teslights LLC | ?TESLIGHTS | T54P20E150C503 | Linear Replacement Lamp | Four-Foot | 3-lamp External Driver Lamp-Style Retrofit Kits (UL Type C) | Standard | FALSE | [9 empty] | 42502 | Dimmable | Continuous Below 10 | No |  | 3.1 | 3000 | 150 | 20 | 15 | 0.9 | 5000 | 80
PK7W8455 | Teslights LLC | ?TESLIGHTS | T54P20E150C501 | Linear Replacement Lamp | Four-Foot | 2-lamp External Driver Lamp-Style Retrofit Kits (UL Type C) | Standard | FALSE | [9 empty] | 42502 | Dimmable | Continuous Below 10 | No | Model number is a one-lamp one-driver product | 3.1 | 3000 | 150 | 20 | 15 | 0.9 | 5000 | 80
PCR91Q6V | Teslights LLC | ?TESLIGHTS | T54P20E150F503 | Linear Replacement Lamp | Four-Foot | 3-lamp External Driver Lamp-Style Retrofit Kits (UL Type C) | Standard | FALSE | [9 empty] | 42502 | Dimmable | Continuous Below 10 | No |  | 3.1 | 3000 | 150 | 20 | 15 | 0.9 | 5000 | 80
PAB6FX6J | Teslights LLC | Teslights | T54P20E150C502 | Linear Replacement Lamp | Four-Foot | 2-lamp External Driver Lamp-Style Retrofit Kits (UL Type C) | Standard | FALSE | [9 empty] | 42502 | Dimmable | Continuous Below 10 | No |  | 3.1 | 3000 | 150 | 20 | 15 | 0.9 | 5000 | 80
P8CS1RBZ | Teslights LLC | Teslights | T54P20E150F502 | Linear Replacement Lamp | Four-Foot | 2-lamp External Driver Lamp-Style Retrofit Kits (UL Type C) | Standard | FALSE | [9 empty] | 42502 | Dimmable | Continuous Below 10 | No |  | 3.1 | 3000 | 150 | 20 | 15 | 0.9 | 5000 | 80
PWQ7JTTC | Teslights LLC | Teslights | T54P22E150F402 | Linear Replacement Lamp | Four-Foot | 2-lamp External Driver Lamp-Style Retrofit Kits (UL Type C) | Standard | FALSE | [9 empty] | 42502 | Dimmable | Continuous Below 10 | No |  | 3.1 | 3300 | 150 | 22 | 15 | 0.9 | 4000 | 80
PQPM67EE | Teslights LLC | ?TESLIGHTS | T54P22E150F403 | Linear Replacement Lamp | Four-Foot | 3-lamp External Driver Lamp-Style Retrofit Kits (UL Type C) | Standard | FALSE | [9 empty] | 42502 | Dimmable | Continuous Below 10 | No |  | 3.1 | 3300 | 150 | 22 | 15 | 0.9 | 4000 | 80
PNDCWR6H | Teslights LLC | ?TESLIGHTS | T54P22E150C403 | Linear Replacement Lamp | Four-Foot | 3-lamp External Driver Lamp-Style Retrofit Kits (UL Type C) | Standard | FALSE | [9 empty] | 42502 | Dimmable | Continuous Below 10 | No |  | 3.1 | 3300 | 150 | 22 | 15 | 0.9 | 4000 | 80
PGSWGQ9K | Teslights LLC | ?TESLIGHTS | T54P22E150C401 | Linear Replacement Lamp | Four-Foot | 2-lamp External Driver Lamp-Style Retrofit Kits (UL Type C) | Standard | FALSE | [9 empty] | 42502 | Dimmable | Continuous Below 10 | No | Model number is a one-lamp one-driver product | 3.1 | 3300 | 150 | 22 | 15 | 0.9 | 4000 | 80
PA3PYFEV | Teslights LLC | ?TESLIGHTS | T54P22E150F401 | Linear Replacement Lamp | Four-Foot | 2-lamp External Driver Lamp-Style Retrofit Kits (UL Type C) | Standard | FALSE | [9 empty] | 42502 | Dimmable | Continuous Below 10 | No | Model number is a one-lamp one-driver product | 3.1 | 3300 | 150 | 22 | 15 | 0.9 | 4000 | 80
P628VZBP | Teslights LLC | Teslights | T54P22E150C402 | Linear Replacement Lamp | Four-Foot | 2-lamp External Driver Lamp-Style Retrofit Kits (UL Type C) | Standard | FALSE | [9 empty] | 42502 | Dimmable | Continuous Below 10 | No |  | 3.1 | 3300 | 150 | 22 | 15 | 0.9 | 4000 | 80
PYT8GB8A | Teslights LLC | Teslights | T54P20E150C402 | Linear Replacement Lamp | Four-Foot | 2-lamp External Driver Lamp-Style Retrofit Kits (UL Type C) | Standard | FALSE | [9 empty] | 42502 | Dimmable | Continuous Below 10 | No |  | 3.1 | 3000 | 150 | 20 | 15 | 0.9 | 4000 | 80
PR36Q2VD | Teslights LLC | ?TESLIGHTS | T54P20E150C401 | Linear Replacement Lamp | Four-Foot | 2-lamp External Driver Lamp-Style Retrofit Kits (UL Type C) | Standard | FALSE | [9 empty] | 42502 | Dimmable | Continuous Below 10 | No | Model number is a one-lamp one-driver product | 3.1 | 3000 | 150 | 20 | 15 | 0.9 | 4000 | 80
PQU8VQMG | Teslights LLC | ?TESLIGHTS | T54P20E150C403 | Linear Replacement Lamp | Four-Foot | 3-lamp External Driver Lamp-Style Retrofit Kits (UL Type C) | Standard | FALSE | [9 empty] | 42502 | Dimmable | Continuous Below 10 | No |  | 3.1 | 3000 | 150 | 20 | 15 | 0.9 | 4000 | 80
PSVZVVUD | EarthTronics Inc. | EarthTronics | LT815830C | Linear Replacement Lamp | Four-Foot | Replacement Lamps (plug and play) (UL Type A) | Standard | TRUE | 2224 | 116.3 | 19.12 | 9.82 | 0.9808 | 3063 | 84.7 | 5 | 50000 | 42501 |  |  | No |  | 3 | 2200 | 122 | 18 | 9.82 | 0.9808 | 3000 | 82
PK4E8W4Q | EarthTronics Inc. | EarthTronics | LT815850C | Linear Replacement Lamp | Four-Foot | Replacement Lamps (plug and play) (UL Type A) | Standard | FALSE | 2239 | 116.9 | 19.15 | 9.77 | 0.9808 | 5053 | 86.2 |  |  | 42501 |  |  | No |  | 3 | 2239 | 116.9 | 19.15 | 9.77 | 0.9808 | 5053 | 86.2
PFMNGJR4 | EarthTronics Inc. | EarthTronics | LT815830 | Linear Replacement Lamp | Four-Foot | Replacement Lamps (plug and play) (UL Type A) | Standard | TRUE | 2258 | 118.3 | 19.08 | 9.74 | 0.9807 | 3063 | 84.6 | 5 | 50000 | 42501 |  |  | No |  | 3 | 2200 | 122 | 18 | 20 | 0.9 | 3000 | 82
PPBE6GEK | Sarin Energy Inc | SES (Sarin Energy Solutions) | SES-4T8-3000-18 {Qualified only with fixed end caps} | Linear Replacement Lamp | Four-Foot | Internal Driver Lamp-Style Retrofit Kits (UL Type B) | Standard | TRUE | 2216.718 | 120.343 | 18.42 | 17.3 | 0.909 | 3046 | 82.9 | 5 | 50000 | 42501 |  |  | NotYetVerified | Updated on 03/29/2017 | 4.1 | 2216.7 | 120.3 | 18.4 | 17.3 | 0.91 | 3046 | 82.9
P2VX9ZYX | EarthTronics Inc. | EarthTronics | LT525830 | Linear Replacement Lamp | Four-Foot | Replacement Lamps (plug and play) (UL Type A) | Standard | TRUE | 2922 | 107.4 | 27.2 | 10.2 | 0.947 | 3083 | 85 | 5 | 50000 | 42501 |  |  | No |  | 3.1 | 3000 | 107 | 28 | 20 | 0.9 | 3000 | 82
P5VYT3VB | EarthTronics Inc. | EarthTronics | LT816830BP | Linear Replacement Lamp | Four-Foot | Internal Driver Lamp-Style Retrofit Kits (UL Type B) | Standard | TRUE | 2250 | 128.5 | 17.51 | 20.01 | 0.9129 | 3066 | 84.5 | 5 | 50000 | 42501 |  |  | No |  | 3 | 2200 | 130 | 16.5 | 20.01 | 0.9129 | 3000 | 83
PXB1QU1G | EarthTronics Inc. | EarthTronics | LT816850BP | Linear Replacement Lamp | Four-Foot | Internal Driver Lamp-Style Retrofit Kits (UL Type B) | Standard | TRUE | 2213 | 134.8 | 16.41 | 20.17 | 0.9087 | 5152 | 85.3 | 5 | 50000 | 42501 |  |  | No |  | 3 | 2200 | 130 | 16.5 | 20.17 | 0.9087 | 5000 | 83
PN4TMV43 | SHENZHEN ZENITH TECHNOLOGY CO.LTD | Zenith | ZS-T8D1218R02 (3000K) | Linear Replacement Lamp | Four-Foot | Replacement Lamps (plug and play) (UL Type A) | Standard | TRUE | 2222 | 121.82 | 18.24 | 14.05 | 0.9026 | 3011 | 82.6 | 5 | 50000 | 42501 |  |  | No |  | 3.1 | 2222 | 121.81 | 18.24 | 14.05 | 0.903 | 3000 | 82.6
PYJZK41M | SHENZHEN ZENITH TECHNOLOGY CO.LTD | Zenith | ZS-T8F1218R02 (3000K) | Linear Replacement Lamp | Four-Foot | Replacement Lamps (plug and play) (UL Type A) | Standard | TRUE | 2160 | 118.11 | 18.29 | 15.72 | 0.9021 | 3021 | 83.1 | 5 | 50000 | 42501 |  |  | No |  | 3.1 | 2188 | 118.46 | 18.47 | 15.72 | 0.902 | 3000 | 83.1
P1DAXSFP | SHENZHEN ZENITH TECHNOLOGY CO.LTD | Zenith | ZS-T8F1222T02 (3000K) | Linear Replacement Lamp | Four-Foot | Replacement Lamps (plug and play) (UL Type A) | Standard | TRUE | 3234 | 132.49 | 24.41 | 14.77 | 0.9014 | 3022 | 82.8 | 5 | 50000 | 42501 |  |  | No |  | 3.1 | 3243 | 132.49 | 24.41 | 14.77 | 0.901 | 3000 | 82.8
PB7JH8QV | ARK Intelligent Technology Co. Ltd | ARK SAPRT | ARK/UD/18K(3000K) | Linear Replacement Lamp | Four-Foot | Replacement Lamps (plug and play) (UL Type A) | Standard | TRUE | 2236 | 117.13 | 19.09 | 14.96 | 0.9014 | 2959 | 81.1 | 5 | 50000 | 42501 |  |  | No |  | 3.1 | 2236 | 117.13 | 19.09 | 14.96 | 0.9014 | 3000 | 81.1
PFCTRSSR | Sarin Energy Inc. | SES (Sarin Energy Solutions) | SES-4T8-6500-18 {Qualified only with fixed end caps} | Linear Replacement Lamp | Four-Foot | Internal Driver Lamp-Style Retrofit Kits (UL Type B) | Standard | FALSE | [9 empty] | 42501 |  |  | NotYetVerified |  | 3 | 2000 | 100 | 18 |  | 0.95 | 5000 | 80
PS5DSX8G | Sarin Energy Inc | SES (Sarin Energy Solutions) | SES-4T8-5000-18 {Qualified only with fixed end caps} | Linear Replacement Lamp | Four-Foot | Internal Driver Lamp-Style Retrofit Kits (UL Type B) | Standard | FALSE | [9 empty] | 42501 |  |  | NotYetVerified | Updated on 03/29/2017 | 4.1 | 2382.1 | 128.2 | 18.5 | 18.5 | 0.92 | 4858 | 83.1
PV2VFBAJ | Sarin Energy Inc | SES (Sarin Energy Solutions) | SES-4T8-4000-18 {Qualified only with fixed end caps} | Linear Replacement Lamp | Four-Foot | Internal Driver Lamp-Style Retrofit Kits (UL Type B) | Standard | FALSE | [9 empty] | 42501 |  |  | NotYetVerified | Updated on 03/29/2017 | 4.1 | 2216.7 | 120.3 | 18.4 | 17.3 | 0.91 | 4000 | 82.9
PVD5M11Y | SHENZHEN ZENITH TECHNOLOGY CO.LTD | Zenith | ZS-T8F1218R02 (5000K) | Linear Replacement Lamp | Four-Foot | Replacement Lamps (plug and play) (UL Type A) | Standard | FALSE | [9 empty] | 42501 |  |  | No |  | 3.1 | 2245 | 122.08 | 18.39 | 15.62 | 0.902 | 5000 | 83.1
PDVQKB35 | SHENZHEN ZENITH TECHNOLOGY CO.LTD | Zenith | ZS-T8F1222T02 (5000K) | Linear Replacement Lamp | Four-Foot | Replacement Lamps (plug and play) (UL Type A) | Standard | FALSE | [9 empty] | 42501 |  |  | No |  | 3.1 | 3444 | 138.42 | 24.88 | 14.82 | 0.901 | 5000 | 83
PHK3S1EW | SHENZHEN ZENITH TECHNOLOGY CO.LTD | Zenith | ZS-T8D1218R02 (5000K) | Linear Replacement Lamp | Four-Foot | Replacement Lamps (plug and play) (UL Type A) | Standard | FALSE | [9 empty] | 42501 |  |  | No |  | 3.1 | 2281 | 125.33 | 18.2 | 14.56 | 0.902 | 5000 | 82.3
P56MJF7D | SHENZHEN ZENITH TECHNOLOGY CO.LTD | Zenith | ZS-T8F1218R02 (4500K) | Linear Replacement Lamp | Four-Foot | Replacement Lamps (plug and play) (UL Type A) | Standard | FALSE | [9 empty] | 42501 |  |  | No |  | 3.1 | 2231 | 121.04 | 18.43 | 15.72 | 0.902 | 4500 | 83.1
PQHEMG9S | SHENZHEN ZENITH TECHNOLOGY CO.LTD | Zenith | ZS-T8F1222T02 (4500K) | Linear Replacement Lamp | Four-Foot | Replacement Lamps (plug and play) (UL Type A) | Standard | FALSE | [9 empty] | 42501 |  |  | No |  | 3.1 | 3394 | 137.71 | 24.65 | 14.77 | 0.901 | 4500 | 82.8
PPPBY3HA | SHENZHEN ZENITH TECHNOLOGY CO.LTD | Zenith | ZS-T8D1218R02 (4500K) | Linear Replacement Lamp | Four-Foot | Replacement Lamps (plug and play) (UL Type A) | Standard | FALSE | [9 empty] | 42501 |  |  | No |  | 3.1 | 2266 | 124.38 | 18.22 | 14.05 | 0.903 | 4500 | 82.6
P8B1KGWK | SHENZHEN ZENITH TECHNOLOGY CO.LTD | Zenith | ZS-T8F1218R02 (4000K) | Linear Replacement Lamp | Four-Foot | Replacement Lamps (plug and play) (UL Type A) | Standard | FALSE | [9 empty] | 42501 |  |  | No |  | 3.1 | 2217 | 120.27 | 18.43 | 15.72 | 0.902 | 4000 | 83.1
PMXU4FMF | SHENZHEN ZENITH TECHNOLOGY CO.LTD | Zenith | ZS-T8F1222T02 (4000K) | Linear Replacement Lamp | Four-Foot | Replacement Lamps (plug and play) (UL Type A) | Standard | FALSE | [9 empty] | 42501 |  |  | No |  | 3.1 | 3344 | 135.67 | 24.65 | 14.77 | 0.901 | 4000 | 82.8
PUZA5FU3 | SHENZHEN ZENITH TECHNOLOGY CO.LTD | Zenith | ZS-T8D1218R02 (4000K) | Linear Replacement Lamp | Four-Foot | Replacement Lamps (plug and play) (UL Type A) | Standard | FALSE | [9 empty] | 42501 |  |  | No |  | 3.1 | 2252 | 123.57 | 18.22 | 14.05 | 0.903 | 4000 | 82.6
PWMEDHS4 | SHENZHEN ZENITH TECHNOLOGY CO.LTD | Zenith | ZS-T8F1218R02 (3500K) | Linear Replacement Lamp | Four-Foot | Replacement Lamps (plug and play) (UL Type A) | Standard | FALSE | [9 empty] | 42501 |  |  | No |  | 3.1 | 2202 | 119.49 | 18.43 | 15.72 | 0.902 | 3500 | 83.1
PGFTENUW | SHENZHEN ZENITH TECHNOLOGY CO.LTD | Zenith | ZS-T8F1222T02 (3500K) | Linear Replacement Lamp | Four-Foot | Replacement Lamps (plug and play) (UL Type A) | Standard | FALSE | [9 empty] | 42501 |  |  | No |  | 3.1 | 3293 | 133.63 | 24.65 | 14.77 | 0.901 | 3500 | 82.8
P69G9TYE | SHENZHEN ZENITH TECHNOLOGY CO.LTD | Zenith | ZS-T8D1218R02 (3500K) | Linear Replacement Lamp | Four-Foot | Replacement Lamps (plug and play) (UL Type A) | Standard | FALSE | [9 empty] | 42501 |  |  | No |  | 3.1 | 2237 | 122.76 | 18.22 | 14.05 | 0.903 | 3500 | 82.6
PPGDEATG | ARK Intelligent Technology Co. Ltd | ARK SAPRT | ARK/UD/18K(5000K) | Linear Replacement Lamp | Four-Foot | Replacement Lamps (plug and play) (UL Type A) | Standard | FALSE | [9 empty] | 42501 | Not Dimmable | Not Dimmable | No |  | 3.1 | 2332 | 122.03 | 19.11 | 14.14 | 0.902 | 5000 | 83.4
PF7SXZU3 | ARK Intelligent Technology Co. Ltd | ARK SAPRT | ARK/UD/18K(4500K) | Linear Replacement Lamp | Four-Foot | Replacement Lamps (plug and play) (UL Type A) | Standard | FALSE | [9 empty] | 42501 | Not Dimmable | Not Dimmable | No |  | 3.1 | 2308 | 120.84 | 19.1 | 14.96 | 0.9014 | 4500 | 81.1
PJQ25BS6 | ARK Intelligent Technology Co. Ltd | ARK SAPRT | ARK/UD/18K(4000K) | Linear Replacement Lamp | Four-Foot | Replacement Lamps (plug and play) (UL Type A) | Standard | FALSE | [9 empty] | 42501 | Not Dimmable | Not Dimmable | No |  | 3.1 | 2284 | 119.58 | 19.1 | 14.96 | 0.9014 | 4000 | 81.1
PUFUKEBN | ARK Intelligent Technology Co. Ltd | ARK SAPRT | ARK/UD/18K(3500K) | Linear Replacement Lamp | Four-Foot | Replacement Lamps (plug and play) (UL Type A) | Standard | FALSE | [9 empty] | 42501 | Not Dimmable | Not Dimmable | No |  | 3.1 | 2260 | 118.32 | 19.1 | 14.96 | 0.9014 | 3500 | 81.1
PMRF7R4H | EarthTronics Inc. | EarthTronics | LT525850 | Linear Replacement Lamp | Four-Foot | Replacement Lamps (plug and play) (UL Type A) | Standard | FALSE | [9 empty] | 42501 | Not Dimmable | Not Dimmable | No |  | 3.1 | 3200 | 114 | 28 | 20 | 0.9 | 5000 | 82
P1S2U2XJ | EarthTronics Inc. | EarthTronics | LT815850 | Linear Replacement Lamp | Four-Foot | Replacement Lamps (plug and play) (UL Type A) | Standard | FALSE | [9 empty] | 42501 | Not Dimmable | Not Dimmable | No |  | 3 | 2200 | 122 | 18 | 20 | 0.9 | 5000 | 82
P4SZ3ZNV | EarthTronics Inc. | EarthTronics | LT816840BP | Linear Replacement Lamp | Four-Foot | Internal Driver Lamp-Style Retrofit Kits (UL Type B) | Standard | FALSE | [9 empty] | 42501 | Not Dimmable | Not Dimmable | No |  | 3 | 2200 | 130 | 16.5 | 20 | 0.9 | 4000 | 83
PHT95NMS | EarthTronics Inc. | EarthTronics | LT525840 | Linear Replacement Lamp | Four-Foot | Replacement Lamps (plug and play) (UL Type A) | Standard | FALSE | [9 empty] | 42501 | Not Dimmable | Not Dimmable | No |  | 3.1 | 3200 | 114 | 28 | 20 | 0.9 | 4000 | 82
PE413NCU | EarthTronics Inc. | EarthTronics | LT815840C | Linear Replacement Lamp | Four-Foot | Replacement Lamps (plug and play) (UL Type A) | Standard | FALSE | [9 empty] | 42501 | Not Dimmable | Not Dimmable | No |  | 3 | 2200 | 122 | 18 | 20 | 0.9 | 4000 | 82
P1R5Z4CW | EarthTronics Inc. | EarthTronics | LT815840 | Linear Replacement Lamp | Four-Foot | Replacement Lamps (plug and play) (UL Type A) | Standard | FALSE | [9 empty] | 42501 | Not Dimmable | Not Dimmable | No |  | 3 | 2200 | 122 | 18 | 20 | 0.9 | 4000 | 82
PFWG3T1H | EarthTronics Inc. | EarthTronics | LT816835BP | Linear Replacement Lamp | Four-Foot | Internal Driver Lamp-Style Retrofit Kits (UL Type B) | Standard | FALSE | [9 empty] | 42501 | Not Dimmable | Not Dimmable | No |  | 3 | 2200 | 130 | 16.5 | 20 | 0.9 | 3500 | 83
PBZSH4G9 | EarthTronics Inc. | EarthTronics | LT525835 | Linear Replacement Lamp | Four-Foot | Replacement Lamps (plug and play) (UL Type A) | Standard | FALSE | [9 empty] | 42501 | Not Dimmable | Not Dimmable | No |  | 3.1 | 3000 | 107 | 28 | 20 | 0.9 | 3500 | 82
PU1M3PB4 | EarthTronics Inc. | EarthTronics | LT815835 | Linear Replacement Lamp | Four-Foot | Replacement Lamps (plug and play) (UL Type A) | Standard | FALSE | [9 empty] | 42501 | Not Dimmable | Not Dimmable | No |  | 3 | 2200 | 122 | 18 | 20 | 0.9 | 3500 | 82
PTXN9BPH | EarthTronics Inc. | EarthTronics | LT815835C | Linear Replacement Lamp | Four-Foot | Replacement Lamps (plug and play) (UL Type A) | Standard | FALSE | [9 empty] | 42501 | Not Dimmable | Not Dimmable | No |  | 3 | 2200 | 122 | 18 | 20 | 0.9 | 3500 | 82
P2AP8GWH | Eiko Global LLC | EIKO | LED18T8F/48/830-GZDR | Linear Replacement Lamp | Four-Foot | Replacement Lamps (plug and play) (UL Type A) | Standard | TRUE | 1849 | 115.2 | 16.05 | 11.53 | 0.9752 | 3066 | 84.6 | 5 | 50000 | 42500 |  |  | No |  | 3 | 1800 | 116 | 15.5 | 20 | 0.9 | 3000 | 83
PTMZ1FSY | Hyperikon Inc. | Hyperikon | HyperBC-4F-30 | Linear Replacement Lamp | Four-Foot | Replacement Lamps (plug and play) (UL Type A) | Standard | TRUE | 1944 | 114.15 | 17.03 | 8.69 | 0.9687 | 2999 | 82.6 | 5 | 50000 | 42500 |  |  | No |  | 3.1 | 1944 | 114.15 | 17.03 | 8.69 | 0.9687 | 3000 | 82.6
PXJXN6FG | Hyperikon Inc. | Hyperikon | HyperBC-4C-30 | Linear Replacement Lamp | Four-Foot | Replacement Lamps (plug and play) (UL Type A) | Standard | TRUE | 2110 | 123.61 | 17.07 | 8.96 | 0.9673 | 3002 | 82.1 | 5 | 50000 | 42500 |  |  | No |  | 3.1 | 2110 | 123.61 | 17.07 | 8.96 | 0.9673 | 3000 | 82.1
P71B6KMH | Verimex Universal Corp. | Verimex | VX-T8-15W1200 BIXX BALLAST COMPATIBLE LED TUBE(2700K FROSTED) | Linear Replacement Lamp | Four-Foot | Dual Mode Internal Driver (UL Type A and Type B) | Standard | TRUE | 1929 | 109 | 17.7 | 17.9 | 0.9557 | 2655 | 81.6 | 5 | 50000 | 42500 |  |  | NotYetVerified | Lastx represents either s for single-end power input or T for double-end inputs | 3 | 2040 | 120 | 17.7 | 20 | 0.9 | 2700 | 83
PFHJ249V | Luminance | Lumin | L7559-1-30k | Linear Replacement Lamp | Four-Foot | Replacement Lamps (plug and play) (UL Type A) | Standard | TRUE | 2922 | 107.4 | 27.2 | 10.2 | 0.947 | 3083 | 85 | 5 | 50000 | 42500 |  |  | No |  | 3.1 | 3000 | 107 | 28 | 20 | 0.9 | 3000 | 82
P7FYH9FC | ASG ENERGY LLC | ASG ENERGY | ASG-T8-18W-4F-FR-4000K | Linear Replacement Lamp | Four-Foot | Internal Driver Lamp-Style Retrofit Kits (UL Type B) | Standard | TRUE | 1807 | 102.51 | 17.63 | 17.99 | 0.9375 | 4080 | 83.7 | 5 | 50000 | 42500 |  |  | NotYetVerified |  | 3 | 1807 | 100.4 | 18 |  | 0.9 | 4000 | 80
PWPJ16TG | ASG ENERGY LLC | ASG ENERGY | ASG-VERSA-H-T8-14W-4F-FR-4000K | Linear Replacement Lamp | Four-Foot | Internal Driver Lamp-Style Retrofit Kits (UL Type B) | Standard | TRUE | 1660 | 116.46 | 14.25 | 18.3 | 0.9315 | 4021 | 84.5 | 5 | 50000 | 42500 |  |  | NotYetVerified | Internal Driver | 3 | 1660 | 116.46 | 14.25 | 18.3 | 0.9315 | 4000 | 84.5
PCK5PPBS | ARK Intelligent Technology Co. Ltd | ARK SMART | ARK/UB/14K(3000K) | Linear Replacement Lamp | Four-Foot | Dual Mode Internal Driver (UL Type A and Type B) | Standard | TRUE | 1795 | 123.54 | 14.53 | 9.44 | 0.9085 | 2942 | 81.3 | 5 | 50000 | 42500 |  |  | No |  | 3.1 | 1795 | 123.54 | 14.53 | 9.44 | 0.909 | 3000 | 81.3
PVNR6C65 | Eiko Global LLC | EIKO | LED15WT8F/48/830K-G7D | Linear Replacement Lamp | Four-Foot | Internal Driver Lamp-Style Retrofit Kits (UL Type B) | Standard | TRUE | 1934 | 128.1 | 15.1 | 16.58 | 0.906 | 3065 | 84.6 | 5 | 50000 | 42500 |  |  | No |  | 3 | 1800 | 120 | 15 | 20 | 0.9 | 3000 | 83
PXZ8KVFH | Verimex Universal Corp. | Verimex | VX-T8-15W1200 BIXX BALLAST COMPATIBLE LED TUBE(4000K FROSTED) | Linear Replacement Lamp | Four-Foot | Dual Mode Internal Driver (UL Type A and Type B) | Standard | FALSE | [9 empty] | 42500 |  |  | NotYetVerified | Lastx represents either s for single-end power input or T for double-end inputs | 3 | 2040 | 120 | 17.7 | 20 | 0.9 | 4000 | 83
P9UQRB1H | Luminance | Lumin | L7559-1-50k | Linear Replacement Lamp | Four-Foot | Replacement Lamps (plug and play) (UL Type A) | Standard | FALSE | [9 empty] | 42500 |  |  | No |  | 3.1 | 3200 | 114 | 28 | 20 | 0.9 | 5000 | 82
PZ94SR4R | Luminance | Lumin | L7559-1-45k | Linear Replacement Lamp | Four-Foot | Replacement Lamps (plug and play) (UL Type A) | Standard | FALSE | [9 empty] | 42500 |  |  | No |  | 3.1 | 3200 | 114 | 28 | 20 | 0.9 | 4500 | 82
PC8G48FT | Luminance | Lumin | L7559-1 | Linear Replacement Lamp | Four-Foot | Replacement Lamps (plug and play) (UL Type A) | Standard | FALSE | [9 empty] | 42500 |  |  | No |  | 3.1 | 3200 | 114 | 28 | 20 | 0.9 | 4000 | 82
PDZ43YS2 | Luminance | Lumin | L7559-1-35k | Linear Replacement Lamp | Four-Foot | Replacement Lamps (plug and play) (UL Type A) | Standard | FALSE | [9 empty] | 42500 |  |  | No |  | 3.1 | 3000 | 107 | 28 | 20 | 0.9 | 3500 | 82
PDMC61BX | Light Efficient Design | LIGHT EFFICIENT DESIGN | LED-6115-UL-4-50K-BFR [Qualified with fixed end caps only] | Linear Replacement Lamp | Four-Foot | Internal Driver Lamp-Style Retrofit Kits (UL Type B) | Standard | FALSE | [9 empty] | 42500 |  |  | NotYetVerified |  | 3 | 1800 | 100 | 18 |  | 0.95 | 5000 | 80
PSZ67H8A | Light Efficient Design | LIGHT EFFICIENT DESIGN | LED-6204-UL-4-50K-BFR [Qualified with fixed end caps only] | Linear Replacement Lamp | Four-Foot | Dual Mode Internal Driver (UL Type A and Type B) | Standard | FALSE | [9 empty] | 42500 |  |  | NotYetVerified |  | 3 | 1923 | 110.96 | 17.33 |  |  | 5000
PAJ7MYAE | Hyperikon Inc. | Hyperikon | HyperBC-4F-50 | Linear Replacement Lamp | Four-Foot | Replacement Lamps (plug and play) (UL Type A) | Standard | FALSE | [9 empty] | 42500 |  |  | No |  | 3.1 | 2062 | 120.44 | 17.12 | 8.93 | 0.9504 | 5000 | 82.9
PMWS657S | Hyperikon Inc. | Hyperikon | HyperBC-4C-50 | Linear Replacement Lamp | Four-Foot | Replacement Lamps (plug and play) (UL Type A) | Standard | FALSE | [9 empty] | 42500 |  |  | No |  | 3.1 | 2247 | 130.64 | 17.2 | 8.62 | 0.9651 | 5000 | 82.4
P5VB1AM4 | Hyperikon Inc. | Hyperikon | HyperBC-4F-45 | Linear Replacement Lamp | Four-Foot | Replacement Lamps (plug and play) (UL Type A) | Standard | FALSE | [9 empty] | 42500 |  |  | No |  | 3.1 | 1944 | 114.15 | 17.03 | 8.69 | 0.9687 | 4500 | 82.6
PCR4UQ4J | Hyperikon Inc. | Hyperikon | HyperBC-4C-45 | Linear Replacement Lamp | Four-Foot | Replacement Lamps (plug and play) (UL Type A) | Standard | FALSE | [9 empty] | 42500 |  |  | No |  | 3.1 | 2110 | 123.61 | 17.07 | 8.96 | 0.9673 | 4500 | 82.1
PPJSGUFB | Hyperikon Inc. | Hyperikon | HyperBC-4F-40 | Linear Replacement Lamp | Four-Foot | Replacement Lamps (plug and play) (UL Type A) | Standard | FALSE | [9 empty] | 42500 |  |  | No |  | 3.1 | 1944 | 114.15 | 17.03 | 8.69 | 0.9687 | 4000 | 82.6
PZMH1BB9 | Hyperikon Inc. | Hyperikon | HyperBC-4C-40 | Linear Replacement Lamp | Four-Foot | Replacement Lamps (plug and play) (UL Type A) | Standard | FALSE | [9 empty] | 42500 |  |  | No |  | 3.1 | 2110 | 123.61 | 17.07 | 8.96 | 0.9673 | 4000 | 82.1
P1NHPU2G | Hyperikon Inc. | Hyperikon | HyperBC-4F-35 | Linear Replacement Lamp | Four-Foot | Replacement Lamps (plug and play) (UL Type A) | Standard | FALSE | [9 empty] | 42500 |  |  | No |  | 3.1 | 1944 | 114.15 | 17.03 | 8.69 | 0.9687 | 3500 | 82.6
PGUN3UGS | Hyperikon Inc. | Hyperikon | HyperBC-4C-35 | Linear Replacement Lamp | Four-Foot | Replacement Lamps (plug and play) (UL Type A) | Standard | FALSE | [9 empty] | 42500 |  |  | No |  | 3.1 | 2110 | 123.61 | 17.07 | 8.96 | 0.9673 | 3500 | 82.1
PZ6JW2DZ | Eiko Global LLC | EIKO | LED18T8F/48/850-GZDR | Linear Replacement Lamp | Four-Foot | Replacement Lamps (plug and play) (UL Type A) | Standard | FALSE | [9 empty] | 42500 |  |  | No |  | 3 | 1800 | 116 | 15.5 | 20 | 0.9 | 5000 | 83
P5DYPYSH | Eiko Global LLC | EIKO | LED15WT8F/48/850K-G7D | Linear Replacement Lamp | Four-Foot | Internal Driver Lamp-Style Retrofit Kits (UL Type B) | Standard | FALSE | [9 empty] | 42500 |  |  | No |  | 3 | 1800 | 120 | 15 | 20 | 0.9 | 5000 | 83
PKXAKE4R | Eiko Global LLC | EIKO | LED18T8F/48/840-GZDR | Linear Replacement Lamp | Four-Foot | Replacement Lamps (plug and play) (UL Type A) | Standard | FALSE | [9 empty] | 42500 |  |  | No |  | 3 | 1800 | 116 | 15.5 | 20 | 0.9 | 4000 | 83
P2J5PJD6 | Eiko Global LLC | EIKO | LED15WT8F/48/840K-G7D | Linear Replacement Lamp | Four-Foot | Internal Driver Lamp-Style Retrofit Kits (UL Type B) | Standard | FALSE | [9 empty] | 42500 |  |  | No |  | 3 | 1800 | 120 | 15 | 20 | 0.9 | 4000 | 83
PW9NT1B2 | Eiko Global LLC | EIKO | LED18T8F/48/835-GZDR | Linear Replacement Lamp | Four-Foot | Replacement Lamps (plug and play) (UL Type A) | Standard | FALSE | [9 empty] | 42500 |  |  | No |  | 3 | 1800 | 116 | 15.5 | 20 | 0.9 | 3500 | 83
P2NXUNT1 | Eiko Global LLC | EIKO | LED15WT8F/48/835K-G7D | Linear Replacement Lamp | Four-Foot | Internal Driver Lamp-Style Retrofit Kits (UL Type B) | Standard | FALSE | [9 empty] | 42500 |  |  | No |  | 3 | 1800 | 120 | 15 | 20 | 0.9 | 3500 | 83
P6GJZTKB | ASG ENERGY LLC | ASG ENERGY | ASG-VERSA-H-T8-14W-4F-FR-5000K | Linear Replacement Lamp | Four-Foot | Internal Driver Lamp-Style Retrofit Kits (UL Type B) | Standard | FALSE | [9 empty] | 42500 | Not Dimmable | Not Dimmable | NotYetVerified |  | 3 | 1693 | 119.53 | 14.16 | 17.53 | 0.9136 | 5000 | 83.9
PVFX2AU3 | ASG ENERGY LLC | ASG ENERGY | ASG-T8-18W-4F-FR-5000K | Linear Replacement Lamp | Four-Foot | Internal Driver Lamp-Style Retrofit Kits (UL Type B) | Standard | FALSE | [9 empty] | 42500 | Not Dimmable | Not Dimmable | NotYetVerified | Internal Driver | 3 | 1906 | 105.9 | 18 |  | 0.9 | 5000 | 80
PYXDGX4D | ASG ENERGY LLC | ASG ENERGY | ASG-VERSA-H-T8-14W-4F-FR-4500K | Linear Replacement Lamp | Four-Foot | Internal Driver Lamp-Style Retrofit Kits (UL Type B) | Standard | FALSE | [9 empty] | 42500 | Not Dimmable | Not Dimmable | NotYetVerified |  | 3 | 1660 | 116.46 | 14.25 | 18.3 | 0.9315 | 4500 | 84.5
PYDEV5CX | ASG ENERGY LLC | ASG ENERGY | ASG-T8-18W-4F-FR-4500K | Linear Replacement Lamp | Four-Foot | Internal Driver Lamp-Style Retrofit Kits (UL Type B) | Standard | FALSE | [9 empty] | 42500 | Not Dimmable | Not Dimmable | NotYetVerified | Internal Driver | 3 | 1807 | 100.4 | 18 |  | 0.9 | 4500 | 80
P1S3BZ5C | ARK Intelligent Technology Co. Ltd | ARK SMART | ARK/UB/14K(5000K) | Linear Replacement Lamp | Four-Foot | Dual Mode Internal Driver (UL Type A and Type B) | Standard | FALSE | [9 empty] | 42500 | Not Dimmable | Not Dimmable | No |  | 3.1 | 1831 | 126.54 | 14.47 | 9.58 | 0.907 | 5000 | 83.8
PPKSWCJR | ARK Intelligent Technology Co. Ltd | ARK SMART | ARK/UB/14K(4500K) | Linear Replacement Lamp | Four-Foot | Dual Mode Internal Driver (UL Type A and Type B) | Standard | FALSE | [9 empty] | 42500 | Not Dimmable | Not Dimmable | No |  | 3.1 | 1822 | 125.66 | 14.5 | 9.44 | 0.909 | 4500 | 81.3
PX4SG19X | ARK Intelligent Technology Co. Ltd | ARK SMART | ARK/UB/14K(4000K) | Linear Replacement Lamp | Four-Foot | Dual Mode Internal Driver (UL Type A and Type B) | Standard | FALSE | [9 empty] | 42500 | Not Dimmable | Not Dimmable | No |  | 3.1 | 1813 | 125.03 | 14.5 | 9.44 | 0.909 | 4000 | 81.3
PQFPBWVH | ARK Intelligent Technology Co. Ltd | ARK SMART | ARK/UB/14K(3500K) | Linear Replacement Lamp | Four-Foot | Dual Mode Internal Driver (UL Type A and Type B) | Standard | FALSE | [9 empty] | 42500 | Not Dimmable | Not Dimmable | No |  | 3.1 | 1804 | 124.41 | 14.5 | 9.44 | 0.909 | 3500 | 81.3
PFW1EH3U | GE Lighting Solutions | GE Lighting | LED12ET8/4/830 | Linear Replacement Lamp | Four-Foot | Replacement Lamps (plug and play) (UL Type A) | Standard | TRUE | 1797.9 | 119.4 | 15.15 | 11.23 | 0.961 | 3017 | 83.4 | 5 | 50000 | 42499 |  |  | No | Internal Driver; operates off fluorescent ballast; Updated on 3/2/2017 | 4.1 | 1750 | 116.7 | 15 | 20 | 0.9 | 3000 | 80
P54QKRGJ | GE Lighting Solutions | GE Lighting | LED12ET8/G/4/830 | Linear Replacement Lamp | Four-Foot | Replacement Lamps (plug and play) (UL Type A) | Standard | TRUE | 1809.4 | 119.82 | 15.1 | 11.15 | 0.961 | 3143 | 82.1 | 5 | 50000 | 42499 |  |  | No | Updated on 3/2/2017 | 4.1 | 1700 | 113.3 | 15 | 20 | 0.9 | 3000 | 80
PEBU5YRD | SHENZHEN R&Z LED WORLD CO.LTD | RZ | RZ-TL-T8-10W-12(4000K) | Linear Replacement Lamp | Four-Foot | Internal Driver Lamp-Style Retrofit Kits (UL Type B) | Standard | TRUE | 1517 | 153.611 | 9.88 | 19.11 | 0.937 | 4084 | 82.1 | 5 | 50000 | 42499 |  |  | No |  | 3.1 | 1517.677 | 153.611 | 9.88 | 19.11 | 0.9451 | 4000 | 82.1
PS9KWC1F | Venture Lighting International | Venture Lighting International | VL1-T080180430AA02 | Linear Replacement Lamp | Four-Foot | Internal Driver Lamp-Style Retrofit Kits (UL Type B) | Standard | TRUE | 1840 | 102.17 | 18.01 | 14.54 | 0.928 | 3029 | 82.4 | 5 |  | 42499 |  |  | NotYetVerified |  | 3 | 1840 | 102 | 18 |  |  | 3000 | 82
P9PURTJU | SHENZHEN R&Z LED WORLD CO.LTD | RZ | RZ-TL-T8-20W-12(3000K) | Linear Replacement Lamp | Four-Foot | Internal Driver Lamp-Style Retrofit Kits (UL Type B) | Standard | TRUE | 2622 | 131.96 | 19.87 | 17.21 | 0.9092 | 2908 | 82.4 | 5 | 50000 | 42499 |  |  | No |  | 3.1 | 2611 | 132.07 | 19.77 | 17.21 | 0.9092 | 3000 | 82.4
PDCFMG84 | SHENZHEN R&Z LED WORLD CO.LTD | RZ | RZ-TL-T8-12W-12(3000K) | Linear Replacement Lamp | Four-Foot | Internal Driver Lamp-Style Retrofit Kits (UL Type B) | Standard | TRUE | 1741 | 136.44 | 12.76 | 19.26 | 0.9053 | 2925 | 82.4 | 5 | 50000 | 42499 |  |  | No |  | 3.1 | 1737 | 141.22 | 12.3 | 19.26 | 0.9053 | 3000 | 82.4
P96TD28E | ARK Intelligent Technology Co. Ltd | ARK SMART | ARK/UA/14K(3000K) | Linear Replacement Lamp | Four-Foot | Replacement Lamps (plug and play) (UL Type A) | Standard | TRUE | 1745 | 118.79 | 14.69 | 14.69 | 0.9037 | 2943 | 83 | 5 | 50000 | 42499 |  |  | No |  | 3.1 | 1756 | 120.44 | 14.58 | 14.69 | 0.9037 | 3000 | 83
PZ8VJ3P3 | Venture Lighting International | Venture Lighting International | VL1-T080180450AA02 | Linear Replacement Lamp | Four-Foot | Internal Driver Lamp-Style Retrofit Kits (UL Type B) | Standard | FALSE | [9 empty] | 42499 |  |  | NotYetVerified |  | 3 | 1948 | 105 | 18 |  |  | 5000 | 83
P3ZTRPJN | Venture Lighting International | Venture Lighting International | VL1-T080180440AA02 | Linear Replacement Lamp | Four-Foot | Internal Driver Lamp-Style Retrofit Kits (UL Type B) | Standard | FALSE | [9 empty] | 42499 |  |  | NotYetVerified |  | 3 | 1840 | 102.17 | 18 |  |  | 4000 | 82.4
PGJWSQ5C | Venture Lighting International | Venture Lighting International | VL1-T080180435AA02 | Linear Replacement Lamp | Four-Foot | Internal Driver Lamp-Style Retrofit Kits (UL Type B) | Standard | FALSE | [9 empty] | 42499 |  |  | NotYetVerified |  | 3 | 1840 | 102.17 | 18 |  |  | 3500 | 82.4
PZQFBNJ4 | GE Lighting Solutions | GE Lighting | LED15ET8/4/850 | Linear Replacement Lamp | Four-Foot | Replacement Lamps (plug and play) (UL Type A) | Standard | FALSE | [9 empty] | 42499 |  |  | No | Internal Driver; operates off fluorescent ballast; Updated on 3/2/2017 | 4.1 | 2350 | 130.6 | 18 | 20 | 0.9 | 5000 | 80
PBY4VM8S | GE Lighting Solutions | GE Lighting | LED12ET8/G/4/850 | Linear Replacement Lamp | Four-Foot | Replacement Lamps (plug and play) (UL Type A) | Standard | TRUE | 1953.6 | 129.8 | 15.1 | 11.16 | 0.961 | 5104 | 81.9 | 5 | 50000 | 42499 |  |  | No | Updated on 3/2/2017 | 4.1 | 1850 | 123.3 | 15 | 20 | 0.9 | 5000 | 80
PPPSVB9F | GE Lighting Solutions | GE Lighting | LED12ET8/4/850 | Linear Replacement Lamp | Four-Foot | Replacement Lamps (plug and play) (UL Type A) | Standard | TRUE | 2019 | 134.2 | 15.1 | 11.14 | 0.961 | 5090 | 82.8 | 5 | 50000 | 42499 |  |  | No | Internal Driver; operates off fluorescent ballast; Updated on 3/2/2017 | 4.1 | 1900 | 126.7 | 15 | 20 | 0.9 | 5000 | 80
PZJRC27S | GE Lighting Solutions | GE Lighting | LED15ET8/4/840 | Linear Replacement Lamp | Four-Foot | Replacement Lamps (plug and play) (UL Type A) | Standard | FALSE | [9 empty] | 42499 |  |  | No | Internal Driver; operates off fluorescent ballast; Updated on 3/2/2017 | 4.1 | 2250 | 125 | 18 | 20 | 0.9 | 4000 | 80
P2ZK8GJJ | GE Lighting Solutions | GE Lighting | LED12ET8/G/4/840 | Linear Replacement Lamp | Four-Foot | Replacement Lamps (plug and play) (UL Type A) | Standard | FALSE | [9 empty] | 42499 |  |  | No | Updated on 3/2/2017 | 4.1 | 1750 | 116.7 | 15 | 20 | 0.9 | 4000 | 80
P36ABMSM | GE Lighting Solutions | GE Lighting | LED12ET8/4/840 | Linear Replacement Lamp | Four-Foot | Replacement Lamps (plug and play) (UL Type A) | Standard | FALSE | [9 empty] | 42499 |  |  | No | Internal Driver; operates off fluorescent ballast; Updated on 3/2/2017 | 4.1 | 1800 | 120 | 15 | 20 | 0.9 | 4000 | 80
PH6P8E83 | GE Lighting Solutions | GE Lighting | LED15ET8/4/835 | Linear Replacement Lamp | Four-Foot | Replacement Lamps (plug and play) (UL Type A) | Standard | FALSE | [9 empty] | 42499 |  |  | No | Internal Driver; operates off fluorescent ballast; Updated on 3/2/2017 | 4.1 | 2250 | 125 | 18 | 20 | 0.9 | 3500 | 80
PRUVBQF6 | GE Lighting Solutions | GE Lighting | LED12ET8/G/4/835 | Linear Replacement Lamp | Four-Foot | Replacement Lamps (plug and play) (UL Type A) | Standard | FALSE | [9 empty] | 42499 |  |  | No | Updated on 3/2/2017 | 4.1 | 1750 | 116.7 | 15 | 20 | 0.9 | 3500 | 80
PFSDP4UT | GE Lighting Solutions | GE Lighting | LED12ET8/4/835 | Linear Replacement Lamp | Four-Foot | Replacement Lamps (plug and play) (UL Type A) | Standard | FALSE | [9 empty] | 42499 |  |  | No | Internal Driver; operates off fluorescent ballast; Updated on 3/2/2017 | 4.1 | 1800 | 120 | 15 | 20 | 0.9 | 3500 | 80
P6PC7AMM | GE Lighting Solutions | GE Lighting | LED15ET8/4/830 | Linear Replacement Lamp | Four-Foot | Replacement Lamps (plug and play) (UL Type A) | Standard | FALSE | [9 empty] | 42499 |  |  | No | Internal Driver; operates off fluorescent ballast; Updated on 3/2/2017 | 4.1 | 2150 | 119.4 | 18 | 20 | 0.9 | 3000 | 80
PGG65JHT | ARK Intelligent Technology Co. Ltd | ARK SMART | ARK/UA/14K(5000K) | Linear Replacement Lamp | Four-Foot | Replacement Lamps (plug and play) (UL Type A) | Standard | FALSE | [9 empty] | 42499 | Not Dimmable | Not Dimmable | No |  | 3.1 | 1861 | 127.38 | 14.61 | 14.72 | 0.9015 | 5000 | 82
PQDG95SK | ARK Intelligent Technology Co. Ltd | ARK SMART | ARK/UA/14K(4500K) | Linear Replacement Lamp | Four-Foot | Replacement Lamps (plug and play) (UL Type A) | Standard | FALSE | [9 empty] | 42499 | Not Dimmable | Not Dimmable | No |  | 3.1 | 1835 | 125.71 | 14.6 | 14.69 | 0.9037 | 4500 | 83
PHNQXA9C | ARK Intelligent Technology Co. Ltd | ARK SMART | ARK/UA/14K(4000K) | Linear Replacement Lamp | Four-Foot | Replacement Lamps (plug and play) (UL Type A) | Standard | FALSE | [9 empty] | 42499 | Not Dimmable | Not Dimmable | No |  | 3.1 | 1809 | 123.91 | 14.6 | 14.69 | 0.9037 | 4000 | 83
PQ71JT15 | ARK Intelligent Technology Co. Ltd | ARK SMART | ARK/UA/14K(3500K) | Linear Replacement Lamp | Four-Foot | Replacement Lamps (plug and play) (UL Type A) | Standard | FALSE | [9 empty] | 42499 | Not Dimmable | Not Dimmable | No |  | 3.1 | 1782 | 122.11 | 14.6 | 14.69 | 0.9037 | 3500 | 83
P4GCBB4A | SHENZHEN R&Z LED WORLD CO.LTD | RZ | RZ-TL-T8-12W-12(5000K) | Linear Replacement Lamp | Four-Foot | Internal Driver Lamp-Style Retrofit Kits (UL Type B) | Standard | FALSE | [9 empty] | 42499 | Not Dimmable | Not Dimmable | No |  | 3.1 | 1811 | 146.17 | 12.39 | 19.21 | 0.9058 | 5000 | 85
PST83HPZ | SHENZHEN R&Z LED WORLD CO.LTD | RZ | RZ-TL-T8-20W-12(5000K) | Linear Replacement Lamp | Four-Foot | Internal Driver Lamp-Style Retrofit Kits (UL Type B) | Standard | FALSE | [9 empty] | 42499 | Not Dimmable | Not Dimmable | No |  | 3.1 | 2831 | 139.32 | 20.32 | 17.02 | 0.9088 | 5000 | 83.3
P21717KR | SHENZHEN R&Z LED WORLD CO.LTD | RZ | RZ-TL-T8-10W-12(5000K) | Linear Replacement Lamp | Four-Foot | Internal Driver Lamp-Style Retrofit Kits (UL Type B) | Standard | FALSE | [9 empty] | 42499 | Not Dimmable | Not Dimmable | No |  | 3.1 | 1551.187 | 157.641 | 9.84 | 19.04 | 0.9452 | 5000 | 82.4
P2P1991W | SHENZHEN R&Z LED WORLD CO.LTD | RZ | RZ-TL-T8-12W-12(4500K) | Linear Replacement Lamp | Four-Foot | Internal Driver Lamp-Style Retrofit Kits (UL Type B) | Standard | FALSE | [9 empty] | 42499 | Not Dimmable | Not Dimmable | No |  | 3.1 | 1793 | 145.2 | 12.35 | 19.26 | 0.9053 | 4500 | 82.4
PZQNGHH5 | SHENZHEN R&Z LED WORLD CO.LTD | RZ | RZ-TL-T8-20W-12(4500K) | Linear Replacement Lamp | Four-Foot | Internal Driver Lamp-Style Retrofit Kits (UL Type B) | Standard | FALSE | [9 empty] | 42499 | Not Dimmable | Not Dimmable | No |  | 3.1 | 2776 | 138.49 | 20.05 | 17.21 | 0.9092 | 4500 | 82.4
PGAYKW3Z | SHENZHEN R&Z LED WORLD CO.LTD | RZ | RZ-TL-T8-10W-12(4500K) | Linear Replacement Lamp | Four-Foot | Internal Driver Lamp-Style Retrofit Kits (UL Type B) | Standard | FALSE | [9 empty] | 42499 | Not Dimmable | Not Dimmable | No |  | 3.1 | 1517.677 | 153.611 | 9.88 | 19.11 | 0.9451 | 4500 | 82.1
PYT2CBDP | SHENZHEN R&Z LED WORLD CO.LTD | RZ | RZ-TL-T8-12W-12(4000K) | Linear Replacement Lamp | Four-Foot | Internal Driver Lamp-Style Retrofit Kits (UL Type B) | Standard | FALSE | [9 empty] | 42499 | Not Dimmable | Not Dimmable | No |  | 3.1 | 1774 | 143.7 | 12.35 | 19.26 | 0.9053 | 4000 | 82.4
PHEX5FCM | SHENZHEN R&Z LED WORLD CO.LTD | RZ | RZ-TL-T8-20W-12(4000K) | Linear Replacement Lamp | Four-Foot | Internal Driver Lamp-Style Retrofit Kits (UL Type B) | Standard | FALSE | [9 empty] | 42499 | Not Dimmable | Not Dimmable | No |  | 3.1 | 2721 | 135.74 | 20.05 | 17.21 | 0.9092 | 4000 | 82.4
PYZWA5CQ | SHENZHEN R&Z LED WORLD CO.LTD | RZ | RZ-TL-T8-12W-12(3500K) | Linear Replacement Lamp | Four-Foot | Internal Driver Lamp-Style Retrofit Kits (UL Type B) | Standard | FALSE | [9 empty] | 42499 | Not Dimmable | Not Dimmable | No |  | 3.1 | 1756 | 142.2 | 12.35 | 19.26 | 0.9053 | 3500 | 82.4
PMCK2ZJC | SHENZHEN R&Z LED WORLD CO.LTD | RZ | RZ-TL-T8-20W-12(3500K) | Linear Replacement Lamp | Four-Foot | Internal Driver Lamp-Style Retrofit Kits (UL Type B) | Standard | FALSE | [9 empty] | 42499 | Not Dimmable | Not Dimmable | No |  | 3.1 | 2666 | 133 | 20.05 | 17.21 | 0.9092 | 3500 | 82.4
PQXHDASD | V-TAC USA CORP. | V-TAC | VT-T8BC18/830-4 | Linear Replacement Lamp | Four-Foot | Replacement Lamps (plug and play) (UL Type A) | Standard | TRUE | 2249 | 105.7 | 21.28 | 10.84 | 0.9757 | 2969 | 82.9 | 5 | 50000 | 42496 |  |  | No |  | 3 | 2200 | 100 | 22 | 20 | 0.9 | 3000 | 83
P2GMVKKA | V-TAC USA CORP. | V-TAC | VT-T8BC15/830-4 | Linear Replacement Lamp | Four-Foot | Replacement Lamps (plug and play) (UL Type A) | Standard | TRUE | 1901 | 101 | 18.84 | 13.14 | 0.9697 | 2966 | 82.8 | 5 | 50000 | 42496 |  |  | No |  | 3 | 1800 | 100 | 18 | 20 | 0.9 | 3000 | 82
P6YJH2U5 | V-TAC USA CORP. | V-TAC | VT-T5BC27/830-4 | Linear Replacement Lamp | Four-Foot | Replacement Lamps (plug and play) (UL Type A) | Standard | TRUE | 3331 | 107.3 | 31.04 | 16.22 | 0.9694 | 2977 | 83.2 | 5 | 50000 | 42496 |  |  | No |  | 3 | 3100 | 103 | 30 | 20 | 0.9 | 3000 | 82
PXV4T2HD | Hyperikon Inc. | Hyperikon | HyperBY-4C-405 | Linear Replacement Lamp | Four-Foot | Internal Driver Lamp-Style Retrofit Kits (UL Type B) | Standard | TRUE | 2065.9 | 113.89 | 18.14 | 17.72 | 0.968 | 4092 | 82.5 | 5 | 50000 | 42496 |  |  | No |  | 3 | 2065 | 114 | 18 | 20 | 0.9 | 4000 | 80
PQQEPXP9 | Hyperikon Inc. | Hyperikon | HyperBY-4F-405 | Linear Replacement Lamp | Four-Foot | Internal Driver Lamp-Style Retrofit Kits (UL Type B) | Standard | TRUE | 1827.1 | 100.5 | 18.18 | 16.12 | 0.9663 | 4075 | 82.6 | 5 | 50000 | 42496 |  |  | No |  | 3 | 1827 | 101 | 18 | 20 | 0.9 | 4000 | 80
PVHK1BTU | V-TAC USA CORP. | V-TAC | VT-T8DM16/830-4 | Linear Replacement Lamp | Four-Foot | Dual Mode Internal Driver (UL Type A and Type B) | Standard | TRUE | 1734 | 100.3 | 17.28 | 14.49 | 0.9651 | 2951 | 83.4 | 5 | 50000 | 42496 |  |  | No |  | 3 | 1800 | 100 | 18 | 20 | 0.9 | 3000 | 83
P6QZ1HWE | Litecorr | litecorr | LG-4FT8-15W30-BC | Linear Replacement Lamp | Four-Foot | Replacement Lamps (plug and play) (UL Type A) | Standard | TRUE | 1696.521 | 100.208 | 16.93 | 18.05 | 0.964 | 2916 | 82.2 | 5 | 50000 | 42496 |  |  | No |  | 3 | 1696.521 | 100.208 | 16.93 | 16.98 | 0.974 | 3000 | 82.2
P2XM286K | Litecorr | litecorr | LG-4FT8-18W30-BC | Linear Replacement Lamp | Four-Foot | Replacement Lamps (plug and play) (UL Type A) | Standard | TRUE | 2149.408 | 99.88 | 21.52 | 17.33 | 0.956 | 3080 | 83.4 | 5 | 50000 | 42496 |  |  | No |  | 3 | 2149.408 | 99.88 | 21.52 | 16.11 | 0.99 | 3000 | 83.4
PP2SWSP5 | V-TAC USA CORP. | V-TAC | VT-T8DW15/830-4 | Linear Replacement Lamp | Four-Foot | Internal Driver Lamp-Style Retrofit Kits (UL Type B) | Standard | TRUE | 1961.799 | 116.573 | 16.829 | 15.59 | 0.9211 | 2970 | 82 | 5 | 50000 | 42496 |  |  | NotYetVerified |  | 3 | 1765 | 112 | 15 | 15.59 | 0.966 | 3000 | 82
P6EJ919K | V-TAC USA CORP. | V-TAC | VT-T8DW22/830-4 | Linear Replacement Lamp | Four-Foot | Internal Driver Lamp-Style Retrofit Kits (UL Type B) | Standard | TRUE | 2586 | 116.7 | 22.16 | 10 | 0.9144 | 3062 | 82.1 | 5 | 50000 | 42496 |  |  | No |  | 3.1 | 2400 | 109 | 22 | 20 | 0.9 | 3000 | 83
PZF4RPUU | V-TAC USA CORP. | V-TAC | VT-T8DW18/830-4 | Linear Replacement Lamp | Four-Foot | Internal Driver Lamp-Style Retrofit Kits (UL Type B) | Standard | TRUE | 2013.364 | 113.371 | 17.759 | 16.69 | 0.8981 | 2930 | 81.8 | 5 | 50000 | 42496 |  |  | NotYetVerified | Internal Driver | 3 | 2000 | 112 | 18 | 16.69 | 0.965 | 3000 | 82
P6W1K2CQ | V-TAC USA CORP. | V-TAC | VT-T8DW22/850-4 | Linear Replacement Lamp | Four-Foot | Internal Driver Lamp-Style Retrofit Kits (UL Type B) | Standard | FALSE | [9 empty] | 42496 |  |  | No |  | 3.1 | 2600 | 118 | 22 | 20 | 0.9 | 5000 | 83
P3CA3KRW | V-TAC USA CORP. | V-TAC | VT-T8BC18/850-4 | Linear Replacement Lamp | Four-Foot | Replacement Lamps (plug and play) (UL Type A) | Standard | FALSE | [9 empty] | 42496 |  |  | No |  | 3 | 2400 | 109 | 22 | 20 | 0.9 | 5000 | 83
PCTZ4YGZ | V-TAC USA CORP. | V-TAC | VT-T8DM16/850-4 | Linear Replacement Lamp | Four-Foot | Dual Mode Internal Driver (UL Type A and Type B) | Standard | FALSE | [9 empty] | 42496 |  |  | No |  | 3 | 2000 | 110 | 18 | 20 | 0.9 | 5000 | 83
PFAFBWFX | V-TAC USA CORP. | V-TAC | VT-T5BC27/850-4 | Linear Replacement Lamp | Four-Foot | Replacement Lamps (plug and play) (UL Type A) | Standard | FALSE | [9 empty] | 42496 |  |  | No |  | 3 | 3400 | 113 | 30 | 20 | 0.9 | 5000 | 82
PEMXMCUR | V-TAC USA CORP. | V-TAC | VT-T8BC15/850-4 | Linear Replacement Lamp | Four-Foot | Replacement Lamps (plug and play) (UL Type A) | Standard | FALSE | [9 empty] | 42496 |  |  | No |  | 3 | 2000 | 111 | 18 | 20 | 0.9 | 5000 | 82
PJA1H2KB | V-TAC USA CORP. | V-TAC | VT-T8DW18/850-4 | Linear Replacement Lamp | Four-Foot | Internal Driver Lamp-Style Retrofit Kits (UL Type B) | Standard | FALSE | [9 empty] | 42496 |  |  | NotYetVerified | Internal Driver | 3 | 2200 | 112 | 18 | 16.69 | 0.965 | 5000 | 82
PN5MMSY6 | V-TAC USA CORP. | V-TAC | VT-T8DW15/850-4 | Linear Replacement Lamp | Four-Foot | Internal Driver Lamp-Style Retrofit Kits (UL Type B) | Standard | FALSE | [9 empty] | 42496 |  |  | NotYetVerified |  | 3 | 1900 | 112 | 15 | 15.59 | 0.966 | 5000 | 82
PJ1QF3FU | V-TAC USA CORP. | V-TAC | VT-T8DW22/840-4 | Linear Replacement Lamp | Four-Foot | Internal Driver Lamp-Style Retrofit Kits (UL Type B) | Standard | FALSE | [9 empty] | 42496 |  |  | No |  | 3.1 | 2500 | 114 | 22 | 20 | 0.9 | 4000 | 83
P2EWFA7K | V-TAC USA CORP. | V-TAC | VT-T8BC18/840-4 | Linear Replacement Lamp | Four-Foot | Replacement Lamps (plug and play) (UL Type A) | Standard | FALSE | [9 empty] | 42496 |  |  | No |  | 3 | 2300 | 105 | 22 | 20 | 0.9 | 4000 | 83
PM1C9BGY | V-TAC USA CORP. | V-TAC | VT-T8DM16/840-4 | Linear Replacement Lamp | Four-Foot | Dual Mode Internal Driver (UL Type A and Type B) | Standard | FALSE | [9 empty] | 42496 |  |  | No |  | 3 | 1900 | 105 | 18 | 20 | 0.9 | 4000 | 83
PD9SDS2P | V-TAC USA CORP. | V-TAC | VT-T5BC27/840-4 | Linear Replacement Lamp | Four-Foot | Replacement Lamps (plug and play) (UL Type A) | Standard | FALSE | [9 empty] | 42496 |  |  | No |  | 3 | 3250 | 108 | 30 | 20 | 0.9 | 4000 | 82
PTTZ866W | V-TAC USA CORP. | V-TAC | VT-T8BC15/840-4 | Linear Replacement Lamp | Four-Foot | Replacement Lamps (plug and play) (UL Type A) | Standard | FALSE | [9 empty] | 42496 |  |  | No |  | 3 | 1900 | 105 | 18 | 20 | 0.9 | 4000 | 82
P39ZVG63 | V-TAC USA CORP. | V-TAC | VT-T8DW18/840-4 | Linear Replacement Lamp | Four-Foot | Internal Driver Lamp-Style Retrofit Kits (UL Type B) | Standard | FALSE | [9 empty] | 42496 |  |  | NotYetVerified | Internal Driver | 3 | 2100 | 112 | 18 | 16.69 | 0.965 | 4000 | 82
PKGKG5RX | V-TAC USA CORP. | V-TAC | VT-T8DW15/840-4 | Linear Replacement Lamp | Four-Foot | Internal Driver Lamp-Style Retrofit Kits (UL Type B) | Standard | FALSE | [9 empty] | 42496 |  |  | NotYetVerified |  | 3 | 1800 | 112 | 15 | 15.59 | 0.966 | 4000 | 82
P1HTJWVS | V-TAC USA CORP. | V-TAC | VT-T8DW22/835-4 | Linear Replacement Lamp | Four-Foot | Internal Driver Lamp-Style Retrofit Kits (UL Type B) | Standard | FALSE | [9 empty] | 42496 |  |  | No |  | 3.1 | 2450 | 111 | 22 | 20 | 0.9 | 3500 | 83
PQQZR2Q5 | V-TAC USA CORP. | V-TAC | VT-T8BC18/835-4 | Linear Replacement Lamp | Four-Foot | Replacement Lamps (plug and play) (UL Type A) | Standard | FALSE | [9 empty] | 42496 |  |  | No |  | 3 | 2250 | 102 | 22 | 20 | 0.9 | 3500 | 83
P1RHA59C | V-TAC USA CORP. | V-TAC | VT-T8DM16/835-4 | Linear Replacement Lamp | Four-Foot | Dual Mode Internal Driver (UL Type A and Type B) | Standard | FALSE | [9 empty] | 42496 |  |  | No |  | 3 | 1800 | 100 | 18 | 20 | 0.9 | 3500 | 83
PY46CA6C | V-TAC USA CORP. | V-TAC | VT-T5BC27/835-4 | Linear Replacement Lamp | Four-Foot | Replacement Lamps (plug and play) (UL Type A) | Standard | FALSE | [9 empty] | 42496 |  |  | No |  | 3 | 3150 | 105 | 30 | 20 | 0.9 | 3500 | 82
PKMB9DTA | V-TAC USA CORP. | V-TAC | VT-T8BC15/835-4 | Linear Replacement Lamp | Four-Foot | Replacement Lamps (plug and play) (UL Type A) | Standard | FALSE | [9 empty] | 42496 |  |  | No |  | 3 | 1850 | 102 | 18 | 20 | 0.9 | 3500 | 82
P47V2YYR | V-TAC USA CORP. | V-TAC | VT-T8DW18/835-4 | Linear Replacement Lamp | Four-Foot | Internal Driver Lamp-Style Retrofit Kits (UL Type B) | Standard | FALSE | [9 empty] | 42496 |  |  | NotYetVerified | Internal Driver | 3 | 2050 | 112 | 18 | 16.69 | 0.965 | 3500 | 82
P96B8XFE | V-TAC USA CORP. | V-TAC | VT-T8DW15/835-4 | Linear Replacement Lamp | Four-Foot | Internal Driver Lamp-Style Retrofit Kits (UL Type B) | Standard | FALSE | [9 empty] | 42496 |  |  | NotYetVerified |  | 3 | 1765 | 112 | 15 | 15.59 | 0.966 | 3500 | 82
PZJQQC9C | Litecorr | litecorr | LG-4FT8-18W50-BC | Linear Replacement Lamp | Four-Foot | Replacement Lamps (plug and play) (UL Type A) | Standard | FALSE | [9 empty] | 42496 |  |  | No |  | 3 | 2183.184 | 101.261 | 21.56 | 15.26 | 0.991 | 5000 | 84.4
PDWX9FCH | Litecorr | litecorr | LG-4FT8-15W50-BC | Linear Replacement Lamp | Four-Foot | Replacement Lamps (plug and play) (UL Type A) | Standard | FALSE | [9 empty] | 42496 |  |  | No |  | 3 | 1843.79 | 109.1 | 16.9 | 14.68 | 0.975 | 5000 | 82.5
PJHJP8T5 | Litecorr | litecorr | LG-4FT8-15W40-BC | Linear Replacement Lamp | Four-Foot | Replacement Lamps (plug and play) (UL Type A) | Standard | FALSE | [9 empty] | 42496 |  |  | No |  | 3 | 1724.097 | 101.897 | 16.92 | 15.11 | 0.982 | 4000 | 84.6
PVDWSQP7 | Litecorr | litecorr | LG-4FT8-18W40-BC | Linear Replacement Lamp | Four-Foot | Replacement Lamps (plug and play) (UL Type A) | Standard | FALSE | [9 empty] | 42496 |  |  | No |  | 3 | 2149.408 | 99.88 | 21.52 | 16.11 | 0.99 | 4000 | 83.4
PZ7Z3617 | Hyperikon Inc. | Hyperikon | HyperBY-4C-505 | Linear Replacement Lamp | Four-Foot | Internal Driver Lamp-Style Retrofit Kits (UL Type B) | Standard | FALSE | [9 empty] | 42496 |  |  | No |  | 3 | 1990 | 110 | 18 | 20 | 0.9 | 5000 | 80
PNJ3A6E8 | Hyperikon Inc. | Hyperikon | HyperBY-4F-505 | Linear Replacement Lamp | Four-Foot | Internal Driver Lamp-Style Retrofit Kits (UL Type B) | Standard | FALSE | [9 empty] | 42496 |  |  | No |  | 3 | 1825 | 101 | 18 | 20 | 0.9 | 5000 | 80
PZYHQRM3 | Universal Lighting Technologies | Everline | LR34T8-66L850-10DU | Linear Replacement Lamp | Four-Foot | 3-lamp External Driver Lamp-Style Retrofit Kits (UL Type C) | Standard | TRUE | 2143 | 120.73 | 17.75 | 7.5 | 0.9779 | 5023 | 84.02 | 5 | 50000 | 42495 |  |  | No |  | 3.1 | 2143 | 120 | 53.25 | 7.5 | 0.9779 | 5000 | 82
PJZ9BMNY | Universal Lighting Technologies | Everline | LR44T8-88L835-10D3 | Linear Replacement Lamp | Four-Foot | 4-lamp External Driver Lamp-Style Retrofit Kits (UL Type C) | Standard | TRUE | 2061 | 117.1 | 17.6 | 8.1 | 0.9776 | 3502 | 83.54 | 5 | 50000 | 42495 |  |  | No |  | 3.1 | 2061 | 117 | 17.61 | 8.1 | 0.9776 | 3500 | 82
PBTBJYH3 | Krut Systems LLC | Krutled | KLBR18T83K4F(clear) | Linear Replacement Lamp | Four-Foot | Internal Driver Lamp-Style Retrofit Kits (UL Type B) | Standard | TRUE | 1775 | 109.598 | 16.2 | 12.5 | 0.967 | 2990 | 81 | 5 | 50000 | 42495 |  |  | NotYetVerified |  | 3 | 1750 | 100 | 18 |  | 0.95 | 3000 | 80
PH6SPVT4 | Universal Lighting Technologies | Everline | LR24T8-44L850-10DU | Linear Replacement Lamp | Four-Foot | 2-lamp External Driver Lamp-Style Retrofit Kits (UL Type C) | Standard | TRUE | 2202 | 121.59 | 18.11 | 7.62 | 0.965 | 5025 | 83.99 | 5 | 50000 | 42495 |  |  | No |  | 3.1 | 2202 | 121 | 36.23 | 7.62 | 0.965 | 5000 | 82
P184DXQJ | Krut Systems LLC | Krutled | KLBR18T83K4F(Frosted) | Linear Replacement Lamp | Four-Foot | Internal Driver Lamp-Style Retrofit Kits (UL Type B) | Standard | TRUE | 1620 | 99.98 | 16.2 | 12.8 | 0.961 | 2978 | 81 | 5 | 50000 | 42495 |  |  | NotYetVerified |  | 3 | 1600 | 100 | 18 |  | 0.95 | 3000 | 80
PP5YY1EX | Krut Systems LLC | Krutled | KLBR22T83K4F(Frosted) | Linear Replacement Lamp | Four-Foot | Internal Driver Lamp-Style Retrofit Kits (UL Type B) | Standard | TRUE | 2189.11 | 97.73 | 22.4 | 14.5 | 0.96 | 3103 | 82.6 | 5 | 50000 | 42495 |  |  | NotYetVerified |  | 3 | 2150 | 100 | 21.5 | 20 | 0.95 | 3000 | 80
P9RRU3CB | Krut Systems LLC | Krutled | KLBR22T83K4F(clear) | Linear Replacement Lamp | Four-Foot | Internal Driver Lamp-Style Retrofit Kits (UL Type B) | Standard | TRUE | 2310.27 | 102.68 | 22.5 | 18.1 | 0.95 | 3127 | 82.1 | 5 | 50000 | 42495 |  |  | NotYetVerified |  | 3 | 2250 | 100 | 22.5 | 20 | 0.9 | 3000
PGZ65WEK | Krut Systems LLC | Krutled | KLBR15T83K4F(clear) | Linear Replacement Lamp | Four-Foot | Internal Driver Lamp-Style Retrofit Kits (UL Type B) | Standard | TRUE | 1765.692 | 118.344 | 14.92 | 16.32 | 0.932 | 3092 | 83.4 | 5 | 50000 | 42495 |  |  | No |  | 3 | 1765.692 | 118.344 | 14.92 | 16.32 | 0.974 | 3092 | 83.4
PSTYBFYC | Krut Systems LLC | Krutled | KLBR15T83K4F(Frosted) | Linear Replacement Lamp | Four-Foot | Internal Driver Lamp-Style Retrofit Kits (UL Type B) | Standard | TRUE | 1673.698 | 113.548 | 14.74 | 17.62 | 0.917 | 3075 | 84.2 | 5 | 55000 | 42495 |  |  | NotYetVerified |  | 3 | [5 empty] | 3000
P8C49DK4 | Krut Systems LLC | Krutled | KLBR15T85K4F(clear) | Linear Replacement Lamp | Four-Foot | Internal Driver Lamp-Style Retrofit Kits (UL Type B) | Standard | FALSE | [9 empty] | 42495 |  |  | No |  | 3 | 1842.176 | 127.31 | 14.47 | 16.01 | 0.977 | 5078 | 84.1
P849FGRW | Krut Systems LLC | Krutled | KLBR22T85K4F(Frosted) | Linear Replacement Lamp | Four-Foot | Internal Driver Lamp-Style Retrofit Kits (UL Type B) | Standard | FALSE | [9 empty] | 42495 |  |  | NotYetVerified |  | 3 | 2350 | 109.3 | 21.5 | 20 | 0.95 | 5000 | 80
P1FZKNQE | Krut Systems LLC | Krutled | KLBR18T85K4F(clear) | Linear Replacement Lamp | Four-Foot | Internal Driver Lamp-Style Retrofit Kits (UL Type B) | Standard | FALSE | [9 empty] | 42495 |  |  | NotYetVerified |  | 3 | 2000 | 100 | 18 |  | 0.95 | 5000 | 80
PKWQWSX6 | Krut Systems LLC | Krutled | KLBR18T85K4F(Frosted) | Linear Replacement Lamp | Four-Foot | Internal Driver Lamp-Style Retrofit Kits (UL Type B) | Standard | FALSE | [9 empty] | 42495 |  |  | NotYetVerified |  | 3 | 1800 | 100 | 18 |  | 0.95 | 5000 | 80
PZ3P8UJT | Krut Systems LLC | Krutled | KLBR15T85K4F(Frosted) | Linear Replacement Lamp | Four-Foot | Internal Driver Lamp-Style Retrofit Kits (UL Type B) | Standard | FALSE | [9 empty] | 42495 |  |  | NotYetVerified |  | 3 | 1725 | 115 | 15 |  |  | 5000 | 80
PMBWXKSN | Krut Systems LLC | Krutled | KLBR22T85K4F(clear) | Linear Replacement Lamp | Four-Foot | Internal Driver Lamp-Style Retrofit Kits (UL Type B) | Standard | FALSE | [9 empty] | 42495 |  |  | NotYetVerified |  | 3 | 2450 | 108 | 22.5 | 20 | 0.9 | 5000
PSYA483Z | Krut Systems LLC | Krutled | KLBR15T84K4F(clear) | Linear Replacement Lamp | Four-Foot | Internal Driver Lamp-Style Retrofit Kits (UL Type B) | Standard | FALSE | [9 empty] | 42495 |  |  | No |  | 3 | 1796.708 | 123.57 | 14.54 | 16.19 | 0.978 | 4020 | 83.1
PPDPDQZM | Krut Systems LLC | Krutled | KLBR22T84K4F(Frosted) | Linear Replacement Lamp | Four-Foot | Internal Driver Lamp-Style Retrofit Kits (UL Type B) | Standard | FALSE | [9 empty] | 42495 |  |  | NotYetVerified |  | 3 | 2250 | 104.5 | 21.5 | 20 | 0.95 | 4000 | 80
PZU9R8ZE | Krut Systems LLC | Krutled | KLBR18T84K4F(clear) | Linear Replacement Lamp | Four-Foot | Internal Driver Lamp-Style Retrofit Kits (UL Type B) | Standard | FALSE | [9 empty] | 42495 |  |  | NotYetVerified |  | 3 | 1800 | 100 | 18 |  | 0.95 | 4000 | 80
PX4UR26F | Krut Systems LLC | Krutled | KLBR15T84K4F(Frosted) | Linear Replacement Lamp | Four-Foot | Internal Driver Lamp-Style Retrofit Kits (UL Type B) | Standard | FALSE | [9 empty] | 42495 |  |  | NotYetVerified |  | 3 | 1725 | 115 | 15 |  |  | 4000 | 80
PF4V86S1 | Krut Systems LLC | Krutled | KLBR18T84K4F(Frosted) | Linear Replacement Lamp | Four-Foot | Internal Driver Lamp-Style Retrofit Kits (UL Type B) | Standard | FALSE | [9 empty] | 42495 |  |  | NotYetVerified |  | 3 | 1650 | 100 | 18 |  | 0.95 | 4000 | 80
P8U5SBJG | Krut Systems LLC | Krutled | KLBR22T84K4F(clear) | Linear Replacement Lamp | Four-Foot | Internal Driver Lamp-Style Retrofit Kits (UL Type B) | Standard | FALSE | [9 empty] | 42495 |  |  | NotYetVerified |  | 3 | 2350 | 104 | 22.5 | 20 | 0.9 | 4000
P8XWWMRR | Krut Systems LLC | Krutled | KLBR22T83K54F(clear) | Linear Replacement Lamp | Four-Foot | Internal Driver Lamp-Style Retrofit Kits (UL Type B) | Standard | FALSE | [9 empty] | 42495 |  |  | NotYetVerified |  | 3 | 2430 | 108 | 22.5 |  | 0.9 | 3500 | 80
PN6T2AWP | Krut Systems LLC | Krutled | KLBR22T83K54F(Frosted) | Linear Replacement Lamp | Four-Foot | Internal Driver Lamp-Style Retrofit Kits (UL Type B) | Standard | FALSE | [9 empty] | 42495 |  |  | NotYetVerified |  | 3 | 2322 | 108 | 21.5 |  | 0.95 | 3500 | 80
PFUW4DR1 | Krut Systems LLC | Krutled | KLBR18T83K54F(Frosted) | Linear Replacement Lamp | Four-Foot | Internal Driver Lamp-Style Retrofit Kits (UL Type B) | Standard | FALSE | [9 empty] | 42495 |  |  | NotYetVerified |  | 3 | 1800 | 100 | 18 |  | 0.95 | 3500 | 80
P43GUT3F | Krut Systems LLC | Krutled | KLBR18T83K54F(clear) | Linear Replacement Lamp | Four-Foot | Internal Driver Lamp-Style Retrofit Kits (UL Type B) | Standard | FALSE | [9 empty] | 42495 |  |  | NotYetVerified |  | 3 | 1800 | 100 | 18 |  | 0.9 | 3500 | 80
P1G2T6GJ | Universal Lighting Technologies | Everline | LR24T8-44L850-10D3 | Linear Replacement Lamp | Four-Foot | 2-lamp External Driver Lamp-Style Retrofit Kits (UL Type C) | Standard | FALSE | [9 empty] | 42495 | Dimmable | Continuous Below 10 | No |  | 3.1 | 2238 | 125 | 17.81 | 10.7 | 0.9682 | 5000 | 82
PPJR3G28 | Universal Lighting Technologies | Everline | LR44T8-88L850-10DU | Linear Replacement Lamp | Four-Foot | 4-lamp External Driver Lamp-Style Retrofit Kits (UL Type C) | Standard | FALSE | [9 empty] | 42495 | Dimmable | Continuous Below 10 | No |  | 3.1 | 2086 | 118 | 70.26 | 9.46 | 0.981 | 5000 | 82
PH1KHEBR | Universal Lighting Technologies | Everline | LR34T8-66L850-10D3 | Linear Replacement Lamp | Four-Foot | 3-lamp External Driver Lamp-Style Retrofit Kits (UL Type C) | Standard | FALSE | [9 empty] | 42495 | Dimmable | Continuous Below 10 | No |  | 3.1 | 2313 | 133 | 17.31 | 8.5 | 0.9819 | 5000 | 82
PB1P4QJ3 | Universal Lighting Technologies | Everline | LR44T8-88L850-10D3 | Linear Replacement Lamp | Four-Foot | 4-lamp External Driver Lamp-Style Retrofit Kits (UL Type C) | Standard | FALSE | [9 empty] | 42495 | Dimmable | Continuous Below 10 | No |  | 3.1 | 2312 | 131 | 17.6 | 8.11 | 0.9776 | 5000 | 82
PGJ8EFA5 | Universal Lighting Technologies | Everline | LR24T8-44L840-10D3 | Linear Replacement Lamp | Four-Foot | 2-lamp External Driver Lamp-Style Retrofit Kits (UL Type C) | Standard | FALSE | [9 empty] | 42495 | Dimmable | Continuous Below 10 | No |  | 3.1 | 2228 | 125 | 17.76 | 10.95 | 0.9679 | 4000 | 82
PYTYDGMH | Universal Lighting Technologies | Everline | LR44T8-88L840-10DU | Linear Replacement Lamp | Four-Foot | 4-lamp External Driver Lamp-Style Retrofit Kits (UL Type C) | Standard | FALSE | [9 empty] | 42495 | Dimmable | Continuous Below 10 | No |  | 3.1 | 2389 | 135 | 70.59 | 9.64 | 0.981 | 4000 | 82
PQ2XJV53 | Universal Lighting Technologies | Everline | LR34T8-66L840-10D3 | Linear Replacement Lamp | Four-Foot | 3-lamp External Driver Lamp-Style Retrofit Kits (UL Type C) | Standard | FALSE | [9 empty] | 42495 | Dimmable | Continuous Below 10 | No |  | 3.1 | 2382 | 137 | 17.29 | 8.73 | 0.9818 | 4000 | 82
PBYJKUYT | Universal Lighting Technologies | Everline | LR44T8-88L840-10D3 | Linear Replacement Lamp | Four-Foot | 4-lamp External Driver Lamp-Style Retrofit Kits (UL Type C) | Standard | FALSE | [9 empty] | 42495 | Dimmable | Continuous Below 10 | No |  | 3.1 | 2061 | 117 | 17.61 | 8.1 | 0.9776 | 4000 | 82
P5C6Q549 | Universal Lighting Technologies | Everline | LR24T8-44L840-10DU | Linear Replacement Lamp | Four-Foot | 2-lamp External Driver Lamp-Style Retrofit Kits (UL Type C) | Standard | FALSE | [9 empty] | 42495 | Dimmable | Continuous Below 10 | No |  | 3.1 | 2345 | 131 | 35.59 | 7.54 | 0.9644 | 4000 | 82
P7UJP5FP | Universal Lighting Technologies | Everline | LR34T8-66L840-10DU | Linear Replacement Lamp | Four-Foot | 3-lamp External Driver Lamp-Style Retrofit Kits (UL Type C) | Standard | FALSE | [9 empty] | 42495 | Dimmable | Continuous Below 10 | No |  | 3.1 | 2397 | 137 | 52.36 | 7.41 | 0.9776 | 4000 | 82
PUXAAXVU | Universal Lighting Technologies | Everline | LR24T8-44L835-10D3 | Linear Replacement Lamp | Four-Foot | 2-lamp External Driver Lamp-Style Retrofit Kits (UL Type C) | Standard | FALSE | [9 empty] | 42495 | Dimmable | Continuous Below 10 | No |  | 3.1 | 2228 | 125 | 17.76 | 10.95 | 0.9679 | 3500 | 82
PM52K61V | Universal Lighting Technologies | Everline | LR44T8-88L835-10DU | Linear Replacement Lamp | Four-Foot | 4-lamp External Driver Lamp-Style Retrofit Kits (UL Type C) | Standard | FALSE | [9 empty] | 42495 | Dimmable | Continuous Below 10 | No |  | 3.1 | 2389 | 135 | 70.59 | 9.64 | 0.981 | 3500 | 82
PAWJX4FK | Universal Lighting Technologies | Everline | LR34T8-66L835-10D3 | Linear Replacement Lamp | Four-Foot | 3-lamp External Driver Lamp-Style Retrofit Kits (UL Type C) | Standard | FALSE | [9 empty] | 42495 | Dimmable | Continuous Below 10 | No |  | 3.1 | 2382 | 137 | 17.29 | 8.73 | 0.9818 | 3500 | 82
PQAHSG4T | Universal Lighting Technologies | Everline | LR24T8-44L835-10DU | Linear Replacement Lamp | Four-Foot | 2-lamp External Driver Lamp-Style Retrofit Kits (UL Type C) | Standard | FALSE | [9 empty] | 42495 | Dimmable | Continuous Below 10 | No |  | 3.1 | 2345 | 131 | 35.59 | 7.54 | 0.9644 | 3500 | 82
PGW9BQW2 | Universal Lighting Technologies | Everline | LR34T8-66L835-10DU | Linear Replacement Lamp | Four-Foot | 3-lamp External Driver Lamp-Style Retrofit Kits (UL Type C) | Standard | FALSE | [9 empty] | 42495 | Dimmable | Continuous Below 10 | No |  | 3.1 | 2397 | 137 | 52.36 | 7.41 | 0.9776 | 3500 | 82
PPNF93AV | Hengdian Group Tospo Lighting Co.Ltd | TOPSO | G7 TP120-277-16/T8 G13 4000K | Linear Replacement Lamp | Four-Foot | Replacement Lamps (plug and play) (UL Type A) | Standard | TRUE | 1650.2 | 101.99 | 16.18 | 8 | 0.9803 | 3979 | 82.9 | 5 | 50000 | 42494 |  |  | No |  | 3 | 1600 | 100 | 16 | 8 | 0.978 | 4000 | 80
PFTQJPTY | Hengdian Group Tospo Lighting Co.Ltd | TOPSO | G7 TP120-277-16/T8 G13 5000K | Linear Replacement Lamp | Four-Foot | Replacement Lamps (plug and play) (UL Type A) | Standard | FALSE | [9 empty] | 42494 |  |  | No |  | 3 | 1600 | 100 | 16 | 7.2 | 0.978 | 5000 | 80
PQ71M884 | Aleddra Inc. | Aleddra | LLT-4-T8-15W-DBA-C-50K | Linear Replacement Lamp | Four-Foot | Dual Mode Internal Driver (UL Type A and Type B) | Standard | FALSE | [9 empty] | 42494 | Not Dimmable | Not Dimmable | No | Product updated on 10/6/2016 | 4 | 2503 | 144.7 | 17.3 | 7.86 | 0.99 | 5284 | 82.7
PSHSZX9Q | Aleddra Inc. | Aleddra | LLT-4-T8-15W-DBA-C-40K | Linear Replacement Lamp | Four-Foot | Dual Mode Internal Driver (UL Type A and Type B) | Standard | FALSE | [9 empty] | 42494 | Not Dimmable | Not Dimmable | No | Product updated on 10/6/2016 | 4 | 2451 | 140.9 | 17.4 | 7.86 | 0.99 | 4152 | 81.1
PHM46P26 | Aleddra Inc. | Aleddra | LLT-4-T8-15W-DBA-C-35K | Linear Replacement Lamp | Four-Foot | Dual Mode Internal Driver (UL Type A and Type B) | Standard | FALSE | [9 empty] | 42494 | Not Dimmable | Not Dimmable | No | Product updated on 10/6/2016 | 4 | 2368 | 136.1 | 17.4 | 7.86 | 0.99 | 3557 | 81.9
P21XAEZY | Aleddra Inc. | Aleddra | LLT-4-T8-15W-DBA-C-30K | Linear Replacement Lamp | Four-Foot | Dual Mode Internal Driver (UL Type A and Type B) | Standard | FALSE | [9 empty] | 42494 | Not Dimmable | Not Dimmable | No | Product updated on 10/6/2016 | 4 | 2301 | 131.5 | 17.5 | 7.86 | 0.99 | 3005 | 81.8
PTHQT5BG | Independence LED | IndependenceLED | R3-41850K-85-F | Linear Replacement Lamp | Four-Foot | 3-lamp External Driver Lamp-Style Retrofit Kits (UL Type C) | Standard | TRUE | 1614.7 | 134 | 12 | 7.09 | 0.997 | 2825 | 84.1 | 5 | 50000 | 42493 |  |  | No |  | 3.1 | 2457.5 | 141.41 | 18 | 7.09 | 0.997 | 5000 | 82.4
PRGAHENQ | P.Q.L. Inc. | Superior Life | 90892 | Linear Replacement Lamp | Four-Foot | Replacement Lamps (plug and play) (UL Type A) | Standard | TRUE | 2249 | 105.7 | 21.28 | 10.84 | 0.9757 | 2969 | 82.9 | 5 | 50000 | 42493 |  |  | No |  | 3 | 2200 | 100 | 22 | 20 | 0.9 | 3000 | 83
P4A7T8EU | P.Q.L. Inc. | Superior Life | 90887 | Linear Replacement Lamp | Four-Foot | Replacement Lamps (plug and play) (UL Type A) | Standard | TRUE | 1792 | 100.9 | 17.76 | 13.76 | 0.9668 | 2963 | 83 | 5 | 50000 | 42493 |  |  | No |  | 3 | 1600 | 100 | 16 | 20 | 0.9 | 3000 | 83
PHQ3QEPT | EnerGreen Technologies | EGT ( EnerGreen Technologies ) | EGT-DRLEDT8-18w-3000F-PC | Linear Replacement Lamp | Four-Foot | Replacement Lamps (plug and play) (UL Type A) | Standard | TRUE | 2149.408 | 99.88 | 21.52 | 17.33 | 0.956 | 3080 | 83.4 | 5 | 50000 | 42493 |  |  | No |  | 3 | 2149.408 | 99.88 | 21.52 | 16.11 | 0.99 | 3000 | 83.4
PA9ZEFEW | Fusion Lamps | Fusion Lamps | FLED25T5/830/DIRECT | Linear Replacement Lamp | Four-Foot | Replacement Lamps (plug and play) (UL Type A) | Standard | TRUE | 2922 | 107.4 | 27.2 | 10.2 | 0.947 | 3083 | 85 | 5 | 50000 | 42493 |  |  | No |  | 3.1 | 3000 | 107 | 28 | 20 | 0.9 | 3000 | 82
P6M4F4M1 | Fusion Lamps | Fusion Lamps | FLED18T8/830/BYPASS | Linear Replacement Lamp | Four-Foot | Internal Driver Lamp-Style Retrofit Kits (UL Type B) | Standard | TRUE | 2225 | 124.2 | 17.92 | 19.37 | 0.917 | 3080 | 84.1 | 5 | 50000 | 42493 |  |  | No |  | 3 | 2200 | 122 | 18 | 20 | 0.9 | 3000 | 83
PEZKCB4D | Fusion Lamps | Fusion Lamps | FLED12.5T8/830/BYPASS | Linear Replacement Lamp | Four-Foot | Internal Driver Lamp-Style Retrofit Kits (UL Type B) | Standard | TRUE | 1934 | 128.1 | 15.1 | 16.58 | 0.906 | 3065 | 84.6 | 5 | 50000 | 42493 |  |  | No |  | 3 | 1800 | 120 | 15 | 20 | 0.9 | 3000 | 83
P11ZZE7K | Independence LED | IndependenceLED | R3-41850K-85-C | Linear Replacement Lamp | Four-Foot | 3-lamp External Driver Lamp-Style Retrofit Kits (UL Type C) | Standard | FALSE | [9 empty] | 42493 |  |  | No |  | 3.1 | 2569.23 | 143.59 | 18 | 7.09 | 0.997 | 5000 | 82.4
PNXFS68R | EnerGreen Technologies | EGT ( EnerGreen Technologies ) | EGT-DRLEDT8-18w-5000F-PC | Linear Replacement Lamp | Four-Foot | Replacement Lamps (plug and play) (UL Type A) | Standard | FALSE | [9 empty] | 42493 |  |  | No |  | 3 | 2183.184 | 101.261 | 21.56 | 15.26 | 0.991 | 5000 | 84.4
P6BT2XKU | EnerGreen Technologies | EGT ( EnerGreen Technologies ) | EGT-DRLEDT8-18w-4000F-PC | Linear Replacement Lamp | Four-Foot | Replacement Lamps (plug and play) (UL Type A) | Standard | FALSE | [9 empty] | 42493 |  |  | No |  | 3 | 2149.408 | 99.88 | 21.52 | 16.11 | 0.99 | 4000 | 83.4
PZFNS3KB | P.Q.L. Inc. | Superior Life | 90895 | Linear Replacement Lamp | Four-Foot | Replacement Lamps (plug and play) (UL Type A) | Standard | FALSE | [9 empty] | 42493 |  |  | No |  | 3 | 2400 | 109 | 22 | 20 | 0.9 | 5000 | 83
P3CJRYKJ | P.Q.L. Inc. | Superior Life | 90872 | Linear Replacement Lamp | Four-Foot | Replacement Lamps (plug and play) (UL Type A) | Standard | FALSE | [9 empty] | 42493 |  |  | No |  | 3 | 1800 | 112 | 16 | 20 | 0.9 | 5000 | 83
P9KQ9FKG | P.Q.L. Inc. | Superior Life | 90894 | Linear Replacement Lamp | Four-Foot | Replacement Lamps (plug and play) (UL Type A) | Standard | FALSE | [9 empty] | 42493 |  |  | No |  | 3 | 2300 | 105 | 22 | 20 | 0.9 | 4000 | 83
PH235V1V | P.Q.L. Inc. | Superior Life | 90871 | Linear Replacement Lamp | Four-Foot | Replacement Lamps (plug and play) (UL Type A) | Standard | FALSE | [9 empty] | 42493 |  |  | No |  | 3 | 1700 | 106 | 16 | 20 | 0.9 | 4000 | 83
PJMUHV6G | P.Q.L. Inc. | Superior Life | 90893 | Linear Replacement Lamp | Four-Foot | Replacement Lamps (plug and play) (UL Type A) | Standard | FALSE | [9 empty] | 42493 |  |  | No |  | 3 | 2250 | 102 | 22 | 20 | 0.9 | 3500 | 83
PBNFT9MD | P.Q.L. Inc. | Superior Life | 90889 | Linear Replacement Lamp | Four-Foot | Replacement Lamps (plug and play) (UL Type A) | Standard | FALSE | [9 empty] | 42493 |  |  | No |  | 3 | 1650 | 103 | 16 | 20 | 0.9 | 3500 | 83
PU2UV1VU | Independence LED | IndependenceLED | R3-41350K-85-C | Linear Replacement Lamp | Four-Foot | 3-lamp External Driver Lamp-Style Retrofit Kits (UL Type C) | Standard | FALSE | [9 empty] | 42493 |  |  | No |  | 3.1 | 1732.23 | 145.36 | 13 | 7.09 | 0.997 | 5000 | 82.4
P1ZRZX1Y | Independence LED | IndependenceLED | R3-41350K-85-F | Linear Replacement Lamp | Four-Foot | 3-lamp External Driver Lamp-Style Retrofit Kits (UL Type C) | Standard | FALSE | [9 empty] | 42493 |  |  | No |  | 3.1 | 1725.03 | 144.76 | 13 | 7.09 | 0.997 | 5000 | 82.4
PM12FKQT | Independence LED | IndependenceLED | R3-41840K-85-C | Linear Replacement Lamp | Four-Foot | 3-lamp External Driver Lamp-Style Retrofit Kits (UL Type C) | Standard | FALSE | [9 empty] | 42493 |  |  | No |  | 3.1 | 2491.37 | 141.23 | 18 | 7.09 | 0.997 | 4000 | 82.4
P76274ZK | Independence LED | IndependenceLED | R3-41840K-85-F | Linear Replacement Lamp | Four-Foot | 3-lamp External Driver Lamp-Style Retrofit Kits (UL Type C) | Standard | FALSE | [9 empty] | 42493 |  |  | No |  | 3.1 | 2417.22 | 139.09 | 18 | 7.09 | 0.997 | 4000 | 82.4
PCUVPN2N | Independence LED | IndependenceLED | R3-41340K-85-C | Linear Replacement Lamp | Four-Foot | 3-lamp External Driver Lamp-Style Retrofit Kits (UL Type C) | Standard | FALSE | [9 empty] | 42493 |  |  | No |  | 3.1 | 1703.83 | 142.98 | 13 | 7.09 | 0.997 | 4000 | 82.4
P4WUSRD3 | Independence LED | IndependenceLED | R3-41340K-85-F | Linear Replacement Lamp | Four-Foot | 3-lamp External Driver Lamp-Style Retrofit Kits (UL Type C) | Standard | FALSE | [9 empty] | 42493 |  |  | No |  | 3.1 | 1696.75 | 142.38 | 13 | 7.09 | 0.997 | 4000 | 82.4
PJ3FBR32 | Independence LED | IndependenceLED | R3-41835K-85-C | Linear Replacement Lamp | Four-Foot | 3-lamp External Driver Lamp-Style Retrofit Kits (UL Type C) | Standard | FALSE | [9 empty] | 42493 |  |  | No |  | 3.1 | 2413.52 | 138.92 | 18 | 7.09 | 0.997 | 3500 | 82.4
PTSJBRHJ | Independence LED | IndependenceLED | R3-41835K-85-F | Linear Replacement Lamp | Four-Foot | 3-lamp External Driver Lamp-Style Retrofit Kits (UL Type C) | Standard | FALSE | [9 empty] | 42493 |  |  | No |  | 3.1 | 2377.59 | 136.81 | 18 | 7.09 | 0.997 | 3500 | 82.4
P1W7JP62 | Independence LED | IndependenceLED | R3-41335K-85-C | Linear Replacement Lamp | Four-Foot | 3-lamp External Driver Lamp-Style Retrofit Kits (UL Type C) | Standard | FALSE | [9 empty] | 42493 |  |  | No |  | 3.1 | 1675.9 | 140.63 | 13 | 7.09 | 0.997 | 3500 | 82.4
PKJMQR8Z | Independence LED | IndependenceLED | R3-41335K-85-F | Linear Replacement Lamp | Four-Foot | 3-lamp External Driver Lamp-Style Retrofit Kits (UL Type C) | Standard | FALSE | [9 empty] | 42493 |  |  | No |  | 3.1 | 1668.94 | 140.05 | 13 | 7.09 | 0.997 | 3500 | 82.4
PS9MSGCC | Independence LED | IndependenceLED | R3-41830K-85-C | Linear Replacement Lamp | Four-Foot | 3-lamp External Driver Lamp-Style Retrofit Kits (UL Type C) | Standard | FALSE | [9 empty] | 42493 |  |  | No |  | 3.1 | 2374.59 | 136.64 | 18 | 7.09 | 0.997 | 3000 | 82.4
P1PG75HR | Independence LED | IndependenceLED | R3-41830K-85-F | Linear Replacement Lamp | Four-Foot | 3-lamp External Driver Lamp-Style Retrofit Kits (UL Type C) | Standard | FALSE | [9 empty] | 42493 |  |  | No |  | 3.1 | 2338.61 | 134.57 | 18 | 7.09 | 0.997 | 3000 | 82.4
P5HVA41Q | Independence LED | IndependenceLED | R3-41330K-85-C | Linear Replacement Lamp | Four-Foot | 3-lamp External Driver Lamp-Style Retrofit Kits (UL Type C) | Standard | FALSE | [9 empty] | 42493 |  |  | No |  | 3.1 | 1648.42 | 138.33 | 13 | 7.09 | 0.997 | 3000 | 82.4
PU8V75EC | Independence LED | IndependenceLED | R3-41330K-85-F | Linear Replacement Lamp | Four-Foot | 3-lamp External Driver Lamp-Style Retrofit Kits (UL Type C) | Standard | FALSE | [9 empty] | 42493 |  |  | No |  | 3.1 | 1641.58 | 137.75 | 13 | 7.09 | 0.997 | 3000 | 82.4
PT6FW3M1 | Independence LED | IndependenceLED | R3-41827K-85-F | Linear Replacement Lamp | Four-Foot | 3-lamp External Driver Lamp-Style Retrofit Kits (UL Type C) | Standard | FALSE | [9 empty] | 42493 |  |  | No |  | 3.1 | 2335.66 | 132.36 | 18 | 7.09 | 0.997 | 2700 | 82.4
P6G59ZWF | Independence LED | IndependenceLED | R3-41827K-85-C | Linear Replacement Lamp | Four-Foot | 3-lamp External Driver Lamp-Style Retrofit Kits (UL Type C) | Standard | FALSE | [9 empty] | 42493 |  |  | No |  | 3.1 | 2335.66 | 134.4 | 18 | 7.09 | 0.997 | 2700 | 82.4
PAVMANU9 | Independence LED | IndependenceLED | R3-41327K-85-C | Linear Replacement Lamp | Four-Foot | 3-lamp External Driver Lamp-Style Retrofit Kits (UL Type C) | Standard | FALSE | [9 empty] | 42493 |  |  | No |  | 3.1 | 1621.4 | 136.06 | 13 | 7.09 | 0.997 | 2700 | 82.4
P8JNAGNA | Independence LED | IndependenceLED | R3-41327K-85-F | Linear Replacement Lamp | Four-Foot | 3-lamp External Driver Lamp-Style Retrofit Kits (UL Type C) | Standard | FALSE | [9 empty] | 42493 |  |  | No |  | 3.1 | 1614.67 | 134 | 13 | 7.09 | 0.997 | 2700 | 82.4
PGDDMH9Y | Fusion Lamps | Fusion Lamps | FLED18T8/850/BYPASS | Linear Replacement Lamp | Four-Foot | Internal Driver Lamp-Style Retrofit Kits (UL Type B) | Standard | FALSE | [9 empty] | 42493 |  |  | No |  | 3 | 2200 | 122 | 18 | 20 | 0.9 | 5000 | 83
P849H5A2 | Fusion Lamps | Fusion Lamps | FLED12.5T8/850/BYPASS | Linear Replacement Lamp | Four-Foot | Internal Driver Lamp-Style Retrofit Kits (UL Type B) | Standard | FALSE | [9 empty] | 42493 |  |  | No |  | 3 | 1800 | 120 | 15 | 20 | 0.9 | 5000 | 83
PKZ4783Y | Fusion Lamps | Fusion Lamps | FLED25T5/850/DIRECT | Linear Replacement Lamp | Four-Foot | Replacement Lamps (plug and play) (UL Type A) | Standard | FALSE | [9 empty] | 42493 |  |  | No |  | 3.1 | 3200 | 114 | 28 | 20 | 0.9 | 5000 | 82
PFWP8SJN | Fusion Lamps | Fusion Lamps | FLED18T8/840/BYPASS | Linear Replacement Lamp | Four-Foot | Internal Driver Lamp-Style Retrofit Kits (UL Type B) | Standard | FALSE | [9 empty] | 42493 |  |  | No |  | 3 | 2200 | 122 | 18 | 20 | 0.9 | 4000 | 83
PAT3M7NC | Fusion Lamps | Fusion Lamps | FLED12.5T8/840/BYPASS | Linear Replacement Lamp | Four-Foot | Internal Driver Lamp-Style Retrofit Kits (UL Type B) | Standard | FALSE | [9 empty] | 42493 |  |  | No |  | 3 | 1800 | 120 | 15 | 20 | 0.9 | 4000 | 83
P514SBH3 | Fusion Lamps | Fusion Lamps | FLED25T5/840/DIRECT | Linear Replacement Lamp | Four-Foot | Replacement Lamps (plug and play) (UL Type A) | Standard | FALSE | [9 empty] | 42493 |  |  | No |  | 3.1 | 3200 | 114 | 28 | 20 | 0.9 | 4000 | 82
PY2FMB1U | Fusion Lamps | Fusion Lamps | FLED18T8/835/BYPASS | Linear Replacement Lamp | Four-Foot | Internal Driver Lamp-Style Retrofit Kits (UL Type B) | Standard | FALSE | [9 empty] | 42493 |  |  | No |  | 3 | 2200 | 122 | 18 | 20 | 0.9 | 3500 | 83
PNV4X5RB | Fusion Lamps | Fusion Lamps | FLED12.5T8/835/BYPASS | Linear Replacement Lamp | Four-Foot | Internal Driver Lamp-Style Retrofit Kits (UL Type B) | Standard | FALSE | [9 empty] | 42493 |  |  | No |  | 3 | 1800 | 120 | 15 | 20 | 0.9 | 3500 | 83
PAP1DUB7 | Fusion Lamps | Fusion Lamps | FLED25T5/835/DIRECT | Linear Replacement Lamp | Four-Foot | Replacement Lamps (plug and play) (UL Type A) | Standard | FALSE | [9 empty] | 42493 |  |  | No |  | 3.1 | 3000 | 107 | 28 | 20 | 0.9 | 3500 | 82
P2DF8RUP | Axis Energy Partners LLC | Axis LED Lighting | AEP-T5HO-24W-2800lm-3000K-PNP | Linear Replacement Lamp | Four-Foot | Replacement Lamps (plug and play) (UL Type A) | Standard | TRUE | 3013 | 105.1 | 28.7 | 10 | 0.951 | 3078 | 83 | 5 | 50000 | 42492 |  |  | No |  | 3 | 3000 | 107 | 28 | 20 | 0.9 | 3000 | 80
P3QYVRUN | Energetic Lighting Inc. | Energetic | E2T8CG-18F830D | Linear Replacement Lamp | Four-Foot | Replacement Lamps (plug and play) (UL Type A) | Standard | TRUE | 2155 | 112.36 | 19.18 | 13.35 | 0.9306 | 3068 | 82.3 | 5 | 50000 | 42492 |  |  | No |  | 3.1 | 2155 | 112.36 | 19.18 | 13.35 | 0.9306 | 3000 | 82.3
PBXFQS4A | Axis Energy Partners LLC | Axis LED Lighting | AEP-T5HO-24W-2800lm-5000K-PNP | Linear Replacement Lamp | Four-Foot | Replacement Lamps (plug and play) (UL Type A) | Standard | FALSE | [9 empty] | 42492 |  |  | No |  | 3 | 3200 | 115 | 28 | 20 | 0.9 | 5000 | 80
PKQ11BBE | Axis Energy Partners LLC | Axis LED Lighting | AEP-T5HO-24W-2800lm-4000K-PNP | Linear Replacement Lamp | Four-Foot | Replacement Lamps (plug and play) (UL Type A) | Standard | FALSE | [9 empty] | 42492 |  |  | No |  | 3 | 3050 | 109 | 28 | 20 | 0.9 | 4000 | 80
P42M9HFF | Sarin Energy Inc. | SES | SES-4T8H-5000-12 | Linear Replacement Lamp | Four-Foot | Internal Driver Lamp-Style Retrofit Kits (UL Type B) | Standard | FALSE | [9 empty] | 42492 |  |  | No |  | 3.1 | 1686 | 135.31 | 12.46 | 18.05 | 0.9205 | 4500 | 82.5
PEMA34K6 | Sarin Energy Inc. | SES | SES-4FT-5000-18 | Linear Replacement Lamp | Four-Foot | Internal Driver Lamp-Style Retrofit Kits (UL Type B) | Standard | FALSE | [9 empty] | 42492 |  |  | No |  | 3.1 | 2389 | 133.54 | 17.89 | 18.15 | 0.9247 | 4500 | 81.5
PK8CZKEM | Energetic Lighting Inc. | Energetic | E2T8CG-18F850D | Linear Replacement Lamp | Four-Foot | Replacement Lamps (plug and play) (UL Type A) | Standard | FALSE | [9 empty] | 42492 |  |  | No |  | 3.1 | 2252 | 116.45 | 19.34 | 13.77 | 0.9348 | 5000 | 84.4
P6G7AJMV | Energetic Lighting Inc. | Energetic | E2T8CG-18F840D | Linear Replacement Lamp | Four-Foot | Replacement Lamps (plug and play) (UL Type A) | Standard | FALSE | [9 empty] | 42492 |  |  | No | optional B suffix on model number indicates packaging variation | 3.1 | 2204 | 114.41 | 19.26 | 13.35 | 0.9306 | 4000 | 82.3
PBEXBS7C | EnpacÂ IndustriesÂ IncÂ DBAÂ VM5Â LightingÂ Solutions | VM5Â LightingÂ Solutions | VL4-T8-30K-2200-DR | Linear Replacement Lamp | Four-Foot | Replacement Lamps (plug and play) (UL Type A) | Standard | TRUE | 2258 | 118.3 | 19.08 | 9.74 | 0.9807 | 3063 | 84.6 | 5 | 50000 | 42489 |  |  | No |  | 3 | 2200 | 122 | 18 | 20 | 0.9 | 3000 | 82
PEYW7NQ7 | EnpacÂ IndustriesÂ IncÂ DBAÂ VM5Â LightingÂ Solutions | VM5Â LightingÂ Solutions | VL4-T8-30K-1800-DR | Linear Replacement Lamp | Four-Foot | Replacement Lamps (plug and play) (UL Type A) | Standard | TRUE | 1849 | 115.2 | 16.05 | 11.53 | 0.9752 | 3066 | 84.6 | 5 | 50000 | 42489 |  |  | No |  | 3 | 1800 | 116 | 15.5 | 20 | 0.9 | 3000 | 83
PUTK9D3N | EnpacÂ IndustriesÂ IncÂ DBAÂ VM5Â LightingÂ Solutions | VM5Â LightingÂ Solutions | VL4-T8-30K-2200-DM | Linear Replacement Lamp | Four-Foot | Dual Mode Internal Driver (UL Type A and Type B) | Standard | TRUE | 2212 | 107 | 20.68 | 9.03 | 0.9744 | 3067 | 84.5 | 5 | 50000 | 42489 |  |  | No |  | 3.1 | 2200 | 107 | 20.5 | 20 | 0.9 | 3000 | 82
P7CZUSUS | EnpacÂ IndustriesÂ IncÂ DBAÂ VM5Â LightingÂ Solutions | VM5Â LightingÂ Solutions | VL4-T5-30K-3200-DR | Linear Replacement Lamp | Four-Foot | Replacement Lamps (plug and play) (UL Type A) | Standard | TRUE | 2922 | 107.4 | 27.2 | 10.2 | 0.947 | 3083 | 85 | 5 | 50000 | 42489 |  |  | No |  | 3.1 | 3000 | 107 | 28 | 20 | 0.9 | 3000 | 82
PKHE19HS | ThinkLite LLC | ThinkLite LLC | TLT8XHO-C-9 [Four-Foot T8 G13 Base][3000K Clear Lens] | Linear Replacement Lamp | Four-Foot | Internal Driver Lamp-Style Retrofit Kits (UL Type B) | Standard | TRUE | 2448 | 138.78 | 17.64 | 16.27 | 0.9053 | 2950 | 82.2 | 5 | 50000 | 42489 |  |  | No |  | 3 | 2437 | 140.22 | 17.38 | 16.27 | 0.9053 | 3000 | 82.2
PV8PKCNR | ThinkLite LLC | ThinkLite LLC | TLT58(G5)4FXHO-D-18 [Four-Foot T8 G13 Base][5000K Clear Lens] | Linear Replacement Lamp | Four-Foot | Internal Driver Lamp-Style Retrofit Kits (UL Type B) | Standard | FALSE | 2976 | 132.68 | 22.43 | 17.15 | 0.9053 | 4932 | 85.2 |  |  | 42489 |  |  | No |  | 3 | 2976 | 132.68 | 22.43 | 17.15 | 0.9053 | 5000 | 85.2
PYQTNCEC | ThinkLite LLC | ThinkLite LLC | TLT8XHO-D-14 [Four-Foot T8 G13 Base][3000K Clear Lens] | Linear Replacement Lamp | Four-Foot | Internal Driver Lamp-Style Retrofit Kits (UL Type B) | Standard | TRUE | 2863 | 126.79 | 22.58 | 17.09 | 0.9048 | 3021 | 82.7 | 5 | 50000 | 42489 |  |  | No |  | 3 | 2863 | 126.79 | 22.58 | 17.09 | 0.9048 | 3000 | 82.7
P5RQ7WBP | ThinkLite LLC | ThinkLite LLC | TLT8XHO-A-4 [Four-Foot T8 G13 Base][3000K Clear Lens] | Linear Replacement Lamp | Four-Foot | Internal Driver Lamp-Style Retrofit Kits (UL Type B) | Standard | TRUE | 2235 | 138.56 | 16.13 | 19.28 | 0.9027 | 2931 | 81.9 | 5 | 50000 | 42489 |  |  | No |  | 3 | 2223 | 140.16 | 15.86 | 19.28 | 0.9027 | 3000 | 81.9
P651E4R1 | EnpacÂ IndustriesÂ IncÂ DBAÂ VM5Â LightingÂ Solutions | VM5Â LightingÂ Solutions | VL4-T8-50K-1800-DR | Linear Replacement Lamp | Four-Foot | Replacement Lamps (plug and play) (UL Type A) | Standard | FALSE | [9 empty] | 42489 |  |  | No |  | 3 | 1800 | 116 | 15.5 | 20 | 0.9 | 5000 | 83
PR7A7VGB | EnpacÂ IndustriesÂ IncÂ DBAÂ VM5Â LightingÂ Solutions | VM5Â LightingÂ Solutions | VL4-T5-50K-3200-DR | Linear Replacement Lamp | Four-Foot | Replacement Lamps (plug and play) (UL Type A) | Standard | FALSE | [9 empty] | 42489 |  |  | No |  | 3.1 | 3200 | 114 | 28 | 20 | 0.9 | 5000 | 82
P9RHKGYJ | EnpacÂ IndustriesÂ IncÂ DBAÂ VM5Â LightingÂ Solutions | VM5Â LightingÂ Solutions | VL4-T8-50K-2200-DR | Linear Replacement Lamp | Four-Foot | Replacement Lamps (plug and play) (UL Type A) | Standard | FALSE | [9 empty] | 42489 |  |  | No |  | 3 | 2200 | 122 | 18 | 20 | 0.9 | 5000 | 82
P4RENCMR | EnpacÂ IndustriesÂ IncÂ DBAÂ VM5Â LightingÂ Solutions | VM5Â LightingÂ Solutions | VL4-T8-50K-2200-DM | Linear Replacement Lamp | Four-Foot | Dual Mode Internal Driver (UL Type A and Type B) | Standard | FALSE | [9 empty] | 42489 |  |  | No |  | 3.1 | 2200 | 107 | 20.5 | 20 | 0.9 | 5000 | 82
PJSZD3D2 | EnpacÂ IndustriesÂ IncÂ DBAÂ VM5Â LightingÂ Solutions | VM5Â LightingÂ Solutions | VL4-T8-40K-1800-DR | Linear Replacement Lamp | Four-Foot | Replacement Lamps (plug and play) (UL Type A) | Standard | FALSE | [9 empty] | 42489 |  |  | No |  | 3 | 1800 | 116 | 15.5 | 20 | 0.9 | 4000 | 83
P5UW4PVR | EnpacÂ IndustriesÂ IncÂ DBAÂ VM5Â LightingÂ Solutions | VM5Â LightingÂ Solutions | VL4-T5-40K-3200-DR | Linear Replacement Lamp | Four-Foot | Replacement Lamps (plug and play) (UL Type A) | Standard | FALSE | [9 empty] | 42489 |  |  | No |  | 3.1 | 3200 | 114 | 28 | 20 | 0.9 | 4000 | 82
PZBFGRPW | EnpacÂ IndustriesÂ IncÂ DBAÂ VM5Â LightingÂ Solutions | VM5Â LightingÂ Solutions | VL4-T8-40K-2200-DM | Linear Replacement Lamp | Four-Foot | Dual Mode Internal Driver (UL Type A and Type B) | Standard | FALSE | [9 empty] | 42489 |  |  | No |  | 3.1 | 2200 | 107 | 20.5 | 20 | 0.9 | 4000 | 82
P512RU8U | EnpacÂ IndustriesÂ IncÂ DBAÂ VM5Â LightingÂ Solutions | VM5Â LightingÂ Solutions | VL4-T8-40K-2200-DR | Linear Replacement Lamp | Four-Foot | Replacement Lamps (plug and play) (UL Type A) | Standard | FALSE | [9 empty] | 42489 |  |  | No |  | 3 | 2200 | 122 | 18 | 20 | 0.9 | 4000 | 82
PTFQR95X | EnpacÂ IndustriesÂ IncÂ DBAÂ VM5Â LightingÂ Solutions | VM5Â LightingÂ Solutions | VL4-T8-35K-1800-DR | Linear Replacement Lamp | Four-Foot | Replacement Lamps (plug and play) (UL Type A) | Standard | FALSE | [9 empty] | 42489 |  |  | No |  | 3 | 1800 | 116 | 15.5 | 20 | 0.9 | 3500 | 83
PSBRQU3G | EnpacÂ IndustriesÂ IncÂ DBAÂ VM5Â LightingÂ Solutions | VM5Â LightingÂ Solutions | VL4-T5-35K-3200-DR | Linear Replacement Lamp | Four-Foot | Replacement Lamps (plug and play) (UL Type A) | Standard | FALSE | [9 empty] | 42489 |  |  | No |  | 3.1 | 3000 | 107 | 28 | 20 | 0.9 | 3500 | 82
PWTH7MQF | EnpacÂ IndustriesÂ IncÂ DBAÂ VM5Â LightingÂ Solutions | VM5Â LightingÂ Solutions | VL4-T8-35K-2200-DR | Linear Replacement Lamp | Four-Foot | Replacement Lamps (plug and play) (UL Type A) | Standard | FALSE | [9 empty] | 42489 |  |  | No |  | 3 | 2200 | 122 | 18 | 20 | 0.9 | 3500 | 82
PHJDEJ2N | EnpacÂ IndustriesÂ IncÂ DBAÂ VM5Â LightingÂ Solutions | VM5Â LightingÂ Solutions | VL4-T8-35K-2200-DM | Linear Replacement Lamp | Four-Foot | Dual Mode Internal Driver (UL Type A and Type B) | Standard | FALSE | [9 empty] | 42489 |  |  | No |  | 3.1 | 2200 | 107 | 20.5 | 20 | 0.9 | 3500 | 82
PYEW1Z72 | ThinkLite LLC | ThinkLite LLC | TLT58(G5)4FXHO-B-8 [Four-Foot T8 G13 Base][5000K Clear Lens] | Linear Replacement Lamp | Four-Foot | Internal Driver Lamp-Style Retrofit Kits (UL Type B) | Standard | FALSE | [9 empty] | 42489 |  |  | No |  | 3 | 2253 | 142.41 | 15.82 | 19.82 | 0.9043 | 5000 | 83.9
P7W4Y9D5 | ThinkLite LLC | ThinkLite LLC | TLT58(G5)4FXHO-C-13 [Four-Foot T8 G13 Base][5000K Clear Lens] | Linear Replacement Lamp | Four-Foot | Internal Driver Lamp-Style Retrofit Kits (UL Type B) | Standard | FALSE | [9 empty] | 42489 |  |  | No |  | 3 | 2503 | 142.62 | 17.55 | 16.02 | 0.9026 | 5000 | 83.8
PU75F7HT | ThinkLite LLC | ThinkLite LLC | TLT58(G5)4FXHO-D-17 [Four-Foot T8 G13 Base][4500K Clear Lens] | Linear Replacement Lamp | Four-Foot | Internal Driver Lamp-Style Retrofit Kits (UL Type B) | Standard | FALSE | [9 empty] | 42489 |  |  | No |  | 3 | 2863 | 126.79 | 22.58 | 17.09 | 0.9048 | 4500 | 82.7
P3ZH54KJ | ThinkLite LLC | ThinkLite LLC | TLT58(G5)4FXHO-C-12 [Four-Foot T8 G13 Base][4500K Clear Lens] | Linear Replacement Lamp | Four-Foot | Internal Driver Lamp-Style Retrofit Kits (UL Type B) | Standard | FALSE | [9 empty] | 42489 |  |  | No |  | 3 | 2486.5 | 142.37 | 17.47 | 16.27 | 0.9053 | 4500 | 82.2
PTY1Z1HC | ThinkLite LLC | ThinkLite LLC | TLT58(G5)4FXHO-B-7 [Four-Foot T8 G13 Base][4500K Clear Lens] | Linear Replacement Lamp | Four-Foot | Internal Driver Lamp-Style Retrofit Kits (UL Type B) | Standard | FALSE | [9 empty] | 42489 |  |  | No |  | 3 | 2245.5 | 141.76 | 15.84 | 19.28 | 0.9027 | 4500 | 81.9
P8ZZFWQT | ThinkLite LLC | ThinkLite LLC | TLT8XHO-D-16 [Four-Foot T8 G13 Base][4000K Clear Lens] | Linear Replacement Lamp | Four-Foot | Internal Driver Lamp-Style Retrofit Kits (UL Type B) | Standard | FALSE | [9 empty] | 42489 |  |  | No |  | 3 | 2863 | 126.79 | 22.58 | 17.09 | 0.9048 | 4000 | 82.7
PEF7BUKM | ThinkLite LLC | ThinkLite LLC | TLT8XHO-C-11 [Four-Foot T8 G13 Base][4000K Clear Lens] | Linear Replacement Lamp | Four-Foot | Internal Driver Lamp-Style Retrofit Kits (UL Type B) | Standard | FALSE | [9 empty] | 42489 |  |  | No |  | 3 | 2470 | 141.43 | 17.47 | 16.27 | 0.9053 | 4000 | 82.2
PF7VHNKX | ThinkLite LLC | ThinkLite LLC | TLT8XHO-B-6 [Four-Foot T8 G13 Base][4000K Clear Lens] | Linear Replacement Lamp | Four-Foot | Internal Driver Lamp-Style Retrofit Kits (UL Type B) | Standard | FALSE | [9 empty] | 42489 |  |  | No |  | 3 | 2238 | 141.29 | 15.84 | 19.28 | 0.9027 | 4000 | 81.9
PR8XSC5U | ThinkLite LLC | ThinkLite LLC | TLT8XHO-D-15 [Four-Foot T8 G13 Base][3500K Clear Lens] | Linear Replacement Lamp | Four-Foot | Internal Driver Lamp-Style Retrofit Kits (UL Type B) | Standard | FALSE | [9 empty] | 42489 |  |  | No |  | 3 | 2863 | 126.79 | 22.58 | 17.09 | 0.9048 | 3500 | 82.7
PRG3BJFG | ThinkLite LLC | ThinkLite LLC | TLT8XHO-C-10 [Four-Foot T8 G13 Base][3500K Clear Lens] | Linear Replacement Lamp | Four-Foot | Internal Driver Lamp-Style Retrofit Kits (UL Type B) | Standard | FALSE | [9 empty] | 42489 |  |  | No |  | 3 | 2453.5 | 140.48 | 17.47 | 16.27 | 0.9053 | 3500 | 82.2
P8CHVP65 | ThinkLite LLC | ThinkLite LLC | TLT8XHO-B-5 [Four-Foot T8 G13 Base][3500K Clear Lens] | Linear Replacement Lamp | Four-Foot | Internal Driver Lamp-Style Retrofit Kits (UL Type B) | Standard | FALSE | [9 empty] | 42489 |  |  | No |  | 3 | 2230.5 | 140.81 | 15.84 | 19.28 | 0.9027 | 3500 | 81.9
PR9A4ZXV | Hengdian Group Tospo Lighting Co.Ltd | TOSPO | G6 TP120-277-19/T8 G13 4000K | Linear Replacement Lamp | Four-Foot | Replacement Lamps (plug and play) (UL Type A) | Standard | TRUE | 2231.3 | 112.44 | 19.85 | 7.2 | 0.987 | 4119 | 82.2 | 5 | 50000 | 42488 |  |  | No |  | 3.1 | 2200 | 115.7 | 19 | 7.2 | 0.987 | 4000 | 80
P8YYC5GY | Metro LED | Metro LED | ML-T8-18W1200 BALLAST COMPATIBLE LED TUBE(4000K FROSTED) | Linear Replacement Lamp | Four-Foot | Dual Mode Internal Driver (UL Type A and Type B) | Standard | TRUE | 2261 | 105.6 | 21.42 | 11.36 | 0.9667 | 3987 | 81.5 | 5 | 50000 | 42488 |  |  | NotYetVerified |  | 3 | 2212 | 122.9 | 18 | 20 | 0.9 | 4000 | 83
PU8XDZ25 | Metro LED | Metro LED | ML-T8-20W1200 BALLAST COMPATIBLE LED TUBE(3000K CLEAR) | Linear Replacement Lamp | Four-Foot | Dual Mode Internal Driver (UL Type A and Type B) | Standard | TRUE | 2327 | 104.06 | 22.36 | 10.17 | 0.9129 | 2910 | 81.2 | 5 | 50000 | 42488 |  |  | NotYetVerified |  | 3 | 2327 | 116 | 20 | 20 | 0.9 | 3000 | 83
PRGF3MVA | Metro LED | Metro LED | ML-T8-20W1200 BALLAST COMPATIBLE LED TUBE(3000K FROSTED) | Linear Replacement Lamp | Four-Foot | Dual Mode Internal Driver (UL Type A and Type B) | Standard | TRUE | 2255 | 100.28 | 22.49 | 9.98 | 0.9119 | 2911 | 81.3 | 5 | 50000 | 42488 |  |  | NotYetVerified |  | 3 | 2250 | 110 | 22.5 | 20 | 0.9 | 3000 | 83
PFM6E4EB | Eiko Global LLC | EIKO | LED15WT8F/48/830K | Linear Replacement Lamp | Four-Foot | Internal Driver Lamp-Style Retrofit Kits (UL Type B) | Standard | TRUE | 1934 | 128.1 | 15.1 | 16.58 | 0.906 | 3065 | 84.6 | 5 | 50000 | 42488 |  |  | No |  | 3 | 1800 | 120 | 15 | 20 | 0.9 | 3000 | 83
PEM984Z6 | Metro LED | Metro LED | ML-T8-15WZ4 (3000K Frosted) | Linear Replacement Lamp | Four-Foot | Internal Driver Lamp-Style Retrofit Kits (UL Type B) | Standard | TRUE | 1799 | 107.7 | 16.7 | 18.35 | 0.8804 | 3120 | 81.7 | 5 | 50000 | 42488 |  |  | NotYetVerified | Lastx represents either s for single-end power input or T for double-end inputs | 3 | 1750 | 130 | 14 | 20 | 0.9 | 3000 | 83
PXHRK33H | Metro LED | Metro LED | ML-T8-18WN4 (3000K FROSTED) | Linear Replacement Lamp | Four-Foot | Internal Driver Lamp-Style Retrofit Kits (UL Type B) | Standard | TRUE | 2036 | 117 | 17.4 | 15.1 | 0.8786 | 3038 | 82.4 | 5 | 50000 | 42488 |  |  | NotYetVerified | Lastx represents either s for single-end power input or T for double-end inputs | 3 | 2036 | 117 | 17.4 | 20 | 0.9 | 3000 | 83
PH4FNEPB | Metro LED | Metro LED | ML-T8-22WN4 (3000K FROSTED) | Linear Replacement Lamp | Four-Foot | Internal Driver Lamp-Style Retrofit Kits (UL Type B) | Standard | TRUE | 2150 | 99.1 | 21.7 | 20.57 | 0.87 | 3019 | 82.6 | 5 | 50000 | 42488 |  |  | NotYetVerified |  | 3 | 2150 | 97.8 | 22 | 20 | 0.9 | 3000 | 83
PYYPHJXP | Metro LED | Metro LED | ML-T8-22WN4 (5000K FROSTED) | Linear Replacement Lamp | Four-Foot | Internal Driver Lamp-Style Retrofit Kits (UL Type B) | Standard | FALSE | [9 empty] | 42488 |  |  | NotYetVerified | Lastx represents either s for single-end power input or T for double-end inputs | 3 | 2300 | 104.5 | 22 | 20 | 0.9 | 5000 | 83
PG1UB1YV | Metro LED | Metro LED | ML-T8-22WN4 (5000K Clear) | Linear Replacement Lamp | Four-Foot | Internal Driver Lamp-Style Retrofit Kits (UL Type B) | Standard | FALSE | [9 empty] | 42488 |  |  | NotYetVerified |  | 3 | 2300 | 104.5 | 22 | 20 | 0.9 | 5000 | 83
PWT8567W | Metro LED | Metro LED | ML-T8-18W1200 BALLAST COMPATIBLE LED TUBE(5000K FROSTED) | Linear Replacement Lamp | Four-Foot | Dual Mode Internal Driver (UL Type A and Type B) | Standard | FALSE | [9 empty] | 42488 |  |  | NotYetVerified | Lastx represents either s for single-end power input or T for double-end inputs | 3 | 2212 | 122.9 | 18 | 20 | 0.9 | 5000 | 83
PD1RAA5M | Metro LED | Metro LED | ML-T8-18W1200 BALLAST COMPATIBLE LED TUBE(5000K CLEAR) | Linear Replacement Lamp | Four-Foot | Dual Mode Internal Driver (UL Type A and Type B) | Standard | FALSE | [9 empty] | 42488 |  |  | NotYetVerified | Lastx represents either s for single-end power input or T for double-end inputs | 3 | 2212 | 122.9 | 18 | 20 | 0.9 | 5000 | 83
PY2MR69Y | Metro LED | Metro LED | ML-T8-15WZ4 (5000K Clear) | Linear Replacement Lamp | Four-Foot | Internal Driver Lamp-Style Retrofit Kits (UL Type B) | Standard | FALSE | [9 empty] | 42488 |  |  | NotYetVerified | Lastx represents either s for single-end power input or T for double-end inputs | 3 | 1850 | 130 | 14 | 20 | 0.9 | 5000 | 83
PSY2TU7C | Metro LED | Metro LED | ML-T8-15WZ4 (5000K Frosted) | Linear Replacement Lamp | Four-Foot | Internal Driver Lamp-Style Retrofit Kits (UL Type B) | Standard | FALSE | [9 empty] | 42488 |  |  | NotYetVerified | Lastx represents either s for single-end power input or T for double-end inputs | 3 | 1850 | 130 | 14 | 20 | 0.9 | 5000 | 83
P2B53N1K | Metro LED | Metro LED | ML-T8-20W1200 BALLAST COMPATIBLE LED TUBE(5000K FROSTED) | Linear Replacement Lamp | Four-Foot | Dual Mode Internal Driver (UL Type A and Type B) | Standard | FALSE | [9 empty] | 42488 |  |  | NotYetVerified | Lastx represents either s for single-end power input or T for double-end inputs | 3 | 2489 | 113 | 21.99 | 20 | 0.9 | 5000 | 83
PRQQJ43Z | Metro LED | Metro LED | ML-T8-20W1200 BALLAST COMPATIBLE LED TUBE(5000K CLEAR) | Linear Replacement Lamp | Four-Foot | Dual Mode Internal Driver (UL Type A and Type B) | Standard | FALSE | [9 empty] | 42488 |  |  | NotYetVerified | Lastx represents either s for single-end power input or T for double-end inputs | 3 | 2327 | 116 | 22.5 | 20 | 0.9 | 5000 | 83
PJ9WEQX5 | Metro LED | Metro LED | ML-T8-18WN4 (5000K FROSTED) | Linear Replacement Lamp | Four-Foot | Internal Driver Lamp-Style Retrofit Kits (UL Type B) | Standard | FALSE | [9 empty] | 42488 |  |  | NotYetVerified | Lastx represents either s for single-end power input or T for double-end inputs | 3 | 2299 | 134.4 | 17.1 | 20 | 0.9 | 4976 | 83
PBQA1TAP | Metro LED | Metro LED | ML-T8-18WN4 (5000K Clear) | Linear Replacement Lamp | Four-Foot | Internal Driver Lamp-Style Retrofit Kits (UL Type B) | Standard | FALSE | [9 empty] | 42488 |  |  | NotYetVerified | Lastx represents either s for single-end power input or T for double-end inputs | 3 | 2299 | 134.4 | 17.1 | 20 | 0.9 | 4976 | 83
PC27ACU5 | Metro LED | Metro LED | ML-T8-18W1200 BALLAST COMPATIBLE LED TUBE(4000K CLEAR) | Linear Replacement Lamp | Four-Foot | Dual Mode Internal Driver (UL Type A and Type B) | Standard | FALSE | [9 empty] | 42488 |  |  | NotYetVerified | Lastx represents either s for single-end power input or T for double-end inputs | 3 | 2212 | 122.9 | 18 | 20 | 0.9 | 4000 | 83
PMAJ5W26 | Metro LED | Metro LED | ML-T8-22WN4 (4000K Clear) | Linear Replacement Lamp | Four-Foot | Internal Driver Lamp-Style Retrofit Kits (UL Type B) | Standard | FALSE | [9 empty] | 42488 |  |  | NotYetVerified |  | 3 | 2150 | 97.8 | 22 | 20 | 0.9 | 4000 | 83
PFGJFRKZ | Metro LED | Metro LED | ML-T8-22WN4 (4000K FROSTED) | Linear Replacement Lamp | Four-Foot | Internal Driver Lamp-Style Retrofit Kits (UL Type B) | Standard | FALSE | [9 empty] | 42488 |  |  | NotYetVerified |  | 3 | 2150 | 97.8 | 22 | 20 | 0.9 | 4000 | 83
PUM81GPG | Metro LED | Metro LED | ML-T8-18WN4 (4000K Clear) | Linear Replacement Lamp | Four-Foot | Internal Driver Lamp-Style Retrofit Kits (UL Type B) | Standard | FALSE | [9 empty] | 42488 |  |  | NotYetVerified | Lastx represents either s for single-end power input or T for double-end inputs | 3 | 2050 | 105.1 | 19.5 | 20 | 0.9 | 4000 | 83
PSZ7QESX | Metro LED | Metro LED | ML-T8-18WN4 (4000K FROSTED) | Linear Replacement Lamp | Four-Foot | Internal Driver Lamp-Style Retrofit Kits (UL Type B) | Standard | FALSE | [9 empty] | 42488 |  |  | NotYetVerified |  | 3 | 2050 | 105.1 | 19.5 | 20 | 0.9 | 4000 | 83
PA2Y7P61 | Metro LED | Metro LED | ML-T8-15WZ4 (4000K Frosted) | Linear Replacement Lamp | Four-Foot | Internal Driver Lamp-Style Retrofit Kits (UL Type B) | Standard | FALSE | [9 empty] | 42488 |  |  | NotYetVerified | Lastx represents either s for single-end power input or T for double-end inputs | 3 | 1850 | 130 | 14 | 20 | 0.9 | 4000 | 83
P4Q27PSR | Metro LED | Metro LED | ML-T8-15WZ4 (4000K Clear) | Linear Replacement Lamp | Four-Foot | Internal Driver Lamp-Style Retrofit Kits (UL Type B) | Standard | FALSE | [9 empty] | 42488 |  |  | NotYetVerified | Lastx represents either s for single-end power input or T for double-end inputs | 3 | 1850 | 130 | 14 | 20 | 0.9 | 4000 | 83
PZJAV2AU | Metro LED | Metro LED | ML-T8-20W1200 BALLAST COMPATIBLE LED TUBE(4000K FROSTED) | Linear Replacement Lamp | Four-Foot | Dual Mode Internal Driver (UL Type A and Type B) | Standard | FALSE | [9 empty] | 42488 |  |  | NotYetVerified | Lastx represents either s for single-end power input or T for double-end inputs | 3 | 2431 | 112 | 21.83 | 20 | 0.9 | 4000 | 83
PAUFB5GP | Metro LED | Metro LED | ML-T8-20W1200 BALLAST COMPATIBLE LED TUBE(4000K CLEAR) | Linear Replacement Lamp | Four-Foot | Dual Mode Internal Driver (UL Type A and Type B) | Standard | FALSE | [9 empty] | 42488 |  |  | NotYetVerified | Lastx represents either s for single-end power input or T for double-end inputs | 3 | 2327 | 116 | 22.5 | 20 | 0.9 | 4000 | 83
PQZEB9W3 | Metro LED | Metro LED | ML-T8-18W1200 BALLAST COMPATIBLE LED TUBE(3500K FROSTED) | Linear Replacement Lamp | Four-Foot | Dual Mode Internal Driver (UL Type A and Type B) | Standard | FALSE | [9 empty] | 42488 |  |  | NotYetVerified | Lastx represents either s for single-end power input or T for double-end inputs | 3 | 2212 | 122.9 | 18 | 20 | 0.9 | 3500 | 83
PM9QBJQX | Metro LED | Metro LED | ML-T8-18W1200 BALLAST COMPATIBLE LED TUBE(3500K CLEAR) | Linear Replacement Lamp | Four-Foot | Dual Mode Internal Driver (UL Type A and Type B) | Standard | FALSE | [9 empty] | 42488 |  |  | NotYetVerified | Lastx represents either s for single-end power input or T for double-end inputs | 3 | 2212 | 122.9 | 18 | 20 | 0.9 | 3500 | 83
PYU33XMF | Metro LED | Metro LED | ML-T8-22WN4 (3500K Clear) | Linear Replacement Lamp | Four-Foot | Internal Driver Lamp-Style Retrofit Kits (UL Type B) | Standard | FALSE | [9 empty] | 42488 |  |  | NotYetVerified | Lastx represents either s for single-end power input or T for double-end inputs | 3 | 2150 | 97.8 | 22 | 20 | 0.9 | 3500 | 83
PNA7SM2Q | Metro LED | Metro LED | ML-T8-22WN4 (3500K FROSTED) | Linear Replacement Lamp | Four-Foot | Internal Driver Lamp-Style Retrofit Kits (UL Type B) | Standard | FALSE | [9 empty] | 42488 |  |  | NotYetVerified |  | 3 | 2150 | 97.8 | 22 | 20 | 0.9 | 3500 | 83
PS6Q9YKC | Metro LED | Metro LED | ML-T8-18WN4 (3500K FROSTED) | Linear Replacement Lamp | Four-Foot | Internal Driver Lamp-Style Retrofit Kits (UL Type B) | Standard | FALSE | [9 empty] | 42488 |  |  | NotYetVerified |  | 3 | 2000 | 102.6 | 19.5 | 20 | 0.9 | 3500 | 83
PBTZE8AN | Metro LED | Metro LED | ML-T8-18WN4 (3500K Clear) | Linear Replacement Lamp | Four-Foot | Internal Driver Lamp-Style Retrofit Kits (UL Type B) | Standard | FALSE | [9 empty] | 42488 |  |  | NotYetVerified |  | 3 | 2000 | 102.6 | 19.5 | 20 | 0.9 | 3500 | 83
P8J8A82J | Metro LED | Metro LED | ML-T8-15WZ4 (30500K Clear) | Linear Replacement Lamp | Four-Foot | Internal Driver Lamp-Style Retrofit Kits (UL Type B) | Standard | FALSE | [9 empty] | 42488 |  |  | NotYetVerified | Lastx represents either s for single-end power input or T for double-end inputs | 3 | 1750 | 130 | 14 | 20 | 0.9 | 3500 | 83
P2Z1K737 | Metro LED | Metro LED | ML-T8-15WZ4 (3500K Frosted) | Linear Replacement Lamp | Four-Foot | Internal Driver Lamp-Style Retrofit Kits (UL Type B) | Standard | FALSE | [9 empty] | 42488 |  |  | NotYetVerified | Lastx represents either s for single-end power input or T for double-end inputs | 3 | 1750 | 130 | 14 | 20 | 0.9 | 3500 | 83
PQ1N5AZX | Metro LED | Metro LED | ML-T8-20W1200 BALLAST COMPATIBLE LED TUBE(3500K FROSTED) | Linear Replacement Lamp | Four-Foot | Dual Mode Internal Driver (UL Type A and Type B) | Standard | FALSE | [9 empty] | 42488 |  |  | NotYetVerified | Lastx represents either s for single-end power input or T for double-end inputs | 3 | 2402 | 110 | 21.73 | 20 | 0.9 | 3500 | 83
P3JJ75XX | Metro LED | Metro LED | ML-T8-20W1200 BALLAST COMPATIBLE LED TUBE(3500K CLEAR) | Linear Replacement Lamp | Four-Foot | Dual Mode Internal Driver (UL Type A and Type B) | Standard | FALSE | [9 empty] | 42488 |  |  | NotYetVerified | Lastx represents either s for single-end power input or T for double-end inputs | 3 | 2327 | 116 | 22.5 | 20 | 0.9 | 3500 | 83
PQJQYEVD | Metro LED | Metro LED | ML-T8-18W1200 BALLAST COMPATIBLE LED TUBE(3000K CLEAR) | Linear Replacement Lamp | Four-Foot | Dual Mode Internal Driver (UL Type A and Type B) | Standard | FALSE | [9 empty] | 42488 |  |  | NotYetVerified | Lastx represents either s for single-end power input or T for double-end inputs | 3 | 2212 | 122.9 | 18 | 20 | 0.9 | 3000 | 83
P89EAYHF | Metro LED | Metro LED | ML-T8-18W1200 BALLAST COMPATIBLE LED TUBE(3000K FROSTED) | Linear Replacement Lamp | Four-Foot | Dual Mode Internal Driver (UL Type A and Type B) | Standard | FALSE | [9 empty] | 42488 |  |  | NotYetVerified | Lastx represents either s for single-end power input or T for double-end inputs | 3 | 2212 | 122.9 | 18 | 20 | 0.9 | 3000 | 83
PDPMY873 | Metro LED | Metro LED | ML-T8-22WN4 (3000K Clear) | Linear Replacement Lamp | Four-Foot | Internal Driver Lamp-Style Retrofit Kits (UL Type B) | Standard | FALSE | [9 empty] | 42488 |  |  | NotYetVerified |  | 3 | 2150 | 97.8 | 22 | 20 | 0.9 | 3000 | 83
PRTQCF8K | Metro LED | Metro LED | ML-T8-18WN4 (3000K Clear) | Linear Replacement Lamp | Four-Foot | Internal Driver Lamp-Style Retrofit Kits (UL Type B) | Standard | FALSE | [9 empty] | 42488 |  |  | NotYetVerified |  | 3 | 2000 | 102.6 | 19.5 | 20 | 0.9 | 3000 | 83
PTH568EX | Metro LED | Metro LED | ML-T8-15WZ4 (3000K Clear) | Linear Replacement Lamp | Four-Foot | Internal Driver Lamp-Style Retrofit Kits (UL Type B) | Standard | FALSE | [9 empty] | 42488 |  |  | NotYetVerified | Lastx represents either s for single-end power input or T for double-end inputs | 3 | 1750 | 130 | 14 | 20 | 0.9 | 3000 | 83
PZ5DYMBB | Hengdian Group Tospo Lighting Co.Ltd | TOSPO | G6 TP120-277-19/T8 G13 5000K | Linear Replacement Lamp | Four-Foot | Replacement Lamps (plug and play) (UL Type A) | Standard | FALSE | [9 empty] | 42488 |  |  | No |  | 3.1 | 2200 | 115.7 | 19 | 7.2 | 0.987 | 5000 | 80
PP4T9JYS | Eiko Global LLC | EIKO | LED15WT8F/48/850K | Linear Replacement Lamp | Four-Foot | Internal Driver Lamp-Style Retrofit Kits (UL Type B) | Standard | FALSE | [9 empty] | 42488 |  |  | No |  | 3 | 1800 | 120 | 15 | 20 | 0.9 | 5000 | 83
P8PBPUWJ | Eiko Global LLC | EIKO | LED15WT8F/48/840K | Linear Replacement Lamp | Four-Foot | Internal Driver Lamp-Style Retrofit Kits (UL Type B) | Standard | FALSE | [9 empty] | 42488 |  |  | No |  | 3 | 1800 | 120 | 15 | 20 | 0.9 | 4000 | 83
PHNJ46VA | Eiko Global LLC | EIKO | LED15WT8F/48/835K | Linear Replacement Lamp | Four-Foot | Internal Driver Lamp-Style Retrofit Kits (UL Type B) | Standard | FALSE | [9 empty] | 42488 |  |  | No |  | 3 | 1800 | 120 | 15 | 20 | 0.9 | 3500 | 83
P6UWKKGD | AL Energy Solutions LED LLC | AL Energy | MCS-015-TL-C-40-N | Linear Replacement Lamp | Four-Foot | 2-lamp External Driver Lamp-Style Retrofit Kits (UL Type C) | Standard | TRUE | 1663.47 | 114 | 14.58 | 12 | 0.99 | 3877 | 86 | 5 | 80000 | 42487 |  |  | No |  | 3.1 | 1663.47 | 114 | 14.58 | 13 | 0.99 | 4000 | 86
PHUSUVZQ | GLOBAL TECH LED | SWITCHIT | GTL-T8-48-HI-GR-C | Linear Replacement Lamp | Four-Foot | Replacement Lamps (plug and play) (UL Type A) | Standard | TRUE | 2239 | 110.7 | 20.225 | 5.62 | 0.986 | 5060 | 83.8 | 10 | 50000 | 42487 |  |  | No |  | 3.1 | 3956 | 96.15 | 41.15 | 5.62 | 0.986 | 5060 | 84.2
P3NSHT3N | Fotonz Inc. | FOTONZ | FTG48T8DF19W-30 | Linear Replacement Lamp | Four-Foot | Replacement Lamps (plug and play) (UL Type A) | Standard | TRUE | 2249 | 105.7 | 21.28 | 10.84 | 0.9757 | 2969 | 82.9 | 5 | 50000 | 42487 |  |  | No |  | 3 | 2200 | 100 | 22 | 20 | 0.9 | 3000 | 83
PHBN7ZJU | Fotonz Inc. | FOTONZ | FTSP48T8DF15W-30 | Linear Replacement Lamp | Four-Foot | Replacement Lamps (plug and play) (UL Type A) | Standard | TRUE | 2018 | 103.5 | 19.5 | 12.68 | 0.9715 | 2946 | 83.8 | 5 | 50000 | 42487 |  |  | No |  | 3 | 1800 | 100 | 18 | 20 | 0.9 | 3000 | 82
PDEPXW4Y | Fotonz Inc. | FOTONZ | FTG48T8DF15W-30 | Linear Replacement Lamp | Four-Foot | Replacement Lamps (plug and play) (UL Type A) | Standard | TRUE | 1901 | 101 | 18.84 | 13.14 | 0.9697 | 2966 | 82.8 | 5 | 50000 | 42487 |  |  | No |  | 3 | 1800 | 100 | 18 | 20 | 0.9 | 3000 | 82
PGQ7F68S | Fotonz Inc. | FOTONZ | FTSP48T5DF27W-30 | Linear Replacement Lamp | Four-Foot | Replacement Lamps (plug and play) (UL Type A) | Standard | TRUE | 3331 | 107.3 | 31.04 | 16.22 | 0.9694 | 2977 | 83.2 | 5 | 50000 | 42487 |  |  | No |  | 3 | 3100 | 103 | 30 | 20 | 0.9 | 3000 | 82
PXA218RU | Fotonz Inc. | FOTONZ | FTG48T8DF13W-30 | Linear Replacement Lamp | Four-Foot | Replacement Lamps (plug and play) (UL Type A) | Standard | TRUE | 1792 | 100.9 | 17.76 | 13.76 | 0.9668 | 2963 | 83 | 5 | 50000 | 42487 |  |  | No |  | 3 | 1600 | 100 | 16 | 20 | 0.9 | 3000 | 83
PKR789FR | JIAXING SUPER LIGHTING ELECTRIC APPLIANCE CO.LTD | SUPER | T8L-IDBH11-1800-4ft-CBB | Linear Replacement Lamp | Four-Foot | Dual Mode Internal Driver (UL Type A and Type B) | Standard | TRUE | 1838 | 106.7 | 17.23 | 11.46 | 0.9656 | 3982 | 86.3 | 5 | 50000 | 42487 |  |  | No |  | 3.1 | 1800 | 103 | 17.5 | 20 | 0.9 | 4000 | 82
PYZ1241H | GLOBAL TECH LED | SWITCHIT | GTL-T8-48-LO-GR-C | Linear Replacement Lamp | Four-Foot | Replacement Lamps (plug and play) (UL Type A) | Standard | TRUE | 1572 | 114.9 | 13.685 | 8.65 | 0.96 | 5030 | 83.9 | 10 | 50000 | 42487 |  |  | No |  | 3.1 | 2903 | 102.81 | 28.34 | 8.65 | 0.96 | 5030 | 83.9
PTQM2CYF | ThinkLite LLC | ThinkLite LLC | TLT8XHO-A-1 | Linear Replacement Lamp | Four-Foot | Internal Driver Lamp-Style Retrofit Kits (UL Type B) | Standard | TRUE | 1517 | 153.611 | 9.88 | 19.11 | 0.937 | 4084 | 82.1 | 5 | 50000 | 42487 |  |  | No |  | 3 | 1517.677 | 153.611 | 9.88 | 19.11 | 0.9451 | 4000 | 82.1
PAK6SMQW | JIAXING SUPER LIGHTING ELECTRIC APPLIANCE CO.LTD | SUPER | T8L-ISFH14-1800-4ft-ABA | Linear Replacement Lamp | Four-Foot | Internal Driver Lamp-Style Retrofit Kits (UL Type B) | Standard | TRUE | 1869.37 | 122.63 | 15.24 | 20.1 | 0.93 | 2956 | 84.1 | 5 | 50000 | 42487 |  |  | No |  | 3.1 | 1700 | 115 | 15 | 20 | 0.9 | 3000 | 82
P9Z2QRHE | JIAXING SUPER LIGHTING ELECTRIC APPLIANCE CO.LTD | SUPER | T8L-ISFH14-2200-4ft-ABA | Linear Replacement Lamp | Four-Foot | Internal Driver Lamp-Style Retrofit Kits (UL Type B) | Standard | TRUE | 2227.6 | 126.39 | 17.62 | 19.4 | 0.93 | 3139 | 83.7 | 5 | 50000 | 42487 |  |  | No |  | 3.1 | 2100 | 115 | 18 | 20 | 0.9 | 3000 | 82
PN35QATT | JIAXING SUPER LIGHTING ELECTRIC APPLIANCE CO.LTD | SUPER | T8L-ISFH14-2200-4ft-EBA | Linear Replacement Lamp | Four-Foot | Internal Driver Lamp-Style Retrofit Kits (UL Type B) | Standard | FALSE | [9 empty] | 42487 |  |  | No |  | 3.1 | 2200 | 120 | 18 | 20 | 0.9 | 5000 | 82
PQ7T58T4 | JIAXING SUPER LIGHTING ELECTRIC APPLIANCE CO.LTD | SUPER | T8L-IDBH11-1800-4ft-EBB | Linear Replacement Lamp | Four-Foot | Dual Mode Internal Driver (UL Type A and Type B) | Standard | FALSE | [9 empty] | 42487 |  |  | No |  | 3 | 1800 | 103 | 17.5 | 20 | 0.9 | 5000 | 82
PE4VDW9D | JIAXING SUPER LIGHTING ELECTRIC APPLIANCE CO.LTD | SUPER | T8L-ISFH14-1800-4ft-EBA | Linear Replacement Lamp | Four-Foot | Internal Driver Lamp-Style Retrofit Kits (UL Type B) | Standard | FALSE | [9 empty] | 42487 |  |  | No |  | 3.1 | 1800 | 120 | 15 | 20 | 0.9 | 5000 | 82
P7HXKB61 | JIAXING SUPER LIGHTING ELECTRIC APPLIANCE CO.LTD | SUPER | T8L-ISFH14-2200-4ft-DBA | Linear Replacement Lamp | Four-Foot | Internal Driver Lamp-Style Retrofit Kits (UL Type B) | Standard | FALSE | [9 empty] | 42487 |  |  | No |  | 3.1 | 2200 | 120 | 18 | 20 | 0.9 | 4500 | 82
P5A3V3D8 | JIAXING SUPER LIGHTING ELECTRIC APPLIANCE CO.LTD | SUPER | T8L-IDBH11-1800-4ft-DBB | Linear Replacement Lamp | Four-Foot | Dual Mode Internal Driver (UL Type A and Type B) | Standard | FALSE | [9 empty] | 42487 |  |  | No |  | 3 | 1800 | 103 | 17.5 | 20 | 0.9 | 4500 | 82
P59A5SPQ | JIAXING SUPER LIGHTING ELECTRIC APPLIANCE CO.LTD | SUPER | T8L-ISFH14-1800-4ft-DBA | Linear Replacement Lamp | Four-Foot | Internal Driver Lamp-Style Retrofit Kits (UL Type B) | Standard | FALSE | [9 empty] | 42487 |  |  | No |  | 3.1 | 1800 | 120 | 15 | 20 | 0.9 | 4500 | 82
P8PNZZ9J | JIAXING SUPER LIGHTING ELECTRIC APPLIANCE CO.LTD | SUPER | T8L-ISFH14-2200-4ft-CBA | Linear Replacement Lamp | Four-Foot | Internal Driver Lamp-Style Retrofit Kits (UL Type B) | Standard | FALSE | [9 empty] | 42487 |  |  | No |  | 3.1 | 2200 | 120 | 18 | 20 | 0.9 | 4000 | 82
PH3VH1ZS | JIAXING SUPER LIGHTING ELECTRIC APPLIANCE CO.LTD | SUPER | T8L-ISFH14-1800-4ft-CBA | Linear Replacement Lamp | Four-Foot | Internal Driver Lamp-Style Retrofit Kits (UL Type B) | Standard | FALSE | [9 empty] | 42487 |  |  | No |  | 3.1 | 1800 | 120 | 15 | 20 | 0.9 | 4000 | 82
PFMKP2HY | JIAXING SUPER LIGHTING ELECTRIC APPLIANCE CO.LTD | SUPER | T8L-ISFH14-2200-4ft-BBA | Linear Replacement Lamp | Four-Foot | Internal Driver Lamp-Style Retrofit Kits (UL Type B) | Standard | FALSE | [9 empty] | 42487 |  |  | No |  | 3.1 | 2100 | 115 | 18 | 20 | 0.9 | 3500 | 82
PS4A9KY1 | JIAXING SUPER LIGHTING ELECTRIC APPLIANCE CO.LTD | SUPER | T8L-ISFH14-1800-4ft-BBA | Linear Replacement Lamp | Four-Foot | Internal Driver Lamp-Style Retrofit Kits (UL Type B) | Standard | FALSE | [9 empty] | 42487 |  |  | No |  | 3.1 | 1700 | 115 | 15 | 20 | 0.9 | 3500 | 82
PHEBMN7Q | Fotonz Inc. | FOTONZ | FTG48T8DF19W-50 | Linear Replacement Lamp | Four-Foot | Replacement Lamps (plug and play) (UL Type A) | Standard | FALSE | [9 empty] | 42487 |  |  | No |  | 3 | 2400 | 109 | 22 | 20 | 0.9 | 5000 | 83
PHHQHZ71 | Fotonz Inc. | FOTONZ | FTG48T8DF13W-50 | Linear Replacement Lamp | Four-Foot | Replacement Lamps (plug and play) (UL Type A) | Standard | FALSE | [9 empty] | 42487 |  |  | No |  | 3 | 1800 | 112 | 16 | 20 | 0.9 | 5000 | 83
PV5JCDX8 | Fotonz Inc. | FOTONZ | FTSP48T5DF27W-50 | Linear Replacement Lamp | Four-Foot | Replacement Lamps (plug and play) (UL Type A) | Standard | FALSE | [9 empty] | 42487 |  |  | No |  | 3 | 3400 | 113 | 30 | 20 | 0.9 | 5000 | 82
PZ6MJZDQ | Fotonz Inc. | FOTONZ | FTG48T8DF15W-50 | Linear Replacement Lamp | Four-Foot | Replacement Lamps (plug and play) (UL Type A) | Standard | FALSE | [9 empty] | 42487 |  |  | No |  | 3 | 2000 | 111 | 18 | 20 | 0.9 | 5000 | 82
PKQQ99BU | Fotonz Inc. | FOTONZ | FTSP48T8DF15W-50 | Linear Replacement Lamp | Four-Foot | Replacement Lamps (plug and play) (UL Type A) | Standard | FALSE | [9 empty] | 42487 |  |  | No |  | 3 | 2000 | 111 | 18 | 20 | 0.9 | 5000 | 82
P7W751DN | Fotonz Inc. | FOTONZ | FTG48T8DF19W-40 | Linear Replacement Lamp | Four-Foot | Replacement Lamps (plug and play) (UL Type A) | Standard | FALSE | [9 empty] | 42487 |  |  | No |  | 3 | 2300 | 105 | 22 | 20 | 0.9 | 4000 | 83
PNM11QUA | Fotonz Inc. | FOTONZ | FTG48T8DF13W-40 | Linear Replacement Lamp | Four-Foot | Replacement Lamps (plug and play) (UL Type A) | Standard | FALSE | [9 empty] | 42487 |  |  | No |  | 3 | 1700 | 106 | 16 | 20 | 0.9 | 4000 | 83
P8M4ZVHY | Fotonz Inc. | FOTONZ | FTSP48T5DF27W-40 | Linear Replacement Lamp | Four-Foot | Replacement Lamps (plug and play) (UL Type A) | Standard | FALSE | [9 empty] | 42487 |  |  | No |  | 3 | 3250 | 108 | 30 | 20 | 0.9 | 4000 | 82
PVVGBJ42 | Fotonz Inc. | FOTONZ | FTSP48T8DF15W-40 | Linear Replacement Lamp | Four-Foot | Replacement Lamps (plug and play) (UL Type A) | Standard | FALSE | [9 empty] | 42487 |  |  | No |  | 3 | 1900 | 105 | 18 | 20 | 0.9 | 4000 | 82
P59JFPV4 | Fotonz Inc. | FOTONZ | FTG48T8DF15W-40 | Linear Replacement Lamp | Four-Foot | Replacement Lamps (plug and play) (UL Type A) | Standard | FALSE | [9 empty] | 42487 |  |  | No |  | 3 | 1900 | 105 | 18 | 20 | 0.9 | 4000 | 82
P1QZ9NKA | Fotonz Inc. | FOTONZ | FTG48T8DF19W-35 | Linear Replacement Lamp | Four-Foot | Replacement Lamps (plug and play) (UL Type A) | Standard | FALSE | [9 empty] | 42487 |  |  | No |  | 3 | 2250 | 102 | 22 | 20 | 0.9 | 3500 | 83
PR53MWF9 | Fotonz Inc. | FOTONZ | FTG48T8DF13W-35 | Linear Replacement Lamp | Four-Foot | Replacement Lamps (plug and play) (UL Type A) | Standard | FALSE | [9 empty] | 42487 |  |  | No |  | 3 | 1650 | 103 | 16 | 20 | 0.9 | 3500 | 83
PNMCXAR5 | Fotonz Inc. | FOTONZ | FTSP48T5DF27W-35 | Linear Replacement Lamp | Four-Foot | Replacement Lamps (plug and play) (UL Type A) | Standard | FALSE | [9 empty] | 42487 |  |  | No |  | 3 | 3150 | 105 | 30 | 20 | 0.9 | 3500 | 82
PNQE4U46 | Fotonz Inc. | FOTONZ | FTG48T8DF15W-35 | Linear Replacement Lamp | Four-Foot | Replacement Lamps (plug and play) (UL Type A) | Standard | FALSE | [9 empty] | 42487 |  |  | No |  | 3 | 1850 | 102 | 18 | 20 | 0.9 | 3500 | 82
PBXVBAUE | Fotonz Inc. | FOTONZ | FTSP48T8DF15W-35 | Linear Replacement Lamp | Four-Foot | Replacement Lamps (plug and play) (UL Type A) | Standard | FALSE | [9 empty] | 42487 |  |  | No |  | 3 | 1850 | 102 | 18 | 20 | 0.9 | 3500 | 82
PP437DZ8 | ThinkLite LLC | ThinkLite LLC | TLT8XHO-A-3 | Linear Replacement Lamp | Four-Foot | Internal Driver Lamp-Style Retrofit Kits (UL Type B) | Standard | FALSE | [9 empty] | 42487 |  |  | No |  | 3 | 1551.187 | 157.641 | 9.84 | 19.04 | 0.9452 | 5000 | 82.4
PHZQAR3M | ThinkLite LLC | ThinkLite LLC | TLT8XHO-A-2 | Linear Replacement Lamp | Four-Foot | Internal Driver Lamp-Style Retrofit Kits (UL Type B) | Standard | FALSE | [9 empty] | 42487 |  |  | No |  | 3 | 1517.677 | 153.611 | 9.88 | 19.11 | 0.9451 | 4500 | 82.1
P8ZK2KX9 | Cledos International Ltd. | Cledos | T8EBL-183-NB-12-001-01 | Linear Replacement Lamp | Four-Foot | Replacement Lamps (plug and play) (UL Type A) | Standard | TRUE | 1983.3 | 117.01 | 16.95 | 5.6 | 0.982 | 2986 | 81.2 | 5 | 50000 | 42486 |  |  | No |  | 3 | 2000 | 111.1111 | 18 | 15 | 0.9 | 3000 | 81
P75BP5RC | Shanghai Lite-way Lighting Appliance Co. Ltd | Lite-way | L00073 4Feet 3000K | Linear Replacement Lamp | Four-Foot | Replacement Lamps (plug and play) (UL Type A) | Standard | TRUE | 2318.34 | 101.81 | 22.77 | 7.87 | 0.98 | 3110 | 85.2 | 5 | 50000 | 42486 |  |  | NotYetVerified |  | 3 | 2310 | 101 | 22 | 10 | 0.99 | 3000 | 85
P727KPNF | Celeritas Lighting Group LLC | Celeritas | ST8BCLED-18W-3000K-G | Linear Replacement Lamp | Four-Foot | Replacement Lamps (plug and play) (UL Type A) | Standard | TRUE | 2157 | 116.4 | 18.53 | 7.2 | 0.975 | 3004 | 80.8 | 5 | 50000 | 42486 |  |  | No |  | 3.1 | 2000 | 111.11 | 18 | 15 | 0.9 | 3000 | 81
PC4X7G5B | Shanghai Lite-way Lighting Appliance Co. Ltd | Lite-way | L00721 4Feet 4000K | Linear Replacement Lamp | Four-Foot | Replacement Lamps (plug and play) (UL Type A) | Standard | TRUE | 2033.2 | 97.65 | 20.82 | 4.93 | 0.968 | 3931 | 84.4 | 5 | 50000 | 42486 |  |  | NotYetVerified |  | 3 | 2030 | 100 | 18 | 10 | 0.99 | 4000 | 80
P9WTMQ9B | Shanghai Lite-way Lighting Appliance Co. Ltd | Lite-way | L01327 4Feet 3000K | Linear Replacement Lamp | Four-Foot | Replacement Lamps (plug and play) (UL Type A) | Standard | TRUE | 2241.882 | 100.763 | 22.249 | 7.38 | 0.9672 | 2932 | 81.5 | 5 | 50000 | 42486 |  |  | NotYetVerified |  | 3 | 2200 | 100 | 22 | 7.38 | 0.9672 | 3000 | 82
PMC5HK5J | Shanghai Lite-way Lighting Appliance Co. Ltd | Lite-way | L01038 3000K | Linear Replacement Lamp | Four-Foot | Replacement Lamps (plug and play) (UL Type A) | Standard | TRUE | 3216.94 | 100.639 | 31.965 | 10.36 | 0.9412 | 2982 | 81.5 | 5 | 50000 | 42486 |  |  | No |  | 3 | 3200 | 100 | 32 | 10.36 | 0.94 | 3000 | 82
PW5CW4SU | ESL Vision | ESL Vision | ESL-T8-4-F30-DQC3-15W-3L | Linear Replacement Lamp | Four-Foot | 3-lamp External Driver Lamp-Style Retrofit Kits (UL Type C) | Standard | TRUE | 1739.2 | 120.78 | 14.4 | 12.7 | 0.937 | 2954 | 82.3 | 5 | 50000 | 42486 |  |  | No |  | 3.1 | 1739.2 | 120.78 | 14.4 | 7.9 | 0.994 | 3000 | 82.3
P6BZQVQS | ESL Vision | ESL Vision | ESL-T8-4-F30-DQC3-15W-4L | Linear Replacement Lamp | Four-Foot | 4-lamp External Driver Lamp-Style Retrofit Kits (UL Type C) | Standard | TRUE | 1783.9 | 117.77 | 15.15 | 15.2 | 0.927 | 2958 | 82.3 | 5 | 50000 | 42486 |  |  | No |  | 3.1 | 1783.9 | 117.75 | 15.15 | 5.3 | 0.996 | 3000 | 82.3
PKUE4U9F | Celeritas Lighting Group LLC | Celeritas | ST8LED-18W-3000K-G | Linear Replacement Lamp | Four-Foot | Internal Driver Lamp-Style Retrofit Kits (UL Type B) | Standard | TRUE | 2028.3 | 118.82 | 17.07 | 17.3 | 0.92 | 2978 | 80.9 | 5 | 50000 | 42486 |  |  | No |  | 3 | 2000 | 111.1111 | 18 | 15 | 0.9 | 3000 | 81
PH89SG6T | ESL Vision | ESL Vision | ESL-T8-4-F30-DQC1-18W-1L | Linear Replacement Lamp | Four-Foot | 2-lamp External Driver Lamp-Style Retrofit Kits (UL Type C) | Standard | TRUE | 1865.1 | 106.09 | 17.58 | 17.6 | 0.918 | 2957 | 82.3 | 5 | 50000 | 42486 |  |  | No |  | 3 | 1865.1 | 106.09 | 17.58 | 8.8 | 0.996 | 3000 | 82.3
PQ31G7UG | ESL Vision | ESL Vision | ESL-T8-4-F30-DQC1-22W-1L | Linear Replacement Lamp | Four-Foot | 2-lamp External Driver Lamp-Style Retrofit Kits (UL Type C) | Standard | TRUE | 2376.4 | 106.48 | 22.32 | 17.5 | 0.918 | 2962 | 82.2 | 5 | 50000 | 42486 |  |  | No |  | 3 | 2376.4 | 106.47 | 22.32 | 8.6 | 0.994 | 3000 | 82.2
PZF1GDYE | Shanghai Lite-way Lighting Appliance Co. Ltd | Lite-way | L00762 4Feet 3000K | Linear Replacement Lamp | Four-Foot | Internal Driver Lamp-Style Retrofit Kits (UL Type B) | Standard | TRUE | 2128.922 | 110.714 | 19.229 | 16.39 | 0.9107 | 2973 | 81.6 | 5 | 50000 | 42486 |  |  | NotYetVerified | Internal Driver | 3 | 1915 | 100 | 18 | 16.39 | 0.969 | 3000 | 82
PE2JF1TY | Celeritas Lighting Group LLC | Celeritas | ST8LED-48-18W-3000K | Linear Replacement Lamp | Four-Foot | Internal Driver Lamp-Style Retrofit Kits (UL Type B) | Standard | TRUE | 2217 | 126.04 | 17.59 | 17.77 | 0.9096 | 2986 | 82.5 | 5 | 50000 | 42486 |  |  | No |  | 3 | 2234 | 128.32 | 17.41 | 17.77 | 0.9096 | 3000 | 82.5
PTWXVCQG | RTG Lighting Inc | RTG Lighting | LP-LED-T8-4'-SM-15W/5K/MV | Linear Replacement Lamp | Four-Foot | Internal Driver Lamp-Style Retrofit Kits (UL Type B) | Standard | TRUE | 1743 | 111.23 | 15.67 | 19.27 | 0.9084 | 2908 | 81.5 | 5 | 50000 | 42486 |  |  | NotYetVerified | Internal Driver | 3 | 1745 | 114.35 | 15.26 | 19.27 | 0.9084 | 3000 | 81.5
PGRBDM9X | ESL Vision | ESL Vision | ESL-T8-4-F30-DQC1-15W-1L | Linear Replacement Lamp | Four-Foot | 2-lamp External Driver Lamp-Style Retrofit Kits (UL Type C) | Standard | TRUE | 1602.3 | 110.52 | 14.5 | 20.1 | 0.9035 | 2956 | 82.4 | 5 | 50000 | 42486 |  |  | No |  | 3.1 | 1602.3 | 110.5 | 14.5 | 12.7 | 0.992 | 3000 | 82.4
P1ZMFJ1T | RTG Lighting Inc | RTG Lighting | LP-LED-T8-4'-SM-18W/5K/MV | Linear Replacement Lamp | Four-Foot | Replacement Lamps (plug and play) (UL Type A) | Standard | TRUE | 1943 | 106.82 | 18.19 | 18.74 | 0.9023 | 2967 | 83.1 | 5 | 50000 | 42486 |  |  | No |  | 3 | 1943 | 106.82 | 18.19 | 18.74 | 0.9023 | 3000 | 83.1
P43JCTKB | Celeritas Lighting Group LLC | Celeritas | ST8LED-15W-3000K-G | Linear Replacement Lamp | Four-Foot | Internal Driver Lamp-Style Retrofit Kits (UL Type B) | Standard | TRUE | 1782.3 | 122.92 | 14.5 | 18.7 | 0.9 | 2967 | 80.8 | 5 | 50000 | 42486 |  |  | No |  | 3 | 1750 | 116.67 | 15 | 15 | 0.9 | 3000 | 81
PYPQK44Q | RTG Lighting Inc | RTG Lighting | LP-LED-T8-4'-SM-15W/3K/MV | Linear Replacement Lamp | Four-Foot | Internal Driver Lamp-Style Retrofit Kits (UL Type B) | Standard | FALSE | [9 empty] | 42486 |  |  | NotYetVerified | Internal Driver | 3 | 1797 | 117.37 | 15.31 | 19.29 | 0.9037 | 5000 | 82.7
PJ24PUA1 | RTG Lighting Inc | RTG Lighting | LP-LED-T8-4'-SM-18W/3K/MV | Linear Replacement Lamp | Four-Foot | Replacement Lamps (plug and play) (UL Type A) | Standard | FALSE | [9 empty] | 42486 |  |  | No |  | 3 | 2040 | 111.84 | 18.24 | 18.85 | 0.9036 | 5000 | 82.7
PKKV3FD8 | RTG Lighting Inc | RTG Lighting | LP-LED-T8-4'-SM-18W/4K/MV | Linear Replacement Lamp | Four-Foot | Replacement Lamps (plug and play) (UL Type A) | Standard | FALSE | [9 empty] | 42486 |  |  | No |  | 3 | 1994 | 109.44 | 18.22 | 18.5 | 0.9027 | 4000 | 82.5
PYQKFHJV | RTG Lighting Inc | RTG Lighting | LP-LED-T8-4'-SM-15W/4K/MV | Linear Replacement Lamp | Four-Foot | Internal Driver Lamp-Style Retrofit Kits (UL Type B) | Standard | FALSE | [9 empty] | 42486 |  |  | NotYetVerified | Internal Driver | 3 | 1745 | 114.35 | 15.26 | 19.27 | 0.9084 | 4000 | 81.5
PK7WGYJ7 | Shanghai Lite-way Lighting Appliance Co. Ltd | Lite-way | L00073 4Feet 5000K | Linear Replacement Lamp | Four-Foot | Replacement Lamps (plug and play) (UL Type A) | Standard | FALSE | [9 empty] | 42486 |  |  | NotYetVerified |  | 3 | 2350 | 102 | 22 | 10 | 0.99 | 5000 | 85
PKBK35KM | Shanghai Lite-way Lighting Appliance Co. Ltd | Lite-way | L00762 4Feet 5000K | Linear Replacement Lamp | Four-Foot | Internal Driver Lamp-Style Retrofit Kits (UL Type B) | Standard | FALSE | [9 empty] | 42486 |  |  | NotYetVerified |  | 3 | 2000 | 100 | 18 | 16.39 | 0.968 | 5000 | 82
PK78AGNG | Shanghai Lite-way Lighting Appliance Co. Ltd | Lite-way | L01038 5000K | Linear Replacement Lamp | Four-Foot | Replacement Lamps (plug and play) (UL Type A) | Standard | FALSE | [9 empty] | 42486 |  |  | No |  | 3 | 3400 | 100 | 32 | 10.36 | 0.94 | 5000 | 82
PJ3B9T98 | Shanghai Lite-way Lighting Appliance Co. Ltd | Lite-way | L01327 4Feet 5000K | Linear Replacement Lamp | Four-Foot | Replacement Lamps (plug and play) (UL Type A) | Standard | FALSE | [9 empty] | 42486 |  |  | NotYetVerified |  | 3 | 2400 | 100 | 22 | 7.38 | 0.996 | 5000 | 82
PAKNKSVN | Shanghai Lite-way Lighting Appliance Co. Ltd | Lite-way | L00721 4Feet 5000K | Linear Replacement Lamp | Four-Foot | Replacement Lamps (plug and play) (UL Type A) | Standard | FALSE | [9 empty] | 42486 |  |  | NotYetVerified |  | 3 | 2030 | 100 | 18 | 10 | 0.99 | 5000 | 80
P9P4PVQ5 | Shanghai Lite-way Lighting Appliance Co. Ltd | Lite-way | L00073 4Feet 4500K | Linear Replacement Lamp | Four-Foot | Replacement Lamps (plug and play) (UL Type A) | Standard | FALSE | [9 empty] | 42486 |  |  | NotYetVerified |  | 3 | 2340 | 101 | 22 | 10 | 0.99 | 4500 | 85
P6MCAHJA | Shanghai Lite-way Lighting Appliance Co. Ltd | Lite-way | L00762 4Feet 4500K | Linear Replacement Lamp | Four-Foot | Internal Driver Lamp-Style Retrofit Kits (UL Type B) | Standard | FALSE | [9 empty] | 42486 |  |  | NotYetVerified |  | 3 | 1915 | 100 | 18 | 16.39 | 0.969 | 4500 | 82
P19W1QGT | Shanghai Lite-way Lighting Appliance Co. Ltd | Lite-way | L01038 4500K | Linear Replacement Lamp | Four-Foot | Replacement Lamps (plug and play) (UL Type A) | Standard | FALSE | [9 empty] | 42486 |  |  | No |  | 3 | 3350 | 100 | 32 | 10.36 | 0.94 | 4500 | 82
PBH43WAM | Shanghai Lite-way Lighting Appliance Co. Ltd | Lite-way | L01327 4Feet 4500K | Linear Replacement Lamp | Four-Foot | Replacement Lamps (plug and play) (UL Type A) | Standard | FALSE | [9 empty] | 42486 |  |  | NotYetVerified |  | 3 | 2350 | 100 | 22 | 7.38 | 0.9672 | 4500 | 82
P3FPHX37 | Shanghai Lite-way Lighting Appliance Co. Ltd | Lite-way | L00721 4Feet 4500K | Linear Replacement Lamp | Four-Foot | Replacement Lamps (plug and play) (UL Type A) | Standard | FALSE | [9 empty] | 42486 |  |  | NotYetVerified |  | 3 | 2030 | 100 | 18 | 10 | 0.99 | 4500 | 80
PRTAVJQE | Shanghai Lite-way Lighting Appliance Co. Ltd | Lite-way | L00073 4Feet 4000K | Linear Replacement Lamp | Four-Foot | Replacement Lamps (plug and play) (UL Type A) | Standard | FALSE | [9 empty] | 42486 |  |  | NotYetVerified |  | 3 | 2330 | 101 | 22 | 10 | 0.99 | 4000 | 85
PU54UKVQ | Shanghai Lite-way Lighting Appliance Co. Ltd | Lite-way | L00762 4Feet 4000K | Linear Replacement Lamp | Four-Foot | Internal Driver Lamp-Style Retrofit Kits (UL Type B) | Standard | FALSE | [9 empty] | 42486 |  |  | NotYetVerified |  | 3 | 1915 | 100 | 18 | 16.39 | 0.969 | 4000 | 82
P5BW8GE8 | Shanghai Lite-way Lighting Appliance Co. Ltd | Lite-way | L01038 4000K | Linear Replacement Lamp | Four-Foot | Replacement Lamps (plug and play) (UL Type A) | Standard | FALSE | [9 empty] | 42486 |  |  | No |  | 3 | 3300 | 100 | 32 | 10.36 | 0.94 | 4000 | 82
PRHAKAHS | Shanghai Lite-way Lighting Appliance Co. Ltd | Lite-way | L01327 4Feet 4000K | Linear Replacement Lamp | Four-Foot | Replacement Lamps (plug and play) (UL Type A) | Standard | FALSE | [9 empty] | 42486 |  |  | NotYetVerified |  | 3 | 2300 | 100 | 22 | 7.38 | 0.9672 | 4000 | 82
P8VJQBAE | Shanghai Lite-way Lighting Appliance Co. Ltd | Lite-way | L00073 4Feet 3500K | Linear Replacement Lamp | Four-Foot | Replacement Lamps (plug and play) (UL Type A) | Standard | FALSE | [9 empty] | 42486 |  |  | NotYetVerified |  | 3 | 2320 | 101 | 22 | 10 | 0.99 | 3500 | 85
PJHCF337 | Shanghai Lite-way Lighting Appliance Co. Ltd | Lite-way | L00762 4Feet 3500K | Linear Replacement Lamp | Four-Foot | Internal Driver Lamp-Style Retrofit Kits (UL Type B) | Standard | FALSE | [9 empty] | 42486 |  |  | NotYetVerified |  | 3 | 1915 | 100 | 18 | 16.39 | 0.969 | 3500 | 82
PPTAP1VY | Shanghai Lite-way Lighting Appliance Co. Ltd | Lite-way | L01038 3500K | Linear Replacement Lamp | Four-Foot | Replacement Lamps (plug and play) (UL Type A) | Standard | FALSE | [9 empty] | 42486 |  |  | No |  | 3 | 3250 | 100 | 32 | 10.36 | 0.94 | 3500 | 82
P1D6QUGS | Shanghai Lite-way Lighting Appliance Co. Ltd | Lite-way | L01327 4Feet 3500K | Linear Replacement Lamp | Four-Foot | Replacement Lamps (plug and play) (UL Type A) | Standard | FALSE | [9 empty] | 42486 |  |  | NotYetVerified |  | 3 | 2250 | 100 | 22 | 7.38 | 0.9672 | 3500 | 82
P9ATRNX7 | ESL Vision | ESL Vision | ESL-T8-4-C50-DQC1-15W-1L | Linear Replacement Lamp | Four-Foot | 2-lamp External Driver Lamp-Style Retrofit Kits (UL Type C) | Standard | FALSE | [9 empty] | 42486 |  |  | No |  | 3.1 | 1622.7 | 111.91 | 14.5 | 12.7 | 0.992 | 5000 | 82.4
PJGCD522 | ESL Vision | ESL Vision | ESL-T8-4-F50-DQC1-15W-1L | Linear Replacement Lamp | Four-Foot | 2-lamp External Driver Lamp-Style Retrofit Kits (UL Type C) | Standard | FALSE | [9 empty] | 42486 |  |  | No |  | 3.1 | 1610 | 111.03 | 14.5 | 12.7 | 0.992 | 5000 | 82.4
PJH8E22J | ESL Vision | ESL Vision | ESL-T8-4-C50-DQC3-18W-2L | Linear Replacement Lamp | Four-Foot | 2-lamp External Driver Lamp-Style Retrofit Kits (UL Type C) | Standard | FALSE | [9 empty] | 42486 |  |  | No |  | 3.1 | 2035 | 117.22 | 17.36 | 9.5 | 0.993 | 5000 | 82.4
PEAPSNBU | ESL Vision | ESL Vision | ESL-T8-4-F50-DQC3-18W-2L | Linear Replacement Lamp | Four-Foot | 2-lamp External Driver Lamp-Style Retrofit Kits (UL Type C) | Standard | FALSE | [9 empty] | 42486 |  |  | No |  | 3.1 | 2024.6 | 116.62 | 17.36 | 9.5 | 0.993 | 5000 | 82.4
PNGMUHDS | ESL Vision | ESL Vision | ESL-T8-4-C50-DQC3-15W-2L | Linear Replacement Lamp | Four-Foot | 2-lamp External Driver Lamp-Style Retrofit Kits (UL Type C) | Standard | FALSE | [9 empty] | 42486 |  |  | No |  | 3.1 | 1805 | 121.06 | 14.91 | 8.8 | 0.992 | 5000 | 82.4
PWZMP2Q6 | ESL Vision | ESL Vision | ESL-T8-4-F50-DQC3-15W-2L | Linear Replacement Lamp | Four-Foot | 2-lamp External Driver Lamp-Style Retrofit Kits (UL Type C) | Standard | FALSE | [9 empty] | 42486 |  |  | No |  | 3.1 | 1793.6 | 120.29 | 14.91 | 8.8 | 0.992 | 5000 | 82.4
PDN4778B | ESL Vision | ESL Vision | ESL-T8-4-C50-DQC3-22W-2L | Linear Replacement Lamp | Four-Foot | 2-lamp External Driver Lamp-Style Retrofit Kits (UL Type C) | Standard | FALSE | [9 empty] | 42486 |  |  | No |  | 3.1 | 2401 | 110.7 | 21.69 | 10.2 | 0.993 | 5000 | 82.3
PCTWYPZX | ESL Vision | ESL Vision | ESL-T8-4-F50-DQC3-22W-2L | Linear Replacement Lamp | Four-Foot | 2-lamp External Driver Lamp-Style Retrofit Kits (UL Type C) | Standard | FALSE | [9 empty] | 42486 |  |  | No |  | 3.1 | 2390.7 | 110.22 | 21.69 | 10.2 | 0.993 | 5000 | 82.3
PJNK46X5 | ESL Vision | ESL Vision | ESL-T8-4-C50-DQC1-18W-1L | Linear Replacement Lamp | Four-Foot | 2-lamp External Driver Lamp-Style Retrofit Kits (UL Type C) | Standard | FALSE | [9 empty] | 42486 |  |  | No |  | 3.1 | 1885 | 107.22 | 17.58 | 8.8 | 0.996 | 5000 | 82.3
PNUF2988 | ESL Vision | ESL Vision | ESL-T8-4-F50-DQC1-18W-1L | Linear Replacement Lamp | Four-Foot | 2-lamp External Driver Lamp-Style Retrofit Kits (UL Type C) | Standard | FALSE | [9 empty] | 42486 |  |  | No |  | 3 | 1872.8 | 106.53 | 17.58 | 8.8 | 0.996 | 5000 | 82.3
PCJ7X1H9 | ESL Vision | ESL Vision | ESL-T8-4-C50-DQC3-18w-3L | Linear Replacement Lamp | Four-Foot | 3-lamp External Driver Lamp-Style Retrofit Kits (UL Type C) | Standard | FALSE | [9 empty] | 42486 |  |  | No |  | 3.1 | 2100 | 116.8 | 17.98 | 8.1 | 0.994 | 5000 | 82.3
P98M9QN3 | ESL Vision | ESL Vision | ESL-T8-4-F50-DQC3-18w-3L | Linear Replacement Lamp | Four-Foot | 3-lamp External Driver Lamp-Style Retrofit Kits (UL Type C) | Standard | FALSE | [9 empty] | 42486 |  |  | No |  | 3.1 | 2089.7 | 116.22 | 17.98 | 8.1 | 0.994 | 5000 | 82.3
PANA37XG | ESL Vision | ESL Vision | ESL-T8-4-C50-DQC3-15W-3L | Linear Replacement Lamp | Four-Foot | 3-lamp External Driver Lamp-Style Retrofit Kits (UL Type C) | Standard | FALSE | [9 empty] | 42486 |  |  | No |  | 3.1 | 1758 | 122.08 | 14.4 | 7.9 | 0.994 | 5000 | 82.3
PQ7CKY75 | ESL Vision | ESL Vision | ESL-T8-4-F50-DQC3-15W-3L | Linear Replacement Lamp | Four-Foot | 3-lamp External Driver Lamp-Style Retrofit Kits (UL Type C) | Standard | FALSE | [9 empty] | 42486 |  |  | No |  | 3.1 | 1746.9 | 121.31 | 14.4 | 7.9 | 0.994 | 5000 | 82.3
PA6DSR35 | ESL Vision | ESL Vision | ESL-T8-4-C50-DQC3-15W-4L | Linear Replacement Lamp | Four-Foot | 4-lamp External Driver Lamp-Style Retrofit Kits (UL Type C) | Standard | FALSE | [9 empty] | 42486 |  |  | No |  | 3.1 | 1803 | 119.01 | 15.15 | 5.3 | 0.996 | 5000 | 82.3
PBMT1CHZ | ESL Vision | ESL Vision | ESL-T8-4-F50-DQC3-15W-4L | Linear Replacement Lamp | Four-Foot | 4-lamp External Driver Lamp-Style Retrofit Kits (UL Type C) | Standard | FALSE | [9 empty] | 42486 |  |  | No |  | 3.1 | 1791.6 | 118.25 | 15.15 | 5.3 | 0.996 | 5000 | 82.3
PXJ81JTH | ESL Vision | ESL Vision | ESL-T8-4-C50-DQC3-18W-4L | Linear Replacement Lamp | Four-Foot | 4-lamp External Driver Lamp-Style Retrofit Kits (UL Type C) | Standard | FALSE | [9 empty] | 42486 |  |  | No |  | 3.1 | 2055 | 116.04 | 17.71 | 4.9 | 0.996 | 5000 | 82.3
PSPJEAAF | ESL Vision | ESL Vision | ESL-T8-4-F50-DQC3-18W-4L | Linear Replacement Lamp | Four-Foot | 4-lamp External Driver Lamp-Style Retrofit Kits (UL Type C) | Standard | FALSE | [9 empty] | 42486 |  |  | No |  | 3.1 | 2043.7 | 115.4 | 17.71 | 4.9 | 0.996 | 5000 | 82.3
PBYDKJE9 | ESL Vision | ESL Vision | ESL-T8-4-C50-DQC1-22W-1L | Linear Replacement Lamp | Four-Foot | 2-lamp External Driver Lamp-Style Retrofit Kits (UL Type C) | Standard | FALSE | [9 empty] | 42486 |  |  | No |  | 3.1 | 2395 | 107.3 | 22.32 | 8.6 | 0.994 | 5000 | 82.2
PQZXZA4X | ESL Vision | ESL Vision | ESL-T8-4-F50-DQC1-22W-1L | Linear Replacement Lamp | Four-Foot | 2-lamp External Driver Lamp-Style Retrofit Kits (UL Type C) | Standard | FALSE | [9 empty] | 42486 |  |  | No |  | 3.1 | 2384.1 | 106.81 | 22.32 | 8.6 | 0.994 | 5000 | 82.2
PUZQCRZM | ESL Vision | ESL Vision | ESL-T8-4-C50-DQC3-22W-3L | Linear Replacement Lamp | Four-Foot | 3-lamp External Driver Lamp-Style Retrofit Kits (UL Type C) | Standard | FALSE | [9 empty] | 42486 |  |  | No |  | 3.1 | 2444 | 110.59 | 22.1 | 8.3 | 0.995 | 5000 | 82.1
P1CDR686 | ESL Vision | ESL Vision | ESL-T8-4-F50-DQC3-22W-3L | Linear Replacement Lamp | Four-Foot | 3-lamp External Driver Lamp-Style Retrofit Kits (UL Type C) | Standard | FALSE | [9 empty] | 42486 |  |  | No |  | 3.1 | 2432.8 | 110.08 | 22.1 | 8.3 | 0.995 | 5000 | 82.1
PBW247XT | ESL Vision | ESL Vision | ESL-T8-4-C50-DQC3-22W-4L | Linear Replacement Lamp | Four-Foot | 4-lamp External Driver Lamp-Style Retrofit Kits (UL Type C) | Standard | FALSE | [9 empty] | 42486 |  |  | No |  | 3.1 | 2310 | 110.47 | 20.91 | 4.7 | 0.997 | 5000 | 82.1
PJQJKRC6 | ESL Vision | ESL Vision | ESL-T8-4-F50-DQC3-22W-4L | Linear Replacement Lamp | Four-Foot | 4-lamp External Driver Lamp-Style Retrofit Kits (UL Type C) | Standard | FALSE | [9 empty] | 42486 |  |  | No |  | 3.1 | 2300.1 | 110 | 20.91 | 4.7 | 0.997 | 5000 | 82.1
PA4U7D33 | ESL Vision | ESL Vision | ESL-T8-4-C40-DQC1-15W-1L | Linear Replacement Lamp | Four-Foot | 2-lamp External Driver Lamp-Style Retrofit Kits (UL Type C) | Standard | FALSE | [9 empty] | 42486 |  |  | No |  | 3.1 | 1617.6 | 111.56 | 14.5 | 12.7 | 0.992 | 4000 | 82.4
PXUQS5GN | ESL Vision | ESL Vision | ESL-T8-4-F40-DQC1-15W-1L | Linear Replacement Lamp | Four-Foot | 2-lamp External Driver Lamp-Style Retrofit Kits (UL Type C) | Standard | FALSE | [9 empty] | 42486 |  |  | No |  | 3.1 | 1607.4 | 110.86 | 14.5 | 12.7 | 0.992 | 4000 | 82.4
P4766YX5 | ESL Vision | ESL Vision | ESL-T8-4-C40-DQC3-18W-2L | Linear Replacement Lamp | Four-Foot | 2-lamp External Driver Lamp-Style Retrofit Kits (UL Type C) | Standard | FALSE | [9 empty] | 42486 |  |  | No |  | 3.1 | 2032.2 | 117.06 | 17.36 | 9.5 | 0.993 | 4000 | 82.4
PS8CVCMZ | ESL Vision | ESL Vision | ESL-T8-4-F40-DQC3-18W-2L | Linear Replacement Lamp | Four-Foot | 2-lamp External Driver Lamp-Style Retrofit Kits (UL Type C) | Standard | FALSE | [9 empty] | 42486 |  |  | No |  | 3.1 | 2022 | 116.47 | 17.36 | 9.5 | 0.993 | 4000 | 82.4
P7VM9KB4 | ESL Vision | ESL Vision | ESL-T8-4-C40-DQC3-15W-2L | Linear Replacement Lamp | Four-Foot | 2-lamp External Driver Lamp-Style Retrofit Kits (UL Type C) | Standard | FALSE | [9 empty] | 42486 |  |  | No |  | 3.1 | 1801.2 | 120.8 | 14.91 | 8.8 | 0.992 | 4000 | 82.4
PGM69Z76 | ESL Vision | ESL Vision | ESL-T8-4-F40-DQC3-15W-2L | Linear Replacement Lamp | Four-Foot | 2-lamp External Driver Lamp-Style Retrofit Kits (UL Type C) | Standard | FALSE | [9 empty] | 42486 |  |  | No |  | 3.1 | 1791 | 120.12 | 14.91 | 8.8 | 0.992 | 4000 | 82.4
PXCYWDA1 | ESL Vision | ESL Vision | ESL-T8-4-C40-DQC3-22W-2L | Linear Replacement Lamp | Four-Foot | 2-lamp External Driver Lamp-Style Retrofit Kits (UL Type C) | Standard | FALSE | [9 empty] | 42486 |  |  | No |  | 3.1 | 2398.3 | 110.57 | 21.69 | 10.2 | 0.993 | 4000 | 82.3
PTEVK55K | ESL Vision | ESL Vision | ESL-T8-4-F40-DQC3-22W-2L | Linear Replacement Lamp | Four-Foot | 2-lamp External Driver Lamp-Style Retrofit Kits (UL Type C) | Standard | FALSE | [9 empty] | 42486 |  |  | No |  | 3.1 | 2388.1 | 110.1 | 21.69 | 10.2 | 0.993 | 4000 | 82.3
PYDSDK7E | ESL Vision | ESL Vision | ESL-T8-4-C40-DQC1-18W-1L | Linear Replacement Lamp | Four-Foot | 2-lamp External Driver Lamp-Style Retrofit Kits (UL Type C) | Standard | FALSE | [9 empty] | 42486 |  |  | No |  | 3.1 | 1880.4 | 106.96 | 17.58 | 8.8 | 0.996 | 4000 | 82.3
P41FET1J | ESL Vision | ESL Vision | ESL-T8-4-F40-DQC1-18W-1L | Linear Replacement Lamp | Four-Foot | 2-lamp External Driver Lamp-Style Retrofit Kits (UL Type C) | Standard | FALSE | [9 empty] | 42486 |  |  | No |  | 3 | 1870.2 | 106.38 | 17.58 | 8.8 | 0.996 | 4000 | 82.3
PZHH58S5 | ESL Vision | ESL Vision | ESL-T8-4-C40-DQC3-18w-3L | Linear Replacement Lamp | Four-Foot | 3-lamp External Driver Lamp-Style Retrofit Kits (UL Type C) | Standard | FALSE | [9 empty] | 42486 |  |  | No |  | 3.1 | 2097.3 | 116.65 | 17.98 | 8.1 | 0.994 | 4000 | 82.3
PFK16K68 | ESL Vision | ESL Vision | ESL-T8-4-F40-DQC3-18w-3L | Linear Replacement Lamp | Four-Foot | 3-lamp External Driver Lamp-Style Retrofit Kits (UL Type C) | Standard | FALSE | [9 empty] | 42486 |  |  | No |  | 3.1 | 2087.1 | 116.08 | 17.98 | 8.1 | 0.994 | 4000 | 82.3
PR7D8ZTS | ESL Vision | ESL Vision | ESL-T8-4-C40-DQC3-15W-3L | Linear Replacement Lamp | Four-Foot | 3-lamp External Driver Lamp-Style Retrofit Kits (UL Type C) | Standard | FALSE | [9 empty] | 42486 |  |  | No |  | 3.1 | 1754.5 | 121.84 | 14.4 | 7.9 | 0.994 | 4000 | 82.3
PXMS6DAQ | ESL Vision | ESL Vision | ESL-T8-4-F40-DQC3-15W-3L | Linear Replacement Lamp | Four-Foot | 3-lamp External Driver Lamp-Style Retrofit Kits (UL Type C) | Standard | FALSE | [9 empty] | 42486 |  |  | No |  | 3.1 | 1744.3 | 121.13 | 14.4 | 7.9 | 0.994 | 4000 | 82.3
PZ4DS8GY | ESL Vision | ESL Vision | ESL-T8-4-C40-DQC3-15W-4L | Linear Replacement Lamp | Four-Foot | 4-lamp External Driver Lamp-Style Retrofit Kits (UL Type C) | Standard | FALSE | [9 empty] | 42486 |  |  | No |  | 3.1 | 1799.2 | 118.76 | 15.15 | 5.3 | 0.996 | 4000 | 82.3
P6ZT88JU | ESL Vision | ESL Vision | ESL-T8-4-F40-DQC3-15W-4L | Linear Replacement Lamp | Four-Foot | 4-lamp External Driver Lamp-Style Retrofit Kits (UL Type C) | Standard | FALSE | [9 empty] | 42486 |  |  | No |  | 3.1 | 1789 | 118.09 | 15.15 | 5.3 | 0.996 | 4000 | 82.3
P5E451VD | ESL Vision | ESL Vision | ESL-T8-4-C40-DQC3-18W-4L | Linear Replacement Lamp | Four-Foot | 4-lamp External Driver Lamp-Style Retrofit Kits (UL Type C) | Standard | FALSE | [9 empty] | 42486 |  |  | No |  | 3.1 | 2051.3 | 115.83 | 17.71 | 4.9 | 0.996 | 4000 | 82.3
P6H4UZTN | ESL Vision | ESL Vision | ESL-T8-4-F40-DQC3-18W-4L | Linear Replacement Lamp | Four-Foot | 4-lamp External Driver Lamp-Style Retrofit Kits (UL Type C) | Standard | FALSE | [9 empty] | 42486 |  |  | No |  | 3.1 | 2041.1 | 115.25 | 17.71 | 4.9 | 0.996 | 4000 | 82.3
PUC7NXBH | ESL Vision | ESL Vision | ESL-T8-4-C40-DQC1-22W-1L | Linear Replacement Lamp | Four-Foot | 2-lamp External Driver Lamp-Style Retrofit Kits (UL Type C) | Standard | FALSE | [9 empty] | 42486 |  |  | No |  | 3.1 | 2391.7 | 107.16 | 22.32 | 8.6 | 0.994 | 4000 | 82.2
PBMX1VPZ | ESL Vision | ESL Vision | ESL-T8-4-F40-DQC1-22W-1L | Linear Replacement Lamp | Four-Foot | 2-lamp External Driver Lamp-Style Retrofit Kits (UL Type C) | Standard | FALSE | [9 empty] | 42486 |  |  | No |  | 3.1 | 2381.5 | 106.7 | 22.32 | 8.6 | 0.994 | 4000 | 82.2
PFB37E5Y | ESL Vision | ESL Vision | ESL-T8-4-C40-DQC3-22W-3L | Linear Replacement Lamp | Four-Foot | 3-lamp External Driver Lamp-Style Retrofit Kits (UL Type C) | Standard | FALSE | [9 empty] | 42486 |  |  | No |  | 3.1 | 2440.4 | 110.43 | 22.1 | 8.3 | 0.995 | 4000 | 82.1
PP1GHY3J | ESL Vision | ESL Vision | ESL-T8-4-F40-DQC3-22W-3L | Linear Replacement Lamp | Four-Foot | 3-lamp External Driver Lamp-Style Retrofit Kits (UL Type C) | Standard | FALSE | [9 empty] | 42486 |  |  | No |  | 3.1 | 2430.2 | 109.96 | 22.1 | 8.3 | 0.995 | 4000 | 82.1
PRZ1QW4B | ESL Vision | ESL Vision | ESL-T8-4-C40-DQC3-22W-4L | Linear Replacement Lamp | Four-Foot | 4-lamp External Driver Lamp-Style Retrofit Kits (UL Type C) | Standard | FALSE | [9 empty] | 42486 |  |  | No |  | 3.1 | 2307.7 | 110.36 | 20.91 | 4.7 | 0.997 | 4000 | 82.1
PWHM8RVW | ESL Vision | ESL Vision | ESL-T8-4-F40-DQC3-22W-4L | Linear Replacement Lamp | Four-Foot | 4-lamp External Driver Lamp-Style Retrofit Kits (UL Type C) | Standard | FALSE | [9 empty] | 42486 |  |  | No |  | 3.1 | 2297.5 | 109.88 | 20.91 | 4.7 | 0.997 | 4000 | 82.1
P31YMZYX | ESL Vision | ESL Vision | ESL-T8-4-C35-DQC1-15W-1L | Linear Replacement Lamp | Four-Foot | 2-lamp External Driver Lamp-Style Retrofit Kits (UL Type C) | Standard | FALSE | [9 empty] | 42486 |  |  | No |  | 3.1 | 1615.1 | 111.38 | 14.5 | 12.7 | 0.992 | 3500 | 82.4
PRC925N8 | ESL Vision | ESL Vision | ESL-T8-4-F35-DQC1-15W-1L | Linear Replacement Lamp | Four-Foot | 2-lamp External Driver Lamp-Style Retrofit Kits (UL Type C) | Standard | FALSE | [9 empty] | 42486 |  |  | No |  | 3.1 | 1604.9 | 110.68 | 14.5 | 12.7 | 0.992 | 3500 | 82.4
PYQ8A3S5 | ESL Vision | ESL Vision | ESL-T8-4-C35-DQC3-18W-2L | Linear Replacement Lamp | Four-Foot | 2-lamp External Driver Lamp-Style Retrofit Kits (UL Type C) | Standard | FALSE | [9 empty] | 42486 |  |  | No |  | 3.1 | 2029.7 | 116.92 | 17.36 | 9.5 | 0.993 | 3500 | 82.4
PB2PDQPF | ESL Vision | ESL Vision | ESL-T8-4-F35-DQC3-18W-2L | Linear Replacement Lamp | Four-Foot | 2-lamp External Driver Lamp-Style Retrofit Kits (UL Type C) | Standard | FALSE | [9 empty] | 42486 |  |  | No |  | 3.1 | 2019.5 | 116.33 | 17.36 | 9.5 | 0.993 | 3500 | 82.4
PA486E5U | ESL Vision | ESL Vision | ESL-T8-4-C35-DQC3-15W-2L | Linear Replacement Lamp | Four-Foot | 2-lamp External Driver Lamp-Style Retrofit Kits (UL Type C) | Standard | FALSE | [9 empty] | 42486 |  |  | No |  | 3.1 | 1798.7 | 120.63 | 14.91 | 8.8 | 0.992 | 3500 | 82.4
P9FMBX2F | ESL Vision | ESL Vision | ESL-T8-4-F35-DQC3-15W-2L | Linear Replacement Lamp | Four-Foot | 2-lamp External Driver Lamp-Style Retrofit Kits (UL Type C) | Standard | FALSE | [9 empty] | 42486 |  |  | No |  | 3.1 | 1788.5 | 119.95 | 14.91 | 8.8 | 0.992 | 3500 | 82.4
PKSH381K | ESL Vision | ESL Vision | ESL-T8-4-C35-DQC3-22W-2L | Linear Replacement Lamp | Four-Foot | 2-lamp External Driver Lamp-Style Retrofit Kits (UL Type C) | Standard | FALSE | [9 empty] | 42486 |  |  | No |  | 3.1 | 2395.8 | 110.45 | 21.69 | 10.2 | 0.993 | 3500 | 82.3
PUJ3GBU4 | ESL Vision | ESL Vision | ESL-T8-4-F35-DQC3-22W-2L | Linear Replacement Lamp | Four-Foot | 2-lamp External Driver Lamp-Style Retrofit Kits (UL Type C) | Standard | FALSE | [9 empty] | 42486 |  |  | No |  | 3.1 | 2385.6 | 109.98 | 21.69 | 10.2 | 0.993 | 3500 | 82.3
P2Z4T3E6 | ESL Vision | ESL Vision | ESL-T8-4-C35-DQC1-18W-1L | Linear Replacement Lamp | Four-Foot | 2-lamp External Driver Lamp-Style Retrofit Kits (UL Type C) | Standard | FALSE | [9 empty] | 42486 |  |  | No |  | 3.1 | 1877.9 | 106.82 | 17.58 | 8.8 | 0.996 | 3500 | 82.3
PEFQR9S5 | ESL Vision | ESL Vision | ESL-T8-4-F35-DQC1-18W-1L | Linear Replacement Lamp | Four-Foot | 2-lamp External Driver Lamp-Style Retrofit Kits (UL Type C) | Standard | FALSE | [9 empty] | 42486 |  |  | No |  | 3 | 1867.7 | 106.24 | 17.58 | 8.8 | 0.996 | 3500 | 82.3
PF6AYBHF | ESL Vision | ESL Vision | ESL-T8-4-C35-DQC3-18w-3L | Linear Replacement Lamp | Four-Foot | 3-lamp External Driver Lamp-Style Retrofit Kits (UL Type C) | Standard | FALSE | [9 empty] | 42486 |  |  | No |  | 3.1 | 2094.8 | 116.5 | 17.98 | 8.1 | 0.994 | 3500 | 82.3
PKG6Z5UA | ESL Vision | ESL Vision | ESL-T8-4-F35-DQC3-18w-3L | Linear Replacement Lamp | Four-Foot | 3-lamp External Driver Lamp-Style Retrofit Kits (UL Type C) | Standard | FALSE | [9 empty] | 42486 |  |  | No |  | 3.1 | 2084.6 | 115.94 | 17.98 | 8.1 | 0.994 | 3500 | 82.3
PWFGEH1U | ESL Vision | ESL Vision | ESL-T8-4-C35-DQC3-15W-3L | Linear Replacement Lamp | Four-Foot | 3-lamp External Driver Lamp-Style Retrofit Kits (UL Type C) | Standard | FALSE | [9 empty] | 42486 |  |  | No |  | 3.1 | 1752 | 121.66 | 14.4 | 7.9 | 0.994 | 3500 | 82.3
PDX1TEMH | ESL Vision | ESL Vision | ESL-T8-4-F35-DQC3-15W-3L | Linear Replacement Lamp | Four-Foot | 3-lamp External Driver Lamp-Style Retrofit Kits (UL Type C) | Standard | FALSE | [9 empty] | 42486 |  |  | No |  | 3.1 | 1741.8 | 120.95 | 14.4 | 7.9 | 0.994 | 3500 | 82.3
P33KDQUA | ESL Vision | ESL Vision | ESL-T8-4-C35-DQC3-15W-4L | Linear Replacement Lamp | Four-Foot | 4-lamp External Driver Lamp-Style Retrofit Kits (UL Type C) | Standard | FALSE | [9 empty] | 42486 |  |  | No |  | 3.1 | 1796.7 | 118.59 | 15.15 | 5.3 | 0.996 | 3500 | 82.3
PEN83X6S | ESL Vision | ESL Vision | ESL-T8-4-F35-DQC3-15W-4L | Linear Replacement Lamp | Four-Foot | 4-lamp External Driver Lamp-Style Retrofit Kits (UL Type C) | Standard | FALSE | [9 empty] | 42486 |  |  | No |  | 3.1 | 1786.5 | 117.92 | 15.15 | 5.3 | 0.996 | 3500 | 82.3
PWWWH2C3 | ESL Vision | ESL Vision | ESL-T8-4-C35-DQC3-18W-4L | Linear Replacement Lamp | Four-Foot | 4-lamp External Driver Lamp-Style Retrofit Kits (UL Type C) | Standard | FALSE | [9 empty] | 42486 |  |  | No |  | 3.1 | 2048.8 | 115.68 | 17.71 | 4.9 | 0.996 | 3500 | 82.3
P789YDRC | ESL Vision | ESL Vision | ESL-T8-4-F35-DQC3-18W-4L | Linear Replacement Lamp | Four-Foot | 4-lamp External Driver Lamp-Style Retrofit Kits (UL Type C) | Standard | FALSE | [9 empty] | 42486 |  |  | No |  | 3.1 | 2038.6 | 115.11 | 17.71 | 4.9 | 0.996 | 3500 | 82.3
P6DM5WY3 | ESL Vision | ESL Vision | ESL-T8-4-C35-DQC1-22W-1L | Linear Replacement Lamp | Four-Foot | 2-lamp External Driver Lamp-Style Retrofit Kits (UL Type C) | Standard | FALSE | [9 empty] | 42486 |  |  | No |  | 3.1 | 2389.2 | 107.04 | 22.32 | 8.6 | 0.994 | 3500 | 82.2
P5UPG8KC | ESL Vision | ESL Vision | ESL-T8-4-F35-DQC1-22W-1L | Linear Replacement Lamp | Four-Foot | 2-lamp External Driver Lamp-Style Retrofit Kits (UL Type C) | Standard | FALSE | [9 empty] | 42486 |  |  | No |  | 3 | 2379 | 106.58 | 22.32 | 8.6 | 0.994 | 3500 | 82.2
P75T1Z4A | ESL Vision | ESL Vision | ESL-T8-4-C35-DQC3-22W-3L | Linear Replacement Lamp | Four-Foot | 3-lamp External Driver Lamp-Style Retrofit Kits (UL Type C) | Standard | FALSE | [9 empty] | 42486 |  |  | No |  | 3.1 | 2437.9 | 110.31 | 22.1 | 8.3 | 0.995 | 3500 | 82.1
PZBGBBMA | ESL Vision | ESL Vision | ESL-T8-4-F35-DQC3-22W-3L | Linear Replacement Lamp | Four-Foot | 3-lamp External Driver Lamp-Style Retrofit Kits (UL Type C) | Standard | FALSE | [9 empty] | 42486 |  |  | No |  | 3.1 | 2427.7 | 109.85 | 22.1 | 8.3 | 0.995 | 3500 | 82.1
PFJBAKQ3 | ESL Vision | ESL Vision | ESL-T8-4-C35-DQC3-22W-4L | Linear Replacement Lamp | Four-Foot | 4-lamp External Driver Lamp-Style Retrofit Kits (UL Type C) | Standard | FALSE | [9 empty] | 42486 |  |  | No |  | 3.1 | 2305.2 | 110.24 | 20.91 | 4.7 | 0.997 | 3500 | 82.1
PCYDDM9K | ESL Vision | ESL Vision | ESL-T8-4-F35-DQC3-22W-4L | Linear Replacement Lamp | Four-Foot | 4-lamp External Driver Lamp-Style Retrofit Kits (UL Type C) | Standard | FALSE | [9 empty] | 42486 |  |  | No |  | 3.1 | 2295 | 109.75 | 20.91 | 4.7 | 0.997 | 3500 | 82.1
P884MQPS | ESL Vision | ESL Vision | ESL-T8-4-C30-DQC1-15W-1L | Linear Replacement Lamp | Four-Foot | 2-lamp External Driver Lamp-Style Retrofit Kits (UL Type C) | Standard | FALSE | [9 empty] | 42486 |  |  | No |  | 3.1 | 1612.5 | 111.21 | 14.5 | 12.7 | 0.992 | 3000 | 82.4
P7HDKHMX | ESL Vision | ESL Vision | ESL-T8-4-C30-DQC3-18W-2L | Linear Replacement Lamp | Four-Foot | 2-lamp External Driver Lamp-Style Retrofit Kits (UL Type C) | Standard | FALSE | [9 empty] | 42486 |  |  | No |  | 3.1 | 2027.1 | 116.77 | 17.36 | 9.5 | 0.993 | 3000 | 82.4
PPFT7DBC | ESL Vision | ESL Vision | ESL-T8-4-F30-DQC3-18W-2L | Linear Replacement Lamp | Four-Foot | 2-lamp External Driver Lamp-Style Retrofit Kits (UL Type C) | Standard | FALSE | [9 empty] | 42486 |  |  | No |  | 3.1 | 2016.9 | 116.18 | 17.36 | 9.5 | 0.993 | 3000 | 82.4
P7DUXTM3 | ESL Vision | ESL Vision | ESL-T8-4-C30-DQC3-15W-2L | Linear Replacement Lamp | Four-Foot | 2-lamp External Driver Lamp-Style Retrofit Kits (UL Type C) | Standard | FALSE | [9 empty] | 42486 |  |  | No |  | 3.1 | 1796.1 | 120.46 | 14.91 | 8.8 | 0.992 | 3000 | 82.4
PDCS7ZU8 | ESL Vision | ESL Vision | ESL-T8-4-F30-DQC3-15W-2L | Linear Replacement Lamp | Four-Foot | 2-lamp External Driver Lamp-Style Retrofit Kits (UL Type C) | Standard | FALSE | [9 empty] | 42486 |  |  | No |  | 3.1 | 1785.9 | 119.78 | 14.91 | 8.8 | 0.992 | 3000 | 82.4
P9FFRUPT | ESL Vision | ESL Vision | ESL-T8-4-C30-DQC3-22W-2L | Linear Replacement Lamp | Four-Foot | 2-lamp External Driver Lamp-Style Retrofit Kits (UL Type C) | Standard | FALSE | [9 empty] | 42486 |  |  | No |  | 3.1 | 2393.2 | 110.34 | 21.69 | 10.2 | 0.993 | 3000 | 82.3
PEDR29TE | ESL Vision | ESL Vision | ESL-T8-4-F30-DQC3-22W-2L | Linear Replacement Lamp | Four-Foot | 2-lamp External Driver Lamp-Style Retrofit Kits (UL Type C) | Standard | FALSE | [9 empty] | 42486 |  |  | No |  | 3.1 | 2383 | 109.87 | 21.69 | 10.2 | 0.993 | 3000 | 82.3
P7K5B2UU | ESL Vision | ESL Vision | ESL-T8-4-C30-DQC1-18W-1L | Linear Replacement Lamp | Four-Foot | 2-lamp External Driver Lamp-Style Retrofit Kits (UL Type C) | Standard | FALSE | [9 empty] | 42486 |  |  | No |  | 3 | 1875.3 | 106.67 | 17.58 | 8.8 | 0.996 | 3000 | 82.3
P9T4T4SY | ESL Vision | ESL Vision | ESL-T8-4-C30-DQC3-18w-3L | Linear Replacement Lamp | Four-Foot | 3-lamp External Driver Lamp-Style Retrofit Kits (UL Type C) | Standard | FALSE | [9 empty] | 42486 |  |  | No |  | 3.1 | 2092.2 | 116.36 | 17.98 | 8.1 | 0.994 | 3000 | 82.3
P8AKEVZK | ESL Vision | ESL Vision | ESL-T8-4-F30-DQC3-18w-3L | Linear Replacement Lamp | Four-Foot | 3-lamp External Driver Lamp-Style Retrofit Kits (UL Type C) | Standard | FALSE | [9 empty] | 42486 |  |  | No |  | 3.1 | 2082 | 115.8 | 17.98 | 8.1 | 0.994 | 3000 | 82.3
P3MUXRRY | ESL Vision | ESL Vision | ESL-T8-4-C30-DQC3-15W-3L | Linear Replacement Lamp | Four-Foot | 3-lamp External Driver Lamp-Style Retrofit Kits (UL Type C) | Standard | FALSE | [9 empty] | 42486 |  |  | No |  | 3.1 | 1749.4 | 121.49 | 14.4 | 7.9 | 0.994 | 3000 | 82.3
PGR9392A | ESL Vision | ESL Vision | ESL-T8-4-C30-DQC3-15W-4L | Linear Replacement Lamp | Four-Foot | 4-lamp External Driver Lamp-Style Retrofit Kits (UL Type C) | Standard | FALSE | [9 empty] | 42486 |  |  | No |  | 3.1 | 1794.1 | 118.42 | 15.15 | 5.3 | 0.996 | 3000 | 82.3
PU6MU9EC | ESL Vision | ESL Vision | ESL-T8-4-C30-DQC3-18W-4L | Linear Replacement Lamp | Four-Foot | 4-lamp External Driver Lamp-Style Retrofit Kits (UL Type C) | Standard | FALSE | [9 empty] | 42486 |  |  | No |  | 3.1 | 2046.2 | 115.54 | 17.71 | 4.9 | 0.996 | 3000 | 82.3
P1GYSG38 | ESL Vision | ESL Vision | ESL-T8-4-F30-DQC3-18W-4L | Linear Replacement Lamp | Four-Foot | 4-lamp External Driver Lamp-Style Retrofit Kits (UL Type C) | Standard | FALSE | [9 empty] | 42486 |  |  | No |  | 3.1 | 2036 | 114.96 | 17.71 | 4.9 | 0.996 | 3000 | 82.3
P7VH56YM | ESL Vision | ESL Vision | ESL-T8-4-C30-DQC1-22W-1L | Linear Replacement Lamp | Four-Foot | 2-lamp External Driver Lamp-Style Retrofit Kits (UL Type C) | Standard | FALSE | [9 empty] | 42486 |  |  | No |  | 3.1 | 2386.6 | 106.93 | 22.32 | 8.6 | 0.994 | 3000 | 82.2
PH75CJZD | ESL Vision | ESL Vision | ESL-T8-4-C30-DQC3-22W-3L | Linear Replacement Lamp | Four-Foot | 3-lamp External Driver Lamp-Style Retrofit Kits (UL Type C) | Standard | FALSE | [9 empty] | 42486 |  |  | No |  | 3.1 | 2435.3 | 110.19 | 22.1 | 8.3 | 0.995 | 3000 | 82.1
PB9FFMTM | ESL Vision | ESL Vision | ESL-T8-4-F30-DQC3-22W-3L | Linear Replacement Lamp | Four-Foot | 3-lamp External Driver Lamp-Style Retrofit Kits (UL Type C) | Standard | FALSE | [9 empty] | 42486 |  |  | No |  | 3.1 | 2425.1 | 109.73 | 22.1 | 8.3 | 0.995 | 3000 | 82.1
PWN31X44 | ESL Vision | ESL Vision | ESL-T8-4-C30-DQC3-22W-4L | Linear Replacement Lamp | Four-Foot | 4-lamp External Driver Lamp-Style Retrofit Kits (UL Type C) | Standard | FALSE | [9 empty] | 42486 |  |  | No |  | 3.1 | 2302.6 | 110.12 | 20.91 | 4.7 | 0.997 | 3000 | 82.1
P3QNF22N | ESL Vision | ESL Vision | ESL-T8-4-F30-DQC3-22W-4L | Linear Replacement Lamp | Four-Foot | 4-lamp External Driver Lamp-Style Retrofit Kits (UL Type C) | Standard | FALSE | [9 empty] | 42486 |  |  | No |  | 3.1 | 2292.4 | 109.63 | 20.91 | 4.7 | 0.997 | 3000 | 82.1
PT1C1UGG | Celeritas Lighting Group LLC | Celeritas | ST8LED-48-18W-5000K | Linear Replacement Lamp | Four-Foot | Internal Driver Lamp-Style Retrofit Kits (UL Type B) | Standard | FALSE | [9 empty] | 42486 | Not Dimmable | Not Dimmable | No |  | 3 | 2373 | 134.68 | 17.62 | 17.37 | 0.9115 | 5000 | 82.6
PJDH9M5U | Celeritas Lighting Group LLC | Celeritas | ST8BCLED-18W-5000K-G | Linear Replacement Lamp | Four-Foot | Replacement Lamps (plug and play) (UL Type A) | Standard | FALSE | [9 empty] | 42486 | Not Dimmable | Not Dimmable | No |  | 3.1 | 2200 | 122.22 | 18 | 15 | 0.9 | 5000 | 81
P8ACHGXP | Celeritas Lighting Group LLC | Celeritas | ST8LED-18W-5000K-G | Linear Replacement Lamp | Four-Foot | Internal Driver Lamp-Style Retrofit Kits (UL Type B) | Standard | FALSE | [9 empty] | 42486 | Not Dimmable | Not Dimmable | No |  | 3 | 2200 | 122.2222 | 18 | 15 | 0.9 | 5000 | 81
PM5J58K9 | Celeritas Lighting Group LLC | Celeritas | ST8LED-15W-5000K-G | Linear Replacement Lamp | Four-Foot | Internal Driver Lamp-Style Retrofit Kits (UL Type B) | Standard | FALSE | [9 empty] | 42486 | Not Dimmable | Not Dimmable | No |  | 3 | 1900 | 116.67 | 15 | 15 | 0.9 | 5000 | 81
PAQSTHTP | Celeritas Lighting Group LLC | Celeritas | ST8LED-48-18W-4000K | Linear Replacement Lamp | Four-Foot | Internal Driver Lamp-Style Retrofit Kits (UL Type B) | Standard | FALSE | [9 empty] | 42486 | Not Dimmable | Not Dimmable | No |  | 3 | 2234 | 128.32 | 17.41 | 17.77 | 0.9096 | 4000 | 82.5
PBP344ZM | Celeritas Lighting Group LLC | Celeritas | ST8LED-18W-4000K-G | Linear Replacement Lamp | Four-Foot | Internal Driver Lamp-Style Retrofit Kits (UL Type B) | Standard | FALSE | [9 empty] | 42486 | Not Dimmable | Not Dimmable | No |  | 3 | 2200 | 122.2222 | 18 | 15 | 0.9 | 4000 | 81
P536W7GT | Celeritas Lighting Group LLC | Celeritas | ST8BCLED-18W-4000K-G | Linear Replacement Lamp | Four-Foot | Replacement Lamps (plug and play) (UL Type A) | Standard | FALSE | [9 empty] | 42486 | Not Dimmable | Not Dimmable | No |  | 3.1 | 2200 | 122.22 | 18 | 15 | 0.9 | 4000 | 81
PWT1W8EA | Celeritas Lighting Group LLC | Celeritas | ST8LED-15W-4000K-G | Linear Replacement Lamp | Four-Foot | Internal Driver Lamp-Style Retrofit Kits (UL Type B) | Standard | FALSE | [9 empty] | 42486 | Not Dimmable | Not Dimmable | No |  | 3 | 1900 | 116.67 | 15 | 15 | 0.9 | 4000 | 81
P5AV6JBW | Cledos International Ltd. | Cledos | T8EBL-183-NE-12-001-01 | Linear Replacement Lamp | Four-Foot | Replacement Lamps (plug and play) (UL Type A) | Standard | FALSE | [9 empty] | 42486 | Not Dimmable | Not Dimmable | No |  | 3 | 2200 | 122.22 | 18 | 15 | 0.9 | 5000 | 81
P4XMRAUG | Cledos International Ltd. | Cledos | T8EBL-183-NJ-12-001-01 | Linear Replacement Lamp | Four-Foot | Replacement Lamps (plug and play) (UL Type A) | Standard | FALSE | [9 empty] | 42486 | Not Dimmable | Not Dimmable | No |  | 3 | 2200 | 122.22 | 18 | 15 | 0.9 | 4500 | 81
PGXF1X3Z | Cledos International Ltd. | Cledos | T8EBL-183-NF-12-001-01 | Linear Replacement Lamp | Four-Foot | Replacement Lamps (plug and play) (UL Type A) | Standard | FALSE | [9 empty] | 42486 | Not Dimmable | Not Dimmable | No |  | 3 | 2200 | 122.22 | 18 | 15 | 0.9 | 4000 | 81
P1EDDSEM | Cledos International Ltd. | Cledos | T8EBL-183-NI-12-001-01 | Linear Replacement Lamp | Four-Foot | Replacement Lamps (plug and play) (UL Type A) | Standard | FALSE | [9 empty] | 42486 | Not Dimmable | Not Dimmable | No |  | 3 | 2000 | 111.11 | 18 | 15 | 0.9 | 3500 | 81
P1676AEW | P.Q.L. Inc. | Superior Life | 90877 | Linear Replacement Lamp | Four-Foot | Replacement Lamps (plug and play) (UL Type A) | Standard | TRUE | 1901 | 101 | 18.84 | 13.14 | 0.9697 | 2966 | 82.8 | 5 | 50000 | 42485 |  |  | No |  | 3 | 1800 | 100 | 18 | 20 | 0.9 | 3000 | 82
P7D75ZGP | Texas Fluorescents | Texas Fluorescents | LED48T818W2100JIF30K | Linear Replacement Lamp | Four-Foot | Replacement Lamps (plug and play) (UL Type A) | Standard | TRUE | 1716 | 103.56 | 16.57 | 20.5 | 0.9542 | 3003 | 82.7 | 5 | 50000 | 42485 |  |  | NotYetVerified |  | 3 | 1700 | 100 | 17 | 20 | 0.9 | 3000 | 82
PPED35PB | US LED | Star-T10 | ST1-2-UNV-4-12A-30 | Linear Replacement Lamp | Four-Foot | Internal Driver Lamp-Style Retrofit Kits (UL Type B) | Standard | TRUE | 1680.2 | 139.2 | 12.07 | 22.2 | 0.928 | 2996 | 82.3 | 5 | 50000 | 42485 |  |  | No |  | 3.1 | 1650 | 135 | 12 | 15 | 0.9 | 3000 | 80
PQ6EBYHD | US LED | Star-T10 | ST1-2-UNV-4-12A-30-C | Linear Replacement Lamp | Four-Foot | Internal Driver Lamp-Style Retrofit Kits (UL Type B) | Standard | TRUE | 1668.4 | 143.95 | 11.59 | 22.2 | 0.927 | 2995 | 81.8 | 5 | 50000 | 42485 |  |  | No |  | 3.1 | 1730 | 140 | 12 | 15 | 0.9 | 3000 | 80
PMGKXYBQ | Sarin Energy Inc. | SES | SES-4FT-3000-18 | Linear Replacement Lamp | Four-Foot | Internal Driver Lamp-Style Retrofit Kits (UL Type B) | Standard | TRUE | 2296 | 128.56 | 17.86 | 18.15 | 0.9247 | 2920 | 81.5 | 5 | 50000 | 42485 |  |  | No |  | 3.1 | 2296 | 128.56 | 17.86 | 18.15 | 0.9247 | 3000 | 81.5
PFZ1Z8HS | US LED | Star-T8 | ST1-4-UNV-4-12A-30 | Linear Replacement Lamp | Four-Foot | Internal Driver Lamp-Style Retrofit Kits (UL Type B) | Standard | TRUE | 1700.6 | 130.98 | 12.98 | 23 | 0.921 | 2995 | 82.2 | 5 | 50000 | 42485 |  |  | No |  | 3.1 | 1750 | 130 | 12.9 | 15 | 0.9 | 3000 | 80
PAUQPQUS | US LED | Star-T8 | ST1-4-UNV-4-12A-30-C | Linear Replacement Lamp | Four-Foot | Internal Driver Lamp-Style Retrofit Kits (UL Type B) | Standard | TRUE | 1839.4 | 141.48 | 13 | 22.9 | 0.921 | 2998 | 81.7 | 5 | 50000 | 42485 |  |  | No |  | 3.1 | 1830 | 130 | 12.9 | 15 | 0.9 | 3000 | 80
PACK62PC | James Trading Company Limited | JAMES | ZY-T5-25W1200 BONT ONE DRIVER FOR TWO TUBES (FROSTED LENS) (3000K) | Linear Replacement Lamp | Four-Foot | 2-lamp External Driver Lamp-Style Retrofit Kits (UL Type C) | Standard | TRUE | 3166 | 127.61 | 24.81 | 11.44 | 0.9167 | 2908 | 82 | 5 | 50000 | 42485 |  |  | No |  | 3.1 | 3166 | 127.61 | 24.81 | 20 | 0.9 | 3000 | 83
PK4VP4AQ | James Trading Company Limited | JAMES | ZY-T5-25W1200 BONT ONE DRIVER FOR ONE TUBE (FROSTED LENS) (3000K) | Linear Replacement Lamp | Four-Foot | 2-lamp External Driver Lamp-Style Retrofit Kits (UL Type C) | Standard | TRUE | 3279 | 128.24 | 25.57 | 14.2 | 0.9021 | 2915 | 81.4 | 5 | 50000 | 42485 |  |  | No |  | 3.1 | 3279 | 128.24 | 25.57 | 20 | 0.9 | 3000 | 83
PN66DKJW | 1 Source LED | 1 Source LED | TL4-22W-P-BINX (3000K FROSTED) | Linear Replacement Lamp | Four-Foot | Internal Driver Lamp-Style Retrofit Kits (UL Type B) | Standard | TRUE | 2405 | 115.6 | 20.8 | 16.16 | 0.9 | 2889 | 82.5 | 5 | 50000 | 42485 |  |  | NotYetVerified | Lastx represents either s for single-end power input or T for double-end inputs | 3 | 2405 | 115.6 | 20.8 | 20 | 0.9 | 3000 | 83
PR3UXFQY | 1 Source LED | 1 Source LED | TL4-15W-BINX (3000K FROSTED) | Linear Replacement Lamp | Four-Foot | Internal Driver Lamp-Style Retrofit Kits (UL Type B) | Standard | TRUE | 1799 | 107.7 | 16.7 | 18.35 | 0.8804 | 3120 | 81.7 | 5 | 50000 | 42485 |  |  | NotYetVerified | Lastx represents either s for single-end power input or T for double-end inputs | 3 | 1750 | 130 | 14 | 20 | 0.9 | 3000 | 83
PK5N2B9J | 1 Source LED | 1 Source LED | TL4-18W-P-BINX (3000K FROSTED) | Linear Replacement Lamp | Four-Foot | Internal Driver Lamp-Style Retrofit Kits (UL Type B) | Standard | TRUE | 1943 | 115.7 | 16.8 | 16.47 | 0.88 | 2894 | 82.6 | 5 | 50000 | 42485 |  |  | NotYetVerified | Lastx represents either s for single-end power input or T for double-end inputs | 3 | 1943 | 115.7 | 16.8 | 20 | 0.9 | 3000 | 83
PR2FNCRU | 1 Source LED | 1 Source LED | TL4-15W-P-BINX (3000K FROSTED) | Linear Replacement Lamp | Four-Foot | Internal Driver Lamp-Style Retrofit Kits (UL Type B) | Standard | TRUE | 1946 | 122.4 | 15.9 | 14.21 | 0.8707 | 2883 | 82.5 | 5 | 50000 | 42485 |  |  | NotYetVerified | Lastx represents either s for single-end power input or T for double-end inputs | 3 | 1946 | 122.4 | 15.9 | 20 | 0.9 | 3000 | 83
PTHHBRT1 | 1 Source LED | 1 Source LED | TL4-22W-BINX (3000K FROSTED) | Linear Replacement Lamp | Four-Foot | Internal Driver Lamp-Style Retrofit Kits (UL Type B) | Standard | TRUE | 2150 | 99.1 | 21.7 | 20.57 | 0.87 | 3019 | 82.6 | 5 | 50000 | 42485 |  |  | NotYetVerified | Lastx represents either s for single-end power input or T for double-end inputs | 3 | 2150 | 97.8 | 22 | 20 | 0.9 | 3000 | 83
PM2AX6JA | 1 Source LED | 1 Source LED | TL4-18W-BINX (3000K FROSTED) | Linear Replacement Lamp | Four-Foot | Internal Driver Lamp-Style Retrofit Kits (UL Type B) | Standard | TRUE | 1789 | 98.3 | 18.2 | 17.76 | 0.87 | 3034 | 82.7 | 5 | 50000 | 42485 |  |  | NotYetVerified |  | 3 | 1900 | 125 | 16 | 20 | 0.9 | 3000 | 83
PAGQSJGV | Sarin Energy Inc. | SES | SES-4FT-6500-18 | Linear Replacement Lamp | Four-Foot | Internal Driver Lamp-Style Retrofit Kits (UL Type B) | Standard | FALSE | [9 empty] | 42485 |  |  | No |  | 3.1 | 2420 | 135.04 | 17.92 | 18.11 | 0.9251 | 5000 | 84
PU3WMQG1 | Sarin Energy Inc. | SES | SES-4FT-4000-18 | Linear Replacement Lamp | Four-Foot | Internal Driver Lamp-Style Retrofit Kits (UL Type B) | Standard | FALSE | [9 empty] | 42485 |  |  | No |  | 3.1 | 2358 | 131.81 | 17.89 | 18.15 | 0.9247 | 4000 | 81.5
PJNHZRAJ | US LED | Star-T8 | ST1-4-UNV-4-12A-50-C | Linear Replacement Lamp | Four-Foot | Internal Driver Lamp-Style Retrofit Kits (UL Type B) | Standard | FALSE | [9 empty] | 42485 |  |  | No |  | 3.1 | 1830 | 130 | 12.9 | 15 | 0.9 | 5000 | 80
PXJJC7EY | US LED | Star-T8 | ST1-4-UNV-4-12A-50 | Linear Replacement Lamp | Four-Foot | Internal Driver Lamp-Style Retrofit Kits (UL Type B) | Standard | FALSE | [9 empty] | 42485 |  |  | No |  | 3.1 | 1750 | 130 | 12.9 | 15 | 0.9 | 5000 | 80
PX6MNRQV | US LED | Star-T10 | ST1-2-UNV-4-12A-50-C | Linear Replacement Lamp | Four-Foot | Internal Driver Lamp-Style Retrofit Kits (UL Type B) | Standard | FALSE | [9 empty] | 42485 |  |  | No |  | 3.1 | 1730 | 140 | 12 | 15 | 0.9 | 5000 | 80
PUA8Q4DW | US LED | Star-T10 | ST1-2-UNV-4-12A-50 | Linear Replacement Lamp | Four-Foot | Internal Driver Lamp-Style Retrofit Kits (UL Type B) | Standard | FALSE | [9 empty] | 42485 |  |  | No |  | 3.1 | 1650 | 135 | 12 | 15 | 0.9 | 5000 | 80
PE1QQ8H7 | US LED | Star-T8 | ST1-4-UNV-4-12A-45-C | Linear Replacement Lamp | Four-Foot | Internal Driver Lamp-Style Retrofit Kits (UL Type B) | Standard | FALSE | [9 empty] | 42485 |  |  | No |  | 3.1 | 1830 | 130 | 12.9 | 15 | 0.9 | 4500 | 80
P7VAJTKH | US LED | Star-T8 | ST1-4-UNV-4-12A-45 | Linear Replacement Lamp | Four-Foot | Internal Driver Lamp-Style Retrofit Kits (UL Type B) | Standard | FALSE | [9 empty] | 42485 |  |  | No |  | 3.1 | 1750 | 130 | 12.9 | 15 | 0.9 | 4500 | 80
PB9VBQ14 | US LED | Star-T10 | ST1-2-UNV-4-12A-45-C | Linear Replacement Lamp | Four-Foot | Internal Driver Lamp-Style Retrofit Kits (UL Type B) | Standard | FALSE | [9 empty] | 42485 |  |  | No |  | 3.1 | 1730 | 140 | 12 | 15 | 0.9 | 4500 | 80
PNCEH49M | US LED | Star-T10 | ST1-2-UNV-4-12A-45 | Linear Replacement Lamp | Four-Foot | Internal Driver Lamp-Style Retrofit Kits (UL Type B) | Standard | FALSE | [9 empty] | 42485 |  |  | No |  | 3.1 | 1650 | 135 | 12 | 15 | 0.9 | 4500 | 80
PGB584GH | US LED | Star-T8 | ST1-4-UNV-4-12A-40-C | Linear Replacement Lamp | Four-Foot | Internal Driver Lamp-Style Retrofit Kits (UL Type B) | Standard | FALSE | [9 empty] | 42485 |  |  | No |  | 3.1 | 1830 | 130 | 12.9 | 15 | 0.9 | 4000 | 80
PKYJTSWP | US LED | Star-T8 | ST1-4-UNV-4-12A-40 | Linear Replacement Lamp | Four-Foot | Internal Driver Lamp-Style Retrofit Kits (UL Type B) | Standard | FALSE | [9 empty] | 42485 |  |  | No |  | 3.1 | 1750 | 130 | 12.9 | 15 | 0.9 | 4000 | 80
P41JEMXA | US LED | Star-T10 | ST1-2-UNV-4-12A-40-C | Linear Replacement Lamp | Four-Foot | Internal Driver Lamp-Style Retrofit Kits (UL Type B) | Standard | FALSE | [9 empty] | 42485 |  |  | No |  | 3.1 | 1730 | 140 | 12 | 15 | 0.9 | 4000 | 80
PAB53PFM | US LED | Star-T10 | ST1-2-UNV-4-12A-40 | Linear Replacement Lamp | Four-Foot | Internal Driver Lamp-Style Retrofit Kits (UL Type B) | Standard | FALSE | [9 empty] | 42485 |  |  | No |  | 3.1 | 1650 | 135 | 12 | 15 | 0.9 | 4000 | 80
PR813DDN | US LED | Star-T8 | ST1-4-UNV-4-12A-35-C | Linear Replacement Lamp | Four-Foot | Internal Driver Lamp-Style Retrofit Kits (UL Type B) | Standard | FALSE | [9 empty] | 42485 |  |  | No |  | 3.1 | 1830 | 130 | 12.9 | 15 | 0.9 | 3500 | 80
PUUWKXWZ | US LED | Star-T8 | ST1-4-UNV-4-12A-35 | Linear Replacement Lamp | Four-Foot | Internal Driver Lamp-Style Retrofit Kits (UL Type B) | Standard | FALSE | [9 empty] | 42485 |  |  | No |  | 3.1 | 1750 | 130 | 12.9 | 15 | 0.9 | 3500 | 80
P6TWWTN1 | US LED | Star-T10 | ST1-2-UNV-4-12A-35-C | Linear Replacement Lamp | Four-Foot | Internal Driver Lamp-Style Retrofit Kits (UL Type B) | Standard | FALSE | [9 empty] | 42485 |  |  | No |  | 3.1 | 1730 | 140 | 12 | 15 | 0.9 | 3500 | 80
PNX41FUA | US LED | Star-T10 | ST1-2-UNV-4-12A-35 | Linear Replacement Lamp | Four-Foot | Internal Driver Lamp-Style Retrofit Kits (UL Type B) | Standard | FALSE | [9 empty] | 42485 |  |  | No |  | 3.1 | 1650 | 135 | 12 | 15 | 0.9 | 3500 | 80
PZVB23DZ | Texas Fluorescents | Texas Fluorescents | LED48T818W2100JIF50K | Linear Replacement Lamp | Four-Foot | Replacement Lamps (plug and play) (UL Type A) | Standard | FALSE | [9 empty] | 42485 |  |  | NotYetVerified |  | 3 | 1850 | 110 | 17 | 20 | 0.9 | 5000 | 82
PGBKJ46Z | Texas Fluorescents | Texas Fluorescents | LED48T818W2100JIF40K | Linear Replacement Lamp | Four-Foot | Replacement Lamps (plug and play) (UL Type A) | Standard | FALSE | [9 empty] | 42485 |  |  | NotYetVerified |  | 3 | 1750 | 103 | 17 | 20 | 0.9 | 4000 | 82
PGKU4FNJ | Texas Fluorescents | Texas Fluorescents | LED48T818W2100JIF35K | Linear Replacement Lamp | Four-Foot | Replacement Lamps (plug and play) (UL Type A) | Standard | FALSE | [9 empty] | 42485 |  |  | NotYetVerified |  | 3 | 1720 | 103 | 17 | 20 | 0.9 | 3500 | 82
PY74S57P | P.Q.L. Inc. | Superior Life | 90879 | Linear Replacement Lamp | Four-Foot | Replacement Lamps (plug and play) (UL Type A) | Standard | FALSE | [9 empty] | 42485 |  |  | No |  | 3 | 2000 | 111 | 18 | 20 | 0.9 | 5000 | 82
PF7SZX23 | P.Q.L. Inc. | Superior Life | 90878 | Linear Replacement Lamp | Four-Foot | Replacement Lamps (plug and play) (UL Type A) | Standard | FALSE | [9 empty] | 42485 |  |  | No |  | 3 | 1900 | 105 | 18 | 20 | 0.9 | 4000 | 82
PSKS71YH | P.Q.L. Inc. | Superior Life | 90880 | Linear Replacement Lamp | Four-Foot | Replacement Lamps (plug and play) (UL Type A) | Standard | FALSE | [9 empty] | 42485 |  |  | No |  | 3 | 1850 | 102 | 18 | 20 | 0.9 | 3500 | 82
P8TWNR34 | James Trading Company Limited | JAMES | ZY-T5-25W1200 BONT ONE DRIVER FOR ONE TUBE(FROSTED LENS) (5000K) | Linear Replacement Lamp | Four-Foot | 2-lamp External Driver Lamp-Style Retrofit Kits (UL Type C) | Standard | FALSE | [9 empty] | 42485 |  |  | No |  | 3.1 | 3450 | 135 | 25.6 | 20 | 0.9 | 5000 | 83
P4YUGWHQ | James Trading Company Limited | JAMES | ZY-T5-25W1200 BONT ONE DRIVER FOR TWO TUBES(FROSTED LENS) (5000K) | Linear Replacement Lamp | Four-Foot | 2-lamp External Driver Lamp-Style Retrofit Kits (UL Type C) | Standard | FALSE | [9 empty] | 42485 |  |  | No |  | 3.1 | 3404 | 136.5 | 24.91 | 20 | 0.9 | 5000 | 83
P9UE8N6F | James Trading Company Limited | JAMES | ZY-T5-25W1200 BODT ONE DRIVER FOR ONE TUBE(FROSTED LENS) (5000K) | Linear Replacement Lamp | Four-Foot | 2-lamp External Driver Lamp-Style Retrofit Kits (UL Type C) | Standard | FALSE | [9 empty] | 42485 |  |  | No |  | 3.1 | 3450 | 135 | 25.6 | 20 | 0.9 | 5000 | 83
PFVB6CCM | James Trading Company Limited | JAMES | ZY-T5-25W1200 BODT ONE DRIVER FOR TWO TUBES(FROSTED LENS) (5000K) | Linear Replacement Lamp | Four-Foot | 2-lamp External Driver Lamp-Style Retrofit Kits (UL Type C) | Standard | FALSE | [9 empty] | 42485 |  |  | No |  | 3.1 | 3404 | 136.5 | 24.91 | 20 | 0.9 | 5000 | 83
PT9ZX4AY | James Trading Company Limited | JAMES | ZY-T5-25W1200 BONT ONE DRIVER FOR ONE TUBE(FROSTED LENS) (4500K) | Linear Replacement Lamp | Four-Foot | 2-lamp External Driver Lamp-Style Retrofit Kits (UL Type C) | Standard | FALSE | [9 empty] | 42485 |  |  | No |  | 3.1 | 3450 | 135 | 25.6 | 20 | 0.9 | 4500 | 83
P2FAV9PR | James Trading Company Limited | JAMES | ZY-T5-25W1200 BONT ONE DRIVER FOR TWO TUBES(FROSTED LENS) (4500K) | Linear Replacement Lamp | Four-Foot | 2-lamp External Driver Lamp-Style Retrofit Kits (UL Type C) | Standard | FALSE | [9 empty] | 42485 |  |  | No |  | 3.1 | 3353 | 134 | 24.89 | 20 | 0.9 | 4500 | 83
P562AA15 | James Trading Company Limited | JAMES | ZY-T5-25W1200 BODT ONE DRIVER FOR ONE TUBE(FROSTED LENS) (4500K) | Linear Replacement Lamp | Four-Foot | 2-lamp External Driver Lamp-Style Retrofit Kits (UL Type C) | Standard | FALSE | [9 empty] | 42485 |  |  | No |  | 3.1 | 3450 | 135 | 25.6 | 20 | 0.9 | 4500 | 83
P7KM3AW2 | James Trading Company Limited | JAMES | ZY-T5-25W1200 BODT ONE DRIVER FOR TWO TUBES(FROSTED LENS) (4500K) | Linear Replacement Lamp | Four-Foot | 2-lamp External Driver Lamp-Style Retrofit Kits (UL Type C) | Standard | FALSE | [9 empty] | 42485 |  |  | No |  | 3.1 | 3353 | 134 | 24.89 | 20 | 0.9 | 4500 | 83
PVY9MRTX | James Trading Company Limited | JAMES | ZY-T5-25W1200 BONT ONE DRIVER FOR ONE TUBE(FROSTED LENS) (4000K) | Linear Replacement Lamp | Four-Foot | 2-lamp External Driver Lamp-Style Retrofit Kits (UL Type C) | Standard | FALSE | [9 empty] | 42485 |  |  | No |  | 3.1 | 3402 | 133 | 25.6 | 20 | 0.9 | 4000 | 83
P6WA6MBU | James Trading Company Limited | JAMES | ZY-T5-25W1200 BONT ONE DRIVER FOR TWO TUBES(FROSTED LENS) (4000K) | Linear Replacement Lamp | Four-Foot | 2-lamp External Driver Lamp-Style Retrofit Kits (UL Type C) | Standard | FALSE | [9 empty] | 42485 |  |  | No |  | 3.1 | 3353 | 134 | 24.89 | 20 | 0.9 | 4000 | 83
PQXANUR3 | James Trading Company Limited | JAMES | ZY-T5-25W1200 BODT ONE DRIVER FOR ONE TUBE(FROSTED LENS) (4000K) | Linear Replacement Lamp | Four-Foot | 2-lamp External Driver Lamp-Style Retrofit Kits (UL Type C) | Standard | FALSE | [9 empty] | 42485 |  |  | No |  | 3.1 | 3402 | 133 | 25.6 | 20 | 0.9 | 4000 | 83
P8EBB5WH | James Trading Company Limited | JAMES | ZY-T5-25W1200 BODT ONE DRIVER FOR TWO TUBES(FROSTED LENS) (4000K) | Linear Replacement Lamp | Four-Foot | 2-lamp External Driver Lamp-Style Retrofit Kits (UL Type C) | Standard | FALSE | [9 empty] | 42485 |  |  | No |  | 3.1 | 3353 | 134 | 24.89 | 20 | 0.9 | 4000 | 83
P3TETPE1 | James Trading Company Limited | JAMES | ZY-T5-25W1200 BONT ONE DRIVER FOR ONE TUBE(FROSTED LENS) (3500K) | Linear Replacement Lamp | Four-Foot | 2-lamp External Driver Lamp-Style Retrofit Kits (UL Type C) | Standard | FALSE | [9 empty] | 42485 |  |  | No |  | 3.1 | 3327 | 130 | 25.5 | 20 | 0.9 | 3500 | 83
PW5DJSKT | James Trading Company Limited | JAMES | ZY-T5-25W1200 BONT ONE DRIVER FOR TWO TUBES(FROSTED LENS) (3500K) | Linear Replacement Lamp | Four-Foot | 2-lamp External Driver Lamp-Style Retrofit Kits (UL Type C) | Standard | FALSE | [9 empty] | 42485 |  |  | No |  | 3.1 | 3292 | 131.79 | 24.98 | 20 | 0.9 | 3500 | 83
PQN4TUTP | James Trading Company Limited | JAMES | ZY-T5-25W1200 BODT ONE DRIVER FOR ONE TUBE(FROSTED LENS) (3500K) | Linear Replacement Lamp | Four-Foot | 2-lamp External Driver Lamp-Style Retrofit Kits (UL Type C) | Standard | FALSE | [9 empty] | 42485 |  |  | No |  | 3.1 | 3327 | 130 | 25.5 | 20 | 0.9 | 3500 | 83
PBX2TRMD | James Trading Company Limited | JAMES | ZY-T5-25W1200 BODT ONE DRIVER FOR TWO TUBES(FROSTED LENS) (3500K) | Linear Replacement Lamp | Four-Foot | 2-lamp External Driver Lamp-Style Retrofit Kits (UL Type C) | Standard | FALSE | [9 empty] | 42485 |  |  | No |  | 3.1 | 3292 | 131.79 | 24.98 | 20 | 0.9 | 3500 | 83
PQY7AV1H | James Trading Company Limited | JAMES | ZY-T5-25W1200 BODT ONE DRIVER FOR ONE TUBE (FROSTED LENS) (3000K) | Linear Replacement Lamp | Four-Foot | 2-lamp External Driver Lamp-Style Retrofit Kits (UL Type C) | Standard | FALSE | [9 empty] | 42485 |  |  | No |  | 3.1 | 3279 | 128.24 | 25.57 | 20 | 0.9 | 3000 | 83
PUZR2B1J | James Trading Company Limited | JAMES | ZY-T5-25W1200 BODT ONE DRIVER FOR TWO TUBES (FROSTED LENS) (3000K) | Linear Replacement Lamp | Four-Foot | 2-lamp External Driver Lamp-Style Retrofit Kits (UL Type C) | Standard | FALSE | [9 empty] | 42485 |  |  | No |  | 3.1 | 3166 | 127.61 | 24.81 | 20 | 0.9 | 3000 | 83
PRR4G8V9 | 1 Source LED | 1 Source LED | TL4-22W-P-BINX (5000K CLEAR) | Linear Replacement Lamp | Four-Foot | Internal Driver Lamp-Style Retrofit Kits (UL Type B) | Standard | FALSE | [9 empty] | 42485 | Not Yet Verified | Not Yet Verified | NotYetVerified | Lastx represents either s for single-end power input or T for double-end inputs | 3 | 2449 | 122.5 | 20 | 20 | 0.9 | 5000 | 83
PNNPRQD9 | 1 Source LED | 1 Source LED | TL4-22W-P-BINX (5000K FROSTED) | Linear Replacement Lamp | Four-Foot | Internal Driver Lamp-Style Retrofit Kits (UL Type B) | Standard | FALSE | [9 empty] | 42485 | Not Yet Verified | Not Yet Verified | NotYetVerified | Lastx represents either s for single-end power input or T for double-end inputs | 3 | 2449 | 122.5 | 20 | 20 | 0.9 | 5000 | 83
P66YN8FR | 1 Source LED | 1 Source LED | TL4-22W-BINX (5000K CLEAR) | Linear Replacement Lamp | Four-Foot | Internal Driver Lamp-Style Retrofit Kits (UL Type B) | Standard | FALSE | [9 empty] | 42485 | Not Yet Verified | Not Yet Verified | NotYetVerified |  | 3 | 2300 | 104.5 | 22 | 20 | 0.9 | 5000 | 83
P2UJNEDE | 1 Source LED | 1 Source LED | TL4-22W-BINX (5000K FROSTED) | Linear Replacement Lamp | Four-Foot | Internal Driver Lamp-Style Retrofit Kits (UL Type B) | Standard | FALSE | [9 empty] | 42485 | Not Yet Verified | Not Yet Verified | NotYetVerified |  | 3 | 2300 | 104.5 | 22 | 20 | 0.9 | 5000 | 83
PVG7F9JJ | 1 Source LED | 1 Source LED | TL4-18W-P-BINX (5000K FROSTED) | Linear Replacement Lamp | Four-Foot | Internal Driver Lamp-Style Retrofit Kits (UL Type B) | Standard | FALSE | [9 empty] | 42485 | Not Yet Verified | Not Yet Verified | NotYetVerified | Lastx represents either s for single-end power input or T for double-end inputs | 3 | 2104 | 125.2 | 16.8 | 20 | 0.9 | 5000 | 83
PHQF4NNY | 1 Source LED | 1 Source LED | TL4-18W-P-BINX (5000K CLEAR) | Linear Replacement Lamp | Four-Foot | Internal Driver Lamp-Style Retrofit Kits (UL Type B) | Standard | FALSE | [9 empty] | 42485 | Not Yet Verified | Not Yet Verified | NotYetVerified | Lastx represents either s for single-end power input or T for double-end inputs | 3 | 2104 | 125.2 | 16.8 | 20 | 0.9 | 5000 | 83
PZ9MGURN | 1 Source LED | 1 Source LED | TL4-15W-P-BINX (5000K CLEAR) | Linear Replacement Lamp | Four-Foot | Internal Driver Lamp-Style Retrofit Kits (UL Type B) | Standard | FALSE | [9 empty] | 42485 | Not Yet Verified | Not Yet Verified | NotYetVerified | Lastx represents either s for single-end power input or T for double-end inputs | 3 | 2003 | 125.2 | 16 | 20 | 0.9 | 5000 | 83
PW41P8Q5 | 1 Source LED | 1 Source LED | TL4-15W-P-BINX (5000K FROSTED) | Linear Replacement Lamp | Four-Foot | Internal Driver Lamp-Style Retrofit Kits (UL Type B) | Standard | FALSE | [9 empty] | 42485 | Not Yet Verified | Not Yet Verified | NotYetVerified | Lastx represents either s for single-end power input or T for double-end inputs | 3 | 2003 | 125.2 | 16 | 20 | 0.9 | 5000 | 83
PG91341K | 1 Source LED | 1 Source LED | TL4-15W-BINX (5000K CLEAR) | Linear Replacement Lamp | Four-Foot | Internal Driver Lamp-Style Retrofit Kits (UL Type B) | Standard | FALSE | [9 empty] | 42485 | Not Yet Verified | Not Yet Verified | NotYetVerified | Lastx represents either s for single-end power input or T for double-end inputs | 3 | 1850 | 130 | 14 | 20 | 0.9 | 5000 | 83
P6N6ZNMJ | 1 Source LED | 1 Source LED | TL4-15W-BINX (5000K FROSTED) | Linear Replacement Lamp | Four-Foot | Internal Driver Lamp-Style Retrofit Kits (UL Type B) | Standard | FALSE | [9 empty] | 42485 | Not Yet Verified | Not Yet Verified | NotYetVerified | Lastx represents either s for single-end power input or T for double-end inputs | 3 | 1850 | 130 | 14 | 20 | 0.9 | 5000 | 83
PGYXE62W | 1 Source LED | 1 Source LED | TL4-18W-BINX (5000K CLEAR) | Linear Replacement Lamp | Four-Foot | Internal Driver Lamp-Style Retrofit Kits (UL Type B) | Standard | FALSE | [9 empty] | 42485 | Not Dimmable | Not Dimmable | NotYetVerified | Lastx represents either s for single-end power input or T for double-end inputs | 3 | 2150 | 130 | 16 | 20 | 0.9 | 5000 | 83
PCYKUMSX | 1 Source LED | 1 Source LED | TL4-18W-BINX (5000K FROSTED) | Linear Replacement Lamp | Four-Foot | Internal Driver Lamp-Style Retrofit Kits (UL Type B) | Standard | FALSE | [9 empty] | 42485 | Not Dimmable | Not Dimmable | NotYetVerified | Lastx represents either s for single-end power input or T for double-end inputs | 3 | 2150 | 130 | 16 | 20 | 0.9 | 5000 | 83
P9A3EXUA | 1 Source LED | 1 Source LED | TL4-22W-P-BINX (4500K FROSTED) | Linear Replacement Lamp | Four-Foot | Internal Driver Lamp-Style Retrofit Kits (UL Type B) | Standard | FALSE | [9 empty] | 42485 | Not Yet Verified | Not Yet Verified | NotYetVerified | Lastx represents either s for single-end power input or T for double-end inputs | 3 | 2400 | 109 | 22 | 20 | 0.9 | 4500 | 83
P92HY74A | 1 Source LED | 1 Source LED | TL4-22W-P-BINX (4500K CLEAR) | Linear Replacement Lamp | Four-Foot | Internal Driver Lamp-Style Retrofit Kits (UL Type B) | Standard | FALSE | [9 empty] | 42485 | Not Yet Verified | Not Yet Verified | NotYetVerified | Lastx represents either s for single-end power input or T for double-end inputs | 3 | 2400 | 109 | 22 | 20 | 0.9 | 4500 | 83
PR1ETTMF | 1 Source LED | 1 Source LED | TL4-22W-BINX (4500K FROSTED) | Linear Replacement Lamp | Four-Foot | Internal Driver Lamp-Style Retrofit Kits (UL Type B) | Standard | FALSE | [9 empty] | 42485 | Not Yet Verified | Not Yet Verified | NotYetVerified |  | 3 | 2150 | 97.8 | 22 | 20 | 0.9 | 4500 | 83
PF737589 | 1 Source LED | 1 Source LED | TL4-22W-BINX (4500K CLEAR) | Linear Replacement Lamp | Four-Foot | Internal Driver Lamp-Style Retrofit Kits (UL Type B) | Standard | FALSE | [9 empty] | 42485 | Not Yet Verified | Not Yet Verified | NotYetVerified |  | 3 | 2150 | 97.8 | 22 | 20 | 0.9 | 4500 | 83
P6YPY3TJ | 1 Source LED | 1 Source LED | TL4-18W-P-BINX (4500K FROSTED) | Linear Replacement Lamp | Four-Foot | Internal Driver Lamp-Style Retrofit Kits (UL Type B) | Standard | FALSE | [9 empty] | 42485 | Not Yet Verified | Not Yet Verified | NotYetVerified | Lastx represents either s for single-end power input or T for double-end inputs | 3 | 1940 | 107.8 | 18 | 20 | 0.9 | 4500 | 83
P3JP52MX | 1 Source LED | 1 Source LED | TL4-18W-P-BINX (4500K CLEAR) | Linear Replacement Lamp | Four-Foot | Internal Driver Lamp-Style Retrofit Kits (UL Type B) | Standard | FALSE | [9 empty] | 42485 | Not Yet Verified | Not Yet Verified | NotYetVerified | Lastx represents either s for single-end power input or T for double-end inputs | 3 | 1940 | 107.8 | 18 | 20 | 0.9 | 4500 | 83
PGUR1J23 | 1 Source LED | 1 Source LED | TL4-15W-P-BINX (4500K CLEAR) | Linear Replacement Lamp | Four-Foot | Internal Driver Lamp-Style Retrofit Kits (UL Type B) | Standard | FALSE | [9 empty] | 42485 | Not Yet Verified | Not Yet Verified | NotYetVerified | Lastx represents either s for single-end power input or T for double-end inputs | 3 | 1900 | 118.8 | 16 | 20 | 0.9 | 4500 | 83
PDF9D5J7 | 1 Source LED | 1 Source LED | TL4-15W-P-BINX (4500K FROSTED) | Linear Replacement Lamp | Four-Foot | Internal Driver Lamp-Style Retrofit Kits (UL Type B) | Standard | FALSE | [9 empty] | 42485 | Not Yet Verified | Not Yet Verified | NotYetVerified | Lastx represents either s for single-end power input or T for double-end inputs | 3 | 1900 | 118.8 | 16 | 20 | 0.9 | 4500 | 83
PW47A136 | 1 Source LED | 1 Source LED | TL4-15W-BINX (4500K FROSTED) | Linear Replacement Lamp | Four-Foot | Internal Driver Lamp-Style Retrofit Kits (UL Type B) | Standard | FALSE | [9 empty] | 42485 | Not Yet Verified | Not Yet Verified | NotYetVerified | Lastx represents either s for single-end power input or T for double-end inputs | 3 | 1850 | 130 | 14 | 20 | 0.9 | 4500 | 83
P9SBB9A2 | 1 Source LED | 1 Source LED | TL4-15W-BINX (4500K CLEAR) | Linear Replacement Lamp | Four-Foot | Internal Driver Lamp-Style Retrofit Kits (UL Type B) | Standard | FALSE | [9 empty] | 42485 | Not Yet Verified | Not Yet Verified | NotYetVerified | Lastx represents either s for single-end power input or T for double-end inputs | 3 | 1850 | 130 | 14 | 20 | 0.9 | 4500 | 83
PSHUZGM5 | 1 Source LED | 1 Source LED | TL4-18W-BINX (4500K FROSTED) | Linear Replacement Lamp | Four-Foot | Internal Driver Lamp-Style Retrofit Kits (UL Type B) | Standard | FALSE | [9 empty] | 42485 | Not Dimmable | Not Dimmable | NotYetVerified | Lastx represents either s for single-end power input or T for double-end inputs | 3 | 2150 | 130 | 16 | 20 | 0.9 | 4500 | 83
PGKVYFMW | 1 Source LED | 1 Source LED | TL4-18W-BINX (4500K CLEAR) | Linear Replacement Lamp | Four-Foot | Internal Driver Lamp-Style Retrofit Kits (UL Type B) | Standard | FALSE | [9 empty] | 42485 | Not Dimmable | Not Dimmable | NotYetVerified | Lastx represents either s for single-end power input or T for double-end inputs | 3 | 2150 | 130 | 16 | 20 | 0.9 | 4500 | 83
PPUUZ44T | 1 Source LED | 1 Source LED | TL4-22W-P-BINX (4000K CLEAR) | Linear Replacement Lamp | Four-Foot | Internal Driver Lamp-Style Retrofit Kits (UL Type B) | Standard | FALSE | [9 empty] | 42485 | Not Yet Verified | Not Yet Verified | NotYetVerified | Lastx represents either s for single-end power input or T for double-end inputs | 3 | 2400 | 109 | 22 | 20 | 0.9 | 4000 | 83
P1UNXEGU | 1 Source LED | 1 Source LED | TL4-22W-P-BINX (4000K FROSTED) | Linear Replacement Lamp | Four-Foot | Internal Driver Lamp-Style Retrofit Kits (UL Type B) | Standard | FALSE | [9 empty] | 42485 | Not Yet Verified | Not Yet Verified | NotYetVerified | Lastx represents either s for single-end power input or T for double-end inputs | 3 | 2400 | 109 | 22 | 20 | 0.9 | 4000 | 83
PS3GSK51 | 1 Source LED | 1 Source LED | TL4-22W-BINX (4000K FROSTED) | Linear Replacement Lamp | Four-Foot | Internal Driver Lamp-Style Retrofit Kits (UL Type B) | Standard | FALSE | [9 empty] | 42485 | Not Yet Verified | Not Yet Verified | NotYetVerified |  | 3 | 2150 | 97.8 | 22 | 20 | 0.9 | 4000 | 83
PCSY3CNW | 1 Source LED | 1 Source LED | TL4-22W-BINX (4000K CLEAR) | Linear Replacement Lamp | Four-Foot | Internal Driver Lamp-Style Retrofit Kits (UL Type B) | Standard | FALSE | [9 empty] | 42485 | Not Yet Verified | Not Yet Verified | NotYetVerified |  | 3 | 2150 | 97.8 | 22 | 20 | 0.9 | 4000 | 83
PWJE5599 | 1 Source LED | 1 Source LED | TL4-18W-P-BINX (4000K CLEAR) | Linear Replacement Lamp | Four-Foot | Internal Driver Lamp-Style Retrofit Kits (UL Type B) | Standard | FALSE | [9 empty] | 42485 | Not Yet Verified | Not Yet Verified | NotYetVerified | Lastx represents either s for single-end power input or T for double-end inputs | 3 | 1940 | 107.8 | 18 | 20 | 0.9 | 4000 | 83
PFTRUFN7 | 1 Source LED | 1 Source LED | TL4-18W-P-BINX (4000K FROSTED) | Linear Replacement Lamp | Four-Foot | Internal Driver Lamp-Style Retrofit Kits (UL Type B) | Standard | FALSE | [9 empty] | 42485 | Not Yet Verified | Not Yet Verified | NotYetVerified | Lastx represents either s for single-end power input or T for double-end inputs | 3 | 1940 | 107.8 | 18 | 20 | 0.9 | 4000 | 83
PHZ7XWN1 | 1 Source LED | 1 Source LED | TL4-15W-P-BINX (4000K FROSTED) | Linear Replacement Lamp | Four-Foot | Internal Driver Lamp-Style Retrofit Kits (UL Type B) | Standard | FALSE | [9 empty] | 42485 | Not Yet Verified | Not Yet Verified | NotYetVerified | Lastx represents either s for single-end power input or T for double-end inputs | 3 | 1900 | 118.8 | 16 | 20 | 0.9 | 4000 | 83
PDFMWZTE | 1 Source LED | 1 Source LED | TL4-15W-P-BINX (4000K CLEAR) | Linear Replacement Lamp | Four-Foot | Internal Driver Lamp-Style Retrofit Kits (UL Type B) | Standard | FALSE | [9 empty] | 42485 | Not Yet Verified | Not Yet Verified | NotYetVerified | Lastx represents either s for single-end power input or T for double-end inputs | 3 | 1900 | 118.8 | 16 | 20 | 0.9 | 4000 | 83
PGUWAVX7 | 1 Source LED | 1 Source LED | TL4-15W-BINX (4000K FROSTED) | Linear Replacement Lamp | Four-Foot | Internal Driver Lamp-Style Retrofit Kits (UL Type B) | Standard | FALSE | [9 empty] | 42485 | Not Yet Verified | Not Yet Verified | NotYetVerified | Lastx represents either s for single-end power input or T for double-end inputs | 3 | 1850 | 130 | 14 | 20 | 0.9 | 4000 | 83
PE6G1RBN | 1 Source LED | 1 Source LED | TL4-15W-BINX (4000K CLEAR) | Linear Replacement Lamp | Four-Foot | Internal Driver Lamp-Style Retrofit Kits (UL Type B) | Standard | FALSE | [9 empty] | 42485 | Not Yet Verified | Not Yet Verified | NotYetVerified | Lastx represents either s for single-end power input or T for double-end inputs | 3 | 1850 | 130 | 14 | 20 | 0.9 | 4000 | 83
PN6R39VP | 1 Source LED | 1 Source LED | TL4-18W-BINX (4000K FROSTED) | Linear Replacement Lamp | Four-Foot | Internal Driver Lamp-Style Retrofit Kits (UL Type B) | Standard | FALSE | [9 empty] | 42485 | Not Dimmable | Not Dimmable | NotYetVerified | Lastx represents either s for single-end power input or T for double-end inputs | 3 | 2150 | 130 | 16 | 20 | 0.9 | 4000 | 83
P1ZNMM8U | 1 Source LED | 1 Source LED | TL4-18W-BINX (4000K CLEAR) | Linear Replacement Lamp | Four-Foot | Internal Driver Lamp-Style Retrofit Kits (UL Type B) | Standard | FALSE | [9 empty] | 42485 | Not Dimmable | Not Dimmable | NotYetVerified | Lastx represents either s for single-end power input or T for double-end inputs | 3 | 2150 | 130 | 16 | 20 | 0.9 | 4000 | 83
P7UDMYJP | 1 Source LED | 1 Source LED | TL4-22W-P-BINX (3500K FROSTED) | Linear Replacement Lamp | Four-Foot | Internal Driver Lamp-Style Retrofit Kits (UL Type B) | Standard | FALSE | [9 empty] | 42485 | Not Yet Verified | Not Yet Verified | NotYetVerified | Lastx represents either s for single-end power input or T for double-end inputs | 3 | 2400 | 109 | 22 | 20 | 0.9 | 3500 | 83
P1UJUARV | 1 Source LED | 1 Source LED | TL4-22W-P-BINX (3500K CLEAR) | Linear Replacement Lamp | Four-Foot | Internal Driver Lamp-Style Retrofit Kits (UL Type B) | Standard | FALSE | [9 empty] | 42485 | Not Yet Verified | Not Yet Verified | NotYetVerified | Lastx represents either s for single-end power input or T for double-end inputs | 3 | 2400 | 109 | 22 | 20 | 0.9 | 3500 | 83
PW1FBR17 | 1 Source LED | 1 Source LED | TL4-22W-BINX (3500K CLEAR) | Linear Replacement Lamp | Four-Foot | Internal Driver Lamp-Style Retrofit Kits (UL Type B) | Standard | FALSE | [9 empty] | 42485 | Not Yet Verified | Not Yet Verified | NotYetVerified | Lastx represents either s for single-end power input or T for double-end inputs | 3 | 2150 | 97.8 | 22 | 20 | 0.9 | 3500 | 83
PDKZ39HH | 1 Source LED | 1 Source LED | TL4-22W-BINX (3500K FROSTED) | Linear Replacement Lamp | Four-Foot | Internal Driver Lamp-Style Retrofit Kits (UL Type B) | Standard | FALSE | [9 empty] | 42485 | Not Yet Verified | Not Yet Verified | NotYetVerified |  | 3 | 2150 | 97.8 | 22 | 20 | 0.9 | 3500 | 83
PR3XEXYE | 1 Source LED | 1 Source LED | TL4-18W-P-BINX (3500K CLEAR) | Linear Replacement Lamp | Four-Foot | Internal Driver Lamp-Style Retrofit Kits (UL Type B) | Standard | FALSE | [9 empty] | 42485 | Not Yet Verified | Not Yet Verified | NotYetVerified | Lastx represents either s for single-end power input or T for double-end inputs | 3 | 1940 | 107.8 | 18 | 20 | 0.9 | 3500 | 83
PG3XC43E | 1 Source LED | 1 Source LED | TL4-18W-P-BINX (3500K FROSTED) | Linear Replacement Lamp | Four-Foot | Internal Driver Lamp-Style Retrofit Kits (UL Type B) | Standard | FALSE | [9 empty] | 42485 | Not Yet Verified | Not Yet Verified | NotYetVerified | Lastx represents either s for single-end power input or T for double-end inputs | 3 | 1940 | 107.8 | 18 | 20 | 0.9 | 3500 | 83
PU5H27XC | 1 Source LED | 1 Source LED | TL4-15W-P-BINX (3500K FROSTED) | Linear Replacement Lamp | Four-Foot | Internal Driver Lamp-Style Retrofit Kits (UL Type B) | Standard | FALSE | [9 empty] | 42485 | Not Yet Verified | Not Yet Verified | NotYetVerified | Lastx represents either s for single-end power input or T for double-end inputs | 3 | 1900 | 118.8 | 16 | 20 | 0.9 | 3500 | 83
PCJ11JR9 | 1 Source LED | 1 Source LED | TL4-15W-P-BINX (3500K CLEAR) | Linear Replacement Lamp | Four-Foot | Internal Driver Lamp-Style Retrofit Kits (UL Type B) | Standard | FALSE | [9 empty] | 42485 | Not Yet Verified | Not Yet Verified | NotYetVerified | Lastx represents either s for single-end power input or T for double-end inputs | 3 | 1900 | 118.8 | 16 | 20 | 0.9 | 3500 | 83
PS74GMDH | 1 Source LED | 1 Source LED | TL4-15W-BINX (3500K FROSTED) | Linear Replacement Lamp | Four-Foot | Internal Driver Lamp-Style Retrofit Kits (UL Type B) | Standard | FALSE | [9 empty] | 42485 | Not Yet Verified | Not Yet Verified | NotYetVerified | Lastx represents either s for single-end power input or T for double-end inputs | 3 | 1750 | 130 | 14 | 20 | 0.9 | 3500 | 83
PRAFHY2D | 1 Source LED | 1 Source LED | TL4-15W-BINX (3500K CLEAR) | Linear Replacement Lamp | Four-Foot | Internal Driver Lamp-Style Retrofit Kits (UL Type B) | Standard | FALSE | [9 empty] | 42485 | Not Yet Verified | Not Yet Verified | NotYetVerified | Lastx represents either s for single-end power input or T for double-end inputs | 3 | 1750 | 130 | 14 | 20 | 0.9 | 3500 | 83
PZWQB7NW | 1 Source LED | 1 Source LED | TL4-18W-BINX (3500K FROSTED) | Linear Replacement Lamp | Four-Foot | Internal Driver Lamp-Style Retrofit Kits (UL Type B) | Standard | FALSE | [9 empty] | 42485 | Not Dimmable | Not Dimmable | NotYetVerified | Lastx represents either s for single-end power input or T for double-end inputs | 3 | 1900 | 125 | 16 | 20 | 0.9 | 3500 | 83
P9NT4HHU | 1 Source LED | 1 Source LED | TL4-18W-BINX (3500K CLEAR) | Linear Replacement Lamp | Four-Foot | Internal Driver Lamp-Style Retrofit Kits (UL Type B) | Standard | FALSE | [9 empty] | 42485 | Not Dimmable | Not Dimmable | NotYetVerified | Lastx represents either s for single-end power input or T for double-end inputs | 3 | 1900 | 125 | 16 | 20 | 0.9 | 3500 | 83
P89VF5G8 | 1 Source LED | 1 Source LED | TL4-22W-P-BINX (3000K CLEAR) | Linear Replacement Lamp | Four-Foot | Internal Driver Lamp-Style Retrofit Kits (UL Type B) | Standard | FALSE | [9 empty] | 42485 | Not Yet Verified | Not Yet Verified | NotYetVerified | Lastx represents either s for single-end power input or T for double-end inputs | 3 | 2405 | 115.6 | 20.8 | 20 | 0.9 | 3000 | 83
PJGWSMGQ | 1 Source LED | 1 Source LED | TL4-22W-BINX (3000K CLEAR) | Linear Replacement Lamp | Four-Foot | Internal Driver Lamp-Style Retrofit Kits (UL Type B) | Standard | FALSE | [9 empty] | 42485 | Not Yet Verified | Not Yet Verified | NotYetVerified |  | 3 | 2150 | 97.8 | 22 | 20 | 0.9 | 3000 | 83
PRVGCDGT | 1 Source LED | 1 Source LED | TL4-15W-P-BINX (3000K CLEAR) | Linear Replacement Lamp | Four-Foot | Internal Driver Lamp-Style Retrofit Kits (UL Type B) | Standard | FALSE | [9 empty] | 42485 | Not Yet Verified | Not Yet Verified | NotYetVerified | Lastx represents either s for single-end power input or T for double-end inputs | 3 | 1946 | 122.4 | 15.9 | 20 | 0.9 | 3000 | 83
PSBBJXES | 1 Source LED | 1 Source LED | TL4-18W-P-BINX (3000K CLEAR) | Linear Replacement Lamp | Four-Foot | Internal Driver Lamp-Style Retrofit Kits (UL Type B) | Standard | FALSE | [9 empty] | 42485 | Not Yet Verified | Not Yet Verified | NotYetVerified | Lastx represents either s for single-end power input or T for double-end inputs | 3 | 1943 | 115.7 | 16.8 | 20 | 0.9 | 3000 | 83
PPD47D78 | 1 Source LED | 1 Source LED | TL4-15W-BINX (3000K CLEAR) | Linear Replacement Lamp | Four-Foot | Internal Driver Lamp-Style Retrofit Kits (UL Type B) | Standard | FALSE | [9 empty] | 42485 | Not Yet Verified | Not Yet Verified | NotYetVerified | Lastx represents either s for single-end power input or T for double-end inputs | 3 | 1750 | 130 | 14 | 20 | 0.9 | 3000 | 83
PV4CYCJN | 1 Source LED | 1 Source LED | TL4-18W-BINX (3000K CLEAR) | Linear Replacement Lamp | Four-Foot | Internal Driver Lamp-Style Retrofit Kits (UL Type B) | Standard | FALSE | [9 empty] | 42485 | Not Dimmable | Not Dimmable | NotYetVerified | Lastx represents either s for single-end power input or T for double-end inputs | 3 | 1900 | 130 | 16 | 20 | 0.9 | 3000 | 83
PNJZ273W | Titan LED Inc. | Titan LED | 17D-4-18-50K-DR | Linear Replacement Lamp | Four-Foot | 2-lamp External Driver Lamp-Style Retrofit Kits (UL Type C) | Standard | TRUE | 1932.17 | 110 | 17.55 | 10 | 0.99 | 5126 | 84 | 5 | 65000 | 42482 |  |  | No |  | 3.1 | 1932.17 | 110 | 17.55 | 6 | 0.99 | 5000 | 84
P1V4T4K3 | Titan LED Inc. | Titan LED | 17D-4-18-40K-DR | Linear Replacement Lamp | Four-Foot | 2-lamp External Driver Lamp-Style Retrofit Kits (UL Type C) | Standard | TRUE | 1768.89 | 100 | 17.67 | 10 | 0.99 | 3839 | 84 | 5 | 65000 | 42482 |  |  | No |  | 3 | 1768.89 | 100 | 17.67 | 6 | 0.99 | 4000 | 84
PY1P5DU7 | LEEDARSON LIGHTING Co.Ltd / Leedarson Lighting Fixtures Co.Ltd. | Leedarson | 6aG-LT2200SG-A1-07 | Linear Replacement Lamp | Four-Foot | Internal Driver Lamp-Style Retrofit Kits (UL Type B) | Standard | TRUE | 2158.2 | 126.88 | 17.01 | 20.4 | 0.922 | 3550 | 84.6 | 5 | 50000 | 42482 |  |  | No |  | 3.1 | 2200 | 127 | 17 | 20.4 | 0.922 | 3500 | 80
PQ9KTAS9 | Above Lights | Above Lights | ABL-UNV-AC8LFD | Linear Replacement Lamp | Four-Foot | Internal Driver Lamp-Style Retrofit Kits (UL Type B) | Standard | TRUE | 1776 | 135.78 | 13.08 | 13.52 | 0.922 | 3984 | 82.5 | 5 | 50000 | 42482 |  |  | NotYetVerified | Lastx represents either s for single-end power input or T for double-end inputs | 3 | 1776 | 135.78 | 13.08 | 20 | 0.9 | 4000 | 83
P4DQEYSU | Above Lights | Above Lights | ABL-UNV-EXXLGB | Linear Replacement Lamp | Four-Foot | Replacement Lamps (plug and play) (UL Type A) | Standard | TRUE | 1949 | 121.58 | 16.03 | 9.2 | 0.9128 | 2931 | 82 | 5 | 50000 | 42482 |  |  | NotYetVerified | Nominal wattage 14W | 3 | 1949 | 121.58 | 16.03 | 20 | 0.9 | 3000 | 81.8
P6SPEN6M | Above Lights | Above Lights | ABL-UNV-ACDLOB | Linear Replacement Lamp | Four-Foot | Internal Driver Lamp-Style Retrofit Kits (UL Type B) | Standard | TRUE | 2935 | 111.43 | 26.34 | 16.53 | 0.9114 | 2905 | 81.1 | 5 | 50000 | 42482 |  |  | NotYetVerified | Lastx represents either s for single-end power input or T for double-end inputs | 3 | 2935 | 111.43 | 26.34 | 20 | 0.9 | 3000 | 83
PT5PMZP8 | Above Lights | Above Lights | ABL-UNV-EXXLHB | Linear Replacement Lamp | Four-Foot | Replacement Lamps (plug and play) (UL Type A) | Standard | TRUE | 2072 | 121.1 | 17.08 | 12.9 | 0.9081 | 2932 | 82.2 | 5 | 50000 | 42482 |  |  | NotYetVerified | Nominal wattage 16W | 3 | 2072 | 121.31 | 17.08 | 20 | 0.9 | 3000 | 81.8
PVGUWZCZ | Above Lights | Above Lights | ABL-UNV-EXXLFB | Linear Replacement Lamp | Four-Foot | Replacement Lamps (plug and play) (UL Type A) | Standard | TRUE | 1715 | 120.86 | 14.19 | 8.3 | 0.9055 | 2909 | 81.8 | 5 | 50000 | 42482 |  |  | NotYetVerified | Nominal wattage 12W | 3 | 1715 | 120.86 | 14.19 | 20 | 0.9 | 3000 | 81.8
P8JTQUF7 | Above Lights | Above Lights | ABL-UNV-ACDLNB | Linear Replacement Lamp | Four-Foot | Internal Driver Lamp-Style Retrofit Kits (UL Type B) | Standard | TRUE | 2663 | 114.87 | 23.18 | 19.33 | 0.9029 | 2911 | 81 | 5 | 50000 | 42482 |  |  | NotYetVerified | Lastx represents either s for single-end power input or T for double-end inputs | 3 | 2663 | 114.87 | 23.18 | 20 | 0.9 | 3000 | 83
PEXF6Z5M | Above Lights | Above Lights | ABL-UNV-AC8LGB | Linear Replacement Lamp | Four-Foot | Internal Driver Lamp-Style Retrofit Kits (UL Type B) | Standard | TRUE | 1799 | 107.7 | 16.7 | 18.35 | 0.8804 | 3120 | 81.7 | 5 | 50000 | 42482 |  |  | NotYetVerified | Lastx represents either s for single-end power input or T for double-end inputs | 3 | 1750 | 130 | 14 | 20 | 0.9 | 3000 | 83
PNDWMWYN | Above Lights | Above Lights | ABL-UNV-AC8LLB | Linear Replacement Lamp | Four-Foot | Internal Driver Lamp-Style Retrofit Kits (UL Type B) | Standard | TRUE | 2150 | 99.1 | 21.7 | 20.57 | 0.87 | 3019 | 82.6 | 5 | 50000 | 42482 |  |  | NotYetVerified |  | 3 | 2150 | 97.8 | 22 | 20 | 0.9 | 3000 | 83
PUED9MJ5 | Titan LED Inc. | Titan LED | 17C-4-18-50K-DR | Linear Replacement Lamp | Four-Foot | 2-lamp External Driver Lamp-Style Retrofit Kits (UL Type C) | Standard | FALSE | [9 empty] | 42482 |  |  | No |  | 3.1 | 1971.85 | 113 | 17.45 | 7 | 0.99 | 5000 | 84
PTC5XGPA | Titan LED Inc. | Titan LED | 17C-4-18-40K-DR | Linear Replacement Lamp | Four-Foot | 2-lamp External Driver Lamp-Style Retrofit Kits (UL Type C) | Standard | FALSE | [9 empty] | 42482 |  |  | No |  | 3.1 | 1954.67 | 112 | 17.45 | 7 | 0.99 | 4000 | 84
PBTXU85B | Above Lights | Above Lights | ABL-UNV-AC8LLF | Linear Replacement Lamp | Four-Foot | Internal Driver Lamp-Style Retrofit Kits (UL Type B) | Standard | FALSE | [9 empty] | 42482 | Not Yet Verified | Not Yet Verified | NotYetVerified |  | 3 | 2300 | 104.5 | 22 | 20 | 0.9 | 5000 | 83
PMUEUMVJ | Above Lights | Above Lights | ABL-UNV-AC8LGF | Linear Replacement Lamp | Four-Foot | Internal Driver Lamp-Style Retrofit Kits (UL Type B) | Standard | FALSE | [9 empty] | 42482 | Not Yet Verified | Not Yet Verified | NotYetVerified | Lastx represents either s for single-end power input or T for double-end inputs | 3 | 1850 | 130 | 14 | 20 | 0.9 | 5000 | 83
PUHEM51Z | Above Lights | Above Lights | ABL-UNV-ACDLOF | Linear Replacement Lamp | Four-Foot | Internal Driver Lamp-Style Retrofit Kits (UL Type B) | Standard | FALSE | [9 empty] | 42482 | Not Dimmable | Not Dimmable | NotYetVerified | Lastx represents either s for single-end power input or T for double-end inputs | 3 | 2935 | 111.43 | 26.34 | 20 | 0.9 | 5000 | 83
PP9XM8PF | Above Lights | Above Lights | ABL-UNV-ACDLNF | Linear Replacement Lamp | Four-Foot | Internal Driver Lamp-Style Retrofit Kits (UL Type B) | Standard | FALSE | [9 empty] | 42482 | Not Dimmable | Not Dimmable | NotYetVerified | Lastx represents either s for single-end power input or T for double-end inputs | 3 | 2663 | 114.87 | 23.18 | 20 | 0.9 | 5000 | 83
PEYV77Q3 | Above Lights | Above Lights | ABL-UNV-AC8LFF | Linear Replacement Lamp | Four-Foot | Internal Driver Lamp-Style Retrofit Kits (UL Type B) | Standard | FALSE | [9 empty] | 42482 | Not Dimmable | Not Dimmable | NotYetVerified | Lastx represents either s for single-end power input or T for double-end inputs | 3 | 1832 | 138.89 | 13.19 | 20 | 0.9 | 5000 | 83
P8WQRBSD | Above Lights | Above Lights | ABL-UNV-EXXLHF | Linear Replacement Lamp | Four-Foot | Replacement Lamps (plug and play) (UL Type A) | Standard | FALSE | [9 empty] | 42482 | Not Dimmable | Not Dimmable | NotYetVerified | Nominal wattage 16W | 3 | 2250 | 131.43 | 17.12 | 20 | 0.9 | 5000 | 80.7
PGJ1RXTD | Above Lights | Above Lights | ABL-UNV-EXXLGF | Linear Replacement Lamp | Four-Foot | Replacement Lamps (plug and play) (UL Type A) | Standard | FALSE | [9 empty] | 42482 | Not Dimmable | Not Dimmable | NotYetVerified | Nominal wattage 14W | 3 | 2103 | 130.46 | 16.12 | 20 | 0.9 | 5000 | 80.7
PV49AJCN | Above Lights | Above Lights | ABL-UNV-EXXLFF | Linear Replacement Lamp | Four-Foot | Replacement Lamps (plug and play) (UL Type A) | Standard | FALSE | [9 empty] | 42482 | Not Dimmable | Not Dimmable | NotYetVerified | Nominal wattage 12W | 3 | 1856 | 129.52 | 14.33 | 20 | 0.9 | 5000 | 80.7
P29JMN3P | Above Lights | Above Lights | ABL-UNV-AC8LOF | Linear Replacement Lamp | Four-Foot | Internal Driver Lamp-Style Retrofit Kits (UL Type B) | Standard | FALSE | [9 empty] | 42482 | Dimmable | Continuous Below 10 | NotYetVerified | Lastx represents either s for single-end power input or T for double-end inputs | 3 | 2935 | 111.43 | 26.34 | 20 | 0.9 | 5000 | 83
P8W59VY2 | Above Lights | Above Lights | ABL-UNV-AC8LNF | Linear Replacement Lamp | Four-Foot | Internal Driver Lamp-Style Retrofit Kits (UL Type B) | Standard | FALSE | [9 empty] | 42482 | Dimmable | Continuous Below 10 | NotYetVerified | Lastx represents either s for single-end power input or T for double-end inputs | 3 | 2663 | 114.87 | 23.18 | 20 | 0.9 | 5000 | 83
PB6XGT76 | Above Lights | Above Lights | ABL-UNV-AC8LLE | Linear Replacement Lamp | Four-Foot | Internal Driver Lamp-Style Retrofit Kits (UL Type B) | Standard | FALSE | [9 empty] | 42482 | Not Yet Verified | Not Yet Verified | NotYetVerified |  | 3 | 2150 | 97.8 | 22 | 20 | 0.9 | 4500 | 83
P4VJJTNP | Above Lights | Above Lights | ABL-UNV-AC8LGE | Linear Replacement Lamp | Four-Foot | Internal Driver Lamp-Style Retrofit Kits (UL Type B) | Standard | FALSE | [9 empty] | 42482 | Not Yet Verified | Not Yet Verified | NotYetVerified | Lastx represents either s for single-end power input or T for double-end inputs | 3 | 1850 | 130 | 14 | 20 | 0.9 | 4500 | 83
P7KRDW3Q | Above Lights | Above Lights | ABL-UNV-ACDLOE | Linear Replacement Lamp | Four-Foot | Internal Driver Lamp-Style Retrofit Kits (UL Type B) | Standard | FALSE | [9 empty] | 42482 | Not Dimmable | Not Dimmable | NotYetVerified | Lastx represents either s for single-end power input or T for double-end inputs | 3 | 2935 | 111.43 | 26.34 | 20 | 0.9 | 4500 | 83
PUBKQAUF | Above Lights | Above Lights | ABL-UNV-ACDLNE | Linear Replacement Lamp | Four-Foot | Internal Driver Lamp-Style Retrofit Kits (UL Type B) | Standard | FALSE | [9 empty] | 42482 | Not Dimmable | Not Dimmable | NotYetVerified | Lastx represents either s for single-end power input or T for double-end inputs | 3 | 2663 | 114.87 | 23.18 | 20 | 0.9 | 4500 | 83
PUKERJQU | Above Lights | Above Lights | ABL-UNV-AC8LFE | Linear Replacement Lamp | Four-Foot | Internal Driver Lamp-Style Retrofit Kits (UL Type B) | Standard | FALSE | [9 empty] | 42482 | Not Dimmable | Not Dimmable | NotYetVerified | Lastx represents either s for single-end power input or T for double-end inputs | 3 | 1776 | 135.78 | 13.08 | 20 | 0.9 | 4500 | 83
PWUTT31B | Above Lights | Above Lights | ABL-UNV-EXXLHE | Linear Replacement Lamp | Four-Foot | Replacement Lamps (plug and play) (UL Type A) | Standard | FALSE | [9 empty] | 42482 | Not Dimmable | Not Dimmable | NotYetVerified | Nominal wattage 16W | 3 | 2072 | 121.31 | 17.08 | 20 | 0.9 | 4500 | 81.8
PJT5WFZ4 | Above Lights | Above Lights | ABL-UNV-EXXLGE | Linear Replacement Lamp | Four-Foot | Replacement Lamps (plug and play) (UL Type A) | Standard | FALSE | [9 empty] | 42482 | Not Dimmable | Not Dimmable | NotYetVerified | Nominal wattage 14W | 3 | 1949 | 121.58 | 16.03 | 20 | 0.9 | 4500 | 81.8
PG7A1C69 | Above Lights | Above Lights | ABL-UNV-EXXLFE | Linear Replacement Lamp | Four-Foot | Replacement Lamps (plug and play) (UL Type A) | Standard | FALSE | [9 empty] | 42482 | Not Dimmable | Not Dimmable | NotYetVerified | Nominal wattage 12W | 3 | 1715 | 120.86 | 14.19 | 20 | 0.9 | 4500 | 81.8
PHGAUX2T | Above Lights | Above Lights | ABL-UNV-AC8LOE | Linear Replacement Lamp | Four-Foot | Internal Driver Lamp-Style Retrofit Kits (UL Type B) | Standard | FALSE | [9 empty] | 42482 | Dimmable | Continuous Below 10 | NotYetVerified | Lastx represents either s for single-end power input or T for double-end inputs | 3 | 2935 | 111.43 | 26.34 | 20 | 0.9 | 4500 | 83
PG9DC1RW | Above Lights | Above Lights | ABL-UNV-AC8LNE | Linear Replacement Lamp | Four-Foot | Internal Driver Lamp-Style Retrofit Kits (UL Type B) | Standard | FALSE | [9 empty] | 42482 | Dimmable | Continuous Below 10 | NotYetVerified | Lastx represents either s for single-end power input or T for double-end inputs | 3 | 2663 | 114.87 | 23.18 | 20 | 0.9 | 4500 | 83
PFRR6VAM | Above Lights | Above Lights | ABL-UNV-AC8LLD | Linear Replacement Lamp | Four-Foot | Internal Driver Lamp-Style Retrofit Kits (UL Type B) | Standard | FALSE | [9 empty] | 42482 | Not Yet Verified | Not Yet Verified | NotYetVerified |  | 3 | 2150 | 97.8 | 22 | 20 | 0.9 | 4000 | 83
PQTDSA43 | Above Lights | Above Lights | ABL-UNV-AC8LGD | Linear Replacement Lamp | Four-Foot | Internal Driver Lamp-Style Retrofit Kits (UL Type B) | Standard | FALSE | [9 empty] | 42482 | Not Yet Verified | Not Yet Verified | NotYetVerified | Lastx represents either s for single-end power input or T for double-end inputs | 3 | 1850 | 130 | 14 | 20 | 0.9 | 4000 | 83
P7BXA42G | Above Lights | Above Lights | ABL-UNV-ACDLOD | Linear Replacement Lamp | Four-Foot | Internal Driver Lamp-Style Retrofit Kits (UL Type B) | Standard | FALSE | [9 empty] | 42482 | Not Dimmable | Not Dimmable | NotYetVerified | Lastx represents either s for single-end power input or T for double-end inputs | 3 | 2935 | 111.43 | 26.34 | 20 | 0.9 | 4000 | 83
P4A3P71G | Above Lights | Above Lights | ABL-UNV-ACDLND | Linear Replacement Lamp | Four-Foot | Internal Driver Lamp-Style Retrofit Kits (UL Type B) | Standard | FALSE | [9 empty] | 42482 | Not Dimmable | Not Dimmable | NotYetVerified | Lastx represents either s for single-end power input or T for double-end inputs | 3 | 2663 | 114.87 | 23.18 | 20 | 0.9 | 4000 | 83
P9FF1M9V | Above Lights | Above Lights | ABL-UNV-EXXLHD | Linear Replacement Lamp | Four-Foot | Replacement Lamps (plug and play) (UL Type A) | Standard | FALSE | [9 empty] | 42482 | Not Dimmable | Not Dimmable | NotYetVerified | Nominal wattage 16W | 3 | 2072 | 121.31 | 17.08 | 20 | 0.9 | 4000 | 81.8
PW535U2P | Above Lights | Above Lights | ABL-UNV-EXXLGD | Linear Replacement Lamp | Four-Foot | Replacement Lamps (plug and play) (UL Type A) | Standard | FALSE | [9 empty] | 42482 | Not Dimmable | Not Dimmable | NotYetVerified | Nominal wattage 14W | 3 | 1949 | 121.58 | 16.03 | 20 | 0.9 | 4000 | 81.8
P8WKTAG8 | Above Lights | Above Lights | ABL-UNV-EXXLFD | Linear Replacement Lamp | Four-Foot | Replacement Lamps (plug and play) (UL Type A) | Standard | FALSE | [9 empty] | 42482 | Not Dimmable | Not Dimmable | NotYetVerified | Nominal wattage 12W | 3 | 1715 | 120.86 | 14.19 | 20 | 0.9 | 4000 | 81.8
PWCVY8VP | Above Lights | Above Lights | ABL-UNV-AC8LOD | Linear Replacement Lamp | Four-Foot | Internal Driver Lamp-Style Retrofit Kits (UL Type B) | Standard | FALSE | [9 empty] | 42482 | Dimmable | Continuous Below 10 | NotYetVerified | Lastx represents either s for single-end power input or T for double-end inputs | 3 | 2935 | 111.43 | 26.34 | 20 | 0.9 | 4000 | 83
PDZX1U8M | Above Lights | Above Lights | ABL-UNV-AC8LND | Linear Replacement Lamp | Four-Foot | Internal Driver Lamp-Style Retrofit Kits (UL Type B) | Standard | FALSE | [9 empty] | 42482 | Dimmable | Continuous Below 10 | NotYetVerified | Lastx represents either s for single-end power input or T for double-end inputs | 3 | 2663 | 114.87 | 23.18 | 20 | 0.9 | 4000 | 83
PYSJQ7R1 | Above Lights | Above Lights | ABL-UNV-AC8LLC | Linear Replacement Lamp | Four-Foot | Internal Driver Lamp-Style Retrofit Kits (UL Type B) | Standard | FALSE | [9 empty] | 42482 | Not Yet Verified | Not Yet Verified | NotYetVerified | Lastx represents either s for single-end power input or T for double-end inputs | 3 | 2150 | 97.8 | 22 | 20 | 0.9 | 3500 | 83
PGWYG5TD | Above Lights | Above Lights | ABL-UNV-AC8LGC | Linear Replacement Lamp | Four-Foot | Internal Driver Lamp-Style Retrofit Kits (UL Type B) | Standard | FALSE | [9 empty] | 42482 | Not Yet Verified | Not Yet Verified | NotYetVerified | Lastx represents either s for single-end power input or T for double-end inputs | 3 | 1750 | 130 | 14 | 20 | 0.9 | 3500 | 83
PU39M6A3 | Above Lights | Above Lights | ABL-UNV-ACDLOC | Linear Replacement Lamp | Four-Foot | Internal Driver Lamp-Style Retrofit Kits (UL Type B) | Standard | FALSE | [9 empty] | 42482 | Not Dimmable | Not Dimmable | NotYetVerified | Lastx represents either s for single-end power input or T for double-end inputs | 3 | 2935 | 111.43 | 26.34 | 20 | 0.9 | 3500 | 83
P62WVJ18 | Above Lights | Above Lights | ABL-UNV-ACDLNC | Linear Replacement Lamp | Four-Foot | Internal Driver Lamp-Style Retrofit Kits (UL Type B) | Standard | FALSE | [9 empty] | 42482 | Not Dimmable | Not Dimmable | NotYetVerified | Lastx represents either s for single-end power input or T for double-end inputs | 3 | 2663 | 114.87 | 23.18 | 20 | 0.9 | 3500 | 83
PZY5AMP8 | Above Lights | Above Lights | ABL-UNV-EXXLHC | Linear Replacement Lamp | Four-Foot | Replacement Lamps (plug and play) (UL Type A) | Standard | FALSE | [9 empty] | 42482 | Not Dimmable | Not Dimmable | NotYetVerified | Nominal wattage 16W | 3 | 2072 | 121.31 | 17.08 | 20 | 0.9 | 3500 | 81.8
PJHN6CVW | Above Lights | Above Lights | ABL-UNV-EXXLGC | Linear Replacement Lamp | Four-Foot | Replacement Lamps (plug and play) (UL Type A) | Standard | FALSE | [9 empty] | 42482 | Not Dimmable | Not Dimmable | NotYetVerified | Nominal wattage 14W | 3 | 1949 | 121.58 | 16.03 | 20 | 0.9 | 3500 | 81.8
PPBH2115 | Above Lights | Above Lights | ABL-UNV-EXXLFC | Linear Replacement Lamp | Four-Foot | Replacement Lamps (plug and play) (UL Type A) | Standard | FALSE | [9 empty] | 42482 | Not Dimmable | Not Dimmable | NotYetVerified | Nominal wattage 12W | 3 | 1715 | 120.86 | 14.19 | 20 | 0.9 | 3500 | 81.8
PGTSRZYE | Above Lights | Above Lights | ABL-UNV-AC8LOC | Linear Replacement Lamp | Four-Foot | Internal Driver Lamp-Style Retrofit Kits (UL Type B) | Standard | FALSE | [9 empty] | 42482 | Dimmable | Continuous Below 10 | NotYetVerified | Lastx represents either s for single-end power input or T for double-end inputs | 3 | 2935 | 111.43 | 26.34 | 20 | 0.9 | 3500 | 83
PDA5W7XE | Above Lights | Above Lights | ABL-UNV-AC8LNC | Linear Replacement Lamp | Four-Foot | Internal Driver Lamp-Style Retrofit Kits (UL Type B) | Standard | FALSE | [9 empty] | 42482 | Dimmable | Continuous Below 10 | NotYetVerified | Lastx represents either s for single-end power input or T for double-end inputs | 3 | 2663 | 114.87 | 23.18 | 20 | 0.9 | 3500 | 83
PQEK92PM | Above Lights | Above Lights | ABL-UNV-AC8LOB | Linear Replacement Lamp | Four-Foot | Internal Driver Lamp-Style Retrofit Kits (UL Type B) | Standard | FALSE | [9 empty] | 42482 | Dimmable | Continuous Below 10 | NotYetVerified | Lastx represents either s for single-end power input or T for double-end inputs | 3 | 2935 | 111.43 | 26.34 | 20 | 0.9 | 3000 | 83
PPTFPFRE | Above Lights | Above Lights | ABL-UNV-AC8LNB | Linear Replacement Lamp | Four-Foot | Internal Driver Lamp-Style Retrofit Kits (UL Type B) | Standard | FALSE | [9 empty] | 42482 | Dimmable | Continuous Below 10 | NotYetVerified | Lastx represents either s for single-end power input or T for double-end inputs | 3 | 2663 | 114.87 | 23.18 | 20 | 0.9 | 3000 | 83
PF5N5Z3S | LEEDARSON LIGHTING Co.Ltd / Leedarson Lighting Fixtures Co.Ltd. | Leedarson | 6aG-LT2200SG-A1-06 | Linear Replacement Lamp | Four-Foot | Internal Driver Lamp-Style Retrofit Kits (UL Type B) | Standard | FALSE | [9 empty] | 42482 | Not Dimmable | Not Dimmable | No |  | 3.1 | 2200 | 127 | 17 | 20.4 | 0.922 | 5000 | 80
PPM4RXVD | LEEDARSON LIGHTING Co.Ltd / Leedarson Lighting Fixtures Co.Ltd. | Leedarson | 6aG-LT2200SG-A1-05 | Linear Replacement Lamp | Four-Foot | Internal Driver Lamp-Style Retrofit Kits (UL Type B) | Standard | FALSE | [9 empty] | 42482 | Not Dimmable | Not Dimmable | No |  | 3.1 | 2200 | 127 | 17 | 20.4 | 0.922 | 4000 | 80
P88QM1HK | Philips Lighting North America Corporation (Rosemont) | Philips | 9290011585(ICN-4P16-TLED-N 3L) | Linear Replacement Lamp | Four-Foot | 3-lamp External Driver Lamp-Style Retrofit Kits (UL Type C) | Standard | TRUE | 2368.7 | 110.54 | 21.43 | 4.7 | 0.983 | 3080 | 83.2 | 5 | 50000 | 42481 |  |  | No |  | 3.1 | 6100 | 96 | 64 | 4.7 | 0.983 | 3000 | 83
PWQMRYAW | LUMA America Corp. | LUMA | LED14T8-48-830-A | Linear Replacement Lamp | Four-Foot | Replacement Lamps (plug and play) (UL Type A) | Standard | TRUE | 1884.5 | 112.9 | 16.69 | 10.51 | 0.958 | 3016 | 82.8 | 5 | 50000 | 42481 |  |  | No |  | 3.1 | 1850 | 115 | 16.5 | 15 | 0.98 | 3000 | 80
P5V1Q9S6 | WING (SHANGHAI) INTERNATIONAL TRADE CO LTD | TOPSTAR | L48T8-830-15P-G3-EB | Linear Replacement Lamp | Four-Foot | Replacement Lamps (plug and play) (UL Type A) | Standard | TRUE | 1944 | 110.5 | 17.59 | 12.88 | 0.949 | 2988 | 84 | 5 | 50000 | 42481 |  |  | No |  | 3.1 | 2000 | 117 | 17 | 12.8 | 0.95 | 3000 | 83
P5MXT4FT | LUMA America Corp. | LUMA | LED25T5-48-835-A | Linear Replacement Lamp | Four-Foot | Replacement Lamps (plug and play) (UL Type A) | Standard | TRUE | 2922.891 | 102.439 | 28.533 | 10.48 | 0.932 | 3449 | 84 | 5 | 50000 | 42481 |  |  | No |  | 3 | 2922.891 | 102.439 | 28.533 | 10.48 | 0.932 | 3449 | 84
PXNK9UH1 | Howard Lighting | Howard Lighting | F32T8/830/LED/16W/AC | Linear Replacement Lamp | Four-Foot | Internal Driver Lamp-Style Retrofit Kits (UL Type B) | Standard | TRUE | 2250 | 128.5 | 17.51 | 20.01 | 0.9129 | 3066 | 84.5 | 5 | 50000 | 42481 |  |  | No |  | 3 | 2200 | 130 | 16.5 | 20.01 | 0.9129 | 3000 | 83
PTC3XGEV | Howard Lighting | Howard Lighting | F32T8/850/LED/16W/AC | Linear Replacement Lamp | Four-Foot | Internal Driver Lamp-Style Retrofit Kits (UL Type B) | Standard | TRUE | 2213 | 134.8 | 16.41 | 20.17 | 0.9087 | 5152 | 85.3 | 5 | 50000 | 42481 |  |  | No |  | 3 | 2200 | 130 | 16.5 | 20.17 | 0.9087 | 5000 | 83
PHVJ3YRM | NINGBO YUSING LIGHTING CO.LTD. | YUSING | YL-T8-4FT-18W-3000K | Linear Replacement Lamp | Four-Foot | Internal Driver Lamp-Style Retrofit Kits (UL Type B) | Standard | TRUE | 2019.7 | 111.6 | 18.1 | 22.91 | 0.906 | 3076 | 85.3 | 5 | 50000 | 42481 |  |  | No |  | 3.1 | 1800 | 100 | 18 | 20 | 0.9 | 3000 | 80
PB97ZV91 | NINGBO YUSING LIGHTING CO.LTD. | YUSING | YL-T8-4FT-18W-5000K | Linear Replacement Lamp | Four-Foot | Internal Driver Lamp-Style Retrofit Kits (UL Type B) | Standard | FALSE | [9 empty] | 42481 |  |  | No |  | 3 | 1800 | 100 | 18 | 20 | 0.9 | 5000 | 80
PNV9X6ZX | NINGBO YUSING LIGHTING CO.LTD. | YUSING | YL-T8-4FT-18W-4000K | Linear Replacement Lamp | Four-Foot | Internal Driver Lamp-Style Retrofit Kits (UL Type B) | Standard | FALSE | [9 empty] | 42481 |  |  | No |  | 3 | 1800 | 100 | 18 | 20 | 0.9 | 4000 | 80
PCCSABZ3 | Philips Lighting North America Corporation (Rosemont) | Philips | 9290011588(ICN-4P16-TLED-N 3L) | Linear Replacement Lamp | Four-Foot | 3-lamp External Driver Lamp-Style Retrofit Kits (UL Type C) | Standard | FALSE | [9 empty] | 42481 |  |  | No |  | 3 | 6100 | 95.31 | 64 | 4.7 | 0.983 | 5000 | 83
PRS7FHDH | Philips Lighting North America Corporation (Rosemont) | Philips | 9290011587(ICN-4P16-TLED-N 3L) | Linear Replacement Lamp | Four-Foot | 3-lamp External Driver Lamp-Style Retrofit Kits (UL Type C) | Standard | FALSE | [9 empty] | 42481 |  |  | No |  | 3 | 6100 | 95.31 | 64 | 4.7 | 0.983 | 4000 | 83
PT427YEH | Philips Lighting North America Corporation (Rosemont) | Philips | 9290011586(ICN-4P16-TLED-N 3L) | Linear Replacement Lamp | Four-Foot | 3-lamp External Driver Lamp-Style Retrofit Kits (UL Type C) | Standard | FALSE | [9 empty] | 42481 |  |  | No |  | 3 | 6100 | 95.31 | 64 | 4.7 | 0.983 | 3500 | 83
P3644QEP | Howard Lighting | Howard Lighting | F32T8/845/LED/16W/AC | Linear Replacement Lamp | Four-Foot | Internal Driver Lamp-Style Retrofit Kits (UL Type B) | Standard | FALSE | [9 empty] | 42481 |  |  | No |  | 3 | 2200 | 130 | 16.5 | 20 | 0.9 | 4500 | 83
P7T81KCB | Howard Lighting | Howard Lighting | F32T8/840/LED/16W/AC | Linear Replacement Lamp | Four-Foot | Internal Driver Lamp-Style Retrofit Kits (UL Type B) | Standard | FALSE | [9 empty] | 42481 |  |  | No |  | 3 | 2200 | 130 | 16.5 | 20 | 0.9 | 4000 | 83
PJNPR2T3 | Howard Lighting | Howard Lighting | F32T8/835/LED/16W/AC | Linear Replacement Lamp | Four-Foot | Internal Driver Lamp-Style Retrofit Kits (UL Type B) | Standard | FALSE | [9 empty] | 42481 |  |  | No |  | 3 | 2200 | 130 | 16.5 | 20 | 0.9 | 3500 | 83
PDJAQKUR | WING (SHANGHAI) INTERNATIONAL TRADE CO LTD | TOPSTAR | L48T8-850-15P-G3-EB | Linear Replacement Lamp | Four-Foot | Replacement Lamps (plug and play) (UL Type A) | Standard | FALSE | [9 empty] | 42481 | Not Dimmable | Not Dimmable | No |  | 3.1 | 2050 | 120 | 17 | 12.8 | 0.95 | 5000 | 83
PMA4S8Y6 | WING (SHANGHAI) INTERNATIONAL TRADE CO LTD | TOPSTAR | L48T8-845-15P-G3-EB | Linear Replacement Lamp | Four-Foot | Replacement Lamps (plug and play) (UL Type A) | Standard | FALSE | [9 empty] | 42481 | Not Dimmable | Not Dimmable | No |  | 3.1 | 2050 | 120 | 17 | 12.8 | 0.95 | 4500 | 83
PJPPZEX4 | WING (SHANGHAI) INTERNATIONAL TRADE CO LTD | TOPSTAR | L48T8-840-15P-G3-EB | Linear Replacement Lamp | Four-Foot | Replacement Lamps (plug and play) (UL Type A) | Standard | FALSE | [9 empty] | 42481 | Not Dimmable | Not Dimmable | No |  | 3.1 | 2050 | 120 | 17 | 12.8 | 0.95 | 4000 | 83
PYWUA53D | WING (SHANGHAI) INTERNATIONAL TRADE CO LTD | TOPSTAR | L48T8-835-15P-G3-EB | Linear Replacement Lamp | Four-Foot | Replacement Lamps (plug and play) (UL Type A) | Standard | FALSE | [9 empty] | 42481 | Not Dimmable | Not Dimmable | No |  | 3.1 | 2000 | 117 | 17 | 12.8 | 0.95 | 3500 | 83
P7VTE6UC | LUMA America Corp. | LUMA | LED14T8-48-850-A | Linear Replacement Lamp | Four-Foot | Replacement Lamps (plug and play) (UL Type A) | Standard | FALSE | [9 empty] | 42481 | Not Dimmable | Not Dimmable | No |  | 3.1 | 2000 | 120 | 16.5 | 15 | 0.98 | 5000 | 80
PPHQXS7C | LUMA America Corp. | LUMA | LED25T5-48-850-A | Linear Replacement Lamp | Four-Foot | Replacement Lamps (plug and play) (UL Type A) | Standard | FALSE | [9 empty] | 42481 | Not Dimmable | Not Dimmable | No |  | 3 | 3002.988 | 105.025 | 28.593 | 10.48 | 0.932 | 4877 | 84
P1HPWX59 | LUMA America Corp. | LUMA | LED25T5-48-840-A | Linear Replacement Lamp | Four-Foot | Replacement Lamps (plug and play) (UL Type A) | Standard | FALSE | [9 empty] | 42481 | Not Dimmable | Not Dimmable | No |  | 3 | 2922.891 | 102.439 | 28.533 | 10.48 | 0.932 | 4000 | 84
P3YRAAHH | LUMA America Corp. | LUMA | LED14T8-48-840-A | Linear Replacement Lamp | Four-Foot | Replacement Lamps (plug and play) (UL Type A) | Standard | FALSE | [9 empty] | 42481 | Not Dimmable | Not Dimmable | No |  | 3.1 | 2000 | 120 | 16.5 | 15 | 0.98 | 4000 | 80
PQ2UVGJ5 | LUMA America Corp. | LUMA | LED14T8-48-835-A | Linear Replacement Lamp | Four-Foot | Replacement Lamps (plug and play) (UL Type A) | Standard | FALSE | [9 empty] | 42481 | Not Dimmable | Not Dimmable | No |  | 3.1 | 1850 | 115 | 16.5 | 15 | 0.98 | 3500 | 80
PH59GMYT | Universal Lighting Technologies | Everline | T8LDR4F15/830A | Linear Replacement Lamp | Four-Foot | Replacement Lamps (plug and play) (UL Type A) | Standard | TRUE | 2258 | 118.3 | 19.08 | 9.74 | 0.9807 | 3063 | 84.6 | 5 | 50000 | 42480 |  |  | No |  | 3 | 2200 | 122 | 18 | 20 | 0.9 | 3000 | 82
PY4S4SZV | Universal Lighting Technologies | Everline | T8LDR4F14/830A | Linear Replacement Lamp | Four-Foot | Replacement Lamps (plug and play) (UL Type A) | Standard | TRUE | 1870 | 111.2 | 16.82 | 11.02 | 0.9769 | 3071 | 84.6 | 5 | 50000 | 42480 |  |  | No |  | 3 | 1800 | 105 | 17 | 20 | 0.9 | 3000 | 82
PM9VZNXJ | Universal Lighting Technologies | Everline | T8LDR4F12/830A | Linear Replacement Lamp | Four-Foot | Replacement Lamps (plug and play) (UL Type A) | Standard | TRUE | 1849 | 115.2 | 16.05 | 11.53 | 0.9752 | 3066 | 84.6 | 5 | 50000 | 42480 |  |  | No |  | 3 | 1800 | 116 | 15.5 | 20 | 0.9 | 3000 | 83
PWRYVWSQ | P.Q.L. Inc. | Superior Life | 90873 | Linear Replacement Lamp | Four-Foot | Replacement Lamps (plug and play) (UL Type A) | Standard | TRUE | 1901 | 101 | 18.84 | 13.14 | 0.9697 | 2966 | 82.8 | 5 | 50000 | 42480 |  |  | No |  | 3 | 1800 | 100 | 18 | 20 | 0.9 | 3000 | 82
PVAH8V5M | Archipelago Lighting Inc. | LIFEBULB | LBT5F3330 | Linear Replacement Lamp | Four-Foot | Replacement Lamps (plug and play) (UL Type A) | Standard | TRUE | 3331 | 107.3 | 31.04 | 16.22 | 0.9694 | 2977 | 83.2 | 5 | 50000 | 42480 |  |  | No |  | 3 | 3100 | 103 | 30 | 20 | 0.9 | 3000 | 82
PBZM25R8 | Archipelago Lighting Inc. | ARCHIPELAGO | LT5F330030K1 | Linear Replacement Lamp | Four-Foot | Replacement Lamps (plug and play) (UL Type A) | Standard | TRUE | 3331 | 107.3 | 31.04 | 16.22 | 0.9694 | 2977 | 83.2 | 5 | 50000 | 42480 |  |  | No |  | 3 | 3100 | 103 | 30 | 20 | 0.9 | 3000 | 82
P1H6TWGP | LTF LIGHTING LLC | LTF lighting | LTF-T8-18W1200 BIXX BALLAST COMPATIBLE LED TUBE [2700K Frosted] | Linear Replacement Lamp | Four-Foot | Dual Mode Internal Driver (UL Type A and Type B) | Standard | TRUE | 2231 | 106.7 | 20.9 | 11.36 | 0.967 | 2682 | 81.5 | 5 | 50000 | 42480 |  |  | NotYetVerified | Lastx represents either s for single-end power input or T for double-end inputs | 3 | 2212 | 122.9 | 18 | 20 | 0.9 | 2700 | 83
PU8NN5EG | LTF LIGHTING LLC | LTF lighting | LTF-T8-18W1200 BONT 4000K FROSTED LENS ONE DRIVER FOR TWO TUBE | Linear Replacement Lamp | Four-Foot | 2-lamp External Driver Lamp-Style Retrofit Kits (UL Type C) | Standard | TRUE | 2493 | 136.29 | 18.29 | 16.83 | 0.9214 | 3959 | 81.3 |  |  | 42480 |  |  | No |  | 3.1 | 2326 | 129.37 | 17.98 | 16.83 | 0.9214 | 4000 | 83.8
PMZHFGM4 | Archipelago Lighting Inc. | ARCHIPELAGO | LT5F330050K1 | Linear Replacement Lamp | Four-Foot | Replacement Lamps (plug and play) (UL Type A) | Standard | FALSE | [9 empty] | 42480 |  |  | No |  | 3 | 3400 | 113 | 30 | 20 | 0.9 | 5000 | 82
PEZH66UV | Archipelago Lighting Inc. | LIFEBULB | LBT5F3350 | Linear Replacement Lamp | Four-Foot | Replacement Lamps (plug and play) (UL Type A) | Standard | FALSE | [9 empty] | 42480 |  |  | No |  | 3 | 3400 | 113 | 30 | 20 | 0.9 | 5000 | 82
PXR5VNE3 | Archipelago Lighting Inc. | ARCHIPELAGO | LT5F330041K1 | Linear Replacement Lamp | Four-Foot | Replacement Lamps (plug and play) (UL Type A) | Standard | FALSE | [9 empty] | 42480 |  |  | No |  | 3 | 3250 | 108 | 30 | 20 | 0.9 | 4000 | 82
PVKFVW81 | Archipelago Lighting Inc. | LIFEBULB | LBT5F3341 | Linear Replacement Lamp | Four-Foot | Replacement Lamps (plug and play) (UL Type A) | Standard | FALSE | [9 empty] | 42480 |  |  | No |  | 3 | 3250 | 108 | 30 | 20 | 0.9 | 4000 | 82
PDY25H1H | Archipelago Lighting Inc. | LIFEBULB | LBT5F3335 | Linear Replacement Lamp | Four-Foot | Replacement Lamps (plug and play) (UL Type A) | Standard | FALSE | [9 empty] | 42480 |  |  | No |  | 3 | 3150 | 105 | 30 | 20 | 0.9 | 3500 | 82
PD921SE8 | Archipelago Lighting Inc. | ARCHIPELAGO | LT5F330035K1 | Linear Replacement Lamp | Four-Foot | Replacement Lamps (plug and play) (UL Type A) | Standard | FALSE | [9 empty] | 42480 |  |  | No |  | 3 | 3150 | 105 | 30 | 20 | 0.9 | 3500 | 82
PF1B2VTP | P.Q.L. Inc. | Superior Life | 90876 | Linear Replacement Lamp | Four-Foot | Replacement Lamps (plug and play) (UL Type A) | Standard | FALSE | [9 empty] | 42480 |  |  | No |  | 3 | 2000 | 111 | 18 | 20 | 0.9 | 5000 | 82
PNYTR2K1 | P.Q.L. Inc. | Superior Life | 90875 | Linear Replacement Lamp | Four-Foot | Replacement Lamps (plug and play) (UL Type A) | Standard | FALSE | [9 empty] | 42480 |  |  | No |  | 3 | 1900 | 105 | 18 | 20 | 0.9 | 4000 | 82
PU3R1591 | P.Q.L. Inc. | Superior Life | 90874 | Linear Replacement Lamp | Four-Foot | Replacement Lamps (plug and play) (UL Type A) | Standard | FALSE | [9 empty] | 42480 |  |  | No |  | 3 | 1850 | 102 | 18 | 20 | 0.9 | 3500 | 82
PWJ4CE54 | LTF LIGHTING LLC | LTF lighting | LTF-T8-18W1200 BONT 5000K FROSTED LENS ONE DRIVER FOR TWO TUBE | Linear Replacement Lamp | Four-Foot | 2-lamp External Driver Lamp-Style Retrofit Kits (UL Type C) | Standard | FALSE | [9 empty] | 42480 |  |  | No |  | 3.1 | 2326 | 129.37 | 17.98 | 16.83 | 0.9214 | 5000 | 83.8
PM111EKV | Universal Lighting Technologies | Everline | T8LDR4F12/835A | Linear Replacement Lamp | Four-Foot | Replacement Lamps (plug and play) (UL Type A) | Standard | FALSE | [9 empty] | 42480 | Not Dimmable | Not Dimmable | No |  | 3 | 1800 | 116 | 15.5 | 20 | 0.9 | 5000 | 83
PJE4A237 | Universal Lighting Technologies | Everline | T8LDR4F15/850A | Linear Replacement Lamp | Four-Foot | Replacement Lamps (plug and play) (UL Type A) | Standard | FALSE | [9 empty] | 42480 | Not Dimmable | Not Dimmable | No |  | 3 | 2200 | 122 | 18 | 20 | 0.9 | 5000 | 82
P1J4YHS9 | Universal Lighting Technologies | Everline | T8LDR4F14/850A | Linear Replacement Lamp | Four-Foot | Replacement Lamps (plug and play) (UL Type A) | Standard | FALSE | [9 empty] | 42480 | Not Dimmable | Not Dimmable | No |  | 3 | 1800 | 105 | 17 | 20 | 0.9 | 5000 | 82
P2BGXDPW | Universal Lighting Technologies | Everline | T8LDR4F12/840A | Linear Replacement Lamp | Four-Foot | Replacement Lamps (plug and play) (UL Type A) | Standard | FALSE | [9 empty] | 42480 | Not Dimmable | Not Dimmable | No |  | 3 | 1800 | 116 | 15.5 | 20 | 0.9 | 4000 | 83
PXNM8VPV | Universal Lighting Technologies | Everline | T8LDR4F15/840A | Linear Replacement Lamp | Four-Foot | Replacement Lamps (plug and play) (UL Type A) | Standard | FALSE | [9 empty] | 42480 | Not Dimmable | Not Dimmable | No |  | 3 | 2200 | 122 | 18 | 20 | 0.9 | 4000 | 82
P2SW6EU2 | Universal Lighting Technologies | Everline | T8LDR4F14/840A | Linear Replacement Lamp | Four-Foot | Replacement Lamps (plug and play) (UL Type A) | Standard | FALSE | [9 empty] | 42480 | Not Dimmable | Not Dimmable | No |  | 3 | 1800 | 105 | 17 | 20 | 0.9 | 4000 | 82
PFNRVX64 | Universal Lighting Technologies | Everline | T8LDR4F12/850A | Linear Replacement Lamp | Four-Foot | Replacement Lamps (plug and play) (UL Type A) | Standard | FALSE | [9 empty] | 42480 | Not Dimmable | Not Dimmable | No |  | 3 | 1800 | 116 | 15.5 | 20 | 0.9 | 3500 | 83
PU91FFH3 | Universal Lighting Technologies | Everline | T8LDR4F15/835A | Linear Replacement Lamp | Four-Foot | Replacement Lamps (plug and play) (UL Type A) | Standard | FALSE | [9 empty] | 42480 | Not Dimmable | Not Dimmable | No |  | 3 | 2200 | 122 | 18 | 20 | 0.9 | 3500 | 82
P8P5MF3H | Universal Lighting Technologies | Everline | T8LDR4F14/835A | Linear Replacement Lamp | Four-Foot | Replacement Lamps (plug and play) (UL Type A) | Standard | FALSE | [9 empty] | 42480 | Not Dimmable | Not Dimmable | No |  | 3 | 1800 | 105 | 17 | 20 | 0.9 | 3500 | 82
PJV8C973 | Philips Lighting North America Corporation | Philips | 9290011585A | Linear Replacement Lamp | Four-Foot | Replacement Lamps (plug and play) (UL Type A) | Standard | TRUE | 1865 | 119.5 | 15.61 | 9.24 | 0.9647 | 3057 | 83.6 | 5 | 50000 | 42479 |  |  | No |  | 3.1 | 2000 | 111.1111 | 18 | 8 | 0.9 | 3000 | 82
PNKAZYAY | WING (SHANGHAI) INTERNATIONAL TRADE CO LTD | TOPSTAR | L46T5HO-830-24P-P2-EB | Linear Replacement Lamp | Four-Foot | Replacement Lamps (plug and play) (UL Type A) | Standard | TRUE | 3013 | 105.1 | 28.7 | 10 | 0.951 | 3078 | 83 | 5 | 50000 | 42479 |  |  | No |  | 3 | 3000 | 107 | 28 | 20 | 0.9 | 3000 | 80
P4QPFWX2 | Philips Lighting North America Corporation | Philips | 9290011588A | Linear Replacement Lamp | Four-Foot | Replacement Lamps (plug and play) (UL Type A) | Standard | FALSE | [9 empty] | 42479 |  |  | No |  | 3.1 | 2100 | 116.6667 | 18 | 8 | 0.9 | 5000 | 82
P7JWYJRM | Philips Lighting North America Corporation | Philips | 9290011587A | Linear Replacement Lamp | Four-Foot | Replacement Lamps (plug and play) (UL Type A) | Standard | FALSE | [9 empty] | 42479 |  |  | No |  | 3.1 | 2100 | 116.6667 | 18 | 8 | 0.9 | 4000 | 82
PWEYE7DC | Philips Lighting North America Corporation | Philips | 9290011586A | Linear Replacement Lamp | Four-Foot | Replacement Lamps (plug and play) (UL Type A) | Standard | FALSE | [9 empty] | 42479 |  |  | No |  | 3.1 | 2000 | 111.1111 | 18 | 8 | 0.9 | 3500 | 82
PJBPTU99 | WING (SHANGHAI) INTERNATIONAL TRADE CO LTD | TOPSTAR | L46T5HO-850-24P-P2-EB | Linear Replacement Lamp | Four-Foot | Replacement Lamps (plug and play) (UL Type A) | Standard | FALSE | [9 empty] | 42479 | Not Dimmable | Not Dimmable | No |  | 3 | 3200 | 115 | 28 | 20 | 0.9 | 5000 | 80
PYGGXCNB | WING (SHANGHAI) INTERNATIONAL TRADE CO LTD | TOPSTAR | L46T5HO-845-24P-P2-EB | Linear Replacement Lamp | Four-Foot | Replacement Lamps (plug and play) (UL Type A) | Standard | FALSE | [9 empty] | 42479 | Not Dimmable | Not Dimmable | No |  | 3 | 3050 | 109 | 28 | 20 | 0.9 | 4500 | 80
P2UJF4AZ | WING (SHANGHAI) INTERNATIONAL TRADE CO LTD | TOPSTAR | L46T5HO-840-24P-P2-EB | Linear Replacement Lamp | Four-Foot | Replacement Lamps (plug and play) (UL Type A) | Standard | FALSE | [9 empty] | 42479 | Not Dimmable | Not Dimmable | No |  | 3 | 3050 | 109 | 28 | 20 | 0.9 | 4000 | 80
PQRHHEZK | WING (SHANGHAI) INTERNATIONAL TRADE CO LTD | TOPSTAR | L46T5HO-835-24P-P2-EB | Linear Replacement Lamp | Four-Foot | Replacement Lamps (plug and play) (UL Type A) | Standard | FALSE | [9 empty] | 42479 | Not Dimmable | Not Dimmable | No |  | 3 | 3000 | 107 | 28 | 20 | 0.9 | 3500 | 80
PZJXTFJY | Arlee Lighting | Arlee Lighting | D15T830K4-Q | Linear Replacement Lamp | Four-Foot | Dual Mode Internal Driver (UL Type A and Type B) | Standard | TRUE | 1734 | 100.3 | 17.28 | 14.49 | 0.9651 | 2951 | 83.4 | 5 | 50000 | 42478 |  |  | No |  | 3 | 1800 | 100 | 18 | 20 | 0.9 | 3000 | 83
PT7KDWDQ | Shenzhen Homi Lighting Co.Ltd | HOMI | HMFL-T8-22W1200 BIS(SFGU)(3000K) | Linear Replacement Lamp | Four-Foot | Internal Driver Lamp-Style Retrofit Kits (UL Type B) | Standard | TRUE | 2226.3 | 103.9 | 21.41 | 19.11 | 0.942 | 2959 | 81.8 | 5 | 50000 | 42478 |  |  | No |  | 3 | 2226.383 | 103.988 | 21.41 | 19.11 | 0.967 | 3000 | 81.8
PNU1EFPP | Sarin Energy Inc. | SES | SES-4T8H-3000-12 | Linear Replacement Lamp | Four-Foot | Internal Driver Lamp-Style Retrofit Kits (UL Type B) | Standard | TRUE | 1605 | 128.4 | 12.5 | 18.05 | 0.9205 | 2917 | 82.5 | 5 | 50000 | 42478 |  |  | No |  | 3.1 | 1608 | 129.57 | 12.41 | 18.05 | 0.9205 | 3000 | 82.5
P1212Q2M | Shenzhen Homi Lighting Co.Ltd | HOMI | HMFL-T8-15W 1200 BIX(FTS)(3000K) | Linear Replacement Lamp | Four-Foot | Replacement Lamps (plug and play) (UL Type A) | Standard | TRUE | 1686.3 | 110 | 15.32 | 17.35 | 0.918 | 2973 | 82 | 5 | 50000 | 42478 |  |  | No |  | 3 | 1686.364 | 110.076 | 15.32 | 17.35 | 0.994 | 3000 | 82
P57NSVNT | Shenzhen Homi Lighting Co.Ltd | HOMI | HMFL-T8-22W1200 BIX[FST] (Frosted lens 3000K) | Linear Replacement Lamp | Four-Foot | Replacement Lamps (plug and play) (UL Type A) | Standard | TRUE | 2294 | 107.1 | 21.42 | 17.68 | 0.9177 | 2929 | 82 | 5 | 50000 | 42478 |  |  | No |  | 3 | 2287 | 107.72 | 21.23 | 17.68 | 0.9177 | 3000 | 82
PG1QK7MA | Shenzhen Homi Lighting Co.Ltd | HOMI | HMFL-T8-18W1200 BIS[SFGU] (Frosted lens 3000K) | Linear Replacement Lamp | Four-Foot | Internal Driver Lamp-Style Retrofit Kits (UL Type B) | Standard | TRUE | 1950 | 110.54 | 17.64 | 17.93 | 0.9151 | 2938 | 81.7 | 5 | 50000 | 42478 |  |  | No |  | 3 | 1935 | 111.14 | 17.41 | 17.93 | 0.9151 | 3000 | 81.7
PUQZBPBH | Shenzhen Homi Lighting Co.Ltd | HOMI | HMFL-T8-18W1200 BIX[FST] (Frosted lens 3000K) | Linear Replacement Lamp | Four-Foot | Replacement Lamps (plug and play) (UL Type A) | Standard | TRUE | 1968 | 104.63 | 18.81 | 17.93 | 0.9114 | 2952 | 82.1 | 5 | 50000 | 42478 |  |  | No |  | 3 | 1962 | 106.46 | 18.43 | 17.93 | 0.9114 | 3000 | 82.1
PHB13RSR | KONKA GREEN LIGHTING CO.LTD | KONKA | KK-T8-4WW-16-5AAD | Linear Replacement Lamp | Four-Foot | Replacement Lamps (plug and play) (UL Type A) | Standard | TRUE | 2072.6 | 121.07 | 17.12 | 24.32 | 0.907 | 2970 | 84.2 | 5 | 50000 | 42478 |  |  | No |  | 3.1 | 2056 | 124.6 | 16.5 | 18 | 0.9 | 3000 | 80
PB79KWZP | KONKA GREEN LIGHTING CO.LTD | KONKA | KK-T8-4WW-16-5C6D | Linear Replacement Lamp | Four-Foot | Replacement Lamps (plug and play) (UL Type A) | Standard | TRUE | 2096.76 | 124.07 | 16.9 | 21.1 | 0.906 | 2950 | 83.8 | 5 | 50000 | 42478 |  |  | No |  | 3.1 | 2056 | 124.6 | 16.5 | 18 | 0.9 | 3000 | 80
PB9XDEGU | Shenzhen Homi Lighting Co.Ltd | HOMI | HMFL-T8-15W1200 BIS[SFGU] (Frosted Lens 3000K) | Linear Replacement Lamp | Four-Foot | Internal Driver Lamp-Style Retrofit Kits (UL Type B) | Standard | TRUE | 1740 | 115.23 | 15.1 | 18.46 | 0.9011 | 2938 | 81.8 | 5 | 50000 | 42478 |  |  | No |  | 3 | 1732.6 | 117.15 | 14.79 | 18.46 | 0.9011 | 3000 | 81.8
PWDMH77Y | KONKA GREEN LIGHTING CO.LTD | KONKA | KK-T8-4WW-14-5C6D | Linear Replacement Lamp | Four-Foot | Replacement Lamps (plug and play) (UL Type A) | Standard | TRUE | 1752.73 | 116.85 | 15 | 21.47 | 0.894 | 3009 | 84.2 | 5 | 50000 | 42478 |  |  | No |  | 3.1 | 1753 | 120.9 | 14.5 | 18 | 0.9 | 3000 | 80
PW3QQUQA | KONKA GREEN LIGHTING CO.LTD | KONKA | KK-T8-4WW-14-5AAD | Linear Replacement Lamp | Four-Foot | Replacement Lamps (plug and play) (UL Type A) | Standard | TRUE | 1711.17 | 114.84 | 14.9 | 21.88 | 0.891 | 3022 | 84.2 | 5 | 50000 | 42478 |  |  | No |  | 3.1 | 1753 | 120.9 | 14.5 | 18 | 0.9 | 3000 | 80
PE6878DN | Arlee Lighting | Arlee Lighting | D15T850K4-Q | Linear Replacement Lamp | Four-Foot | Dual Mode Internal Driver (UL Type A and Type B) | Standard | FALSE | [9 empty] | 42478 |  |  | No |  | 3 | 2000 | 110 | 18 | 20 | 0.9 | 5000 | 83
PRBYM9NP | Arlee Lighting | Arlee Lighting | D15T840K4-Q | Linear Replacement Lamp | Four-Foot | Dual Mode Internal Driver (UL Type A and Type B) | Standard | FALSE | [9 empty] | 42478 |  |  | No |  | 3 | 1900 | 105 | 18 | 20 | 0.9 | 4000 | 83
P8EATE22 | Arlee Lighting | Arlee Lighting | D15T835K4-Q | Linear Replacement Lamp | Four-Foot | Dual Mode Internal Driver (UL Type A and Type B) | Standard | FALSE | [9 empty] | 42478 |  |  | No |  | 3 | 1800 | 100 | 18 | 20 | 0.9 | 3500 | 83
PA6VDXPQ | Sarin Energy Inc. | SES | SES-4T8H-6500-12 | Linear Replacement Lamp | Four-Foot | Internal Driver Lamp-Style Retrofit Kits (UL Type B) | Standard | FALSE | [9 empty] | 42478 |  |  | No |  | 3.1 | 1710 | 136.58 | 12.52 | 18.96 | 0.9214 | 5000 | 83.6
PRPHHC9J | Sarin Energy Inc. | SES | SES-4T8H-4000-12 | Linear Replacement Lamp | Four-Foot | Internal Driver Lamp-Style Retrofit Kits (UL Type B) | Standard | FALSE | [9 empty] | 42478 |  |  | No |  | 3.1 | 1660 | 133.23 | 12.46 | 18.05 | 0.9205 | 4000 | 82.5
PC9ZS67Z | KONKA GREEN LIGHTING CO.LTD | KONKA | KK-T8-4EW-16-5AAD | Linear Replacement Lamp | Four-Foot | Replacement Lamps (plug and play) (UL Type A) | Standard | FALSE | [9 empty] | 42478 |  |  | No |  | 3.1 | 2274 | 137.81 | 16.5 | 18 | 0.9 | 5000 | 80
P319JKZ1 | KONKA GREEN LIGHTING CO.LTD | KONKA | KK-T8-4EW-16-5C6D | Linear Replacement Lamp | Four-Foot | Replacement Lamps (plug and play) (UL Type A) | Standard | FALSE | [9 empty] | 42478 |  |  | No |  | 3.1 | 2274 | 137.81 | 16.5 | 18 | 0.9 | 5000 | 80
PD182D6R | KONKA GREEN LIGHTING CO.LTD | KONKA | KK-T8-4EW-14-5AAD | Linear Replacement Lamp | Four-Foot | Replacement Lamps (plug and play) (UL Type A) | Standard | FALSE | [9 empty] | 42478 |  |  | No |  | 3.1 | 1941 | 133.86 | 14.5 | 18 | 0.9 | 5000 | 80
P9UQ2BGE | KONKA GREEN LIGHTING CO.LTD | KONKA | KK-T8-4DW-16-5C6D | Linear Replacement Lamp | Four-Foot | Replacement Lamps (plug and play) (UL Type A) | Standard | FALSE | [9 empty] | 42478 |  |  | No |  | 3.1 | 2210 | 134 | 16.5 | 18 | 0.9 | 4000 | 80
P889XF7P | KONKA GREEN LIGHTING CO.LTD | KONKA | KK-T8-4DW-16-5AAD | Linear Replacement Lamp | Four-Foot | Replacement Lamps (plug and play) (UL Type A) | Standard | FALSE | [9 empty] | 42478 |  |  | No |  | 3.1 | 2210 | 134 | 16.5 | 18 | 0.9 | 4000 | 80
PW1Q1GJC | KONKA GREEN LIGHTING CO.LTD | KONKA | KK-T8-4DW-14-5AAD | Linear Replacement Lamp | Four-Foot | Replacement Lamps (plug and play) (UL Type A) | Standard | FALSE | [9 empty] | 42478 |  |  | No |  | 3.1 | 1797 | 123.93 | 14.5 | 18 | 0.9 | 4000 | 80
P518QS5J | KONKA GREEN LIGHTING CO.LTD | KONKA | KK-T8-4DW-14-5C6D | Linear Replacement Lamp | Four-Foot | Replacement Lamps (plug and play) (UL Type A) | Standard | FALSE | [9 empty] | 42478 |  |  | No |  | 3.1 | 1797 | 123.93 | 14.5 | 18 | 0.9 | 4000 | 80
PZKZ55FW | Shenzhen Homi Lighting Co.Ltd | HOMI | HMFL-T8-22W1200 BIS(SFGU)(5000K) | Linear Replacement Lamp | Four-Foot | Internal Driver Lamp-Style Retrofit Kits (UL Type B) | Standard | FALSE | [9 empty] | 42478 | Not Dimmable | Not Dimmable | No |  | 3 | 2325.705 | 104.62 | 22.23 | 17.67 | 0.966 | 5000 | 83.3
PR8W1MRD | Shenzhen Homi Lighting Co.Ltd | HOMI | HMFL-T8-22W1200 BIX[FST] (Frosted lens 5000K) | Linear Replacement Lamp | Four-Foot | Replacement Lamps (plug and play) (UL Type A) | Standard | FALSE | [9 empty] | 42478 | Not Dimmable | Not Dimmable | No |  | 3 | 2524 | 112.98 | 22.34 | 18.18 | 0.9046 | 5000 | 83.1
PB5EY8HH | Shenzhen Homi Lighting Co.Ltd | HOMI | HMFL-T8-15W 1200 BIX(FTS)(5000K) | Linear Replacement Lamp | Four-Foot | Replacement Lamps (plug and play) (UL Type A) | Standard | FALSE | [9 empty] | 42478 | Not Dimmable | Not Dimmable | No |  | 3 | 1759.797 | 112.591 | 15.63 | 15.14 | 0.992 | 5000 | 83
PCFE1XWK | Shenzhen Homi Lighting Co.Ltd | HOMI | HMFL-T8-18W1200 BIX[FST] (Frosted lens 5000K) | Linear Replacement Lamp | Four-Foot | Replacement Lamps (plug and play) (UL Type A) | Standard | FALSE | [9 empty] | 42478 | Not Dimmable | Not Dimmable | No |  | 3 | 2060 | 110.81 | 18.59 | 18.92 | 0.9123 | 5000 | 82.7
PDXB5PUG | Shenzhen Homi Lighting Co.Ltd | HOMI | HMFL-T8-18W1200 BIS[SFGU] (Frosted lens 5000K) | Linear Replacement Lamp | Four-Foot | Internal Driver Lamp-Style Retrofit Kits (UL Type B) | Standard | FALSE | [9 empty] | 42478 | Not Dimmable | Not Dimmable | No |  | 3 | 2032 | 114.09 | 17.81 | 18.21 | 0.9083 | 5000 | 82.5
P7WZUTRU | Shenzhen Homi Lighting Co.Ltd | HOMI | HMFL-T8-15W1200 BIS[SFGU] (Frosted Lens 5000K) | Linear Replacement Lamp | Four-Foot | Internal Driver Lamp-Style Retrofit Kits (UL Type B) | Standard | FALSE | [9 empty] | 42478 | Not Dimmable | Not Dimmable | No |  | 3 | 1819.2 | 120.56 | 15.09 | 18.91 | 0.9052 | 5000 | 81.9
PHZVRUEZ | Shenzhen Homi Lighting Co.Ltd | HOMI | HMFL-T8-18W1200 BIX[FST] (Frosted lens 4500K) | Linear Replacement Lamp | Four-Foot | Replacement Lamps (plug and play) (UL Type A) | Standard | FALSE | [9 empty] | 42478 | Not Dimmable | Not Dimmable | No |  | 3 | 1962 | 106.46 | 18.43 | 17.93 | 0.9114 | 4500 | 82.1
PXZY7E4N | Shenzhen Homi Lighting Co.Ltd | HOMI | HMFL-T8-22W1200 BIX[FST] (Frosted lens 4500K) | Linear Replacement Lamp | Four-Foot | Replacement Lamps (plug and play) (UL Type A) | Standard | FALSE | [9 empty] | 42478 | Not Dimmable | Not Dimmable | No |  | 3 | 2287 | 107.72 | 21.23 | 17.68 | 0.9177 | 4500 | 82
PPDBDSXS | Shenzhen Homi Lighting Co.Ltd | HOMI | HMFL-T8-15W 1200 BIX(FTS)(4500K) | Linear Replacement Lamp | Four-Foot | Replacement Lamps (plug and play) (UL Type A) | Standard | FALSE | [9 empty] | 42478 | Not Dimmable | Not Dimmable | No |  | 3 | 1749.245 | 112.203 | 15.59 | 16.22 | 0.992 | 4500 | 82
P8TFCTW2 | Shenzhen Homi Lighting Co.Ltd | HOMI | HMFL-T8-22W1200 BIS(SFGU)(4500K) | Linear Replacement Lamp | Four-Foot | Internal Driver Lamp-Style Retrofit Kits (UL Type B) | Standard | FALSE | [9 empty] | 42478 | Not Dimmable | Not Dimmable | No |  | 3 | 2226.383 | 103.988 | 21.41 | 19.11 | 0.967 | 4500 | 81.8
P5S4GAP2 | Shenzhen Homi Lighting Co.Ltd | HOMI | HMFL-T8-15W1200 BIS[SFGU] (Frosted Lens 4500K) | Linear Replacement Lamp | Four-Foot | Internal Driver Lamp-Style Retrofit Kits (UL Type B) | Standard | FALSE | [9 empty] | 42478 | Not Dimmable | Not Dimmable | No |  | 3 | 1732.6 | 117.15 | 14.79 | 18.46 | 0.9011 | 4500 | 81.8
PQKRW94W | Shenzhen Homi Lighting Co.Ltd | HOMI | HMFL-T8-18W1200 BIS[SFGU] (Frosted lens 4500K) | Linear Replacement Lamp | Four-Foot | Internal Driver Lamp-Style Retrofit Kits (UL Type B) | Standard | FALSE | [9 empty] | 42478 | Not Dimmable | Not Dimmable | No |  | 3 | 1935 | 111.14 | 17.41 | 17.93 | 0.9151 | 4500 | 81.7
P8SQTG7G | Shenzhen Homi Lighting Co.Ltd | HOMI | HMFL-T8-18W1200 BIX[FST] (Frosted lens 4000K) | Linear Replacement Lamp | Four-Foot | Replacement Lamps (plug and play) (UL Type A) | Standard | FALSE | [9 empty] | 42478 | Not Dimmable | Not Dimmable | No |  | 3 | 1962 | 106.46 | 18.43 | 17.93 | 0.9114 | 4000 | 82.1
P47YHQBM | Shenzhen Homi Lighting Co.Ltd | HOMI | HMFL-T8-22W1200 BIX[FST] (Frosted lens 4000K) | Linear Replacement Lamp | Four-Foot | Replacement Lamps (plug and play) (UL Type A) | Standard | FALSE | [9 empty] | 42478 | Not Dimmable | Not Dimmable | No |  | 3 | 2287 | 107.72 | 21.23 | 17.68 | 0.9177 | 4000 | 82
P9S3GX2V | Shenzhen Homi Lighting Co.Ltd | HOMI | HMFL-T8-15W 1200 BIX(FTS)(4000K) | Linear Replacement Lamp | Four-Foot | Replacement Lamps (plug and play) (UL Type A) | Standard | FALSE | [9 empty] | 42478 | Not Dimmable | Not Dimmable | No |  | 3 | 1734.143 | 111.736 | 15.52 | 16.74 | 0.991 | 4000 | 82
PFNVAUE4 | Shenzhen Homi Lighting Co.Ltd | HOMI | HMFL-T8-22W1200 BIS(SFGU)(4000K) | Linear Replacement Lamp | Four-Foot | Internal Driver Lamp-Style Retrofit Kits (UL Type B) | Standard | FALSE | [9 empty] | 42478 | Not Dimmable | Not Dimmable | No |  | 3 | 2226.383 | 103.988 | 21.41 | 19.11 | 0.967 | 4000 | 81.8
PXHNWA8D | Shenzhen Homi Lighting Co.Ltd | HOMI | HMFL-T8-15W1200 BIS[SFGU] (Frosted Lens 4000K) | Linear Replacement Lamp | Four-Foot | Internal Driver Lamp-Style Retrofit Kits (UL Type B) | Standard | FALSE | [9 empty] | 42478 | Not Dimmable | Not Dimmable | No |  | 3 | 1732.6 | 117.15 | 14.79 | 18.46 | 0.9011 | 4000 | 81.8
PYWE7D9R | Shenzhen Homi Lighting Co.Ltd | HOMI | HMFL-T8-18W1200 BIS[SFGU] (Frosted lens 4000K) | Linear Replacement Lamp | Four-Foot | Internal Driver Lamp-Style Retrofit Kits (UL Type B) | Standard | FALSE | [9 empty] | 42478 | Not Dimmable | Not Dimmable | No |  | 3 | 1935 | 111.14 | 17.41 | 17.93 | 0.9151 | 4000 | 81.7
PCHHQU2H | Shenzhen Homi Lighting Co.Ltd | HOMI | HMFL-T8-18W1200 BIX[FST] (Frosted lens 3500K) | Linear Replacement Lamp | Four-Foot | Replacement Lamps (plug and play) (UL Type A) | Standard | FALSE | [9 empty] | 42478 | Not Dimmable | Not Dimmable | No |  | 3 | 1962 | 106.46 | 18.43 | 17.93 | 0.9114 | 3500 | 82.1
PFB35CCZ | Shenzhen Homi Lighting Co.Ltd | HOMI | HMFL-T8-22W1200 BIX[FST] (Frosted lens 3500K) | Linear Replacement Lamp | Four-Foot | Replacement Lamps (plug and play) (UL Type A) | Standard | FALSE | [9 empty] | 42478 | Not Dimmable | Not Dimmable | No |  | 3 | 2287 | 107.72 | 21.23 | 17.68 | 0.9177 | 3500 | 82
PQMDKYUZ | Shenzhen Homi Lighting Co.Ltd | HOMI | HMFL-T8-15W 1200 BIX(FTS)(3500K) | Linear Replacement Lamp | Four-Foot | Replacement Lamps (plug and play) (UL Type A) | Standard | FALSE | [9 empty] | 42478 | Not Dimmable | Not Dimmable | No |  | 3 | 1717.962 | 111.267 | 15.44 | 17.02 | 0.993 | 3500 | 82
P8XYE7NZ | Shenzhen Homi Lighting Co.Ltd | HOMI | HMFL-T8-22W1200 BIS(SFGU)(3500K) | Linear Replacement Lamp | Four-Foot | Internal Driver Lamp-Style Retrofit Kits (UL Type B) | Standard | FALSE | [9 empty] | 42478 | Not Dimmable | Not Dimmable | No |  | 3 | 2226.383 | 103.988 | 21.41 | 19.11 | 0.967 | 3500 | 81.8
PMJKZRUT | Shenzhen Homi Lighting Co.Ltd | HOMI | HMFL-T8-15W1200 BIS[SFGU] (Frosted Lens 3500K) | Linear Replacement Lamp | Four-Foot | Internal Driver Lamp-Style Retrofit Kits (UL Type B) | Standard | FALSE | [9 empty] | 42478 | Not Dimmable | Not Dimmable | No |  | 3 | 1732.6 | 117.15 | 14.79 | 18.46 | 0.9011 | 3500 | 81.8
PT37E43P | Shenzhen Homi Lighting Co.Ltd | HOMI | HMFL-T8-18W1200 BIS[SFGU] (Frosted lens 3500K) | Linear Replacement Lamp | Four-Foot | Internal Driver Lamp-Style Retrofit Kits (UL Type B) | Standard | FALSE | [9 empty] | 42478 | Not Dimmable | Not Dimmable | No |  | 3 | 1935 | 111.14 | 17.41 | 17.93 | 0.9151 | 3500 | 81.7
PGTRF74T | KONKA GREEN LIGHTING CO.LTD | KONKA | KK-T8-4EW-14-5C6D | Linear Replacement Lamp | Four-Foot | Replacement Lamps (plug and play) (UL Type A) | Standard | FALSE | [9 empty] | 42476 |  |  | No |  | 3.1 | 1941 | 133.86 | 14.5 | 18 | 0.9 | 5000 | 80
PBHAX8ES | Plusrite USA | Naturaled | LED18T8/FR22/830/IF | Linear Replacement Lamp | Four-Foot | Replacement Lamps (plug and play) (UL Type A) | Standard | TRUE | 2258 | 118.3 | 19.08 | 9.74 | 0.9807 | 3063 | 84.6 | 5 | 50000 | 42475 |  |  | No |  | 3 | 2200 | 122 | 18 | 20 | 0.9 | 3000 | 82
P3M3FFZG | Turolight Inc. | Turolight | VIV-T8DFSP2/19W/30/F | Linear Replacement Lamp | Four-Foot | Replacement Lamps (plug and play) (UL Type A) | Standard | TRUE | 2249 | 105.7 | 21.28 | 10.84 | 0.9757 | 2969 | 82.9 | 5 | 50000 | 42475 |  |  | No |  | 3 | 2200 | 100 | 22 | 20 | 0.9 | 3000 | 83
PANTQGTE | Plusrite USA | Naturaled | LED15.5T8/FR18/830/IF | Linear Replacement Lamp | Four-Foot | Replacement Lamps (plug and play) (UL Type A) | Standard | TRUE | 1849 | 115.2 | 16.05 | 11.53 | 0.9752 | 3066 | 84.6 | 5 | 50000 | 42475 |  |  | No |  | 3 | 1800 | 116 | 15.5 | 20 | 0.9 | 3000 | 83
PTDWTX4T | HTM Lighting | HTM Lighting | HTM-GLLED-AC1218(3000K) | Linear Replacement Lamp | Four-Foot | Replacement Lamps (plug and play) (UL Type A) | Standard | TRUE | 2157 | 116.4 | 18.53 | 7.2 | 0.975 | 3004 | 80.8 | 5 | 50000 | 42475 |  |  | No |  | 3.1 | 2000 | 111.11 | 18 | 15 | 0.9 | 3000 | 81
P1W98K4H | JayKal LED Solutions Inc. | Jaykal | JLS68101-G18IN-1204BC-4F1 | Linear Replacement Lamp | Four-Foot | Replacement Lamps (plug and play) (UL Type A) | Standard | TRUE | 1882.282 | 107.374 | 17.53 | 16.13 | 0.971 | 4088 | 82 | 5 | 50000 | 42475 |  |  | No |  | 3 | 1882 | 107 | 17.5 | 16.13 | 0.98 | 4000 | 84
P822FSNM | Turolight Inc. | Turolight | VIV-T8DFSP2/15W/30/F | Linear Replacement Lamp | Four-Foot | Replacement Lamps (plug and play) (UL Type A) | Standard | TRUE | 1901 | 101 | 18.84 | 13.14 | 0.9697 | 2966 | 82.8 | 5 | 50000 | 42475 |  |  | No |  | 3 | 1800 | 100 | 18 | 20 | 0.9 | 3000 | 82
P7QMRTQK | Turolight Inc. | Turolight | VIV-T8DFSP2/13W/30/F | Linear Replacement Lamp | Four-Foot | Replacement Lamps (plug and play) (UL Type A) | Standard | TRUE | 1792 | 100.9 | 17.76 | 13.76 | 0.9668 | 2963 | 83 | 5 | 50000 | 42475 |  |  | No |  | 3 | 1600 | 100 | 16 | 20 | 0.9 | 3000 | 83
P2B8X6Z4 | Fintronx LLC | Fintronx | FL05G18FBC 4000K | Linear Replacement Lamp | Four-Foot | Dual Mode Internal Driver (UL Type A and Type B) | Standard | TRUE | 2261 | 105.6 | 21.42 | 11.36 | 0.9667 | 3987 | 81.5 | 5 | 50000 | 42475 |  |  | NotYetVerified |  | 3 | 2212 | 122.9 | 18 | 20 | 0.9 | 4000 | 83
P9D7MMGK | Bravoled Lighting Manufacturing Co. Ltd. | Bravoled | BL-T8-18W 1200 BQET(3000K)-F | Linear Replacement Lamp | Four-Foot | Replacement Lamps (plug and play) (UL Type A) | Standard | TRUE | 2149.408 | 99.88 | 21.52 | 17.33 | 0.956 | 3080 | 83.4 | 5 | 50000 | 42475 |  |  | No |  | 3 | 2149.408 | 99.88 | 21.52 | 16.11 | 0.99 | 3000 | 83.4
PHQDNNKG | Plusrite USA | Naturaled | LED28T5/FR32/830/IF | Linear Replacement Lamp | Four-Foot | Replacement Lamps (plug and play) (UL Type A) | Standard | TRUE | 2922 | 107.4 | 27.2 | 10.2 | 0.947 | 3083 | 85 | 5 | 50000 | 42475 |  |  | No |  | 3.1 | 3000 | 107 | 28 | 20 | 0.9 | 3000 | 82
PFFR9K7V | Turolight Inc. | Turolight | VIV-T8DFSP2/19W/50/F | Linear Replacement Lamp | Four-Foot | Replacement Lamps (plug and play) (UL Type A) | Standard | FALSE | [9 empty] | 42475 |  |  | No |  | 3 | 2400 | 109 | 22 | 20 | 0.9 | 5000 | 83
PJFSHSE6 | Turolight Inc. | Turolight | VIV-T8DFSP2/13W/50/F | Linear Replacement Lamp | Four-Foot | Replacement Lamps (plug and play) (UL Type A) | Standard | FALSE | [9 empty] | 42475 |  |  | No |  | 3 | 1800 | 112 | 16 | 20 | 0.9 | 5000 | 83
PBDQAKD1 | Turolight Inc. | Turolight | VIV-T8DFSP2/15W/50/F | Linear Replacement Lamp | Four-Foot | Replacement Lamps (plug and play) (UL Type A) | Standard | FALSE | [9 empty] | 42475 |  |  | No |  | 3 | 2000 | 111 | 18 | 20 | 0.9 | 5000 | 82
PTSR3HPU | Turolight Inc. | Turolight | VIV-T8DFSP2/19W/45/F | Linear Replacement Lamp | Four-Foot | Replacement Lamps (plug and play) (UL Type A) | Standard | FALSE | [9 empty] | 42475 |  |  | No |  | 3 | 2350 | 107 | 22 | 20 | 0.9 | 4500 | 83
P38CF31F | Turolight Inc. | Turolight | VIV-T8DFSP2/13W/45/F | Linear Replacement Lamp | Four-Foot | Replacement Lamps (plug and play) (UL Type A) | Standard | FALSE | [9 empty] | 42475 |  |  | No |  | 3 | 1750 | 109 | 16 | 20 | 0.9 | 4500 | 83
PRHJZZE7 | Turolight Inc. | Turolight | VIV-T8DFSP2/15W/45/F | Linear Replacement Lamp | Four-Foot | Replacement Lamps (plug and play) (UL Type A) | Standard | FALSE | [9 empty] | 42475 |  |  | No |  | 3 | 1950 | 108 | 18 | 20 | 0.9 | 4500 | 82
P7HA7Q2S | Turolight Inc. | Turolight | VIV-T8DFSP2/19W/40/F | Linear Replacement Lamp | Four-Foot | Replacement Lamps (plug and play) (UL Type A) | Standard | FALSE | [9 empty] | 42475 |  |  | No |  | 3 | 2300 | 105 | 22 | 20 | 0.9 | 4000 | 83
PZUD8YUA | Turolight Inc. | Turolight | VIV-T8DFSP2/13W/40/F | Linear Replacement Lamp | Four-Foot | Replacement Lamps (plug and play) (UL Type A) | Standard | FALSE | [9 empty] | 42475 |  |  | No |  | 3 | 1700 | 106 | 16 | 20 | 0.9 | 4000 | 83
PPHHGVZD | Turolight Inc. | Turolight | VIV-T8DFSP2/15W/40/F | Linear Replacement Lamp | Four-Foot | Replacement Lamps (plug and play) (UL Type A) | Standard | FALSE | [9 empty] | 42475 |  |  | No |  | 3 | 1900 | 105 | 18 | 20 | 0.9 | 4000 | 82
PYSZTNS6 | Turolight Inc. | Turolight | VIV-T8DFSP2/19W/35/F | Linear Replacement Lamp | Four-Foot | Replacement Lamps (plug and play) (UL Type A) | Standard | FALSE | [9 empty] | 42475 |  |  | No |  | 3 | 2250 | 102 | 22 | 20 | 0.9 | 3500 | 83
PGGVXTR9 | Turolight Inc. | Turolight | VIV-T8DFSP2/13W/35/F | Linear Replacement Lamp | Four-Foot | Replacement Lamps (plug and play) (UL Type A) | Standard | FALSE | [9 empty] | 42475 |  |  | No |  | 3 | 1650 | 103 | 16 | 20 | 0.9 | 3500 | 83
PVKVSKPY | Turolight Inc. | Turolight | VIV-T8DFSP2/15W/35/F | Linear Replacement Lamp | Four-Foot | Replacement Lamps (plug and play) (UL Type A) | Standard | FALSE | [9 empty] | 42475 |  |  | No |  | 3 | 1850 | 102 | 18 | 20 | 0.9 | 3500 | 82
P5MUJBM9 | Plusrite USA | Naturaled | LED15.5T8/FR18/850/IF | Linear Replacement Lamp | Four-Foot | Replacement Lamps (plug and play) (UL Type A) | Standard | FALSE | [9 empty] | 42475 |  |  | No |  | 3 | 1800 | 116 | 15.5 | 20 | 0.9 | 5000 | 83
P5EPH98C | Plusrite USA | Naturaled | LED28T5/FR32/850/IF | Linear Replacement Lamp | Four-Foot | Replacement Lamps (plug and play) (UL Type A) | Standard | FALSE | [9 empty] | 42475 |  |  | No |  | 3.1 | 3200 | 114 | 28 | 20 | 0.9 | 5000 | 82
PC9B1Y51 | Plusrite USA | Naturaled | LED18T8/FR22/850/IF | Linear Replacement Lamp | Four-Foot | Replacement Lamps (plug and play) (UL Type A) | Standard | FALSE | [9 empty] | 42475 |  |  | No |  | 3 | 2200 | 122 | 18 | 20 | 0.9 | 5000 | 82
PZWUEVJK | Plusrite USA | Naturaled | LED15.5T8/FR18/845/IF | Linear Replacement Lamp | Four-Foot | Replacement Lamps (plug and play) (UL Type A) | Standard | FALSE | [9 empty] | 42475 |  |  | No |  | 3 | 1800 | 116 | 15.5 | 20 | 0.9 | 4500 | 83
PKZS4HZ7 | Plusrite USA | Naturaled | LED28T5/FR32/845/IF | Linear Replacement Lamp | Four-Foot | Replacement Lamps (plug and play) (UL Type A) | Standard | FALSE | [9 empty] | 42475 |  |  | No |  | 3.1 | 3200 | 114 | 28 | 20 | 0.9 | 4500 | 82
P28JWH48 | Plusrite USA | Naturaled | LED18T8/FR22/845/IF | Linear Replacement Lamp | Four-Foot | Replacement Lamps (plug and play) (UL Type A) | Standard | FALSE | [9 empty] | 42475 |  |  | No |  | 3 | 2200 | 122 | 18 | 20 | 0.9 | 4500 | 82
P36YK678 | Plusrite USA | Naturaled | LED15.5T8/FR18/840/IF | Linear Replacement Lamp | Four-Foot | Replacement Lamps (plug and play) (UL Type A) | Standard | FALSE | [9 empty] | 42475 |  |  | No |  | 3 | 1800 | 116 | 15.5 | 20 | 0.9 | 4000 | 83
P9P1Q5RK | Plusrite USA | Naturaled | LED28T5/FR32/840/IF | Linear Replacement Lamp | Four-Foot | Replacement Lamps (plug and play) (UL Type A) | Standard | FALSE | [9 empty] | 42475 |  |  | No |  | 3.1 | 3200 | 114 | 28 | 20 | 0.9 | 4000 | 82
PJ17DBEM | Plusrite USA | Naturaled | LED18T8/FR22/840/IF | Linear Replacement Lamp | Four-Foot | Replacement Lamps (plug and play) (UL Type A) | Standard | FALSE | [9 empty] | 42475 |  |  | No |  | 3 | 2200 | 122 | 18 | 20 | 0.9 | 4000 | 82
P3QTM3A4 | Plusrite USA | Naturaled | LED15.5T8/FR18/835/IF | Linear Replacement Lamp | Four-Foot | Replacement Lamps (plug and play) (UL Type A) | Standard | FALSE | [9 empty] | 42475 |  |  | No |  | 3 | 1800 | 116 | 15.5 | 20 | 0.9 | 3500 | 83
PFAZ2JAQ | Plusrite USA | Naturaled | LED28T5/FR32/835/IF | Linear Replacement Lamp | Four-Foot | Replacement Lamps (plug and play) (UL Type A) | Standard | FALSE | [9 empty] | 42475 |  |  | No |  | 3.1 | 3000 | 107 | 28 | 20 | 0.9 | 3500 | 82
PK9SQZDC | Plusrite USA | Naturaled | LED18T8/FR22/835/IF | Linear Replacement Lamp | Four-Foot | Replacement Lamps (plug and play) (UL Type A) | Standard | FALSE | [9 empty] | 42475 |  |  | No |  | 3 | 2200 | 122 | 18 | 20 | 0.9 | 3500 | 82
P8SJ387Q | JayKal LED Solutions Inc. | Jaykal | JLS68101-G18IN-1204BC-5F1 | Linear Replacement Lamp | Four-Foot | Replacement Lamps (plug and play) (UL Type A) | Standard | FALSE | [9 empty] | 42475 |  |  | No |  | 3 | 1995 | 113 | 17.5 | 16.13 | 0.98 | 5000 | 84
PC8FS6V3 | Fintronx LLC | Fintronx | FL05G20FBC 5000K | Linear Replacement Lamp | Four-Foot | Dual Mode Internal Driver (UL Type A and Type B) | Standard | FALSE | [9 empty] | 42475 |  |  | NotYetVerified | Lastx represents either s for single-end power input or T for double-end inputs | 3 | 2489 | 113 | 21.99 | 20 | 0.9 | 5000 | 83
PRMYGJ6U | Fintronx LLC | Fintronx | FL05G20CBC 5000K | Linear Replacement Lamp | Four-Foot | Dual Mode Internal Driver (UL Type A and Type B) | Standard | FALSE | [9 empty] | 42475 |  |  | NotYetVerified | Lastx represents either s for single-end power input or T for double-end inputs | 3 | 2327 | 116 | 22.5 | 20 | 0.9 | 5000 | 83
PJ9R1UEE | Bravoled Lighting Manufacturing Co. Ltd. | Bravoled | BL-T8-18W 1200 BQET(5000K)-F | Linear Replacement Lamp | Four-Foot | Replacement Lamps (plug and play) (UL Type A) | Standard | FALSE | [9 empty] | 42475 | Not Dimmable | Not Dimmable | No |  | 3 | 2183.184 | 101.261 | 21.56 | 15.26 | 0.991 | 5000 | 84.4
PKXGN9DS | Bravoled Lighting Manufacturing Co. Ltd. | Bravoled | BL-T8-18W 1200 BQET(4500K)-F | Linear Replacement Lamp | Four-Foot | Replacement Lamps (plug and play) (UL Type A) | Standard | FALSE | [9 empty] | 42475 | Not Dimmable | Not Dimmable | No |  | 3 | 2149.408 | 99.88 | 21.52 | 16.11 | 0.99 | 4500 | 83.4
PZ2D5FBB | Bravoled Lighting Manufacturing Co. Ltd. | Bravoled | BL-T8-18W 1200 BQET(4000K)-F | Linear Replacement Lamp | Four-Foot | Replacement Lamps (plug and play) (UL Type A) | Standard | FALSE | [9 empty] | 42475 | Not Dimmable | Not Dimmable | No |  | 3 | 2149.408 | 99.88 | 21.52 | 16.11 | 0.99 | 4000 | 83.4
PX6UWRHY | Bravoled Lighting Manufacturing Co. Ltd. | Bravoled | BL-T8-18W 1200 BQET(3500K)-F | Linear Replacement Lamp | Four-Foot | Replacement Lamps (plug and play) (UL Type A) | Standard | FALSE | [9 empty] | 42475 | Not Dimmable | Not Dimmable | No |  | 3 | 2149.408 | 99.88 | 21.52 | 16.11 | 0.99 | 3500 | 83.4
PPC9UNPV | HTM Lighting | HTM Lighting | HTM-GLLED-AC1218(5000K) | Linear Replacement Lamp | Four-Foot | Replacement Lamps (plug and play) (UL Type A) | Standard | FALSE | [9 empty] | 42475 | Not Dimmable | Not Dimmable | No |  | 3.1 | 2200 | 122.22 | 18 | 15 | 0.9 | 5000 | 81
PPF3NUHY | HTM Lighting | HTM Lighting | HTM-GLLED-AC1218(4000K) | Linear Replacement Lamp | Four-Foot | Replacement Lamps (plug and play) (UL Type A) | Standard | FALSE | [9 empty] | 42475 | Not Dimmable | Not Dimmable | No |  | 3.1 | 2200 | 122.22 | 18 | 15 | 0.9 | 4000 | 81
P228D6Z9 | Radiant Lighting Inc. | Radiant Lighting | RL-T8-15W1200 BIXX BALLAST COMPATIBLE LED TUBE [2700K Frosted] | Linear Replacement Lamp | Four-Foot | Dual Mode Internal Driver (UL Type A and Type B) | Standard | TRUE | 1929 | 109 | 17.7 | 17.9 | 0.9557 | 2655 | 81.6 | 5 | 50000 | 42474 |  |  | NotYetVerified | Lastx represents either s for single-end power input or T for double-end inputs | 3 | 2040 | 120 | 17.7 | 20 | 0.9 | 2700 | 83
PUBP4SAN | Radiant Lighting Inc. | Radiant Lighting | RL-T8-13W1200 BINT(FROSTED LENS)(4000K) | Linear Replacement Lamp | Four-Foot | Internal Driver Lamp-Style Retrofit Kits (UL Type B) | Standard | TRUE | 1776 | 135.78 | 13.08 | 13.52 | 0.922 | 3984 | 82.5 | 5 | 50000 | 42474 |  |  | NotYetVerified | Lastx represents either s for single-end power input or T for double-end inputs | 3 | 1776 | 135.78 | 13.08 | 20 | 0.9 | 4000 | 83
PBYKH95D | Deep Roof Lighting | DEEP ROOF | LT8-A4-A30-G13 | Linear Replacement Lamp | Four-Foot | Internal Driver Lamp-Style Retrofit Kits (UL Type B) | Standard | TRUE | 2063.17 | 117.9 | 17.5 | 21.4 | 0.913 | 2963 | 81.7 | 5 | 50000 | 42474 |  |  | No |  | 3 | 1950 | 108.33 | 18 | 20 | 0.98 | 3000 | 80
PWF6DH6A | Radiant Lighting Inc. | Radiant Lighting | RL-BT814W4FT plug and play led tubeÂ (3000K frosted lens)Â Â Â UL TYPE AÂ Â | Linear Replacement Lamp | Four-Foot | Replacement Lamps (plug and play) (UL Type A) | Standard | TRUE | 1949 | 121.58 | 16.03 | 9.2 | 0.9128 | 2931 | 82 | 5 | 50000 | 42474 |  |  | NotYetVerified | Nominal wattage 14W | 3 | 1949 | 121.58 | 16.03 | 20 | 0.9 | 3000 | 81.8
PXGT8CDF | Green Lighting LED | GREEN LIGHTING LED | USHC-T8-4FT-14W-BCB-ZY (FROSTED LENS) (3000K) | Linear Replacement Lamp | Four-Foot | Replacement Lamps (plug and play) (UL Type A) | Standard | TRUE | 1949 | 121.58 | 16.03 | 9.2 | 0.9128 | 2931 | 82 | 5 | 50000 | 42474 |  |  | NotYetVerified | Nominal wattage 14W | 3 | 1949 | 121.58 | 16.03 | 20 | 0.9 | 3000 | 81.8
PRF7FYH2 | Jubilee LED Lighting | Jubilee LED | TUBE-4FT-18W-JLL-3K(3000K) | Linear Replacement Lamp | Four-Foot | Replacement Lamps (plug and play) (UL Type A) | Standard | TRUE | 2098 | 114.33 | 18.35 | 13.23 | 0.9103 | 2958 | 81.7 | 5 | 50000 | 42474 |  |  | No |  | 3.1 | 2098 | 114.33 | 18.35 | 13.23 | 0.9103 | 3000 | 81.7
PGBP6H1D | Shenzhen sunpzone lighting electronic co. ltd | Sunpzone | SPZT8B418T(3000K) | Linear Replacement Lamp | Four-Foot | Replacement Lamps (plug and play) (UL Type A) | Standard | TRUE | 2098 | 114.33 | 18.35 | 13.23 | 0.9103 | 2958 | 81.7 | 5 | 50000 | 42474 |  |  | No |  | 3.1 | 2098 | 114.33 | 18.35 | 13.23 | 0.9103 | 3000 | 81.7
P8EBY5VR | Radiant Lighting Inc. | Radiant Lighting | RL-BT816W4FT plug and play led tubeÂ (3000K frosted lens)Â Â Â UL TYPE AÂ Â | Linear Replacement Lamp | Four-Foot | Replacement Lamps (plug and play) (UL Type A) | Standard | TRUE | 2072 | 121.1 | 17.08 | 12.9 | 0.9081 | 2932 | 82.2 | 5 | 50000 | 42474 |  |  | NotYetVerified | Nominal wattage 16W | 3 | 2072 | 121.31 | 17.08 | 20 | 0.9 | 3000 | 81.8
PW8HFXKY | Green Lighting LED | GREEN LIGHTING LED | USHC-T8-4FT-16W-BCB-ZY (FROSTED LENS) (3000K) | Linear Replacement Lamp | Four-Foot | Replacement Lamps (plug and play) (UL Type A) | Standard | TRUE | 2072 | 121.1 | 17.08 | 12.9 | 0.9081 | 2932 | 82.2 | 5 | 50000 | 42474 |  |  | NotYetVerified | Nominal wattage 16W | 3 | 2072 | 121.31 | 17.08 | 20 | 0.9 | 3000 | 81.8
P82QAGTK | WISDOM OPTOELECTRONICS TECHNOLOGY CO.LIMITED | WISDOM | T8-4F22W-30K | Linear Replacement Lamp | Four-Foot | Replacement Lamps (plug and play) (UL Type A) | Standard | TRUE | 2441 | 109.27 | 22.34 | 13.79 | 0.907 | 2928 | 81.4 | 5 | 50000 | 42474 |  |  | No |  | 3 | 2441 | 109.27 | 22.34 | 13.79 | 0.9072 | 3000 | 81.4
PH627E6A | Green Lighting LED | GREEN LIGHTING LED | USHC-T8-4FT-14W-BCB-ZY (CLEAR LENS) (3000K) | Linear Replacement Lamp | Four-Foot | Replacement Lamps (plug and play) (UL Type A) | Standard | TRUE | 2217 | 137.53 | 16.12 | 12.46 | 0.9067 | 2942 | 81.7 | 5 | 50000 | 42474 |  |  | NotYetVerified | Nominal wattage 14w | 3 | 2217 | 137.53 | 16.12 | 12.37 | 0.9056 | 3000 | 81.7
P61BX9CT | Green Lighting LED | GREEN LIGHTING LED | USHC-T8-4FT-12W-BCB-ZY (CLEAR LENS) (3000K) | Linear Replacement Lamp | Four-Foot | Replacement Lamps (plug and play) (UL Type A) | Standard | TRUE | 1947.4 | 137.33 | 14.18 | 10.54 | 0.9062 | 2940 | 81.7 | 5 | 50000 | 42474 |  |  | NotYetVerified | Nominal wattage 12w | 3 | 1947.4 | 137.33 | 14.18 | 10.6 | 0.9063 | 3000 | 81.6
PZS4WRW5 | Radiant Lighting Inc. | Radiant Lighting | RL-BT812W4FT plug and play led tube (3000K frosted lens) UL TYPE A | Linear Replacement Lamp | Four-Foot | Replacement Lamps (plug and play) (UL Type A) | Standard | TRUE | 1715 | 120.86 | 14.19 | 8.3 | 0.9055 | 2909 | 81.8 | 5 | 50000 | 42474 |  |  | NotYetVerified | Nominal wattage 12W | 3 | 1715 | 120.86 | 14.19 | 20 | 0.9 | 3000 | 81.8
PQ9GCYUU | Green Lighting LED | GREEN LIGHTING LED | USHC-T8-4FT-12W-BCB-ZY (FROSTED LENS) (3000K) | Linear Replacement Lamp | Four-Foot | Replacement Lamps (plug and play) (UL Type A) | Standard | TRUE | 1715 | 120.86 | 14.19 | 8.3 | 0.9055 | 2909 | 81.8 | 5 | 50000 | 42474 |  |  | NotYetVerified | Nominal wattage 12W | 3 | 1715 | 120.86 | 14.19 | 20 | 0.9 | 3000 | 81.8
P3K3RMSG | WISDOM OPTOELECTRONICS TECHNOLOGY CO.LIMITED | WISDOM | T8-4F18W-30K | Linear Replacement Lamp | Four-Foot | Replacement Lamps (plug and play) (UL Type A) | Standard | TRUE | 1996 | 109.97 | 18.15 | 15.34 | 0.902 | 2951 | 81.5 | 5 | 50000 | 42474 |  |  | No |  | 3 | 1996 | 109.97 | 18.15 | 15.34 | 0.9024 | 3000 | 81.5
P21YH2HJ | Radiant Lighting Inc. | Radiant Lighting | RL-T5-15W1200 BONX (3000K Frosted) | Linear Replacement Lamp | Four-Foot | 2-lamp External Driver Lamp-Style Retrofit Kits (UL Type C) | Standard | TRUE | 1677 | 106.8 | 15.8 | 18.17 | 0.871 | 2977 | 82 | 5 | 50000 | 42474 |  |  | NotYetVerified | Lastx represents either s for single-end power input or T for double-end inputs | 3 | 1677 | 106.8 | 15.8 | 20 | 0.9 | 3000 | 83
P2X9KAX3 | Radiant Lighting Inc. | Radiant Lighting | RL-T8-15W1200 BONX (3000K FROSTED COVER)[ZY-15W-6 Driver] | Linear Replacement Lamp | Four-Foot | 2-lamp External Driver Lamp-Style Retrofit Kits (UL Type C) | Standard | TRUE | 1767 | 111.1 | 15.9 | 18.15 | 0.8703 | 2949 | 82 | 5 | 50000 | 42474 |  |  | NotYetVerified | Lastx represents either s for single-end power input or T for double-end inputs | 3 | 1760 | 111 | 16 | 20 | 0.9 | 3000 | 83
PB9J5EDP | Green Lighting LED | GREEN LIGHTING LED | USHC-T8-4FT-16W-BCB-ZY (CLEAR LENS) (3000K) | Linear Replacement Lamp | Four-Foot | Replacement Lamps (plug and play) (UL Type A) | Standard | TRUE | 2371 | 138.57 | 17.11 |  |  | 2950 | 81.8 | 5 | 50000 | 42474 |  |  | NotYetVerified | Nominal wattage 16w | 3 | 2371 | 138.57 | 17.11 | 11.28 | 0.9057 | 3000 | 81.6
PBRZQQAM | Radiant Lighting Inc. | Radiant Lighting | RL-T8-13W1200 BINT(FROSTED LENS)(5000K) | Linear Replacement Lamp | Four-Foot | Internal Driver Lamp-Style Retrofit Kits (UL Type B) | Standard | FALSE | [9 empty] | 42474 |  |  | NotYetVerified | Lastx represents either s for single-end power input or T for double-end inputs | 3 | 1832 | 138.89 | 13.19 | 20 | 0.9 | 5000 | 83
PQYDQWVM | Radiant Lighting Inc. | Radiant Lighting | RL-BT816W4FT plug and play led tubeÂ (5000K frosted lens)Â Â Â UL TYPE A | Linear Replacement Lamp | Four-Foot | Replacement Lamps (plug and play) (UL Type A) | Standard | FALSE | [9 empty] | 42474 |  |  | NotYetVerified | Nominal wattage 16W | 3 | 2250 | 131.43 | 17.12 | 20 | 0.9 | 5000 | 80.7
P7DFBXB8 | Radiant Lighting Inc. | Radiant Lighting | RL-BT814W4FT plug and play led tubeÂ (5000K frosted lens)Â Â Â UL TYPE A | Linear Replacement Lamp | Four-Foot | Replacement Lamps (plug and play) (UL Type A) | Standard | FALSE | [9 empty] | 42474 |  |  | NotYetVerified | Nominal wattage 14W | 3 | 2103 | 130.46 | 16.12 | 20 | 0.9 | 5000 | 80.7
PQC3E8MR | Radiant Lighting Inc. | Radiant Lighting | RL-BT812W4FT plug and play led tube Â (5000K frosted lens)Â Â UL TYPE A | Linear Replacement Lamp | Four-Foot | Replacement Lamps (plug and play) (UL Type A) | Standard | FALSE | [9 empty] | 42474 |  |  | NotYetVerified | Nominal wattage 12W | 3 | 1856 | 129.52 | 14.33 | 20 | 0.9 | 5000 | 80.7
PAUARNSV | Radiant Lighting Inc. | Radiant Lighting | RL-T8-13W1200 BINT(FROSTED LENS)(4500K) | Linear Replacement Lamp | Four-Foot | Internal Driver Lamp-Style Retrofit Kits (UL Type B) | Standard | FALSE | [9 empty] | 42474 |  |  | NotYetVerified | Lastx represents either s for single-end power input or T for double-end inputs | 3 | 1776 | 135.78 | 13.08 | 20 | 0.9 | 4500 | 83
PTVT7F6X | Radiant Lighting Inc. | Radiant Lighting | RL-BT816W4FT plug and play led tubeÂ (4500K frosted lens)Â Â Â UL TYPE AÂ Â Â Â Â Â Â Â Â | Linear Replacement Lamp | Four-Foot | Replacement Lamps (plug and play) (UL Type A) | Standard | FALSE | [9 empty] | 42474 |  |  | NotYetVerified | Nominal wattage 16W | 3 | 2072 | 121.31 | 17.08 | 20 | 0.9 | 4500 | 81.8
PCXMWKZE | Radiant Lighting Inc. | Radiant Lighting | RL-BT814W4FT plug and play led tubeÂ (4500K frosted lens)Â Â Â UL TYPE AÂ Â Â Â Â Â Â Â | Linear Replacement Lamp | Four-Foot | Replacement Lamps (plug and play) (UL Type A) | Standard | FALSE | [9 empty] | 42474 |  |  | NotYetVerified | Nominal wattage 14W | 3 | 1949 | 121.58 | 16.03 | 20 | 0.9 | 4500 | 81.8
PAQGK4KF | Radiant Lighting Inc. | Radiant Lighting | RL-BT812W4FT plug and play led tube (4500K frosted lens) UL TYPE A | Linear Replacement Lamp | Four-Foot | Replacement Lamps (plug and play) (UL Type A) | Standard | FALSE | [9 empty] | 42474 |  |  | NotYetVerified | Nominal wattage 12W | 3 | 1715 | 120.86 | 14.19 | 20 | 0.9 | 4500 | 81.8
P7JQRDJZ | Radiant Lighting Inc. | Radiant Lighting | RL-T8-15W1200 BIXX BALLAST COMPATIBLE LED TUBE [4000K Frosted] | Linear Replacement Lamp | Four-Foot | Dual Mode Internal Driver (UL Type A and Type B) | Standard | FALSE | [9 empty] | 42474 |  |  | NotYetVerified | Lastx represents either s for single-end power input or T for double-end inputs | 3 | 2040 | 120 | 17.7 | 20 | 0.9 | 4000 | 83
PWVR4ZFY | Radiant Lighting Inc. | Radiant Lighting | RL-T8-15W1200 BONX (4000K FROSTED COVER)[ZY-15W-6 Driver] | Linear Replacement Lamp | Four-Foot | 2-lamp External Driver Lamp-Style Retrofit Kits (UL Type C) | Standard | FALSE | [9 empty] | 42474 |  |  | NotYetVerified | Lastx represents either s for single-end power input or T for double-end inputs | 3 | 1760 | 110.7 | 15.9 | 20 | 0.9 | 4000 | 83
PWTKAPNF | Radiant Lighting Inc. | Radiant Lighting | RL-T5-15W1200 BONX (4000K Frosted) | Linear Replacement Lamp | Four-Foot | 2-lamp External Driver Lamp-Style Retrofit Kits (UL Type C) | Standard | FALSE | [9 empty] | 42474 |  |  | NotYetVerified | Lastx represents either s for single-end power input or T for double-end inputs | 3 | 1650 | 101.2 | 16.3 | 20 | 0.9 | 4000 | 83
PW7NCP1U | Radiant Lighting Inc. | Radiant Lighting | RL-BT816W4FT plug and play led tubeÂ (4000K frosted lens)Â Â Â UL TYPE AÂ Â | Linear Replacement Lamp | Four-Foot | Replacement Lamps (plug and play) (UL Type A) | Standard | FALSE | [9 empty] | 42474 |  |  | NotYetVerified | Nominal wattage 16W | 3 | 2072 | 121.31 | 17.08 | 20 | 0.9 | 4000 | 81.8
PJR5267Z | Radiant Lighting Inc. | Radiant Lighting | RL-BT814W4FT plug and play led tubeÂ (4000K frosted lens)Â Â Â UL TYPE A | Linear Replacement Lamp | Four-Foot | Replacement Lamps (plug and play) (UL Type A) | Standard | FALSE | [9 empty] | 42474 |  |  | NotYetVerified | Nominal wattage 14W | 3 | 1949 | 121.58 | 16.03 | 20 | 0.9 | 4000 | 81.8
PUDAF61W | Radiant Lighting Inc. | Radiant Lighting | RL-BT812W4FT plug and play led tube (4000K frosted lens) UL TYPE A | Linear Replacement Lamp | Four-Foot | Replacement Lamps (plug and play) (UL Type A) | Standard | FALSE | [9 empty] | 42474 |  |  | NotYetVerified | Nominal wattage 12W | 3 | 1715 | 120.86 | 14.19 | 20 | 0.9 | 4000 | 81.8
PBE3M3SR | Radiant Lighting Inc. | Radiant Lighting | RL-T8-15W1200 BIXX BALLAST COMPATIBLE LED TUBE [3500K Frosted] | Linear Replacement Lamp | Four-Foot | Dual Mode Internal Driver (UL Type A and Type B) | Standard | FALSE | [9 empty] | 42474 |  |  | NotYetVerified | Lastx represents either s for single-end power input or T for double-end inputs | 3 | 2040 | 120 | 17.7 | 20 | 0.9 | 3500 | 83
P49E92FK | Radiant Lighting Inc. | Radiant Lighting | RL-T8-15W1200 BONX (3500K FROSTED COVER)(ZY-15W-6 Driver] | Linear Replacement Lamp | Four-Foot | 2-lamp External Driver Lamp-Style Retrofit Kits (UL Type C) | Standard | FALSE | [9 empty] | 42474 |  |  | NotYetVerified | Lastx represents either s for single-end power input or T for double-end inputs | 3 | 1760 | 110.7 | 15.9 | 20 | 0.9 | 3500 | 83
PB6HM61C | Radiant Lighting Inc. | Radiant Lighting | RL-T5-15W1200 BONX (3500K Frosted) | Linear Replacement Lamp | Four-Foot | 2-lamp External Driver Lamp-Style Retrofit Kits (UL Type C) | Standard | FALSE | [9 empty] | 42474 |  |  | NotYetVerified |  | 3 | 1650 | 101.2 | 16.3 | 20 | 0.9 | 3500 | 83
P6ND2YYE | Radiant Lighting Inc. | Radiant Lighting | RL-BT816W4FT plug and play led tubeÂ (3500K frosted lens)Â Â Â UL TYPE A | Linear Replacement Lamp | Four-Foot | Replacement Lamps (plug and play) (UL Type A) | Standard | FALSE | [9 empty] | 42474 |  |  | NotYetVerified | Nominal wattage 16W | 3 | 2072 | 121.31 | 17.08 | 20 | 0.9 | 3500 | 81.8
PVT4FBXT | Radiant Lighting Inc. | Radiant Lighting | RL-BT814W4FT plug and play led tubeÂ (3500K frosted lens)Â Â Â UL TYPE A | Linear Replacement Lamp | Four-Foot | Replacement Lamps (plug and play) (UL Type A) | Standard | FALSE | [9 empty] | 42474 |  |  | NotYetVerified | Nominal wattage 14W | 3 | 1949 | 121.58 | 16.03 | 20 | 0.9 | 3500 | 81.8
PU96KA9S | Radiant Lighting Inc. | Radiant Lighting | RL-BT812W4FT plug and play led tube (3500K frosted lens) UL TYPE A | Linear Replacement Lamp | Four-Foot | Replacement Lamps (plug and play) (UL Type A) | Standard | FALSE | [9 empty] | 42474 |  |  | NotYetVerified | Nominal wattage 12W | 3 | 1715 | 120.86 | 14.19 | 20 | 0.9 | 3500 | 81.8
PF6F2WVU | WISDOM OPTOELECTRONICS TECHNOLOGY CO.LIMITED | WISDOM | T8-4F18W-50K | Linear Replacement Lamp | Four-Foot | Replacement Lamps (plug and play) (UL Type A) | Standard | FALSE | [9 empty] | 42474 |  |  | No |  | 3 | 2093 | 116.21 | 18.01 | 15.87 | 0.9073 | 5000 | 83.7
P112D8CP | WISDOM OPTOELECTRONICS TECHNOLOGY CO.LIMITED | WISDOM | T8-4F22W-50K | Linear Replacement Lamp | Four-Foot | Replacement Lamps (plug and play) (UL Type A) | Standard | FALSE | [9 empty] | 42474 |  |  | No |  | 3 | 2636 | 116.59 | 22.61 | 13.56 | 0.9036 | 5000 | 83.5
PKXYN6EP | WISDOM OPTOELECTRONICS TECHNOLOGY CO.LIMITED | WISDOM | T8-4F18W-40K | Linear Replacement Lamp | Four-Foot | Replacement Lamps (plug and play) (UL Type A) | Standard | FALSE | [9 empty] | 42474 |  |  | No |  | 3 | 1996 | 109.97 | 18.15 | 15.34 | 0.9024 | 4000 | 81.5
P9DB7UM6 | WISDOM OPTOELECTRONICS TECHNOLOGY CO.LIMITED | WISDOM | T8-4F22W-40K | Linear Replacement Lamp | Four-Foot | Replacement Lamps (plug and play) (UL Type A) | Standard | FALSE | [9 empty] | 42474 |  |  | No |  | 3 | 2441 | 109.27 | 22.34 | 13.79 | 0.9072 | 4000 | 81.4
P4CZC2MT | Deep Roof Lighting | DEEP ROOF | LT8-A4-A50-G13 | Linear Replacement Lamp | Four-Foot | Internal Driver Lamp-Style Retrofit Kits (UL Type B) | Standard | FALSE | [9 empty] | 42474 |  |  | No |  | 3 | 2150 | 119.44 | 18 | 20 | 0.98 | 5000 | 80
PX3TAJX1 | Deep Roof Lighting | DEEP ROOF | LT8-A4-A45-G13 | Linear Replacement Lamp | Four-Foot | Internal Driver Lamp-Style Retrofit Kits (UL Type B) | Standard | FALSE | [9 empty] | 42474 |  |  | No |  | 3 | 2150 | 119.44 | 18 | 20 | 0.98 | 4500 | 80
PQTMGGSC | Deep Roof Lighting | DEEP ROOF | LT8-A4-A40-G13 | Linear Replacement Lamp | Four-Foot | Internal Driver Lamp-Style Retrofit Kits (UL Type B) | Standard | FALSE | [9 empty] | 42474 |  |  | No |  | 3 | 2150 | 119.44 | 18 | 20 | 0.98 | 4000 | 80
PQSZ1VGE | Deep Roof Lighting | DEEP ROOF | LT8-A4-A35-G13 | Linear Replacement Lamp | Four-Foot | Internal Driver Lamp-Style Retrofit Kits (UL Type B) | Standard | FALSE | [9 empty] | 42474 |  |  | No |  | 3 | 1950 | 108.33 | 18 | 20 | 0.98 | 3500 | 80
P4WR5UM2 | Jubilee LED Lighting | Jubilee LED | TUBE-4FT-18W-JLL-5K(5000K) | Linear Replacement Lamp | Four-Foot | Replacement Lamps (plug and play) (UL Type A) | Standard | FALSE | [9 empty] | 42474 | Not Dimmable | Not Dimmable | No |  | 3.1 | 2181 | 118.47 | 18.41 | 13.67 | 0.913 | 5000 | 83.3
PXH67WDP | Jubilee LED Lighting | Jubilee LED | TUBE-4FT-18W-JLL-4K(4000K) | Linear Replacement Lamp | Four-Foot | Replacement Lamps (plug and play) (UL Type A) | Standard | FALSE | [9 empty] | 42474 | Not Dimmable | Not Dimmable | No |  | 3.1 | 2140 | 116.43 | 18.38 | 13.23 | 0.9103 | 4000 | 81.7
PVXVEGG2 | Shenzhen sunpzone lighting electronic co. ltd | Sunpzone | SPZT8B418T(5000K) | Linear Replacement Lamp | Four-Foot | Replacement Lamps (plug and play) (UL Type A) | Standard | FALSE | [9 empty] | 42474 | Not Dimmable | Not Dimmable | No |  | 3.1 | 2181 | 118.47 | 18.41 | 13.67 | 0.913 | 5000 | 83.3
PUMWANEW | Shenzhen sunpzone lighting electronic co. ltd | Sunpzone | SPZT8B418T(4500K) | Linear Replacement Lamp | Four-Foot | Replacement Lamps (plug and play) (UL Type A) | Standard | FALSE | [9 empty] | 42474 | Not Dimmable | Not Dimmable | No |  | 3.1 | 2161 | 117.57 | 18.38 | 13.23 | 0.9103 | 4500 | 81.7
PDX2YUQH | Shenzhen sunpzone lighting electronic co. ltd | Sunpzone | SPZT8B418T(4000K) | Linear Replacement Lamp | Four-Foot | Replacement Lamps (plug and play) (UL Type A) | Standard | FALSE | [9 empty] | 42474 | Not Dimmable | Not Dimmable | No |  | 3.1 | 2140 | 116.43 | 18.38 | 13.23 | 0.9103 | 4000 | 81.7
PEVXXXME | Shenzhen sunpzone lighting electronic co. ltd | Sunpzone | SPZT8B418T(3500K) | Linear Replacement Lamp | Four-Foot | Replacement Lamps (plug and play) (UL Type A) | Standard | FALSE | [9 empty] | 42474 | Not Dimmable | Not Dimmable | No |  | 3.1 | 2119 | 115.29 | 18.38 | 13.23 | 0.9103 | 3500 | 81.7
PMT8MCNN | Green Lighting LED | GREEN LIGHTING LED | USHC-T8-4FT-12W-BCB-ZY (CLEAR LENS) (5000K) | Linear Replacement Lamp | Four-Foot | Replacement Lamps (plug and play) (UL Type A) | Standard | FALSE | [9 empty] | 42474 | Not Dimmable | Not Dimmable | NotYetVerified | Nominal wattage 12w | 3 | 2005.8 | 140.96 | 14.23 | 14.63 | 0.9031 | 5000 | 81.6
PZH8B346 | Green Lighting LED | GREEN LIGHTING LED | USHC-T8-4FT-16W-BCB-ZY (CLEAR LENS) (5000K) | Linear Replacement Lamp | Four-Foot | Replacement Lamps (plug and play) (UL Type A) | Standard | FALSE | [9 empty] | 42474 | Not Dimmable | Not Dimmable | NotYetVerified | Nominal wattage 16w | 3 | 2469 | 142.31 | 17.35 | 11.28 | 0.9048 | 5000 | 81.6
P25UKT8U | Green Lighting LED | GREEN LIGHTING LED | USHC-T8-4FT-14W-BCB-ZY (CLEAR LENS) (5000K) | Linear Replacement Lamp | Four-Foot | Replacement Lamps (plug and play) (UL Type A) | Standard | FALSE | [9 empty] | 42474 | Not Dimmable | Not Dimmable | NotYetVerified | Nominal wattage 14w | 3 | 2304 | 140.92 | 16.35 | 12.07 | 0.9043 | 5000 | 81.1
PHHC7936 | Green Lighting LED | GREEN LIGHTING LED | USHC-T8-4FT-16W-BCB-ZY (FROSTED LENS) (5000K) | Linear Replacement Lamp | Four-Foot | Replacement Lamps (plug and play) (UL Type A) | Standard | FALSE | [9 empty] | 42474 | Not Dimmable | Not Dimmable | NotYetVerified | Nominal wattage 16W | 3 | 2250 | 131.43 | 17.12 | 20 | 0.9 | 5000 | 80.7
PCRFUXU7 | Green Lighting LED | GREEN LIGHTING LED | USHC-T8-4FT-14W-BCB-ZY (FROSTED LENS) (5000K) | Linear Replacement Lamp | Four-Foot | Replacement Lamps (plug and play) (UL Type A) | Standard | FALSE | [9 empty] | 42474 | Not Dimmable | Not Dimmable | NotYetVerified | Nominal wattage 14W | 3 | 2103 | 130.46 | 16.12 | 20 | 0.9 | 5000 | 80.7
PE13KE6F | Green Lighting LED | GREEN LIGHTING LED | USHC-T8-4FT-12W-BCB-ZY (FROSTED LENS) (5000K) | Linear Replacement Lamp | Four-Foot | Replacement Lamps (plug and play) (UL Type A) | Standard | FALSE | [9 empty] | 42474 | Not Dimmable | Not Dimmable | NotYetVerified | Nominal wattage 12W | 3 | 1856 | 129.52 | 14.33 | 20 | 0.9 | 5000 | 80.7
PQP25QWV | Green Lighting LED | GREEN LIGHTING LED | USHC-T8-4FT-16W-BCB-ZY (FROSTED LENS) (4000K) | Linear Replacement Lamp | Four-Foot | Replacement Lamps (plug and play) (UL Type A) | Standard | FALSE | [9 empty] | 42474 | Not Dimmable | Not Dimmable | NotYetVerified | Nominal wattage 16W | 3 | 2072 | 121.31 | 17.08 | 20 | 0.9 | 4000 | 81.8
P3EB8SFF | Green Lighting LED | GREEN LIGHTING LED | USHC-T8-4FT-14W-BCB-ZY (FROSTED LENS) (4000K) | Linear Replacement Lamp | Four-Foot | Replacement Lamps (plug and play) (UL Type A) | Standard | FALSE | [9 empty] | 42474 | Not Dimmable | Not Dimmable | NotYetVerified | Nominal wattage 14W | 3 | 1949 | 121.58 | 16.03 | 20 | 0.9 | 4000 | 81.8
PW38RU8V | Green Lighting LED | GREEN LIGHTING LED | USHC-T8-4FT-12W-BCB-ZY (FROSTED LENS) (4000K) | Linear Replacement Lamp | Four-Foot | Replacement Lamps (plug and play) (UL Type A) | Standard | FALSE | [9 empty] | 42474 | Not Dimmable | Not Dimmable | NotYetVerified | Nominal wattage 12W | 3 | 1715 | 120.86 | 14.19 | 20 | 0.9 | 4000 | 81.8
PY29FY3S | Green Lighting LED | GREEN LIGHTING LED | USHC-T8-4FT-14W-BCB-ZY (CLEAR LENS) (4000K) | Linear Replacement Lamp | Four-Foot | Replacement Lamps (plug and play) (UL Type A) | Standard | FALSE | [9 empty] | 42474 | Not Dimmable | Not Dimmable | NotYetVerified | Nominal wattage 14w | 3 | 2217 | 137.53 | 16.12 | 12.37 | 0.9056 | 4000 | 81.7
P6H9X7XW | Green Lighting LED | GREEN LIGHTING LED | USHC-T8-4FT-16W-BCB-ZY (CLEAR LENS) (4000K) | Linear Replacement Lamp | Four-Foot | Replacement Lamps (plug and play) (UL Type A) | Standard | FALSE | [9 empty] | 42474 | Not Dimmable | Not Dimmable | NotYetVerified | Nominal wattage 16w | 3 | 2371 | 138.57 | 17.11 | 11.28 | 0.9057 | 4000 | 81.6
PEQF9SAZ | Green Lighting LED | GREEN LIGHTING LED | USHC-T8-4FT-12W-BCB-ZY (CLEAR LENS) (4000K) | Linear Replacement Lamp | Four-Foot | Replacement Lamps (plug and play) (UL Type A) | Standard | FALSE | [9 empty] | 42474 | Not Dimmable | Not Dimmable | NotYetVerified | Nominal wattage 12w | 3 | 1947.4 | 137.33 | 14.18 | 10.6 | 0.9063 | 4000 | 81.6
PBXEQUHG | Nuwave LLC | ALSET | 50701 | Linear Replacement Lamp | Four-Foot | Internal Driver Lamp-Style Retrofit Kits (UL Type B) | Standard | TRUE | 1703.6 | 100.02 | 17.03 | 12.8 | 0.96 | 4031 | 83.5 | 7 | 60000 | 42473 |  |  | No |  | 3 | 1703 | 100 | 17 | 20 | 0.99 | 4000 | 80
PNPHP28D | HDS Lighting Limited | HDS Lighting Limited | HDS-T3024-2700K | Linear Replacement Lamp | Four-Foot | Internal Driver Lamp-Style Retrofit Kits (UL Type B) | Standard | TRUE | 2297.2 | 130.3 | 17.87 | 24.2 | 0.9703 | 2663 | 82.6 | 5 | 50000 | 42472 |  |  | No |  | 3.1 | 2200 | 120 | 18 | 24.2 | 0.9703 | 2700 | 80
PJYWQQPE | Ad Art Inc | GLS ( Genesis Lighting Solutions ) | GLST818W3000 [Qualified with fixed end caps only] | Linear Replacement Lamp | Four-Foot | Dual Mode Internal Driver (UL Type A and Type B) | Standard | TRUE | 1923 | 110.96 | 17.33 | 19.65 | 0.953 | 3048 | 81.9 | 5 | 50000 | 42472 |  |  | NotYetVerified |  | 3 | 1923 | 110.96 | 17.33 |  |  | 3000
P5PTAUSU | Heathfield LED | Heathfield LED | HEA-T8R4FT-15W3K | Linear Replacement Lamp | Four-Foot | Internal Driver Lamp-Style Retrofit Kits (UL Type B) | Standard | TRUE | 1557.88 | 115.4 | 13.5 | 21.85 | 0.943 | 3087 | 82.7 | 5 | 50000 | 42472 |  |  | NotYetVerified | Internal Driver | 3 | 1800 |  | 15 | 25 | 0.9 | 3000 | 80
PMZV15S3 | Energy Harness Corporation | Energy Harness | EHL48-T818-30K | Linear Replacement Lamp | Four-Foot | Internal Driver Lamp-Style Retrofit Kits (UL Type B) | Standard | TRUE | 1875.91 | 109.13 | 17.19 | 19.27 | 0.94 | 2993 | 82.2 | 5 | 50000 | 42472 |  |  | NotYetVerified |  | 3.1 | 1800 | 110 | 18 | 20 | 0.91 | 3000 | 82
PZ1Q7MZD | Heathfield LED | Heathfield LED | HEA-T8R4FT-12W3K | Linear Replacement Lamp | Four-Foot | Internal Driver Lamp-Style Retrofit Kits (UL Type B) | Standard | TRUE | 1464.45 | 115.77 | 12.65 | 20.12 | 0.94 | 3023 | 82.8 | 5 | 50000 | 42472 |  |  | NotYetVerified | Internal Driver | 3 | 1600 |  | 12 | 25 | 0.9 | 3000 | 80
PM8RB49R | Heathfield LED | Heathfield LED | HEA-T8R4FT-18W3K | Linear Replacement Lamp | Four-Foot | Internal Driver Lamp-Style Retrofit Kits (UL Type B) | Standard | TRUE | 1771.44 | 111.41 | 15.9 | 21.28 | 0.934 | 3078 | 82.5 | 5 | 50000 | 42472 |  |  | NotYetVerified | Internal Driver | 3 | 2100 |  | 18 | 25 | 0.9 | 3000 | 80
PXFW5KJ7 | Heathfield LED | Heathfield LED | HEA-T8R4FT-19W3K | Linear Replacement Lamp | Four-Foot | Internal Driver Lamp-Style Retrofit Kits (UL Type B) | Standard | TRUE | 2068 | 102.75 | 20.13 | 15.4 | 0.898 | 2989 | 82 | 5 | 50000 | 42472 |  |  | NotYetVerified | Internal Driver | 3 | 1900 | 100 | 19 |  |  | 3000
PAS4SX4K | JIAXING SUPER LIGHTING ELECTRIC APPLIANCE CO.LTD | SUPER | T8L-IDFH13-2000-4ft-ABA | Linear Replacement Lamp | Four-Foot | Internal Driver Lamp-Style Retrofit Kits (UL Type B) | Standard | TRUE | 1930 | 131.9 | 14.63 | 17.52 | 0.896 | 3068 | 82.4 | 5 | 50000 | 42472 |  |  | No |  | 3.1 | 1900 | 130 | 14.5 | 20 | 0.9 | 3000 | 82
PKBXR2RG | Keystone Technologies | Keystone | KT-LED12.5T8-48GC-830-D | Linear Replacement Lamp | Four-Foot | Internal Driver Lamp-Style Retrofit Kits (UL Type B) | Standard | TRUE | 1624 | 127.1 | 12.78 | 20.42 | 0.8954 | 3022 | 81.9 | 5 | 50000 | 42472 |  |  | No |  | 3.1 | 1650 | 125 | 12.5 | 20 | 0.9 | 3000 | 83
PTKHMKZQ | Heathfield LED | Heathfield LED | HEA-T8R4FT-19W5K | Linear Replacement Lamp | Four-Foot | Internal Driver Lamp-Style Retrofit Kits (UL Type B) | Standard | FALSE | [9 empty] | 42472 |  |  | NotYetVerified |  | 3 | 1950 | 103 | 19 |  | 0.95 | 5000 | 80
PM1VPFV9 | Heathfield LED | Heathfield LED | HEA-T8R4FT-18W5K | Linear Replacement Lamp | Four-Foot | Internal Driver Lamp-Style Retrofit Kits (UL Type B) | Standard | FALSE | [9 empty] | 42472 |  |  | NotYetVerified | Internal Driver | 3 | 2100 | 116.67 | 18 | 25 | 0.9 | 5000 | 80
P6QFAUYW | Heathfield LED | Heathfield LED | HEA-T8R4FT-15W5K | Linear Replacement Lamp | Four-Foot | Internal Driver Lamp-Style Retrofit Kits (UL Type B) | Standard | FALSE | [9 empty] | 42472 |  |  | NotYetVerified | Internal Driver | 3 | 1800 | 120 | 15 | 25 | 0.9 | 5000 | 80
PCPRRJ6D | Heathfield LED | Heathfield LED | HEA-T8R4FT-12W5K | Linear Replacement Lamp | Four-Foot | Internal Driver Lamp-Style Retrofit Kits (UL Type B) | Standard | FALSE | [9 empty] | 42472 |  |  | NotYetVerified | Internal Driver | 3 | 1600 | 133.33 | 12 | 25 | 0.9 | 5000 | 80
P4X6SR8T | Heathfield LED | Heathfield LED | HEA-T8R4FT-19W45K | Linear Replacement Lamp | Four-Foot | Internal Driver Lamp-Style Retrofit Kits (UL Type B) | Standard | FALSE | [9 empty] | 42472 |  |  | NotYetVerified |  | 3 | 1950 | 103 | 19 |  | 0.95 | 4500 | 80
PJXRP1JP | Heathfield LED | Heathfield LED | HEA-T8R4FT-18W45K | Linear Replacement Lamp | Four-Foot | Internal Driver Lamp-Style Retrofit Kits (UL Type B) | Standard | FALSE | [9 empty] | 42472 |  |  | NotYetVerified | Internal Driver | 3 | 2100 | 116.67 | 18 | 25 | 0.9 | 4500 | 80
PYC156ZU | Heathfield LED | Heathfield LED | HEA-T8R4FT-15W45K | Linear Replacement Lamp | Four-Foot | Internal Driver Lamp-Style Retrofit Kits (UL Type B) | Standard | FALSE | [9 empty] | 42472 |  |  | NotYetVerified | Internal Driver | 3 | 1800 | 120 | 15 | 25 | 0.9 | 4500 | 80
P8Q4FJF1 | Heathfield LED | Heathfield LED | HEA-T8R4FT-12W45K | Linear Replacement Lamp | Four-Foot | Internal Driver Lamp-Style Retrofit Kits (UL Type B) | Standard | FALSE | [9 empty] | 42472 |  |  | NotYetVerified | Internal Driver | 3 | 1600 | 133.33 | 12 | 25 | 0.9 | 4500 | 80
PHXVCBVT | Heathfield LED | Heathfield LED | HEA-T8R4FT-19W4K | Linear Replacement Lamp | Four-Foot | Internal Driver Lamp-Style Retrofit Kits (UL Type B) | Standard | FALSE | [9 empty] | 42472 |  |  | NotYetVerified |  | 3 | 1900 | 100 | 19 |  |  | 4000
PVK1AUHB | Heathfield LED | Heathfield LED | HEA-T8R4FT-18W4K | Linear Replacement Lamp | Four-Foot | Internal Driver Lamp-Style Retrofit Kits (UL Type B) | Standard | FALSE | [9 empty] | 42472 |  |  | NotYetVerified | Internal Driver | 3 | 2100 | 116.67 | 18 | 25 | 0.9 | 4000 | 80
P7FF15QS | Heathfield LED | Heathfield LED | HEA-T8R4FT-15W4K | Linear Replacement Lamp | Four-Foot | Internal Driver Lamp-Style Retrofit Kits (UL Type B) | Standard | FALSE | [9 empty] | 42472 |  |  | NotYetVerified | Internal Driver | 3 | 1800 | 120 | 15 | 25 | 0.9 | 4000 | 80
PM832VB3 | Heathfield LED | Heathfield LED | HEA-T8R4FT-12W4K | Linear Replacement Lamp | Four-Foot | Internal Driver Lamp-Style Retrofit Kits (UL Type B) | Standard | FALSE | [9 empty] | 42472 |  |  | NotYetVerified | Internal Driver | 3 | 1600 | 133.33 | 12 | 25 | 0.9 | 4000 | 80
PZC8TW2M | JIAXING SUPER LIGHTING ELECTRIC APPLIANCE CO.LTD | SUPER | T8L-IDFH13-2000-4ft-EBA | Linear Replacement Lamp | Four-Foot | Internal Driver Lamp-Style Retrofit Kits (UL Type B) | Standard | FALSE | [9 empty] | 42472 |  |  | No |  | 3.1 | 2000 | 135 | 14.5 | 20 | 0.9 | 5000 | 82
PDGBPF45 | JIAXING SUPER LIGHTING ELECTRIC APPLIANCE CO.LTD | SUPER | T8L-IDFH13-2000-4ft-DBA | Linear Replacement Lamp | Four-Foot | Internal Driver Lamp-Style Retrofit Kits (UL Type B) | Standard | FALSE | [9 empty] | 42472 |  |  | No |  | 3.1 | 2000 | 135 | 14.5 | 20 | 0.9 | 4500 | 82
P8ZYYYQS | JIAXING SUPER LIGHTING ELECTRIC APPLIANCE CO.LTD | SUPER | T8L-IDFH13-2000-4ft-CBA | Linear Replacement Lamp | Four-Foot | Internal Driver Lamp-Style Retrofit Kits (UL Type B) | Standard | FALSE | [9 empty] | 42472 |  |  | No |  | 3.1 | 2000 | 135 | 14.5 | 20 | 0.9 | 4000 | 82
PN4NSW4N | JIAXING SUPER LIGHTING ELECTRIC APPLIANCE CO.LTD | SUPER | T8L-IDFH13-2000-4ft-BBA | Linear Replacement Lamp | Four-Foot | Internal Driver Lamp-Style Retrofit Kits (UL Type B) | Standard | FALSE | [9 empty] | 42472 |  |  | No |  | 3.1 | 1900 | 130 | 14.5 | 20 | 0.9 | 3500 | 82
PXAUQ2AS | Ad Art Inc | GLS ( Genesis Lighting Solutions ) | GLST818W5000 [Qualified with fixed end caps only] | Linear Replacement Lamp | Four-Foot | Dual Mode Internal Driver (UL Type A and Type B) | Standard | FALSE | [9 empty] | 42472 |  |  | NotYetVerified |  | 3 | 1923 | 110.96 | 17.33 |  |  | 5000
PDVXEBY5 | Ad Art Inc | GLS ( Genesis Lighting Solutions ) | GLST818W4000 [Qualified with fixed end caps only] | Linear Replacement Lamp | Four-Foot | Dual Mode Internal Driver (UL Type A and Type B) | Standard | FALSE | [9 empty] | 42472 |  |  | NotYetVerified |  | 3 | 1923 | 110.96 | 17.33 |  |  | 4000
PV3AGYV8 | Keystone Technologies | Keystone | KT-LED12.5T8-48GC-850-D | Linear Replacement Lamp | Four-Foot | Internal Driver Lamp-Style Retrofit Kits (UL Type B) | Standard | FALSE | [9 empty] | 42472 |  |  | No |  | 3.1 | 1800 | 135 | 12.5 | 20 | 0.9 | 5000 | 83
PRBUB2JW | Keystone Technologies | Keystone | KT-LED12.5T8-48GC-840-D | Linear Replacement Lamp | Four-Foot | Internal Driver Lamp-Style Retrofit Kits (UL Type B) | Standard | FALSE | [9 empty] | 42472 |  |  | No |  | 3.1 | 1750 | 132 | 12.5 | 20 | 0.9 | 4000 | 83
PTQPZNYA | Keystone Technologies | Keystone | KT-LED12.5T8-48GC-835-D | Linear Replacement Lamp | Four-Foot | Internal Driver Lamp-Style Retrofit Kits (UL Type B) | Standard | FALSE | [9 empty] | 42472 |  |  | No |  | 3.1 | 1650 | 125 | 12.5 | 20 | 0.9 | 3500 | 83
PF4EPPMK | HDS Lighting Limited | HDS Lighting Limited | HDS-T3024-5000K | Linear Replacement Lamp | Four-Foot | Internal Driver Lamp-Style Retrofit Kits (UL Type B) | Standard | FALSE | [9 empty] | 42472 | Dimmable | Continuous Below 10 | No |  | 3.1 | 2200 | 120 | 18 | 24.2 | 0.9703 | 5000 | 80
PFZXWHZS | HDS Lighting Limited | HDS Lighting Limited | HDS-T3024-4000K | Linear Replacement Lamp | Four-Foot | Internal Driver Lamp-Style Retrofit Kits (UL Type B) | Standard | FALSE | [9 empty] | 42472 | Dimmable | Continuous Below 10 | No |  | 3.1 | 2200 | 120 | 18 | 24.2 | 0.9703 | 4000 | 80
P914D5WF | Energy Harness Corporation | Energy Harness | EHL48-T818-50K | Linear Replacement Lamp | Four-Foot | Internal Driver Lamp-Style Retrofit Kits (UL Type B) | Standard | FALSE | [9 empty] | 42472 | Not Yet Verified | Not Yet Verified | NotYetVerified |  | 3.1 | 1800 | 110 | 18 | 20 | 0.91 | 5000 | 82
PUU33QMD | Energy Harness Corporation | Energy Harness | EHL48-T818-40K | Linear Replacement Lamp | Four-Foot | Internal Driver Lamp-Style Retrofit Kits (UL Type B) | Standard | FALSE | [9 empty] | 42472 | Not Yet Verified | Not Yet Verified | NotYetVerified |  | 3.1 | 1800 | 110 | 18 | 20 | 0.91 | 4000 | 82
PCVH2CQK | CH Lighting Co.Ltd. | CH | CH1152-48-18W 830-2 | Linear Replacement Lamp | Four-Foot | Internal Driver Lamp-Style Retrofit Kits (UL Type B) | Standard | TRUE | 2007 | 112.8 | 17.79 | 24.6 | 0.8997 | 2979 | 82.1 | 5 | 50000 | 42471 |  |  | No |  | 3.1 | 2000 | 111 | 18 | 20 | 0.9 | 3000 | 82
PJDVUAY4 | CH Lighting Co.Ltd. | CH | CH1152-48-18W 850-2 | Linear Replacement Lamp | Four-Foot | Internal Driver Lamp-Style Retrofit Kits (UL Type B) | Standard | FALSE | [9 empty] | 42471 |  |  | No |  | 3.1 | 2200 | 122 | 18 | 20 | 0.9 | 5000 | 82
PZR7279B | CH Lighting Co.Ltd. | CH | CH1152-48-18W 845-2 | Linear Replacement Lamp | Four-Foot | Internal Driver Lamp-Style Retrofit Kits (UL Type B) | Standard | FALSE | [9 empty] | 42471 |  |  | No |  | 3.1 | 2150 | 119 | 18 | 20 | 0.9 | 4500 | 82
PJNNKWPY | CH Lighting Co.Ltd. | CH | CH1152-48-18W 840-2 | Linear Replacement Lamp | Four-Foot | Internal Driver Lamp-Style Retrofit Kits (UL Type B) | Standard | FALSE | [9 empty] | 42471 |  |  | No |  | 3.1 | 2100 | 117 | 18 | 20 | 0.9 | 4000 | 82
PYXHGDKJ | CH Lighting Co.Ltd. | CH | CH1152-48-18W 835-2 | Linear Replacement Lamp | Four-Foot | Internal Driver Lamp-Style Retrofit Kits (UL Type B) | Standard | FALSE | [9 empty] | 42471 |  |  | No |  | 3.1 | 2050 | 114 | 18 | 20 | 0.9 | 3500 | 82
PFAAEDP6 | Shenzhen Collesun Lighting Co. Ltd. | collesun | T8F-123016NV3-12ANH | Linear Replacement Lamp | Four-Foot | Internal Driver Lamp-Style Retrofit Kits (UL Type B) | Standard | TRUE | 1680.2 | 139.2 | 12.07 | 22.2 | 0.928 | 2996 | 82.3 | 5 | 50000 | 42468 |  |  | No |  | 3.1 | 1650 | 135 | 12 | 15 | 0.9 | 3000 | 80
PJKPRPZ1 | Shenzhen Collesun Lighting Co. Ltd. | collesun | T8F-123016NV3-12BNH | Linear Replacement Lamp | Four-Foot | Internal Driver Lamp-Style Retrofit Kits (UL Type B) | Standard | TRUE | 1668.4 | 143.95 | 11.59 | 22.2 | 0.927 | 2995 | 81.8 | 5 | 50000 | 42468 |  |  | No |  | 3.1 | 1730 | 140 | 12 | 15 | 0.9 | 3000 | 80
PQE53ERP | Shenzhen Collesun Lighting Co. Ltd. | collesun | T8F-123018NV3-13ANH | Linear Replacement Lamp | Four-Foot | Internal Driver Lamp-Style Retrofit Kits (UL Type B) | Standard | TRUE | 1700.6 | 130.98 | 12.98 | 23 | 0.921 | 2995 | 82.2 | 5 | 50000 | 42468 |  |  | No |  | 3.1 | 1750 | 130 | 12.9 | 15 | 0.9 | 3000 | 80
PWFW436W | Shenzhen Collesun Lighting Co. Ltd. | collesun | T8F-123018NV3-13BNH | Linear Replacement Lamp | Four-Foot | Internal Driver Lamp-Style Retrofit Kits (UL Type B) | Standard | TRUE | 1839.4 | 141.48 | 13 | 22.9 | 0.921 | 2998 | 81.7 | 5 | 50000 | 42468 |  |  | No |  | 3.1 | 1830 | 130 | 12.9 | 15 | 0.9 | 3000 | 80
P4Z3TC3J | Green Creative LTD | GREEN CREATIVE | 97720 | Linear Replacement Lamp | Four-Foot | Internal Driver Lamp-Style Retrofit Kits (UL Type B) | Standard | TRUE | 1666 | 115.1 | 14.47 | 18.28 | 0.9133 | 3072 | 82.6 | 5 | 50000 | 42468 |  |  | NotYetVerified | Internal Driver | 3 | 1550 | 103.33 | 15 | 20 | 0.9 | 3000 | 80
PA8QKQJY | Shenzhen Collesun Lighting Co. Ltd. | collesun | T8F-125018NV3-13BNH | Linear Replacement Lamp | Four-Foot | Internal Driver Lamp-Style Retrofit Kits (UL Type B) | Standard | FALSE | [9 empty] | 42468 |  |  | No |  | 3.1 | 1830 | 130 | 12.9 | 15 | 0.9 | 5000 | 80
PW5PYTM2 | Shenzhen Collesun Lighting Co. Ltd. | collesun | T8F-125018NV3-13ANH | Linear Replacement Lamp | Four-Foot | Internal Driver Lamp-Style Retrofit Kits (UL Type B) | Standard | FALSE | [9 empty] | 42468 |  |  | No |  | 3.1 | 1750 | 130 | 12.9 | 15 | 0.9 | 5000 | 80
PTR8Q17Z | Shenzhen Collesun Lighting Co. Ltd. | collesun | T8F-125016NV3-12BNH | Linear Replacement Lamp | Four-Foot | Internal Driver Lamp-Style Retrofit Kits (UL Type B) | Standard | FALSE | [9 empty] | 42468 |  |  | No |  | 3.1 | 1730 | 140 | 12 | 15 | 0.9 | 5000 | 80
P8R5NXZV | Shenzhen Collesun Lighting Co. Ltd. | collesun | T8F-125016NV3-12ANH | Linear Replacement Lamp | Four-Foot | Internal Driver Lamp-Style Retrofit Kits (UL Type B) | Standard | FALSE | [9 empty] | 42468 |  |  | No |  | 3.1 | 1650 | 135 | 12 | 15 | 0.9 | 5000 | 80
PXQ6YT8Z | Shenzhen Collesun Lighting Co. Ltd. | collesun | T8F-124518NV3-13BNH | Linear Replacement Lamp | Four-Foot | Internal Driver Lamp-Style Retrofit Kits (UL Type B) | Standard | FALSE | [9 empty] | 42468 |  |  | No |  | 3.1 | 1830 | 130 | 12.9 | 15 | 0.9 | 4500 | 80
PKKVFZVZ | Shenzhen Collesun Lighting Co. Ltd. | collesun | T8F-124518NV3-13ANH | Linear Replacement Lamp | Four-Foot | Internal Driver Lamp-Style Retrofit Kits (UL Type B) | Standard | FALSE | [9 empty] | 42468 |  |  | No |  | 3.1 | 1750 | 130 | 12.9 | 15 | 0.9 | 4500 | 80
P11EK864 | Shenzhen Collesun Lighting Co. Ltd. | collesun | T8F-124516NV3-12BNH | Linear Replacement Lamp | Four-Foot | Internal Driver Lamp-Style Retrofit Kits (UL Type B) | Standard | FALSE | [9 empty] | 42468 |  |  | No |  | 3.1 | 1730 | 140 | 12 | 15 | 0.9 | 4500 | 80
P71ZU8YK | Shenzhen Collesun Lighting Co. Ltd. | collesun | T8F-124516NV3-12ANH | Linear Replacement Lamp | Four-Foot | Internal Driver Lamp-Style Retrofit Kits (UL Type B) | Standard | FALSE | [9 empty] | 42468 |  |  | No |  | 3.1 | 1650 | 135 | 12 | 15 | 0.9 | 4500 | 80
P82SME5J | Shenzhen Collesun Lighting Co. Ltd. | collesun | T8F-124018NV3-13BNH | Linear Replacement Lamp | Four-Foot | Internal Driver Lamp-Style Retrofit Kits (UL Type B) | Standard | FALSE | [9 empty] | 42468 |  |  | No |  | 3.1 | 1830 | 130 | 12.9 | 15 | 0.9 | 4000 | 80
PDQKQ6HH | Shenzhen Collesun Lighting Co. Ltd. | collesun | T8F-124018NV3-13ANH | Linear Replacement Lamp | Four-Foot | Internal Driver Lamp-Style Retrofit Kits (UL Type B) | Standard | FALSE | [9 empty] | 42468 |  |  | No |  | 3.1 | 1750 | 130 | 12.9 | 15 | 0.9 | 4000 | 80
P7BAW369 | Shenzhen Collesun Lighting Co. Ltd. | collesun | T8F-124016NV3-12BNH | Linear Replacement Lamp | Four-Foot | Internal Driver Lamp-Style Retrofit Kits (UL Type B) | Standard | FALSE | [9 empty] | 42468 |  |  | No |  | 3.1 | 1730 | 140 | 12 | 15 | 0.9 | 4000 | 80
PF4AQKBH | Shenzhen Collesun Lighting Co. Ltd. | collesun | T8F-124016NV3-12ANH | Linear Replacement Lamp | Four-Foot | Internal Driver Lamp-Style Retrofit Kits (UL Type B) | Standard | FALSE | [9 empty] | 42468 |  |  | No |  | 3.1 | 1650 | 135 | 12 | 15 | 0.9 | 4000 | 80
P5S6J5AV | Shenzhen Collesun Lighting Co. Ltd. | collesun | T8F-123518NV3-13BNH | Linear Replacement Lamp | Four-Foot | Internal Driver Lamp-Style Retrofit Kits (UL Type B) | Standard | FALSE | [9 empty] | 42468 |  |  | No |  | 3.1 | 1830 | 130 | 12.9 | 15 | 0.9 | 3500 | 80
PD4DZS2B | Shenzhen Collesun Lighting Co. Ltd. | collesun | T8F-123518NV3-13ANH | Linear Replacement Lamp | Four-Foot | Internal Driver Lamp-Style Retrofit Kits (UL Type B) | Standard | FALSE | [9 empty] | 42468 |  |  | No |  | 3.1 | 1750 | 130 | 12.9 | 15 | 0.9 | 3500 | 80
PZ4M5VJR | Shenzhen Collesun Lighting Co. Ltd. | collesun | T8F-123516NV3-12BNH | Linear Replacement Lamp | Four-Foot | Internal Driver Lamp-Style Retrofit Kits (UL Type B) | Standard | FALSE | [9 empty] | 42468 |  |  | No |  | 3.1 | 1730 | 140 | 12 | 15 | 0.9 | 3500 | 80
PXB12MH6 | Shenzhen Collesun Lighting Co. Ltd. | collesun | T8F-123516NV3-12ANH | Linear Replacement Lamp | Four-Foot | Internal Driver Lamp-Style Retrofit Kits (UL Type B) | Standard | FALSE | [9 empty] | 42468 |  |  | No |  | 3.1 | 1650 | 135 | 12 | 15 | 0.9 | 3500 | 80
PGYW6PM5 | Green Creative LTD | GREEN CREATIVE | 97723 | Linear Replacement Lamp | Four-Foot | Internal Driver Lamp-Style Retrofit Kits (UL Type B) | Standard | FALSE | [9 empty] | 42468 |  |  | NotYetVerified |  | 3 | 1600 | 106.67 | 15 | 20 | 0.9 | 5000 | 80
PUEN3CUS | Green Creative LTD | GREEN CREATIVE | 97722 | Linear Replacement Lamp | Four-Foot | Internal Driver Lamp-Style Retrofit Kits (UL Type B) | Standard | FALSE | [9 empty] | 42468 |  |  | NotYetVerified |  | 3 | 1600 | 106.67 | 15 | 20 | 0.9 | 4000 | 80
PRP3Q2JU | Green Creative LTD | GREEN CREATIVE | 97721 | Linear Replacement Lamp | Four-Foot | Internal Driver Lamp-Style Retrofit Kits (UL Type B) | Standard | FALSE | [9 empty] | 42468 |  |  | NotYetVerified |  | 3 | 1550 | 103.33 | 15 | 20 | 0.9 | 3500 | 80
P82HHGSV | Hyperikon Inc. | Hyperikon | HyperBY-4C-301 | Linear Replacement Lamp | Four-Foot | Internal Driver Lamp-Style Retrofit Kits (UL Type B) | Standard | TRUE | 1850 | 143.3 | 12.91 | 16.71 | 0.9316 | 2971 | 81.8 | 5 | 50000 | 42467 |  |  | No |  | 3 | 1860 | 148.44 | 12.53 | 16.71 | 0.9316 | 3000 | 81.8
PGMKPBKQ | ZHEJIANG YANKON GROUP CO. LTD. | Utilitech | YGA05A32-T8-18W-830-T | Linear Replacement Lamp | Four-Foot | Replacement Lamps (plug and play) (UL Type A) | Standard | TRUE | 2155 | 112.36 | 19.18 | 13.35 | 0.9306 | 3068 | 82.3 | 5 | 50000 | 42467 |  |  | No |  | 3.1 | 2155 | 112.36 | 19.18 | 13.35 | 0.9306 | 3000 | 82.3
PT6WYQTC | ZHEJIANG YANKON GROUP CO. LTD. | Utilitech Pro | YGA05A32-T8-18W-830-TB | Linear Replacement Lamp | Four-Foot | Dual Mode Internal Driver (UL Type A and Type B) | Standard | TRUE | 2130 | 111.81 | 19.05 | 13.25 | 0.9207 | 3030 | 82.4 | 5 | 50000 | 42467 |  |  | No |  | 3.1 | 2130 | 111.81 | 19.05 | 13.25 | 0.9207 | 3000 | 82.4
PC5ZFRST | Hyperikon Inc. | Hyperikon | HyperBY-4C-30 | Linear Replacement Lamp | Four-Foot | Internal Driver Lamp-Style Retrofit Kits (UL Type B) | Standard | TRUE | 2435 | 136.72 | 17.46 | 17.6 | 0.9127 | 2991 | 81.8 | 5 | 50000 | 42467 |  |  | No |  | 3 | 2452 | 140.44 | 17.46 | 17.5 | 0.9127 | 3000 | 81.8
PPMWD2BW | Hyperikon Inc. | Hyperikon | HyperBY-4F-302 | Linear Replacement Lamp | Four-Foot | Internal Driver Lamp-Style Retrofit Kits (UL Type B) | Standard | TRUE | 1838 | 125.46 | 14.65 | 16.34 | 0.9126 | 2981 | 82.3 | 5 | 50000 | 42467 |  |  | No |  | 3 | 1837 | 128.46 | 14.3 | 16.34 | 0.9126 | 3000 | 82.3
PRRUP29Q | Hyperikon Inc. | Hyperikon | HyperBY-4F-301 | Linear Replacement Lamp | Four-Foot | Internal Driver Lamp-Style Retrofit Kits (UL Type B) | Standard | TRUE | 1754 | 136.29 | 12.87 | 16.98 | 0.9104 | 2971 | 82.2 | 5 | 50000 | 42467 |  |  | No |  | 3 | 1740 | 138.54 | 12.56 | 16.98 | 0.9104 | 3000 | 82.2
P5R2P943 | Hyperikon Inc. | Hyperikon | HyperBY-4F-30 | Linear Replacement Lamp | Four-Foot | Internal Driver Lamp-Style Retrofit Kits (UL Type B) | Standard | TRUE | 2217 | 126.04 | 17.59 | 17.77 | 0.9096 | 2986 | 82.5 | 5 | 50000 | 42467 |  |  | No |  | 3 | 2234 | 128.32 | 17.41 | 17.77 | 0.9096 | 3000 | 82.5
PVY3ZU93 | Hyperikon Inc. | Hyperikon | HyperBY-4C-302 | Linear Replacement Lamp | Four-Foot | Internal Driver Lamp-Style Retrofit Kits (UL Type B) | Standard | TRUE | 1989 | 135.77 | 14.65 | 16.43 | 0.9031 | 2989 | 82 | 5 | 50000 | 42467 |  |  | No |  | 3 | 1998 | 138.65 | 14.41 | 16.43 | 0.9031 | 3000 | 82
PJGDW6P3 | MaxLite Inc | MaxLite | L15T8SE430-10 | Linear Replacement Lamp | Four-Foot | Internal Driver Lamp-Style Retrofit Kits (UL Type B) | Standard | TRUE | 1799 | 107.7 | 16.7 | 18.35 | 0.8804 | 3120 | 81.7 | 10 | 50000 | 42467 |  |  | NotYetVerified |  | 3 | 1750 | 130 | 14 | 20 | 0.9 | 3000 | 83
P5RQ3MTA | MaxLite Inc | MaxLite | L15T8SE430 | Linear Replacement Lamp | Four-Foot | Internal Driver Lamp-Style Retrofit Kits (UL Type B) | Standard | TRUE | 1799 | 107.7 | 16.7 | 18.35 | 0.8804 | 3120 | 81.7 | 5 | 50000 | 42467 |  |  | NotYetVerified | Lastx represents either s for single-end power input or T for double-end inputs | 3 | 1750 | 130 | 14 | 20 | 0.9 | 3000 | 83
PRHVZ3CH | MaxLite Inc | MaxLite | L18T8SE430 | Linear Replacement Lamp | Four-Foot | Internal Driver Lamp-Style Retrofit Kits (UL Type B) | Standard | TRUE | 2036 | 117 | 17.4 | 15.1 | 0.8786 | 3038 | 82.4 | 5 | 50000 | 42467 |  |  | NotYetVerified | Lastx represents either s for single-end power input or T for double-end inputs | 3 | 2036 | 117 | 17.4 | 20 | 0.9 | 3000 | 83
PFQJZ8S7 | MaxLite Inc | MaxLite | L18T8SE430-10 | Linear Replacement Lamp | Four-Foot | Internal Driver Lamp-Style Retrofit Kits (UL Type B) | Standard | TRUE | 2036 | 117 | 17.4 | 15.1 | 0.8786 | 3038 | 82.4 | 10 | 50000 | 42467 |  |  | NotYetVerified |  | 3 | 2036 | 117 | 17.4 | 20 | 0.9 | 3000 | 83
PSD6J898 | MaxLite Inc | MaxLite | L22T8SE430 | Linear Replacement Lamp | Four-Foot | Internal Driver Lamp-Style Retrofit Kits (UL Type B) | Standard | TRUE | 2150 | 99.1 | 21.7 | 20.57 | 0.87 | 3019 | 82.6 | 5 | 50000 | 42467 |  |  | NotYetVerified |  | 3 | 2150 | 97.8 | 22 | 20 | 0.9 | 3000 | 83
P68M5D2Q | ZHEJIANG YANKON GROUP CO. LTD. | Utilitech Pro | YGA05A32-T8-18W-850-TB | Linear Replacement Lamp | Four-Foot | Dual Mode Internal Driver (UL Type A and Type B) | Standard | FALSE | [9 empty] | 42467 |  |  | No |  | 3.1 | 2227 | 115.93 | 19.24 | 13.55 | 0.9261 | 5000 | 85.1
PA2Z8UFF | ZHEJIANG YANKON GROUP CO. LTD. | Utilitech | YGA05A32-T8-18W-850-T | Linear Replacement Lamp | Four-Foot | Replacement Lamps (plug and play) (UL Type A) | Standard | FALSE | [9 empty] | 42467 |  |  | No |  | 3.1 | 2252 | 116.45 | 19.34 | 13.77 | 0.9348 | 5000 | 84.4
PQD8GFBB | ZHEJIANG YANKON GROUP CO. LTD. | Utilitech Pro | YGA05A32-T8-18W-845-TB | Linear Replacement Lamp | Four-Foot | Dual Mode Internal Driver (UL Type A and Type B) | Standard | FALSE | [9 empty] | 42467 |  |  | No |  | 3.1 | 2203 | 115.06 | 19.15 | 13.25 | 0.9207 | 4500 | 82.4
PV7FQ5DP | ZHEJIANG YANKON GROUP CO. LTD. | Utilitech | YGA05A32-T8-18W-845-T | Linear Replacement Lamp | Four-Foot | Replacement Lamps (plug and play) (UL Type A) | Standard | FALSE | [9 empty] | 42467 |  |  | No |  | 3.1 | 2228 | 115.67 | 19.26 | 13.35 | 0.9306 | 4500 | 82.3
PCPUNH5X | ZHEJIANG YANKON GROUP CO. LTD. | Utilitech Pro | YGA05A32-T8-18W-840-TB | Linear Replacement Lamp | Four-Foot | Dual Mode Internal Driver (UL Type A and Type B) | Standard | FALSE | [9 empty] | 42467 |  |  | No |  | 3.1 | 2179 | 113.79 | 19.15 | 13.25 | 0.9207 | 4000 | 82.4
P7GHA727 | ZHEJIANG YANKON GROUP CO. LTD. | Utilitech | YGA05A32-T8-18W-840-T | Linear Replacement Lamp | Four-Foot | Replacement Lamps (plug and play) (UL Type A) | Standard | FALSE | [9 empty] | 42467 |  |  | No |  | 3.1 | 2204 | 114.41 | 19.26 | 13.35 | 0.9306 | 4000 | 82.3
PU6XH5QP | ZHEJIANG YANKON GROUP CO. LTD. | Utilitech Pro | YGA05A32-T8-18W-835-TB | Linear Replacement Lamp | Four-Foot | Dual Mode Internal Driver (UL Type A and Type B) | Standard | FALSE | [9 empty] | 42467 |  |  | No |  | 3.1 | 2154 | 112.52 | 19.15 | 13.25 | 0.9207 | 3500 | 82.4
PCYYJQJ8 | ZHEJIANG YANKON GROUP CO. LTD. | Utilitech | YGA05A32-T8-18W-835-T | Linear Replacement Lamp | Four-Foot | Replacement Lamps (plug and play) (UL Type A) | Standard | FALSE | [9 empty] | 42467 |  |  | No |  | 3.1 | 2179 | 113.15 | 19.26 | 13.35 | 0.9306 | 3500 | 82.3
PU15VPCK | MaxLite Inc | MaxLite | L22T8SE450 | Linear Replacement Lamp | Four-Foot | Internal Driver Lamp-Style Retrofit Kits (UL Type B) | Standard | FALSE | [9 empty] | 42467 |  |  | NotYetVerified | Lastx represents either s for single-end power input or T for double-end inputs | 3 | 2300 | 104.5 | 22 | 20 | 0.9 | 5000 | 83
PMJJ3R71 | MaxLite Inc | MaxLite | L15T8SE450-10 | Linear Replacement Lamp | Four-Foot | Internal Driver Lamp-Style Retrofit Kits (UL Type B) | Standard | FALSE | [9 empty] | 42467 |  |  | NotYetVerified |  | 3 | 1850 | 130 | 14 | 20 | 0.9 | 5000 | 83
P8JG89Q7 | MaxLite Inc | MaxLite | L15T8SE450 | Linear Replacement Lamp | Four-Foot | Internal Driver Lamp-Style Retrofit Kits (UL Type B) | Standard | FALSE | [9 empty] | 42467 |  |  | NotYetVerified | Lastx represents either s for single-end power input or T for double-end inputs | 3 | 1850 | 130 | 14 | 20 | 0.9 | 5000 | 83
PQMS19RD | MaxLite Inc | MaxLite | L18T8SE450-10 | Linear Replacement Lamp | Four-Foot | Internal Driver Lamp-Style Retrofit Kits (UL Type B) | Standard | FALSE | [9 empty] | 42467 |  |  | NotYetVerified |  | 3 | 2299 | 134.4 | 17.1 | 20 | 0.9 | 4976 | 83
PBVKF9K3 | MaxLite Inc | MaxLite | L18T8SE450 | Linear Replacement Lamp | Four-Foot | Internal Driver Lamp-Style Retrofit Kits (UL Type B) | Standard | FALSE | [9 empty] | 42467 |  |  | NotYetVerified | Lastx represents either s for single-end power input or T for double-end inputs | 3 | 2299 | 134.4 | 17.1 | 20 | 0.9 | 4976 | 83
PF7VV4A1 | MaxLite Inc | MaxLite | L22T8SE445 | Linear Replacement Lamp | Four-Foot | Internal Driver Lamp-Style Retrofit Kits (UL Type B) | Standard | FALSE | [9 empty] | 42467 |  |  | NotYetVerified |  | 3 | 2150 | 97.8 | 22 | 20 | 0.9 | 4500 | 83
P6TQEYGM | MaxLite Inc | MaxLite | L18T8SE445 | Linear Replacement Lamp | Four-Foot | Internal Driver Lamp-Style Retrofit Kits (UL Type B) | Standard | FALSE | [9 empty] | 42467 |  |  | NotYetVerified |  | 3 | 2050 | 105.1 | 19.5 | 20 | 0.9 | 4500 | 83
P5JNDPY7 | MaxLite Inc | MaxLite | L18T8SE445-10 | Linear Replacement Lamp | Four-Foot | Internal Driver Lamp-Style Retrofit Kits (UL Type B) | Standard | FALSE | [9 empty] | 42467 |  |  | NotYetVerified |  | 3 | 2050 | 105.1 | 19.5 | 20 | 0.9 | 4500 | 83
PDM5J29E | MaxLite Inc | MaxLite | L15T8SE445-10 | Linear Replacement Lamp | Four-Foot | Internal Driver Lamp-Style Retrofit Kits (UL Type B) | Standard | FALSE | [9 empty] | 42467 |  |  | NotYetVerified |  | 3 | 1850 | 130 | 14 | 20 | 0.9 | 4500 | 83
PBV6NG54 | MaxLite Inc | MaxLite | L15T8SE445 | Linear Replacement Lamp | Four-Foot | Internal Driver Lamp-Style Retrofit Kits (UL Type B) | Standard | FALSE | [9 empty] | 42467 |  |  | NotYetVerified | Lastx represents either s for single-end power input or T for double-end inputs | 3 | 1850 | 130 | 14 | 20 | 0.9 | 4500 | 83
P4GBSXWK | MaxLite Inc | MaxLite | L22T8SE441 | Linear Replacement Lamp | Four-Foot | Internal Driver Lamp-Style Retrofit Kits (UL Type B) | Standard | FALSE | [9 empty] | 42467 |  |  | NotYetVerified |  | 3 | 2150 | 97.8 | 22 | 20 | 0.9 | 4000 | 83
P7G1CVU4 | MaxLite Inc | MaxLite | L18T8SE441 | Linear Replacement Lamp | Four-Foot | Internal Driver Lamp-Style Retrofit Kits (UL Type B) | Standard | FALSE | [9 empty] | 42467 |  |  | NotYetVerified |  | 3 | 2050 | 105.1 | 19.5 | 20 | 0.9 | 4000 | 83
P3RC29JE | MaxLite Inc | MaxLite | L18T8SE441-10 | Linear Replacement Lamp | Four-Foot | Internal Driver Lamp-Style Retrofit Kits (UL Type B) | Standard | FALSE | [9 empty] | 42467 |  |  | NotYetVerified |  | 3 | 2050 | 105.1 | 19.5 | 20 | 0.9 | 4000 | 83
PJHS5967 | MaxLite Inc | MaxLite | L15T8SE441 | Linear Replacement Lamp | Four-Foot | Internal Driver Lamp-Style Retrofit Kits (UL Type B) | Standard | FALSE | [9 empty] | 42467 |  |  | NotYetVerified | Lastx represents either s for single-end power input or T for double-end inputs | 3 | 1850 | 130 | 14 | 20 | 0.9 | 4000 | 83
PJ6PVGR7 | MaxLite Inc | MaxLite | L15T8SE441-10 | Linear Replacement Lamp | Four-Foot | Internal Driver Lamp-Style Retrofit Kits (UL Type B) | Standard | FALSE | [9 empty] | 42467 |  |  | NotYetVerified |  | 3 | 1850 | 130 | 14 | 20 | 0.9 | 4000 | 83
PSXYGE8U | MaxLite Inc | MaxLite | L22T8SE435 | Linear Replacement Lamp | Four-Foot | Internal Driver Lamp-Style Retrofit Kits (UL Type B) | Standard | FALSE | [9 empty] | 42467 |  |  | NotYetVerified |  | 3 | 2150 | 97.8 | 22 | 20 | 0.9 | 3500 | 83
PMSFBGBB | MaxLite Inc | MaxLite | L18T8SE435 | Linear Replacement Lamp | Four-Foot | Internal Driver Lamp-Style Retrofit Kits (UL Type B) | Standard | FALSE | [9 empty] | 42467 |  |  | NotYetVerified |  | 3 | 2000 | 102.6 | 19.5 | 20 | 0.9 | 3500 | 83
PF5GVV5F | MaxLite Inc | MaxLite | L18T8SE435-10 | Linear Replacement Lamp | Four-Foot | Internal Driver Lamp-Style Retrofit Kits (UL Type B) | Standard | FALSE | [9 empty] | 42467 |  |  | NotYetVerified |  | 3 | 2000 | 102.6 | 19.5 | 20 | 0.9 | 3500 | 83
PKM2HEPG | MaxLite Inc | MaxLite | L15T8SE435 | Linear Replacement Lamp | Four-Foot | Internal Driver Lamp-Style Retrofit Kits (UL Type B) | Standard | FALSE | [9 empty] | 42467 |  |  | NotYetVerified | Lastx represents either s for single-end power input or T for double-end inputs | 3 | 1750 | 130 | 14 | 20 | 0.9 | 3500 | 83
PHZVKG6G | MaxLite Inc | MaxLite | L15T8SE435-10 | Linear Replacement Lamp | Four-Foot | Internal Driver Lamp-Style Retrofit Kits (UL Type B) | Standard | FALSE | [9 empty] | 42467 |  |  | NotYetVerified |  | 3 | 1750 | 130 | 14 | 20 | 0.9 | 3500 | 83
PRQWYN1A | Hyperikon Inc. | Hyperikon | HyperBY-4F-50 | Linear Replacement Lamp | Four-Foot | Internal Driver Lamp-Style Retrofit Kits (UL Type B) | Standard | FALSE | [9 empty] | 42467 |  |  | No |  | 3 | 2373 | 134.68 | 17.62 | 17.37 | 0.9115 | 5000 | 82.6
PYQ9R1GM | Hyperikon Inc. | Hyperikon | HyperBY-4F-501 | Linear Replacement Lamp | Four-Foot | Internal Driver Lamp-Style Retrofit Kits (UL Type B) | Standard | FALSE | [9 empty] | 42467 |  |  | No |  | 3 | 1855 | 145.04 | 12.79 | 16.98 | 0.9209 | 5000 | 82.5
PTA2PMK3 | Hyperikon Inc. | Hyperikon | HyperBY-4F-502 | Linear Replacement Lamp | Four-Foot | Internal Driver Lamp-Style Retrofit Kits (UL Type B) | Standard | FALSE | [9 empty] | 42467 |  |  | No |  | 3 | 1985 | 134.49 | 14.76 | 16.34 | 0.9021 | 5000 | 82.4
PDCCJTC9 | Hyperikon Inc. | Hyperikon | HyperBY-4C-501 | Linear Replacement Lamp | Four-Foot | Internal Driver Lamp-Style Retrofit Kits (UL Type B) | Standard | FALSE | [9 empty] | 42467 |  |  | No |  | 3 | 1982 | 155.45 | 12.75 | 16.94 | 0.9187 | 5000 | 82.2
PR12C2NG | Hyperikon Inc. | Hyperikon | HyperBY-4C-50 | Linear Replacement Lamp | Four-Foot | Internal Driver Lamp-Style Retrofit Kits (UL Type B) | Standard | FALSE | [9 empty] | 42467 |  |  | No |  | 3 | 2610 | 146.96 | 17.76 | 17.29 | 0.9038 | 5000 | 82
P6WMVZUS | Hyperikon Inc. | Hyperikon | HyperBY-4C-502 | Linear Replacement Lamp | Four-Foot | Internal Driver Lamp-Style Retrofit Kits (UL Type B) | Standard | FALSE | [9 empty] | 42467 |  |  | No |  | 3 | 2152 | 145.6 | 14.78 | 16.43 | 0.91 | 5000 | 82
PK6SWJQG | Hyperikon Inc. | Hyperikon | HyperBY-4F-45 | Linear Replacement Lamp | Four-Foot | Internal Driver Lamp-Style Retrofit Kits (UL Type B) | Standard | FALSE | [9 empty] | 42467 |  |  | No |  | 3 | 2234 | 128.32 | 17.41 | 17.77 | 0.9096 | 4500 | 82.5
PWB1XE2F | Hyperikon Inc. | Hyperikon | HyperBY-4F-452 | Linear Replacement Lamp | Four-Foot | Internal Driver Lamp-Style Retrofit Kits (UL Type B) | Standard | FALSE | [9 empty] | 42467 |  |  | No |  | 3 | 1837 | 128.46 | 14.3 | 16.34 | 0.9126 | 4500 | 82.3
PS4SXD5X | Hyperikon Inc. | Hyperikon | HyperBY-4F-451 | Linear Replacement Lamp | Four-Foot | Internal Driver Lamp-Style Retrofit Kits (UL Type B) | Standard | FALSE | [9 empty] | 42467 |  |  | No |  | 3 | 1740 | 138.54 | 12.56 | 16.98 | 0.9104 | 4500 | 82.2
P6YVXB1X | Hyperikon Inc. | Hyperikon | HyperBY-4C-452 | Linear Replacement Lamp | Four-Foot | Internal Driver Lamp-Style Retrofit Kits (UL Type B) | Standard | FALSE | [9 empty] | 42467 |  |  | No |  | 3 | 1998 | 138.65 | 14.41 | 16.43 | 0.9031 | 4500 | 82
P9HCSJER | Hyperikon Inc. | Hyperikon | HyperBY-4C-45 | Linear Replacement Lamp | Four-Foot | Internal Driver Lamp-Style Retrofit Kits (UL Type B) | Standard | FALSE | [9 empty] | 42467 |  |  | No |  | 3 | 2452 | 140.44 | 17.46 | 17.5 | 0.9127 | 4500 | 81.8
P46VYVQ4 | Hyperikon Inc. | Hyperikon | HyperBY-4C-451 | Linear Replacement Lamp | Four-Foot | Internal Driver Lamp-Style Retrofit Kits (UL Type B) | Standard | FALSE | [9 empty] | 42467 |  |  | No |  | 3 | 1860 | 148.44 | 12.53 | 16.71 | 0.9316 | 4500 | 81.8
PECQTKP2 | Hyperikon Inc. | Hyperikon | HyperBY-4F-40 | Linear Replacement Lamp | Four-Foot | Internal Driver Lamp-Style Retrofit Kits (UL Type B) | Standard | FALSE | [9 empty] | 42467 |  |  | No |  | 3 | 2234 | 128.32 | 17.41 | 17.77 | 0.9096 | 4000 | 82.5
P5K6AH68 | Hyperikon Inc. | Hyperikon | HyperBY-4F-402 | Linear Replacement Lamp | Four-Foot | Internal Driver Lamp-Style Retrofit Kits (UL Type B) | Standard | FALSE | [9 empty] | 42467 |  |  | No |  | 3 | 1837 | 128.46 | 14.3 | 16.34 | 0.9126 | 4000 | 82.3
PGFC5EAQ | Hyperikon Inc. | Hyperikon | HyperBY-4F-401 | Linear Replacement Lamp | Four-Foot | Internal Driver Lamp-Style Retrofit Kits (UL Type B) | Standard | FALSE | [9 empty] | 42467 |  |  | No |  | 3 | 1740 | 138.54 | 12.56 | 16.98 | 0.9104 | 4000 | 82.2
PJ3QYPAE | Hyperikon Inc. | Hyperikon | HyperBY-4C-402 | Linear Replacement Lamp | Four-Foot | Internal Driver Lamp-Style Retrofit Kits (UL Type B) | Standard | FALSE | [9 empty] | 42467 |  |  | No |  | 3 | 1998 | 138.65 | 14.41 | 16.43 | 0.9031 | 4000 | 82
PJYWEC5Y | Hyperikon Inc. | Hyperikon | HyperBY-4C-40 | Linear Replacement Lamp | Four-Foot | Internal Driver Lamp-Style Retrofit Kits (UL Type B) | Standard | FALSE | [9 empty] | 42467 |  |  | No |  | 3 | 2452 | 140.44 | 17.46 | 17.5 | 0.9127 | 4000 | 81.8
PB1XQZRJ | Hyperikon Inc. | Hyperikon | HyperBY-4C-401 | Linear Replacement Lamp | Four-Foot | Internal Driver Lamp-Style Retrofit Kits (UL Type B) | Standard | FALSE | [9 empty] | 42467 |  |  | No |  | 3 | 1860 | 148.44 | 12.53 | 16.71 | 0.9316 | 4000 | 81.8
PMKWDGD4 | Hyperikon Inc. | Hyperikon | HyperBY-4F-35 | Linear Replacement Lamp | Four-Foot | Internal Driver Lamp-Style Retrofit Kits (UL Type B) | Standard | FALSE | [9 empty] | 42467 |  |  | No |  | 3 | 2234 | 128.32 | 17.41 | 17.77 | 0.9096 | 3500 | 82.5
PZSFA9YU | Hyperikon Inc. | Hyperikon | HyperBY-4F-352 | Linear Replacement Lamp | Four-Foot | Internal Driver Lamp-Style Retrofit Kits (UL Type B) | Standard | FALSE | [9 empty] | 42467 |  |  | No |  | 3 | 1837 | 128.46 | 14.3 | 16.34 | 0.9126 | 3500 | 82.3
P58AGETX | Hyperikon Inc. | Hyperikon | HyperBY-4F-351 | Linear Replacement Lamp | Four-Foot | Internal Driver Lamp-Style Retrofit Kits (UL Type B) | Standard | FALSE | [9 empty] | 42467 |  |  | No |  | 3 | 1740 | 138.54 | 12.56 | 16.98 | 0.9104 | 3500 | 82.2
PMBCM3M4 | Hyperikon Inc. | Hyperikon | HyperBY-4C-352 | Linear Replacement Lamp | Four-Foot | Internal Driver Lamp-Style Retrofit Kits (UL Type B) | Standard | FALSE | [9 empty] | 42467 |  |  | No |  | 3 | 1998 | 138.65 | 14.41 | 16.43 | 0.9031 | 3500 | 82
P4SM2D94 | Hyperikon Inc. | Hyperikon | HyperBY-4C-35 | Linear Replacement Lamp | Four-Foot | Internal Driver Lamp-Style Retrofit Kits (UL Type B) | Standard | FALSE | [9 empty] | 42467 |  |  | No |  | 3 | 2452 | 140.44 | 17.46 | 17.5 | 0.9127 | 3500 | 81.8
P28ZWC3U | Hyperikon Inc. | Hyperikon | HyperBY-4C-351 | Linear Replacement Lamp | Four-Foot | Internal Driver Lamp-Style Retrofit Kits (UL Type B) | Standard | FALSE | [9 empty] | 42467 |  |  | No |  | 3 | 1860 | 148.44 | 12.53 | 16.71 | 0.9316 | 3500 | 81.8
PW2Q5NUQ | LED Lumina USA LLC | Vastino | TL-4-22 3000K | Linear Replacement Lamp | Four-Foot | Replacement Lamps (plug and play) (UL Type A) | Standard | TRUE | 2209.7 | 105.93 | 20.86 | 6.2 | 0.99 | 2954 | 80.9 | 5 | 50000 | 42466 |  |  | No |  | 3 | 2200 | 100 | 22 | 6.2 | 0.99 | 3000 | 80
PXMKB1RS | LED Lumina USA LLC | Vastino | TL-4-18 3000K | Linear Replacement Lamp | Four-Foot | Replacement Lamps (plug and play) (UL Type A) | Standard | TRUE | 1993.7 | 116.93 | 17.05 | 6.9 | 0.988 | 2959 | 80.9 | 5 | 50000 | 42466 |  |  | No |  | 3.1 | 1800 | 100 | 18 | 6.9 | 0.988 | 3000 | 80
P9UWJ2NU | Xiamen Bymea Lighting Co. Ltd | BYMEA | T08F01-40H1 | Linear Replacement Lamp | Four-Foot | Replacement Lamps (plug and play) (UL Type A) | Standard | TRUE | 2353.23 | 108.79 | 21.63 | 5.84 | 0.9797 | 4074 | 84.2 | 5 | 50000 | 42466 |  |  | No |  | 3.1 | 2353.234 | 108.79 | 21.63 | 5.84 | 0.996 | 4074 | 84.2
PURKRJ8J | Lighting & Supplies Inc. dba Sunshine Lighting Co. | Sunlite | T5/LED/4'/25W/IS/30K | Linear Replacement Lamp | Four-Foot | Replacement Lamps (plug and play) (UL Type A) | Standard | TRUE | 2922 | 107.4 | 27.2 | 10.2 | 0.947 | 3083 | 85 | 5 | 50000 | 42466 |  |  | No |  | 3.1 | 3000 | 107 | 28 | 20 | 0.9 | 3000 | 82
PJQYFR4K | Global Energy & Lighting | Global Energy & Lighting | GLEDT8-14W-3000K | Linear Replacement Lamp | Four-Foot | Replacement Lamps (plug and play) (UL Type A) | Standard | TRUE | 2002.4 | 139.1 | 14.4 | 19.15 | 0.941 | 2929 | 81.4 | 5 | 50000 | 42466 |  |  | No |  | 3.1 | 2002.401 | 139.1 | 14.395 | 19.15 | 0.9749 | 3000 | 81.4
PU7RGQPJ | Global Energy & Lighting | Global Energy & Lighting | GLEDT8-16W-3000K | Linear Replacement Lamp | Four-Foot | Replacement Lamps (plug and play) (UL Type A) | Standard | TRUE | 2212.59 | 133.58 | 16.56 | 16.82 | 0.928 | 2917 | 81.7 | 5 | 50000 | 42466 |  |  | No |  | 3.1 | 2212.159 | 133.58 | 16.56 | 17.09 | 0.9741 | 3000 | 81.7
PCS6TRV8 | Global Energy & Lighting | Global Energy & Lighting | GLEDT8-11.5W-3000K | Linear Replacement Lamp | Four-Foot | Replacement Lamps (plug and play) (UL Type A) | Standard | TRUE | 1616.3 | 139.7 | 11.57 | 18.33 | 0.924 | 2912 | 81.6 | 5 | 50000 | 42466 |  |  | No |  | 3.1 | 1616.296 | 139.697 | 11.57 | 18.33 | 0.9726 | 3000 | 81.6
PG2KPM8H | ETECH LED | E TECH LED | BB-T84-A1-13-40 | Linear Replacement Lamp | Four-Foot | Internal Driver Lamp-Style Retrofit Kits (UL Type B) | Standard | TRUE | 1776 | 135.78 | 13.08 | 13.52 | 0.922 | 3984 | 82.5 | 5 | 50000 | 42466 |  |  | NotYetVerified | Lastx represents either s for single-end power input or T for double-end inputs | 3 | 1776 | 135.78 | 13.08 | 20 | 0.9 | 4000 | 83
PY3SZNYZ | Global Energy & Lighting | Global Energy & Lighting | GLEDT8-20W-3000K | Linear Replacement Lamp | Four-Foot | Replacement Lamps (plug and play) (UL Type A) | Standard | TRUE | 2812.22 | 135.62 | 20.735 | 18.13 | 0.911 | 2981 | 81.1 | 5 | 50000 | 42466 |  |  | No |  | 3.1 | 2812.22 | 135.63 | 20.735 | 18.13 | 0.953 | 3000 | 81.1
PRQTX6D1 | Intelligent Energy Optimizers LLC | Intelligent Energy Optimizers | OPTIEOLED14W(3000K) | Linear Replacement Lamp | Four-Foot | Internal Driver Lamp-Style Retrofit Kits (UL Type B) | Standard | TRUE | 1981 | 141.8 | 13.97 | 18.78 | 0.9095 | 2927 | 82.7 | 5 | 50000 | 42466 |  |  | No |  | 3.1 | 1981 | 141.8 | 13.97 | 18.78 | 0.9095 | 3000 | 82.7
PVY3MJP9 | Global Energy & Lighting | Global Energy & Lighting | GLEDT8-25W-3000K | Linear Replacement Lamp | Four-Foot | Replacement Lamps (plug and play) (UL Type A) | Standard | TRUE | 3616.07 | 137.18 | 26.36 | 16.25 | 0.907 | 2919 | 80.7 | 5 | 50000 | 42466 |  |  | No |  | 3.1 | 3616.065 | 137.18 | 26.36 | 16.25 | 0.9522 | 3000 | 80.7
PCPEKURW | USHIO America Inc. | USHIO | 12.5W LED T8 DW 3000K 48 | Linear Replacement Lamp | Four-Foot | Internal Driver Lamp-Style Retrofit Kits (UL Type B) | Standard | TRUE | 1624 | 127.1 | 12.78 | 20.42 | 0.8954 | 3022 | 81.9 | 5 | 50000 | 42466 |  |  | No |  | 3.1 | 1650 | 125 | 12.5 | 20 | 0.9 | 3000 | 83
PDFZASRG | ETECH LED | E TECH LED | BB-T84-A1-15-30 | Linear Replacement Lamp | Four-Foot | Internal Driver Lamp-Style Retrofit Kits (UL Type B) | Standard | TRUE | 1799 | 107.7 | 16.7 | 18.35 | 0.8804 | 3120 | 81.7 | 5 | 50000 | 42466 |  |  | NotYetVerified | Lastx represents either s for single-end power input or T for double-end inputs | 3 | 1750 | 130 | 14 | 20 | 0.9 | 3000 | 83
P7D9D8AS | ETECH LED | E TECH LED | BB-T84-A1-22-30 | Linear Replacement Lamp | Four-Foot | Internal Driver Lamp-Style Retrofit Kits (UL Type B) | Standard | TRUE | 2150 | 99.1 | 21.7 | 20.57 | 0.87 | 3019 | 82.6 | 5 | 50000 | 42466 |  |  | NotYetVerified |  | 3 | 2150 | 97.8 | 22 | 20 | 0.9 | 3000 | 83
PGPM96UU | ETECH LED | E TECH LED | BB-T84-A1-18-30 | Linear Replacement Lamp | Four-Foot | Internal Driver Lamp-Style Retrofit Kits (UL Type B) | Standard | TRUE | 1789 | 98.3 | 18.2 | 17.76 | 0.87 | 3034 | 82.7 | 5 | 50000 | 42466 |  |  | NotYetVerified |  | 3 | 1900 | 125 | 16 | 20 | 0.9 | 3000 | 83
P9DGCSUB | USHIO America Inc. | USHIO | 12.5W LED T8 DW 5000K 48 | Linear Replacement Lamp | Four-Foot | Internal Driver Lamp-Style Retrofit Kits (UL Type B) | Standard | FALSE | [9 empty] | 42466 |  |  | No |  | 3.1 | 1800 | 135 | 12.5 | 20 | 0.9 | 5000 | 83
P3EMRRZD | USHIO America Inc. | USHIO | Â 3000668 | Linear Replacement Lamp | Four-Foot | Internal Driver Lamp-Style Retrofit Kits (UL Type B) | Standard | FALSE | [9 empty] | 42466 |  |  | No |  | 3.1 | 1750 | 132 | 12.5 | 20 | 0.9 | 4000 | 83
PW588P8J | USHIO America Inc. | USHIO | 12.5W LED T8 DW 3500K 48 | Linear Replacement Lamp | Four-Foot | Internal Driver Lamp-Style Retrofit Kits (UL Type B) | Standard | FALSE | [9 empty] | 42466 |  |  | No |  | 3.1 | 1650 | 125 | 12.5 | 20 | 0.9 | 3500 | 83
PEVK5F23 | Lighting & Supplies Inc. dba Sunshine Lighting Co. | Sunlite | T5/LED/4'/25W/IS/50K | Linear Replacement Lamp | Four-Foot | Replacement Lamps (plug and play) (UL Type A) | Standard | FALSE | [9 empty] | 42466 |  |  | No |  | 3.1 | 3200 | 114 | 28 | 20 | 0.9 | 5000 | 82
PU481SXM | Lighting & Supplies Inc. dba Sunshine Lighting Co. | Sunlite | T5/LED/4'/25W/IS/45K | Linear Replacement Lamp | Four-Foot | Replacement Lamps (plug and play) (UL Type A) | Standard | FALSE | [9 empty] | 42466 |  |  | No |  | 3.1 | 3200 | 114 | 28 | 20 | 0.9 | 4500 | 82
PTDTBT26 | Lighting & Supplies Inc. dba Sunshine Lighting Co. | Sunlite | T5/LED/4'/25W/IS/40K | Linear Replacement Lamp | Four-Foot | Replacement Lamps (plug and play) (UL Type A) | Standard | FALSE | [9 empty] | 42466 |  |  | No |  | 3.1 | 3200 | 114 | 28 | 20 | 0.9 | 4000 | 82
PQ7WCUDA | Lighting & Supplies Inc. dba Sunshine Lighting Co. | Sunlite | T5/LED/4'/25W/IS/35K | Linear Replacement Lamp | Four-Foot | Replacement Lamps (plug and play) (UL Type A) | Standard | FALSE | [9 empty] | 42466 |  |  | No |  | 3.1 | 3000 | 107 | 28 | 20 | 0.9 | 3500 | 82
PFPXDCNQ | LED Lumina USA LLC | Vastino | TL-4-18 5000K | Linear Replacement Lamp | Four-Foot | Replacement Lamps (plug and play) (UL Type A) | Standard | FALSE | [9 empty] | 42466 |  |  | No |  | 3 | 1800 | 100 | 18 | 6.9 | 0.988 | 5000 | 80
PT7Y6JR4 | LED Lumina USA LLC | Vastino | TL-4-22 5000K | Linear Replacement Lamp | Four-Foot | Replacement Lamps (plug and play) (UL Type A) | Standard | FALSE | [9 empty] | 42466 |  |  | No |  | 3 | 2200 | 100 | 22 | 6.2 | 0.99 | 5000 | 80
P1A4VSGB | LED Lumina USA LLC | Vastino | TL-4-18 4000K | Linear Replacement Lamp | Four-Foot | Replacement Lamps (plug and play) (UL Type A) | Standard | FALSE | [9 empty] | 42466 |  |  | No |  | 3 | 1800 | 100 | 18 | 6.9 | 0.988 | 4000 | 80
PGFRQ2DK | LED Lumina USA LLC | Vastino | TL-4-22 4000K | Linear Replacement Lamp | Four-Foot | Replacement Lamps (plug and play) (UL Type A) | Standard | FALSE | [9 empty] | 42466 |  |  | No |  | 3 | 2200 | 100 | 22 | 6.2 | 0.99 | 4000 | 80
P98Q38B6 | Intelligent Energy Optimizers LLC | Intelligent Energy Optimizers | OPTIEOLED14W(5000K) | Linear Replacement Lamp | Four-Foot | Internal Driver Lamp-Style Retrofit Kits (UL Type B) | Standard | FALSE | [9 empty] | 42466 |  |  | No |  | 3.1 | 2076 | 147.34 | 14.09 | 18.73 | 0.9089 | 5000 | 84.9
PF8EE8GA | Intelligent Energy Optimizers LLC | Intelligent Energy Optimizers | OPTIEOLED14W(4500K) | Linear Replacement Lamp | Four-Foot | Internal Driver Lamp-Style Retrofit Kits (UL Type B) | Standard | FALSE | [9 empty] | 42466 |  |  | No |  | 3.1 | 2052 | 146.28 | 14.03 | 18.78 | 0.9095 | 4500 | 82.7
PXFUS37S | Intelligent Energy Optimizers LLC | Intelligent Energy Optimizers | OPTIEOLED14W(4000K) | Linear Replacement Lamp | Four-Foot | Internal Driver Lamp-Style Retrofit Kits (UL Type B) | Standard | FALSE | [9 empty] | 42466 |  |  | No |  | 3.1 | 2029 | 144.58 | 14.03 | 18.78 | 0.9095 | 4000 | 82.7
PMH3AA54 | Intelligent Energy Optimizers LLC | Intelligent Energy Optimizers | OPTIEOLED14W(3500K) | Linear Replacement Lamp | Four-Foot | Internal Driver Lamp-Style Retrofit Kits (UL Type B) | Standard | FALSE | [9 empty] | 42466 |  |  | No |  | 3.1 | 2005 | 142.89 | 14.03 | 18.78 | 0.9095 | 3500 | 82.7
P7XPXYN3 | Xiamen Bymea Lighting Co. Ltd | BYMEA | T08F01-50H1 | Linear Replacement Lamp | Four-Foot | Replacement Lamps (plug and play) (UL Type A) | Standard | FALSE | [9 empty] | 42466 | Not Dimmable | Not Dimmable | No |  | 3.1 | 2386.576 | 111.42 | 21.42 |  | 0.997 | 4971 | 83.3
PRWX5WR6 | Global Energy & Lighting | Global Energy & Lighting | GLEDT8-11.5W-5000K | Linear Replacement Lamp | Four-Foot | Replacement Lamps (plug and play) (UL Type A) | Standard | FALSE | [9 empty] | 42466 | Not Dimmable | Not Dimmable | No |  | 3.1 | 1773.059 | 155.87 | 11.375 | 18.01 | 0.9742 | 5000 | 81.7
P5PJMVZW | Global Energy & Lighting | Global Energy & Lighting | GLEDT8-14W-5000K | Linear Replacement Lamp | Four-Foot | Replacement Lamps (plug and play) (UL Type A) | Standard | FALSE | [9 empty] | 42466 | Not Dimmable | Not Dimmable | No |  | 3.1 | 2257.462 | 155.53 | 14.515 | 18.62 | 0.9742 | 5000 | 81.3
P564VJFN | Global Energy & Lighting | Global Energy & Lighting | GLEDT8-20W-5000K | Linear Replacement Lamp | Four-Foot | Replacement Lamps (plug and play) (UL Type A) | Standard | FALSE | [9 empty] | 42466 | Not Dimmable | Not Dimmable | No |  | 3.1 | 3117.434 | 148.56 | 20.985 | 17.63 | 0.9536 | 5000 | 81
PT5TJBBN | Global Energy & Lighting | Global Energy & Lighting | GLEDT8-16W-5000K | Linear Replacement Lamp | Four-Foot | Replacement Lamps (plug and play) (UL Type A) | Standard | FALSE | [9 empty] | 42466 | Not Dimmable | Not Dimmable | No |  | 3.1 | 2456.891 | 145.94 | 16.835 | 16.54 | 0.9738 | 5000 | 80.9
P9VBN9RQ | Global Energy & Lighting | Global Energy & Lighting | GLEDT8-25W-5000K | Linear Replacement Lamp | Four-Foot | Replacement Lamps (plug and play) (UL Type A) | Standard | FALSE | [9 empty] | 42466 | Not Dimmable | Not Dimmable | No |  | 3.1 | 3963.222 | 150.29 | 26.37 | 15.85 | 0.9519 | 5000 | 80.8
PEN4H8N9 | Global Energy & Lighting | Global Energy & Lighting | GLEDT8-11.5W-4500K | Linear Replacement Lamp | Four-Foot | Replacement Lamps (plug and play) (UL Type A) | Standard | FALSE | [9 empty] | 42466 | Not Dimmable | Not Dimmable | No |  | 3.1 | 1671.929 | 146.02 | 11.45 | 18.16 | 0.9739 | 4500 | 82.6
PECJSH8Z | Global Energy & Lighting | Global Energy & Lighting | GLEDT8-14W-4500K | Linear Replacement Lamp | Four-Foot | Replacement Lamps (plug and play) (UL Type A) | Standard | FALSE | [9 empty] | 42466 | Not Dimmable | Not Dimmable | No |  | 3.1 | 2136.116 | 146.51 | 14.58 | 18.86 | 0.9744 | 4500 | 82.4
PMQZH5WA | Global Energy & Lighting | Global Energy & Lighting | GLEDT8-16W-4500K | Linear Replacement Lamp | Four-Foot | Replacement Lamps (plug and play) (UL Type A) | Standard | FALSE | [9 empty] | 42466 | Not Dimmable | Not Dimmable | No |  | 3.1 | 2377.151 | 142.17 | 16.72 | 16.82 | 0.9738 | 4500 | 82.2
PS29U3J7 | Global Energy & Lighting | Global Energy & Lighting | GLEDT8-20W-4500K | Linear Replacement Lamp | Four-Foot | Replacement Lamps (plug and play) (UL Type A) | Standard | FALSE | [9 empty] | 42466 | Not Dimmable | Not Dimmable | No |  | 3.1 | 3029.103 | 143.22 | 21.15 | 17.86 | 0.9539 | 4500 | 82.1
PBTEVP3T | Global Energy & Lighting | Global Energy & Lighting | GLEDT8-25W-4500K | Linear Replacement Lamp | Four-Foot | Replacement Lamps (plug and play) (UL Type A) | Standard | FALSE | [9 empty] | 42466 | Not Dimmable | Not Dimmable | No |  | 3.1 | 3796.584 | 143.86 | 26.39 | 16.04 | 0.9524 | 4500 | 81.9
P58VXYHZ | Global Energy & Lighting | Global Energy & Lighting | GLEDT8-11.5W-4000K | Linear Replacement Lamp | Four-Foot | Replacement Lamps (plug and play) (UL Type A) | Standard | FALSE | [9 empty] | 42466 | Not Dimmable | Not Dimmable | No |  | 3.1 | 1671.929 | 146.02 | 11.45 | 18.16 | 0.9739 | 4000 | 82.6
P7VHZD28 | Global Energy & Lighting | Global Energy & Lighting | GLEDT8-14W-4000K | Linear Replacement Lamp | Four-Foot | Replacement Lamps (plug and play) (UL Type A) | Standard | FALSE | [9 empty] | 42466 | Not Dimmable | Not Dimmable | No |  | 3.1 | 2136.116 | 146.51 | 14.58 | 18.86 | 0.9744 | 4000 | 82.4
PAPFSZ8D | Global Energy & Lighting | Global Energy & Lighting | GLEDT8-16W-4000K | Linear Replacement Lamp | Four-Foot | Replacement Lamps (plug and play) (UL Type A) | Standard | FALSE | [9 empty] | 42466 | Not Dimmable | Not Dimmable | No |  | 3.1 | 2377.151 | 142.17 | 16.72 | 16.82 | 0.9738 | 4000 | 82.2
PAD462TG | Global Energy & Lighting | Global Energy & Lighting | GLEDT8-20W-4000K | Linear Replacement Lamp | Four-Foot | Replacement Lamps (plug and play) (UL Type A) | Standard | FALSE | [9 empty] | 42466 | Not Dimmable | Not Dimmable | No |  | 3.1 | 3029.103 | 143.22 | 21.15 | 17.86 | 0.9539 | 4000 | 82.1
P2YPJUEF | Global Energy & Lighting | Global Energy & Lighting | GLEDT8-25W-4000K | Linear Replacement Lamp | Four-Foot | Replacement Lamps (plug and play) (UL Type A) | Standard | FALSE | [9 empty] | 42466 | Not Dimmable | Not Dimmable | No |  | 3.1 | 3796.584 | 143.86 | 26.39 | 16.04 | 0.9524 | 4000 | 81.9
PQZPCWMU | Global Energy & Lighting | Global Energy & Lighting | GLEDT8-16W-3500K | Linear Replacement Lamp | Four-Foot | Replacement Lamps (plug and play) (UL Type A) | Standard | FALSE | [9 empty] | 42466 | Not Dimmable | Not Dimmable | No |  | 3.1 | 2212.159 | 133.58 | 16.56 | 17.09 | 0.9741 | 3500 | 81.7
PERBE8BV | Global Energy & Lighting | Global Energy & Lighting | GLEDT8-11.5W-3500K | Linear Replacement Lamp | Four-Foot | Replacement Lamps (plug and play) (UL Type A) | Standard | FALSE | [9 empty] | 42466 | Not Dimmable | Not Dimmable | No |  | 3.1 | 1616.296 | 139.697 | 11.57 | 18.33 | 0.9726 | 3500 | 81.6
P57E451Y | Global Energy & Lighting | Global Energy & Lighting | GLEDT8-14W-3500K | Linear Replacement Lamp | Four-Foot | Replacement Lamps (plug and play) (UL Type A) | Standard | FALSE | [9 empty] | 42466 | Not Dimmable | Not Dimmable | No |  | 3.1 | 2002.401 | 139.1 | 14.395 | 19.15 | 0.9749 | 3500 | 81.4
PN5PWXE4 | Global Energy & Lighting | Global Energy & Lighting | GLEDT8-20W-3500K | Linear Replacement Lamp | Four-Foot | Replacement Lamps (plug and play) (UL Type A) | Standard | FALSE | [9 empty] | 42466 | Not Dimmable | Not Dimmable | No |  | 3.1 | 2812.22 | 135.63 | 20.735 | 18.13 | 0.953 | 3500 | 81.1
PUKWHRFT | Global Energy & Lighting | Global Energy & Lighting | GLEDT8-25W-3500K | Linear Replacement Lamp | Four-Foot | Replacement Lamps (plug and play) (UL Type A) | Standard | FALSE | [9 empty] | 42466 | Not Dimmable | Not Dimmable | No |  | 3.1 | 3616.065 | 137.18 | 26.36 | 16.25 | 0.9522 | 3500 | 80.7
PUAEZ1XP | ETECH LED | E TECH LED | BB-T84-A1-22-50 | Linear Replacement Lamp | Four-Foot | Internal Driver Lamp-Style Retrofit Kits (UL Type B) | Standard | FALSE | [9 empty] | 42466 | Not Yet Verified | Not Yet Verified | NotYetVerified |  | 3 | 2300 | 104.5 | 22 | 20 | 0.9 | 5000 | 83
PC4QGPD5 | ETECH LED | E TECH LED | BB-T84-A1-15-50 | Linear Replacement Lamp | Four-Foot | Internal Driver Lamp-Style Retrofit Kits (UL Type B) | Standard | FALSE | [9 empty] | 42466 | Not Yet Verified | Not Yet Verified | NotYetVerified | Lastx represents either s for single-end power input or T for double-end inputs | 3 | 1850 | 130 | 14 | 20 | 0.9 | 5000 | 83
PG4K5G37 | ETECH LED | E TECH LED | BB-T84-A1-18-50 | Linear Replacement Lamp | Four-Foot | Internal Driver Lamp-Style Retrofit Kits (UL Type B) | Standard | FALSE | [9 empty] | 42466 | Not Dimmable | Not Dimmable | NotYetVerified | Lastx represents either s for single-end power input or T for double-end inputs | 3 | 2150 | 130 | 16 | 20 | 0.9 | 5000 | 83
P8JS9N65 | ETECH LED | E TECH LED | BB-T84-A1-13-50 | Linear Replacement Lamp | Four-Foot | Internal Driver Lamp-Style Retrofit Kits (UL Type B) | Standard | FALSE | [9 empty] | 42466 | Not Dimmable | Not Dimmable | NotYetVerified | Lastx represents either s for single-end power input or T for double-end inputs | 3 | 1832 | 138.89 | 13.19 | 20 | 0.9 | 5000 | 83
PF1GUPEU | ETECH LED | E TECH LED | BB-T84-A1-22-45 | Linear Replacement Lamp | Four-Foot | Internal Driver Lamp-Style Retrofit Kits (UL Type B) | Standard | FALSE | [9 empty] | 42466 | Not Yet Verified | Not Yet Verified | NotYetVerified |  | 3 | 2150 | 97.8 | 22 | 20 | 0.9 | 4500 | 83
P1EHV6DN | ETECH LED | E TECH LED | BB-T84-A1-15-45 | Linear Replacement Lamp | Four-Foot | Internal Driver Lamp-Style Retrofit Kits (UL Type B) | Standard | FALSE | [9 empty] | 42466 | Not Yet Verified | Not Yet Verified | NotYetVerified | Lastx represents either s for single-end power input or T for double-end inputs | 3 | 1850 | 130 | 14 | 20 | 0.9 | 4500 | 83
PSGF48T8 | ETECH LED | E TECH LED | BB-T84-A1-18-45 | Linear Replacement Lamp | Four-Foot | Internal Driver Lamp-Style Retrofit Kits (UL Type B) | Standard | FALSE | [9 empty] | 42466 | Not Dimmable | Not Dimmable | NotYetVerified | Lastx represents either s for single-end power input or T for double-end inputs | 3 | 2150 | 130 | 16 | 20 | 0.9 | 4500 | 83
P2UDTWQP | ETECH LED | E TECH LED | BB-T84-A1-13-45 | Linear Replacement Lamp | Four-Foot | Internal Driver Lamp-Style Retrofit Kits (UL Type B) | Standard | FALSE | [9 empty] | 42466 | Not Dimmable | Not Dimmable | NotYetVerified | Lastx represents either s for single-end power input or T for double-end inputs | 3 | 1776 | 135.78 | 13.08 | 20 | 0.9 | 4500 | 83
PAZE3NEE | ETECH LED | E TECH LED | BB-T84-A1-22-40 | Linear Replacement Lamp | Four-Foot | Internal Driver Lamp-Style Retrofit Kits (UL Type B) | Standard | FALSE | [9 empty] | 42466 | Not Yet Verified | Not Yet Verified | NotYetVerified |  | 3 | 2150 | 97.8 | 22 | 20 | 0.9 | 4000 | 83
P97J9AV6 | ETECH LED | E TECH LED | BB-T84-A1-15-40 | Linear Replacement Lamp | Four-Foot | Internal Driver Lamp-Style Retrofit Kits (UL Type B) | Standard | FALSE | [9 empty] | 42466 | Not Yet Verified | Not Yet Verified | NotYetVerified | Lastx represents either s for single-end power input or T for double-end inputs | 3 | 1850 | 130 | 14 | 20 | 0.9 | 4000 | 83
PKKT77GG | ETECH LED | E TECH LED | BB-T84-A1-18-40 | Linear Replacement Lamp | Four-Foot | Internal Driver Lamp-Style Retrofit Kits (UL Type B) | Standard | FALSE | [9 empty] | 42466 | Not Dimmable | Not Dimmable | NotYetVerified | Lastx represents either s for single-end power input or T for double-end inputs | 3 | 2150 | 130 | 16 | 20 | 0.9 | 4000 | 83
PAPYS379 | ETECH LED | E TECH LED | BB-T84-A1-22-35 | Linear Replacement Lamp | Four-Foot | Internal Driver Lamp-Style Retrofit Kits (UL Type B) | Standard | FALSE | [9 empty] | 42466 | Not Yet Verified | Not Yet Verified | NotYetVerified |  | 3 | 2150 | 97.8 | 22 | 20 | 0.9 | 3500 | 83
PEFB4X36 | ETECH LED | E TECH LED | BB-T84-A1-15-35 | Linear Replacement Lamp | Four-Foot | Internal Driver Lamp-Style Retrofit Kits (UL Type B) | Standard | FALSE | [9 empty] | 42466 | Not Yet Verified | Not Yet Verified | NotYetVerified | Lastx represents either s for single-end power input or T for double-end inputs | 3 | 1750 | 130 | 14 | 20 | 0.9 | 3500 | 83
P7E3ZN3C | ETECH LED | E TECH LED | BB-T84-A1-18-35 | Linear Replacement Lamp | Four-Foot | Internal Driver Lamp-Style Retrofit Kits (UL Type B) | Standard | FALSE | [9 empty] | 42466 | Not Dimmable | Not Dimmable | NotYetVerified | Lastx represents either s for single-end power input or T for double-end inputs | 3 | 1900 | 125 | 16 | 20 | 0.9 | 3500 | 83
PX2DX26F | JIAXING SUPER LIGHTING ELECTRIC APPLIANCE CO.LTD | SUPER | T8L-IDDM11-2500-4ft-ABA | Linear Replacement Lamp | Four-Foot | Replacement Lamps (plug and play) (UL Type A) | Standard | TRUE | 2476 | 114.9 | 21.55 | 8.31 | 0.9767 | 3068 | 84.5 | 5 | 50000 | 42465 |  |  | No |  | 3.1 | 2350 | 106 | 19 | 20 | 0.9 | 3000 | 82
PKJKA434 | Atlantic Energy | AELED | AELED4FT8CBG25457 (3000K) | Linear Replacement Lamp | Four-Foot | Replacement Lamps (plug and play) (UL Type A) | Standard | TRUE | 1696.521 | 100.208 | 16.93 | 18.05 | 0.964 | 2916 | 82.2 | 5 | 50000 | 42465 |  |  | No |  | 3 | 1696.521 | 100.208 | 16.93 | 16.98 | 0.974 | 3000 | 82.2
P1PHT9C9 | iPAN LED Inc. | iPAN | iPAN-4T8-18W-E (3000K) | Linear Replacement Lamp | Four-Foot | Dual Mode Internal Driver (UL Type A and Type B) | Standard | TRUE | 1923 | 110.96 | 17.33 | 19.65 | 0.953 | 3048 | 81.9 | 5 | 50000 | 42465 |  |  | NotYetVerified |  | 3 | 1923 | 110.96 | 17.33 |  |  | 3000
P2S7ZKVA | Westinghouse Lighting | WESTINGHOUSE | LED22T5/46/30 Direct Install | Linear Replacement Lamp | Four-Foot | Replacement Lamps (plug and play) (UL Type A) | Standard | TRUE | 2508 | 104.2 | 24.1 | 9.9 | 0.935 | 3080 | 85 | 5 | 50000 | 42465 |  |  | No |  | 3 | 2600 | 104 | 25 | 20 | 0.9 | 3000 | 82
P4G6MZVW | Ameriss LLC | Ameriss LLC | AM-BES-4-16W(4000K) | Linear Replacement Lamp | Four-Foot | Internal Driver Lamp-Style Retrofit Kits (UL Type B) | Standard | TRUE | 1949.78 | 123.4 | 15.8 | 16.53 | 0.92 | 4066 | 83.1 | 5 | 50000 | 42465 |  |  | NotYetVerified | Internal Driver | 3 | 2000 | 125 | 16 |  | 0.96 | 4000 | 83
PWRR71TZ | US VAOPTO Inc. | VAOPTO | VO-T8-WW-22F4SS(3000K) | Linear Replacement Lamp | Four-Foot | Internal Driver Lamp-Style Retrofit Kits (UL Type B) | Standard | TRUE | 2671 | 123.6 | 21.61 | 18.65 | 0.9173 | 2995 | 82.4 | 5 | 50000 | 42465 |  |  | No |  | 3 | 2693 | 123.93 | 21.73 | 18.65 | 0.9173 | 3000 | 82.4
PSU3PY6G | US VAOPTO Inc. | VAOPTO | VO-T8-WW-15F4SS(3000K) | Linear Replacement Lamp | Four-Foot | Internal Driver Lamp-Style Retrofit Kits (UL Type B) | Standard | TRUE | 1838 | 125.46 | 14.65 | 16.34 | 0.9126 | 2981 | 82.3 | 5 | 50000 | 42465 |  |  | No |  | 3 | 1837 | 128.46 | 14.3 | 16.34 | 0.9126 | 3000 | 82.3
P26VD3TS | ASG ENERGY LLC | ASG ENERGY | ASG-VERSA-T8-EX-16W-4F-FR-3000K | Linear Replacement Lamp | Four-Foot | 2-lamp External Driver Lamp-Style Retrofit Kits (UL Type C) | Standard | TRUE | 1852 | 113.69 | 16.29 | 11.95 | 0.907 | 2939 | 82 | 5 | 50000 | 42465 |  |  | NotYetVerified | External Driver | 3 | 1833 | 114.13 | 16.06 | 11.95 | 0.9069 | 3000 | 82
P23RT9S5 | ECO LED BRIGHT INC | ECO LED BRIGHT | T8ND-18W-5K-064C | Linear Replacement Lamp | Four-Foot | Internal Driver Lamp-Style Retrofit Kits (UL Type B) | Standard | TRUE | 2291.5 | 140.1 | 16.357 | 8.4 | 0.9 | 5042 | 82.8 | 5 | 50000 | 42465 |  |  | NotYetVerified |  | 3.1 | 2310 | 140 | 16.5 | 12 | 0.95 | 5000 | 80
P51JT6FK | JIAXING SUPER LIGHTING ELECTRIC APPLIANCE CO.LTD | SUPER | T8L-IDDM11-2500-4ft-EBA | Linear Replacement Lamp | Four-Foot | Replacement Lamps (plug and play) (UL Type A) | Standard | FALSE | [9 empty] | 42465 |  |  | No |  | 3.1 | 2500 | 113 | 19 | 20 | 0.9 | 5000 | 82
P4DYJPFQ | JIAXING SUPER LIGHTING ELECTRIC APPLIANCE CO.LTD | SUPER | T8L-IDDM11-2500-4ft-DBA | Linear Replacement Lamp | Four-Foot | Replacement Lamps (plug and play) (UL Type A) | Standard | FALSE | [9 empty] | 42465 |  |  | No |  | 3.1 | 2500 | 113 | 19 | 20 | 0.9 | 4500 | 82
PPJ9BNXE | JIAXING SUPER LIGHTING ELECTRIC APPLIANCE CO.LTD | SUPER | T8L-IDDM11-2500-4ft-CBA | Linear Replacement Lamp | Four-Foot | Replacement Lamps (plug and play) (UL Type A) | Standard | FALSE | [9 empty] | 42465 |  |  | No |  | 3.1 | 2500 | 113 | 19 | 20 | 0.9 | 4000 | 82
PRB2W9VX | JIAXING SUPER LIGHTING ELECTRIC APPLIANCE CO.LTD | SUPER | T8L-IDDM11-2500-4ft-BBA | Linear Replacement Lamp | Four-Foot | Replacement Lamps (plug and play) (UL Type A) | Standard | FALSE | [9 empty] | 42465 |  |  | No |  | 3.1 | 2350 | 106 | 19 | 20 | 0.9 | 3500 | 82
PPQ4HXBJ | Ameriss LLC | Ameriss LLC | AM-BES-4-16W(5000K) | Linear Replacement Lamp | Four-Foot | Internal Driver Lamp-Style Retrofit Kits (UL Type B) | Standard | FALSE | [9 empty] | 42465 |  |  | NotYetVerified | Internal Driver | 3 | 2000 | 125 | 16 |  | 0.96 | 5000 | 83
PFTUZZX3 | iPAN LED Inc. | iPAN | iPAN-4T8-18W-E (5000K) | Linear Replacement Lamp | Four-Foot | Dual Mode Internal Driver (UL Type A and Type B) | Standard | FALSE | [9 empty] | 42465 |  |  | NotYetVerified |  | 3 | 1923 | 110.96 | 17.33 |  |  | 5000
P2NPW48H | iPAN LED Inc. | iPAN | iPAN-4T8-18W-E (4000K) | Linear Replacement Lamp | Four-Foot | Dual Mode Internal Driver (UL Type A and Type B) | Standard | FALSE | [9 empty] | 42465 |  |  | NotYetVerified |  | 3 | 1923 | 110.96 | 17.33 |  |  | 4000
PMS6Q2Q2 | Atlantic Energy | AELED | AELED4FT8CBG25457 (5000K) | Linear Replacement Lamp | Four-Foot | Replacement Lamps (plug and play) (UL Type A) | Standard | FALSE | [9 empty] | 42465 |  |  | No |  | 3 | 1843.79 | 109.1 | 16.9 | 14.68 | 0.975 | 5000 | 82.5
PSAJVTN2 | Atlantic Energy | AELED | AELED4FT8CBG25457 (4000K) | Linear Replacement Lamp | Four-Foot | Replacement Lamps (plug and play) (UL Type A) | Standard | FALSE | [9 empty] | 42465 |  |  | No |  | 3 | 1724.097 | 101.897 | 16.92 | 15.11 | 0.982 | 4000 | 84.6
PY8M5SEQ | Westinghouse Lighting | WESTINGHOUSE | 3789 | Linear Replacement Lamp | Four-Foot | Replacement Lamps (plug and play) (UL Type A) | Standard | FALSE | [9 empty] | 42465 |  |  | No |  | 3 | 2800 | 112 | 25 | 20 | 0.9 | 5000 | 82
P4X8MJ8V | Westinghouse Lighting | WESTINGHOUSE | 3788 | Linear Replacement Lamp | Four-Foot | Replacement Lamps (plug and play) (UL Type A) | Standard | FALSE | [9 empty] | 42465 |  |  | No |  | 3 | 2800 | 112 | 25 | 20 | 0.9 | 4000 | 82
PGBN9EUP | Westinghouse Lighting | WESTINGHOUSE | LED22T5/46/35 Direct Install | Linear Replacement Lamp | Four-Foot | Replacement Lamps (plug and play) (UL Type A) | Standard | FALSE | [9 empty] | 42465 |  |  | No |  | 3 | 2600 | 104 | 25 | 20 | 0.9 | 3500 | 82
P6M828VS | US VAOPTO Inc. | VAOPTO | VO-T8-DW-22F4SS(5000K) | Linear Replacement Lamp | Four-Foot | Internal Driver Lamp-Style Retrofit Kits (UL Type B) | Standard | FALSE | [9 empty] | 42465 |  |  | No |  | 3 | 2858 | 130.03 | 21.98 | 18.33 | 0.9326 | 5000 | 82.4
PWGQZ2KN | US VAOPTO Inc. | VAOPTO | VO-T8-DW-15F4SS(5000K) | Linear Replacement Lamp | Four-Foot | Internal Driver Lamp-Style Retrofit Kits (UL Type B) | Standard | FALSE | [9 empty] | 42465 |  |  | No |  | 3 | 1985 | 134.49 | 14.76 | 16.34 | 0.9021 | 5000 | 82.4
P3RBMGME | US VAOPTO Inc. | VAOPTO | VO-T8-XNW-22F4SS(4500K) | Linear Replacement Lamp | Four-Foot | Internal Driver Lamp-Style Retrofit Kits (UL Type B) | Standard | FALSE | [9 empty] | 42465 |  |  | No |  | 3 | 2693 | 123.93 | 21.73 | 18.65 | 0.9173 | 4500 | 82.4
P31MMMY5 | US VAOPTO Inc. | VAOPTO | VO-T8-XNW-15F4SS(4500K) | Linear Replacement Lamp | Four-Foot | Internal Driver Lamp-Style Retrofit Kits (UL Type B) | Standard | FALSE | [9 empty] | 42465 |  |  | No |  | 3 | 1837 | 128.46 | 14.3 | 16.34 | 0.9126 | 4500 | 82.3
P34FYQMZ | US VAOPTO Inc. | VAOPTO | VO-T8-NW-22F4SS(4000K) | Linear Replacement Lamp | Four-Foot | Internal Driver Lamp-Style Retrofit Kits (UL Type B) | Standard | FALSE | [9 empty] | 42465 |  |  | No |  | 3 | 2693 | 123.93 | 21.73 | 18.65 | 0.9173 | 4000 | 82.4
PDQXNH5M | US VAOPTO Inc. | VAOPTO | VO-T8-NW-15F4SS(4000K) | Linear Replacement Lamp | Four-Foot | Internal Driver Lamp-Style Retrofit Kits (UL Type B) | Standard | FALSE | [9 empty] | 42465 |  |  | No |  | 3 | 1837 | 128.46 | 14.3 | 16.34 | 0.9126 | 4000 | 82.3
PZNJ6944 | US VAOPTO Inc. | VAOPTO | VO-T8-XWW-22F4SS(3500K) | Linear Replacement Lamp | Four-Foot | Internal Driver Lamp-Style Retrofit Kits (UL Type B) | Standard | FALSE | [9 empty] | 42465 |  |  | No |  | 3 | 2693 | 123.93 | 21.73 | 18.65 | 0.9173 | 3500 | 82.4
P2C2XTJ7 | US VAOPTO Inc. | VAOPTO | VO-T8-XWW-15F4SS(3500K) | Linear Replacement Lamp | Four-Foot | Internal Driver Lamp-Style Retrofit Kits (UL Type B) | Standard | FALSE | [9 empty] | 42465 |  |  | No |  | 3 | 1837 | 128.46 | 14.3 | 16.34 | 0.9126 | 3500 | 82.3
PSWDGRRS | ASG ENERGY LLC | ASG ENERGY | ASG-VERSA-T8-EX-16W-4F-FR-5000K | Linear Replacement Lamp | Four-Foot | 2-lamp External Driver Lamp-Style Retrofit Kits (UL Type C) | Standard | FALSE | [9 empty] | 42465 | Dimmable | Continuous Below 10 | NotYetVerified | External Driver | 3 | 1924 | 120.02 | 16.03 | 11.02 | 0.9047 | 5000 | 82.9
PEVZZY89 | ASG ENERGY LLC | ASG ENERGY | ASG-VERSA-T8-EX-16W-4F-FR-4000K | Linear Replacement Lamp | Four-Foot | 2-lamp External Driver Lamp-Style Retrofit Kits (UL Type C) | Standard | FALSE | [9 empty] | 42465 | Dimmable | Continuous Below 10 | NotYetVerified | External Driver | 3 | 1833 | 114.13 | 16.06 | 11.95 | 0.9069 | 4000 | 82
PSGMSUCX | RHINO LED INC | Rhino LED | InstaBrite T5HO 4ft 3500K | Linear Replacement Lamp | Four-Foot | Replacement Lamps (plug and play) (UL Type A) | Standard | TRUE | 3500.33 | 118.86 | 29.45 | 4.35 | 0.985 | 3365 | 81.8 | 5 | 50000 | 42464 |  |  | NotYetVerified |  | 3 | 3500.33 | 118.86 | 29.4 | 4.35 | 0.985 | 3500 | 81.8
PJWRRCBG | Metrosphere Light Corp. | METROSPHERE | MET-SUBC -4/15/130/3/FR | Linear Replacement Lamp | Four-Foot | Replacement Lamps (plug and play) (UL Type A) | Standard | TRUE | 2258 | 118.3 | 19.08 | 9.74 | 0.9807 | 3063 | 84.6 | 5 | 50000 | 42464 |  |  | No |  | 3 | 2200 | 122 | 18 | 20 | 0.9 | 3000 | 82
PGNG7V2W | RHINO LED INC | Rhino LED | InstaBrite ET8 4ft 4000K | Linear Replacement Lamp | Four-Foot | Replacement Lamps (plug and play) (UL Type A) | Standard | TRUE | 1613.57 | 109.47 | 14.74 | 12.84 | 0.961 | 4065 | 82 | 5 | 50000 | 42464 |  |  | NotYetVerified |  | 3 | 1613.57 | 109.47 | 14.74 | 12.84 | 0.961 | 4065 | 82
PVRAMKPX | Topaz Lighting Corp. | Topaz | L4T5E/830/27/F-39 | Linear Replacement Lamp | Four-Foot | Replacement Lamps (plug and play) (UL Type A) | Standard | TRUE | 2922 | 107.4 | 27.2 | 10.2 | 0.947 | 3083 | 85 | 5 | 50000 | 42464 |  |  | No |  | 3.1 | 3000 | 107 | 28 | 20 | 0.9 | 3000 | 82
PF48TAFA | Zhongshan Zohnson Lighting Co. Ltd | Zhongshan Zohnson Lighting Co. Ltd | ZS-T8-18P4FT 3000K | Linear Replacement Lamp | Four-Foot | Internal Driver Lamp-Style Retrofit Kits (UL Type B) | Standard | TRUE | 2010 | 118.49 | 16.97 | 13 | 0.933 | 2951 | 82.3 | 5 | 50000 | 42464 |  |  | No |  | 3.1 | 2160 | 120 | 18 | 13 | 0.933 | 3000 | 82
PABQXEPW | JIAXING SUPER LIGHTING ELECTRIC APPLIANCE CO.LTD | SUPER | T8L-IDFH13-2200-4ft-2BA | Linear Replacement Lamp | Four-Foot | Internal Driver Lamp-Style Retrofit Kits (UL Type B) | Standard | TRUE | 2005 | 107.7 | 18.61 | 18.64 | 0.9249 | 3071 | 92.6 | 5 | 50000 | 42464 |  |  | No |  | 3.1 | 2000 | 105 | 18.5 | 20 | 0.9 | 3000 | 92
PWK9BHZ4 | Metrosphere Light Corp. | METROSPHERE | MET-SUINT-4/165/130/3/FR | Linear Replacement Lamp | Four-Foot | Internal Driver Lamp-Style Retrofit Kits (UL Type B) | Standard | TRUE | 2250 | 128.5 | 17.51 | 20.01 | 0.9129 | 3066 | 84.5 | 5 | 50000 | 42464 |  |  | No |  | 3 | 2200 | 130 | 16.5 | 20.01 | 0.9129 | 3000 | 83
PC5GSR3Z | Metrosphere Light Corp. | METROSPHERE | MET-SUINT-4/165/130/5/FR | Linear Replacement Lamp | Four-Foot | Internal Driver Lamp-Style Retrofit Kits (UL Type B) | Standard | TRUE | 2213 | 134.8 | 16.41 | 20.17 | 0.9087 | 5152 | 85.3 | 5 | 50000 | 42464 |  |  | No |  | 3 | 2200 | 130 | 16.5 | 20.17 | 0.9087 | 5000 | 83
P6ZYV3D6 | Metrosphere Light Corp. | METROSPHERE | MET-SUINT-4/125/145/3/FR | Linear Replacement Lamp | Four-Foot | Internal Driver Lamp-Style Retrofit Kits (UL Type B) | Standard | TRUE | 1805 | 137.2 | 13.16 | 15.72 | 0.9072 | 3056 | 84.7 | 5 | 50000 | 42464 |  |  | No |  | 3 | 1800 | 135 | 12.5 | 20 | 0.9 | 3000 | 83
PFGFDFH5 | Metrosphere Light Corp. | METROSPHERE | MET-SUINT-4/125/145/5/FR | Linear Replacement Lamp | Four-Foot | Internal Driver Lamp-Style Retrofit Kits (UL Type B) | Standard | FALSE | 1810 | 141 | 12.84 | 16.29 | 0.9063 | 5108 | 85.2 |  |  | 42464 |  |  | No |  | 3 | 1800 | 135 | 12.5 | 20 | 0.9 | 5000 | 83
PZ8WCS3H | JIAXING SUPER LIGHTING ELECTRIC APPLIANCE CO.LTD | SUPER | T8L-IDFH13-2200-4ft-6BA | Linear Replacement Lamp | Four-Foot | Internal Driver Lamp-Style Retrofit Kits (UL Type B) | Standard | FALSE | [9 empty] | 42464 |  |  | No |  | 3.1 | 2100 | 110 | 18.5 | 20 | 0.9 | 5000 | 92
PUVNTSGZ | JIAXING SUPER LIGHTING ELECTRIC APPLIANCE CO.LTD | SUPER | T8L-IDFH13-2200-4ft-5BA | Linear Replacement Lamp | Four-Foot | Internal Driver Lamp-Style Retrofit Kits (UL Type B) | Standard | FALSE | [9 empty] | 42464 |  |  | No |  | 3.1 | 2100 | 110 | 18.5 | 20 | 0.9 | 4500 | 92
PVXNTMR9 | JIAXING SUPER LIGHTING ELECTRIC APPLIANCE CO.LTD | SUPER | T8L-IDFH13-2200-4ft-4BA | Linear Replacement Lamp | Four-Foot | Internal Driver Lamp-Style Retrofit Kits (UL Type B) | Standard | FALSE | [9 empty] | 42464 |  |  | No |  | 3.1 | 2100 | 110 | 18.5 | 20 | 0.9 | 4000 | 92
PZ6HQNY2 | JIAXING SUPER LIGHTING ELECTRIC APPLIANCE CO.LTD | SUPER | T8L-IDFH13-2200-4ft-3BA | Linear Replacement Lamp | Four-Foot | Internal Driver Lamp-Style Retrofit Kits (UL Type B) | Standard | FALSE | [9 empty] | 42464 |  |  | No |  | 3 | 2000 | 105 | 18.5 | 20 | 0.9 | 3500 | 92
PAM246KS | Topaz Lighting Corp. | Topaz | L4T5E/850/27/F-39 | Linear Replacement Lamp | Four-Foot | Replacement Lamps (plug and play) (UL Type A) | Standard | FALSE | [9 empty] | 42464 |  |  | No |  | 3.1 | 3200 | 114 | 28 | 20 | 0.9 | 5000 | 82
PSHV7NZD | Topaz Lighting Corp. | Topaz | L4T5E/845/27/F-39 | Linear Replacement Lamp | Four-Foot | Replacement Lamps (plug and play) (UL Type A) | Standard | FALSE | [9 empty] | 42464 |  |  | No |  | 3.1 | 3200 | 114 | 28 | 20 | 0.9 | 4500 | 82
PBQXK5M5 | Topaz Lighting Corp. | Topaz | L4T5E/840/27/F-39 | Linear Replacement Lamp | Four-Foot | Replacement Lamps (plug and play) (UL Type A) | Standard | FALSE | [9 empty] | 42464 |  |  | No |  | 3.1 | 3200 | 114 | 28 | 20 | 0.9 | 4000 | 82
PTAQYACA | Topaz Lighting Corp. | Topaz | L4T5E/835/27/F-39 | Linear Replacement Lamp | Four-Foot | Replacement Lamps (plug and play) (UL Type A) | Standard | FALSE | [9 empty] | 42464 |  |  | No |  | 3.1 | 3000 | 107 | 28 | 20 | 0.9 | 3500 | 82
PQ9FSA4S | Metrosphere Light Corp. | METROSPHERE | MET-SUBC -4/15/130/5/FR | Linear Replacement Lamp | Four-Foot | Replacement Lamps (plug and play) (UL Type A) | Standard | FALSE | [9 empty] | 42464 |  |  | No |  | 3 | 2200 | 122 | 18 | 20 | 0.9 | 5000 | 82
PVBGERPJ | Metrosphere Light Corp. | METROSPHERE | MET-SUINT-4/165/130/4/FR | Linear Replacement Lamp | Four-Foot | Internal Driver Lamp-Style Retrofit Kits (UL Type B) | Standard | FALSE | [9 empty] | 42464 |  |  | No |  | 3 | 2200 | 130 | 16.5 | 20 | 0.9 | 4000 | 83
PE6KJTNY | Metrosphere Light Corp. | METROSPHERE | MET-SUINT-4/125/145/4/FR | Linear Replacement Lamp | Four-Foot | Internal Driver Lamp-Style Retrofit Kits (UL Type B) | Standard | FALSE | [9 empty] | 42464 |  |  | No |  | 3 | 1800 | 135 | 12.5 | 20 | 0.9 | 4000 | 83
PSY2WS2Q | Metrosphere Light Corp. | METROSPHERE | MET-SUBC -4/15/130/4/FR | Linear Replacement Lamp | Four-Foot | Replacement Lamps (plug and play) (UL Type A) | Standard | FALSE | [9 empty] | 42464 |  |  | No |  | 3 | 2200 | 122 | 18 | 20 | 0.9 | 4000 | 82
PUPRS8K5 | Metrosphere Light Corp. | METROSPHERE | MET-SUINT-4/165/130/35/FR | Linear Replacement Lamp | Four-Foot | Internal Driver Lamp-Style Retrofit Kits (UL Type B) | Standard | FALSE | [9 empty] | 42464 |  |  | No |  | 3 | 2200 | 130 | 16.5 | 20 | 0.9 | 3500 | 83
PXDZQMMB | Metrosphere Light Corp. | METROSPHERE | MET-SUINT-4/125/145/35/FR | Linear Replacement Lamp | Four-Foot | Internal Driver Lamp-Style Retrofit Kits (UL Type B) | Standard | FALSE | [9 empty] | 42464 |  |  | No |  | 3 | 1800 | 135 | 12.5 | 20 | 0.9 | 3500 | 83
P1JCAKCF | Metrosphere Light Corp. | METROSPHERE | MET-SUBC -4/15/130/35/FR | Linear Replacement Lamp | Four-Foot | Replacement Lamps (plug and play) (UL Type A) | Standard | FALSE | [9 empty] | 42464 |  |  | No |  | 3 | 2200 | 122 | 18 | 20 | 0.9 | 3500 | 82
P8BQZA12 | Zhongshan Zohnson Lighting Co. Ltd | Zhongshan Zohnson Lighting Co. Ltd | ZS-T8-18P4FT 5000K | Linear Replacement Lamp | Four-Foot | Internal Driver Lamp-Style Retrofit Kits (UL Type B) | Standard | FALSE | [9 empty] | 42464 | Not Dimmable | Not Dimmable | No |  | 3.1 | 2160 | 120 | 18 | 13 | 0.933 | 5000 | 82
P8V3GT1X | RHINO LED INC | Rhino LED | InstaBrite ET8 4ft 5000K | Linear Replacement Lamp | Four-Foot | Replacement Lamps (plug and play) (UL Type A) | Standard | FALSE | [9 empty] | 42464 | Not Dimmable | Not Dimmable | NotYetVerified |  | 3 | 1662.06 | 113.529 | 14.64 | 12.87 | 0.99 | 5170 | 82.9
PJDBJ9RR | RHINO LED INC | Rhino LED | InstaBrite T5HO 4ft 5000K | Linear Replacement Lamp | Four-Foot | Replacement Lamps (plug and play) (UL Type A) | Standard | FALSE | [9 empty] | 42464 | Dimmable | Continuous Below 10 | NotYetVerified |  | 3 | 3832.32 | 129.43 | 29.61 | 4.76 | 0.998 | 5000 | 82.7
PRDVDJGK | RHINO LED INC | Rhino LED | InstaBrite T5HO 4ft 4000K | Linear Replacement Lamp | Four-Foot | Replacement Lamps (plug and play) (UL Type A) | Standard | FALSE | [9 empty] | 42464 | Dimmable | Continuous Below 10 | NotYetVerified |  | 3 | 3597.61 | 122.37 | 29.4 | 4.8 | 0.998 | 4000 | 81.5
P2U6VRQF | Philips Lighting North America Corporation (Rosemont) | Philips | 9290011585(ICN-4P16-TLED-N) | Linear Replacement Lamp | Four-Foot | 4-lamp External Driver Lamp-Style Retrofit Kits (UL Type C) | Standard | TRUE | 1776 | 119.11 | 14.91 | 4 | 0.982 | 3069 | 83.4 | 5 | 50000 | 42461 |  |  | NotYetVerified |  | 3.1 | 5800 | 98 | 60 | 10 | 0.982 | 3000 | 84
P3K5PC3M | MaxLite Inc | MaxLite | L17T8DF430-G | Linear Replacement Lamp | Four-Foot | Replacement Lamps (plug and play) (UL Type A) | Standard | TRUE | 2261 | 113.8 | 19.86 | 9.43 | 0.9818 | 3073 | 84.5 | 5 | 50000 | 42461 |  |  | No |  | 3 | 2200 | 112 | 19.5 | 20 | 0.9 | 3000 | 82
P8H5WJP9 | TGL Inc. | TGL Lighting | TGL-17W-4FT-350K | Linear Replacement Lamp | Four-Foot | Replacement Lamps (plug and play) (UL Type A) | Standard | TRUE | 1995.65 | 104 | 19.23 | 9 | 0.98 | 3457 | 83 | 5 | 50000 | 42461 |  |  | NotYetVerified |  | 3 | 2100 | 100 | 17 |  | 0.9 | 3500 | 80
PWBDVPH2 | MaxLite Inc | MaxLite | L14T8DF430-G | Linear Replacement Lamp | Four-Foot | Replacement Lamps (plug and play) (UL Type A) | Standard | TRUE | 1870 | 111.2 | 16.82 | 11.02 | 0.9769 | 3071 | 84.6 | 5 | 50000 | 42461 |  |  | No |  | 3 | 1800 | 105 | 17 | 20 | 0.9 | 3000 | 82
PY94BUVZ | Archipelago Lighting Inc. | ARCHIPELAGO | LT8F220030K3 | Linear Replacement Lamp | Four-Foot | Replacement Lamps (plug and play) (UL Type A) | Standard | TRUE | 2249 | 105.7 | 21.28 | 10.84 | 0.9757 | 2969 | 82.9 | 5 | 50000 | 42461 |  |  | No |  | 3 | 2200 | 100 | 22 | 20 | 0.9 | 3000 | 83
PGG47JUJ | LEDone Distribution Inc. | LEDone | LED-GT84F18W-EBCA30K | Linear Replacement Lamp | Four-Foot | Dual Mode Internal Driver (UL Type A and Type B) | Standard | TRUE | 2212 | 107 | 20.68 | 9.03 | 0.9744 | 3067 | 84.5 | 5 | 50000 | 42461 |  |  | No |  | 3.1 | 2200 | 107 | 20.5 | 20 | 0.9 | 3000 | 82
PKAWZBUP | Archipelago Lighting Inc. | ARCHIPELAGO | LT8F180030K3 | Linear Replacement Lamp | Four-Foot | Replacement Lamps (plug and play) (UL Type A) | Standard | TRUE | 1901 | 101 | 18.84 | 13.14 | 0.9697 | 2966 | 82.8 | 5 | 50000 | 42461 |  |  | No |  | 3 | 1800 | 100 | 18 | 20 | 0.9 | 3000 | 82
P324VDBY | Archipelago Lighting Inc. | ARCHIPELAGO | LT8F160030K3 | Linear Replacement Lamp | Four-Foot | Replacement Lamps (plug and play) (UL Type A) | Standard | TRUE | 1792 | 100.9 | 17.76 | 13.76 | 0.9668 | 2963 | 83 | 5 | 50000 | 42461 |  |  | No |  | 3 | 1600 | 100 | 16 | 20 | 0.9 | 3000 | 83
P4F8MBTD | LEDone Distribution Inc. | LEDone | LED-GT54F25W-EBC30K | Linear Replacement Lamp | Four-Foot | Replacement Lamps (plug and play) (UL Type A) | Standard | TRUE | 2922 | 107.4 | 27.2 | 10.2 | 0.947 | 3083 | 85 | 5 | 50000 | 42461 |  |  | No |  | 3.1 | 3000 | 107 | 28 | 20 | 0.9 | 3000 | 82
PR1ZDQVH | LEDone Distribution Inc. | LED One | LOD-T84F18W-30K-HL | Linear Replacement Lamp | Four-Foot | Internal Driver Lamp-Style Retrofit Kits (UL Type B) | Standard | TRUE | 2044.8 | 115.47 | 17.71 | 13.1 | 0.944 | 3027 | 82 | 5 | 50000 | 42461 |  |  | No |  | 3.1 | 2044.8 | 115.47 | 17.71 | 11.8 | 0.99 | 3027 | 82
PPU5ZH5P | LEDone Distribution Inc. | LEDone | LED-GT54F22W-EBC30K | Linear Replacement Lamp | Four-Foot | Replacement Lamps (plug and play) (UL Type A) | Standard | TRUE | 2508 | 104.2 | 24.1 | 9.9 | 0.935 | 3080 | 85 | 5 | 50000 | 42461 |  |  | No |  | 3 | 2600 | 104 | 25 | 20 | 0.9 | 3000 | 82
PV1NB5HX | Voltech International Inc. | Technilight | TLT84F20W | Linear Replacement Lamp | Four-Foot | Internal Driver Lamp-Style Retrofit Kits (UL Type B) | Standard | TRUE | 2334.5 | 115.11 | 20.28 | 17.8 | 0.92 | 3008 | 82.3 | 5 | 50000 | 42461 |  |  | NotYetVerified |  | 3 | 2334.5 | 115 | 20 |  |  | 3000 | 82.3
PH1QSHY5 | MaxLite Inc | MaxLite | L18T8SE430-G | Linear Replacement Lamp | Four-Foot | Internal Driver Lamp-Style Retrofit Kits (UL Type B) | Standard | TRUE | 2225 | 124.2 | 17.92 | 19.37 | 0.917 | 3080 | 84.1 | 5 | 50000 | 42461 |  |  | No |  | 3 | 2200 | 122 | 18 | 20 | 0.9 | 3000 | 83
PXTKGK2H | MaxLite Inc | MaxLite | L16.5T8SE430-G | Linear Replacement Lamp | Four-Foot | Internal Driver Lamp-Style Retrofit Kits (UL Type B) | Standard | TRUE | 2250 | 128.5 | 17.51 | 20.01 | 0.9129 | 3066 | 84.5 | 5 | 50000 | 42461 |  |  | No |  | 3 | 2200 | 130 | 16.5 | 20.01 | 0.9129 | 3000 | 83
PRWFEYQT | LED2 Lighting Group Inc | LED2 | LED2-T8GL-BC-12W-30 | Linear Replacement Lamp | Four-Foot | Replacement Lamps (plug and play) (UL Type A) | Standard | TRUE | 1613 | 120.01 | 13.44 | 10.86 | 0.9102 | 3060 | 83.3 | 5 | 50000 | 42461 |  |  | No | Product updated on 9/1/2016 | 3.1 | 1613 | 120.01 | 13.44 | 10.86 | 0.9046 | 3000 | 83.3
P1ZQTBVC | MaxLite Inc | MaxLite | L16.5T8SE450-G | Linear Replacement Lamp | Four-Foot | Internal Driver Lamp-Style Retrofit Kits (UL Type B) | Standard | TRUE | 2213 | 134.8 | 16.41 | 20.17 | 0.9087 | 5152 | 85.3 | 5 | 50000 | 42461 |  |  | No |  | 3 | 2200 | 130 | 16.5 | 20.17 | 0.9087 | 5000 | 83
P43HBM34 | Partsmaster USA | Partsmaster USA | DY2110X325 | Linear Replacement Lamp | Four-Foot | Dual Mode Internal Driver (UL Type A and Type B) | Standard | TRUE | 2030 | 110.63 | 18.42 | 19.93 | 0.9075 | 3109 | 82.7 | 5 | 50000 | 42461 |  |  | NotYetVerified |  | 3 | 2030 | 110.63 | 18.35 | 19.93 | 0.9075 | 3000 | 82.7
P48EQFZA | MaxLite Inc | MaxLite | L12.5T8SE430-G | Linear Replacement Lamp | Four-Foot | Internal Driver Lamp-Style Retrofit Kits (UL Type B) | Standard | TRUE | 1805 | 137.2 | 13.16 | 15.72 | 0.9072 | 3056 | 84.7 | 5 | 50000 | 42461 |  |  | No |  | 3 | 1800 | 135 | 12.5 | 20 | 0.9 | 3000 | 83
PNPVSTGX | MaxLite Inc | MaxLite | L15T8SE430-G | Linear Replacement Lamp | Four-Foot | Internal Driver Lamp-Style Retrofit Kits (UL Type B) | Standard | TRUE | 1934 | 128.1 | 15.1 | 16.58 | 0.906 | 3065 | 84.6 | 5 | 50000 | 42461 |  |  | No |  | 3 | 1800 | 120 | 15 | 20 | 0.9 | 3000 | 83
P28AX7HD | Ledpro Corp | LEDPRO | LPCV-4FTPC-16W30F | Linear Replacement Lamp | Four-Foot | Internal Driver Lamp-Style Retrofit Kits (UL Type B) | Standard | TRUE | 1691.8 | 103.62 | 16.33 | 16.56 | 0.901 | 2954 | 81.7 | 5 | 50000 | 42461 |  |  | NotYetVerified |  | 3 | 1690 | 103 | 16 | 20 | 0.99 | 3000 | 80
P8TQAYJC | Ledpro Corp | LEDPRO | LPCV-4FTAL-16W30F | Linear Replacement Lamp | Four-Foot | Internal Driver Lamp-Style Retrofit Kits (UL Type B) | Standard | TRUE | 1747.7 | 107.35 | 16.28 | 16.5 | 0.896 | 3057 | 81.6 | 5 | 50000 | 42461 |  |  | NotYetVerified | Internal Driver | 3 | 1740 | 107 | 16 | 20 | 0.99 | 3000 | 80
PX5TS2HY | CH Lighting Co.Ltd. | CH | CH1152[Blank D]-48-12.5W 830-2 | Linear Replacement Lamp | Four-Foot | Internal Driver Lamp-Style Retrofit Kits (UL Type B) | Standard | TRUE | 1624 | 127.1 | 12.78 | 20.42 | 0.8954 | 3022 | 81.9 | 5 | 50000 | 42461 |  |  | No | Updated 11/9/2016 | 3.1 | 1650 | 125 | 12.5 | 20 | 0.9 | 3000 | 83
PPGD3T98 | Ledpro Corp | LEDPRO | LPCV-4FTPC-16W30C | Linear Replacement Lamp | Four-Foot | Internal Driver Lamp-Style Retrofit Kits (UL Type B) | Standard | TRUE | 1674 | 105.22 | 15.91 | 18.17 | 0.89 | 3185 | 81.6 | 5 | 50000 | 42461 |  |  | NotYetVerified |  | 3 | 1670 | 106 | 16 | 20 | 0.99 | 3000 | 80
PA7H8HKQ | Ledpro Corp | LEDPRO | LPCV-4FTAL-16W30C | Linear Replacement Lamp | Four-Foot | Internal Driver Lamp-Style Retrofit Kits (UL Type B) | Standard | TRUE | 1680.2 | 105.84 | 15.88 | 17.35 | 0.884 | 3185 | 81.7 | 5 | 50000 | 42461 |  |  | NotYetVerified |  | 3 | 1680 | 105 | 16 | 20 | 0.99 | 3000 | 80
P5FYTDR2 | LED2 Lighting Group Inc | LED2 | LED2-T8GL-ID-12W-30 | Linear Replacement Lamp | Four-Foot | Internal Driver Lamp-Style Retrofit Kits (UL Type B) | Standard | TRUE | 1721.2 | 135.3 | 12.72 | 18.6 | 0.881 | 2987 | 81.2 | 5 | 50000 | 42461 |  |  | No |  | 3 | 1700 | 141.6667 | 12 | 15 | 0.9 | 3000 | 81
PQS3M3YH | TGL Inc. | TGL Lighting | TGL-17W-4FT-500K | Linear Replacement Lamp | Four-Foot | Replacement Lamps (plug and play) (UL Type A) | Standard | FALSE | [9 empty] | 42461 |  |  | NotYetVerified |  | 3 | 2100 | 100 | 17 |  | 0.9 | 5000 | 80
PZRHS65Y | TGL Inc. | TGL Lighting | TGL-17W-4FT-410K | Linear Replacement Lamp | Four-Foot | Replacement Lamps (plug and play) (UL Type A) | Standard | FALSE | [9 empty] | 42461 |  |  | NotYetVerified |  | 3 | 2100 | 100 | 17 |  | 0.9 | 4100 | 80
PP2131W1 | Philips Lighting North America Corporation (Rosemont) | Philips | 9290011588(ICN-4P16-TLED-N) | Linear Replacement Lamp | Four-Foot | 4-lamp External Driver Lamp-Style Retrofit Kits (UL Type C) | Standard | FALSE | [9 empty] | 42461 |  |  | NotYetVerified |  | 3 | 5800 | 98 | 60 | 10 | 0.982 | 5000 | 84
P744CSMG | Philips Lighting North America Corporation (Rosemont) | Philips | 9290011587(ICN-4P16-TLED-N) | Linear Replacement Lamp | Four-Foot | 4-lamp External Driver Lamp-Style Retrofit Kits (UL Type C) | Standard | FALSE | [9 empty] | 42461 |  |  | NotYetVerified |  | 3 | 5800 | 98 | 60 | 10 | 0.982 | 4000 | 84
PBMEMA7M | Philips Lighting North America Corporation (Rosemont) | Philips | 9290011586(ICN-4P16-TLED-N) | Linear Replacement Lamp | Four-Foot | 4-lamp External Driver Lamp-Style Retrofit Kits (UL Type C) | Standard | FALSE | [9 empty] | 42461 |  |  | NotYetVerified |  | 3 | 5800 | 98 | 60 | 10 | 0.982 | 3500 | 84
PSFVBTZC | Archipelago Lighting Inc. | ARCHIPELAGO | LT8F220050K3 | Linear Replacement Lamp | Four-Foot | Replacement Lamps (plug and play) (UL Type A) | Standard | FALSE | [9 empty] | 42461 |  |  | No |  | 3 | 2400 | 109 | 22 | 20 | 0.9 | 5000 | 83
PWD41BSC | Archipelago Lighting Inc. | ARCHIPELAGO | LT8F160050K3 | Linear Replacement Lamp | Four-Foot | Replacement Lamps (plug and play) (UL Type A) | Standard | FALSE | [9 empty] | 42461 |  |  | No |  | 3 | 1800 | 112 | 16 | 20 | 0.9 | 5000 | 83
PGD3V9WF | Archipelago Lighting Inc. | ARCHIPELAGO | LT8F180050K3 | Linear Replacement Lamp | Four-Foot | Replacement Lamps (plug and play) (UL Type A) | Standard | FALSE | [9 empty] | 42461 |  |  | No |  | 3 | 2000 | 111 | 18 | 20 | 0.9 | 5000 | 82
PHKD7RK7 | Archipelago Lighting Inc. | ARCHIPELAGO | LT8F220041K3 | Linear Replacement Lamp | Four-Foot | Replacement Lamps (plug and play) (UL Type A) | Standard | FALSE | [9 empty] | 42461 |  |  | No |  | 3 | 2300 | 105 | 22 | 20 | 0.9 | 4000 | 83
PT5VMBCG | Archipelago Lighting Inc. | ARCHIPELAGO | LT8F160041K3 | Linear Replacement Lamp | Four-Foot | Replacement Lamps (plug and play) (UL Type A) | Standard | FALSE | [9 empty] | 42461 |  |  | No |  | 3 | 1700 | 106 | 16 | 20 | 0.9 | 4000 | 83
PZWXF98P | Archipelago Lighting Inc. | ARCHIPELAGO | LT8F180041K3 | Linear Replacement Lamp | Four-Foot | Replacement Lamps (plug and play) (UL Type A) | Standard | FALSE | [9 empty] | 42461 |  |  | No |  | 3 | 1900 | 105 | 18 | 20 | 0.9 | 4000 | 82
PR4BQP17 | Archipelago Lighting Inc. | ARCHIPELAGO | LT8F220035K3 | Linear Replacement Lamp | Four-Foot | Replacement Lamps (plug and play) (UL Type A) | Standard | FALSE | [9 empty] | 42461 |  |  | No |  | 3 | 2250 | 102 | 22 | 20 | 0.9 | 3500 | 83
P9SQ2S7D | Archipelago Lighting Inc. | ARCHIPELAGO | LT8F160035K3 | Linear Replacement Lamp | Four-Foot | Replacement Lamps (plug and play) (UL Type A) | Standard | FALSE | [9 empty] | 42461 |  |  | No |  | 3 | 1650 | 103 | 16 | 20 | 0.9 | 3500 | 83
PVXJGDX7 | Archipelago Lighting Inc. | ARCHIPELAGO | LT8F180035K3 | Linear Replacement Lamp | Four-Foot | Replacement Lamps (plug and play) (UL Type A) | Standard | FALSE | [9 empty] | 42461 |  |  | No |  | 3 | 1850 | 102 | 18 | 20 | 0.9 | 3500 | 82
PRHBJUKJ | CH Lighting Co.Ltd. | CH | CH1152[Blank D]-48-12.5W 850-2 | Linear Replacement Lamp | Four-Foot | Internal Driver Lamp-Style Retrofit Kits (UL Type B) | Standard | FALSE | [9 empty] | 42461 |  |  | No | Updated 11/9/2016 | 3.1 | 1800 | 135 | 12.5 | 20 | 0.9 | 5000 | 83
PW2G32XV | CH Lighting Co.Ltd. | CH | CH1152[Blank D]-48-12.5W 845-2 | Linear Replacement Lamp | Four-Foot | Internal Driver Lamp-Style Retrofit Kits (UL Type B) | Standard | FALSE | [9 empty] | 42461 |  |  | No | Updated 11/9/2016 | 3.1 | 1750 | 132 | 12.5 | 20 | 0.9 | 4500 | 83
P7SGJDB7 | CH Lighting Co.Ltd. | CH | CH1152[Blank D]-48-12.5W 840-2 | Linear Replacement Lamp | Four-Foot | Internal Driver Lamp-Style Retrofit Kits (UL Type B) | Standard | FALSE | [9 empty] | 42461 |  |  | No | Updated 11/9/2016 | 3.1 | 1750 | 132 | 12.5 | 20 | 0.9 | 4000 | 83
P8UUR82V | CH Lighting Co.Ltd. | CH | CH1152[Blank D]-48-12.5W 835-2 | Linear Replacement Lamp | Four-Foot | Internal Driver Lamp-Style Retrofit Kits (UL Type B) | Standard | FALSE | [9 empty] | 42461 |  |  | No | Updated 11/9/2016 | 3.1 | 1650 | 125 | 12.5 | 20 | 0.9 | 3500 | 83
PBZBQNE4 | MaxLite Inc | MaxLite | L18T8SE450-G | Linear Replacement Lamp | Four-Foot | Internal Driver Lamp-Style Retrofit Kits (UL Type B) | Standard | FALSE | [9 empty] | 42461 |  |  | No |  | 3 | 2200 | 122 | 18 | 20 | 0.9 | 5000 | 83
P6S4JWKR | MaxLite Inc | MaxLite | L12.5T8SE450-G | Linear Replacement Lamp | Four-Foot | Internal Driver Lamp-Style Retrofit Kits (UL Type B) | Standard | FALSE | [9 empty] | 42461 |  |  | No |  | 3 | 1800 | 135 | 12.5 | 20 | 0.9 | 5000 | 83
P3TTQXU2 | MaxLite Inc | MaxLite | L15T8SE450-G | Linear Replacement Lamp | Four-Foot | Internal Driver Lamp-Style Retrofit Kits (UL Type B) | Standard | FALSE | [9 empty] | 42461 |  |  | No |  | 3 | 1800 | 120 | 15 | 20 | 0.9 | 5000 | 83
PQH2GJE9 | MaxLite Inc | MaxLite | L17T8DF450-G | Linear Replacement Lamp | Four-Foot | Replacement Lamps (plug and play) (UL Type A) | Standard | FALSE | [9 empty] | 42461 |  |  | No |  | 3 | 2200 | 112 | 19.5 | 20 | 0.9 | 5000 | 82
PCDW6F6A | MaxLite Inc | MaxLite | L14T8DF450-G | Linear Replacement Lamp | Four-Foot | Replacement Lamps (plug and play) (UL Type A) | Standard | FALSE | [9 empty] | 42461 |  |  | No |  | 3 | 1800 | 105 | 17 | 20 | 0.9 | 5000 | 82
PUP1QZNE | MaxLite Inc | MaxLite | L16.5T8SE445-G | Linear Replacement Lamp | Four-Foot | Internal Driver Lamp-Style Retrofit Kits (UL Type B) | Standard | FALSE | [9 empty] | 42461 |  |  | No |  | 3 | 2200 | 130 | 16.5 | 20 | 0.9 | 4500 | 83
P1H4HPW7 | MaxLite Inc | MaxLite | L18T8SE445-G | Linear Replacement Lamp | Four-Foot | Internal Driver Lamp-Style Retrofit Kits (UL Type B) | Standard | FALSE | [9 empty] | 42461 |  |  | No |  | 3 | 2200 | 122 | 18 | 20 | 0.9 | 4500 | 83
PMYMXK4B | MaxLite Inc | MaxLite | L15T8SE445-G | Linear Replacement Lamp | Four-Foot | Internal Driver Lamp-Style Retrofit Kits (UL Type B) | Standard | FALSE | [9 empty] | 42461 |  |  | No |  | 3 | 1800 | 120 | 15 | 20 | 0.9 | 4500 | 83
P1P2Y1AX | MaxLite Inc | MaxLite | L12.5T8SE445-G | Linear Replacement Lamp | Four-Foot | Internal Driver Lamp-Style Retrofit Kits (UL Type B) | Standard | FALSE | [9 empty] | 42461 |  |  | No |  | 3 | 1800 | 135 | 12.5 | 20 | 0.9 | 4500 | 83
P4YE4TMP | MaxLite Inc | MaxLite | L17T8DF445-G | Linear Replacement Lamp | Four-Foot | Replacement Lamps (plug and play) (UL Type A) | Standard | FALSE | [9 empty] | 42461 |  |  | No |  | 3 | 2200 | 112 | 19.5 | 20 | 0.9 | 4500 | 82
P2GRRU1R | MaxLite Inc | MaxLite | L14T8DF445-G | Linear Replacement Lamp | Four-Foot | Replacement Lamps (plug and play) (UL Type A) | Standard | FALSE | [9 empty] | 42461 |  |  | No |  | 3 | 1800 | 105 | 17 | 20 | 0.9 | 4500 | 82
PTHFA49C | MaxLite Inc | MaxLite | L16.5T8SE440-G | Linear Replacement Lamp | Four-Foot | Internal Driver Lamp-Style Retrofit Kits (UL Type B) | Standard | FALSE | [9 empty] | 42461 |  |  | No |  | 3 | 2200 | 130 | 16.5 | 20 | 0.9 | 4000 | 83
P5R8H9DA | MaxLite Inc | MaxLite | L18T8SE440-G | Linear Replacement Lamp | Four-Foot | Internal Driver Lamp-Style Retrofit Kits (UL Type B) | Standard | FALSE | [9 empty] | 42461 |  |  | No |  | 3 | 2200 | 122 | 18 | 20 | 0.9 | 4000 | 83
PZ9JXTUZ | MaxLite Inc | MaxLite | L12.5T8SE440-G | Linear Replacement Lamp | Four-Foot | Internal Driver Lamp-Style Retrofit Kits (UL Type B) | Standard | FALSE | [9 empty] | 42461 |  |  | No |  | 3 | 1800 | 135 | 12.5 | 20 | 0.9 | 4000 | 83
PBCG62QG | MaxLite Inc | MaxLite | L15T8SE440-G | Linear Replacement Lamp | Four-Foot | Internal Driver Lamp-Style Retrofit Kits (UL Type B) | Standard | FALSE | [9 empty] | 42461 |  |  | No |  | 3 | 1800 | 120 | 15 | 20 | 0.9 | 4000 | 83
P1BC3F54 | MaxLite Inc | MaxLite | L17T8DF440-G | Linear Replacement Lamp | Four-Foot | Replacement Lamps (plug and play) (UL Type A) | Standard | FALSE | [9 empty] | 42461 |  |  | No |  | 3 | 2200 | 112 | 19.5 | 20 | 0.9 | 4000 | 82
P3B4T1B3 | MaxLite Inc | MaxLite | L14T8DF440-G | Linear Replacement Lamp | Four-Foot | Replacement Lamps (plug and play) (UL Type A) | Standard | FALSE | [9 empty] | 42461 |  |  | No |  | 3 | 1800 | 105 | 17 | 20 | 0.9 | 4000 | 82
P7W11T9Y | MaxLite Inc | MaxLite | L16.5T8SE435-G | Linear Replacement Lamp | Four-Foot | Internal Driver Lamp-Style Retrofit Kits (UL Type B) | Standard | FALSE | [9 empty] | 42461 |  |  | No |  | 3 | 2200 | 130 | 16.5 | 20 | 0.9 | 3500 | 83
P1GWX5XF | MaxLite Inc | MaxLite | L18T8SE435-G | Linear Replacement Lamp | Four-Foot | Internal Driver Lamp-Style Retrofit Kits (UL Type B) | Standard | FALSE | [9 empty] | 42461 |  |  | No |  | 3 | 2200 | 122 | 18 | 20 | 0.9 | 3500 | 83
PZUHRB67 | MaxLite Inc | MaxLite | L15T8SE435-G | Linear Replacement Lamp | Four-Foot | Internal Driver Lamp-Style Retrofit Kits (UL Type B) | Standard | FALSE | [9 empty] | 42461 |  |  | No |  | 3 | 1800 | 120 | 15 | 20 | 0.9 | 3500 | 83
PBGUZEMB | MaxLite Inc | MaxLite | L12.5T8SE435-G | Linear Replacement Lamp | Four-Foot | Internal Driver Lamp-Style Retrofit Kits (UL Type B) | Standard | FALSE | [9 empty] | 42461 |  |  | No |  | 3 | 1800 | 135 | 12.5 | 20 | 0.9 | 3500 | 83
PE67CQA9 | MaxLite Inc | MaxLite | L17T8DF435-G | Linear Replacement Lamp | Four-Foot | Replacement Lamps (plug and play) (UL Type A) | Standard | FALSE | [9 empty] | 42461 |  |  | No |  | 3 | 2200 | 112 | 19.5 | 20 | 0.9 | 3500 | 82
PRU4YPEF | MaxLite Inc | MaxLite | L14T8DF435-G | Linear Replacement Lamp | Four-Foot | Replacement Lamps (plug and play) (UL Type A) | Standard | FALSE | [9 empty] | 42461 |  |  | No |  | 3 | 1800 | 105 | 17 | 20 | 0.9 | 3500 | 82
PG75DHNT | LEDone Distribution Inc. | LED One | LOD-T84F18W-50K-HL | Linear Replacement Lamp | Four-Foot | Internal Driver Lamp-Style Retrofit Kits (UL Type B) | Standard | FALSE | [9 empty] | 42461 |  |  | No |  | 3.1 | 2318.886 | 125.318 | 18.504 |  | 0.99 | 5056 | 81
PMSQX3ME | LEDone Distribution Inc. | LEDone | LED-GT54F25W-EBC50K | Linear Replacement Lamp | Four-Foot | Replacement Lamps (plug and play) (UL Type A) | Standard | FALSE | [9 empty] | 42461 |  |  | No |  | 3.1 | 3200 | 114 | 28 | 20 | 0.9 | 5000 | 82
PJM2SY7D | LEDone Distribution Inc. | LEDone | LED-GT54F22W-EBC50K | Linear Replacement Lamp | Four-Foot | Replacement Lamps (plug and play) (UL Type A) | Standard | FALSE | [9 empty] | 42461 |  |  | No |  | 3 | 2800 | 112 | 25 | 20 | 0.9 | 5000 | 82
PCNX88S1 | LEDone Distribution Inc. | LEDone | LED-GT84F18W-EBCA50K | Linear Replacement Lamp | Four-Foot | Dual Mode Internal Driver (UL Type A and Type B) | Standard | FALSE | [9 empty] | 42461 |  |  | No |  | 3.1 | 2200 | 107 | 20.5 | 20 | 0.9 | 5000 | 82
PMBGWEJD | LEDone Distribution Inc. | LED One | LOD-T84F18W-40K-HL | Linear Replacement Lamp | Four-Foot | Internal Driver Lamp-Style Retrofit Kits (UL Type B) | Standard | FALSE | [9 empty] | 42461 |  |  | No |  | 3.1 | 2092.052 | 117.716 | 17.772 |  | 0.989 | 4067 | 82.5
P8N32ZAP | LEDone Distribution Inc. | LEDone | LED-GT54F25W-EBC40K | Linear Replacement Lamp | Four-Foot | Replacement Lamps (plug and play) (UL Type A) | Standard | FALSE | [9 empty] | 42461 |  |  | No |  | 3.1 | 3200 | 114 | 28 | 20 | 0.9 | 4000 | 82
PZBETKYQ | LEDone Distribution Inc. | LEDone | LED-GT54F22W-EBC40K | Linear Replacement Lamp | Four-Foot | Replacement Lamps (plug and play) (UL Type A) | Standard | FALSE | [9 empty] | 42461 |  |  | No |  | 3 | 2800 | 112 | 25 | 20 | 0.9 | 4000 | 82
PBYR2CYA | LEDone Distribution Inc. | LEDone | LED-GT84F18W-EBCA40K | Linear Replacement Lamp | Four-Foot | Dual Mode Internal Driver (UL Type A and Type B) | Standard | FALSE | [9 empty] | 42461 |  |  | No |  | 3.1 | 2200 | 107 | 20.5 | 20 | 0.9 | 4000 | 82
PAJM7C4S | LEDone Distribution Inc. | LEDone | LED-GT54F25W-EBC35K | Linear Replacement Lamp | Four-Foot | Replacement Lamps (plug and play) (UL Type A) | Standard | FALSE | [9 empty] | 42461 |  |  | No |  | 3.1 | 3000 | 107 | 28 | 20 | 0.9 | 3500 | 82
PVZD9M99 | LEDone Distribution Inc. | LEDone | LED-GT54F22W-EBC35K | Linear Replacement Lamp | Four-Foot | Replacement Lamps (plug and play) (UL Type A) | Standard | FALSE | [9 empty] | 42461 |  |  | No |  | 3 | 2600 | 104 | 25 | 20 | 0.9 | 3500 | 82
PTUEAF7H | LEDone Distribution Inc. | LEDone | LED-GT84F18W-EBCA35K | Linear Replacement Lamp | Four-Foot | Dual Mode Internal Driver (UL Type A and Type B) | Standard | FALSE | [9 empty] | 42461 |  |  | No |  | 3.1 | 2200 | 107 | 20.5 | 20 | 0.9 | 3500 | 82
P3XAW63N | Voltech International Inc. | Technilight | TLT84C20P | Linear Replacement Lamp | Four-Foot | Internal Driver Lamp-Style Retrofit Kits (UL Type B) | Standard | FALSE | [9 empty] | 42461 | Not Yet Verified | Not Yet Verified | NotYetVerified |  | 3 | 2000 | 100 | 20 |  | 0.92 | 5000 | 83
PWDDJKH2 | Voltech International Inc. | Technilight | TLT84F20P | Linear Replacement Lamp | Four-Foot | Internal Driver Lamp-Style Retrofit Kits (UL Type B) | Standard | FALSE | [9 empty] | 42461 | Not Yet Verified | Not Yet Verified | NotYetVerified |  | 3 | 2334.5 | 115 | 20 |  |  | 5000 | 82.3
PP1D9R6D | Voltech International Inc. | Technilight | TLT84F20N | Linear Replacement Lamp | Four-Foot | Internal Driver Lamp-Style Retrofit Kits (UL Type B) | Standard | FALSE | [9 empty] | 42461 | Not Yet Verified | Not Yet Verified | NotYetVerified |  | 3 | 2334.5 | 115.11 | 20 | 17.8 | 0.92 | 4000 | 82.3
P8EBV9VP | Voltech International Inc. | Technilight | TLT84C20N | Linear Replacement Lamp | Four-Foot | Internal Driver Lamp-Style Retrofit Kits (UL Type B) | Standard | FALSE | [9 empty] | 42461 | Not Yet Verified | Not Yet Verified | NotYetVerified |  | 3 | 2000 | 100 | 20 |  | 0.92 | 4000 | 82
P3EPSDZF | Voltech International Inc. | Technilight | TLT84C20W | Linear Replacement Lamp | Four-Foot | Internal Driver Lamp-Style Retrofit Kits (UL Type B) | Standard | FALSE | [9 empty] | 42461 | Not Yet Verified | Not Yet Verified | NotYetVerified |  | 3 | 2000 | 100 | 20 |  | 0.92 | 3000 | 82
PFJ7A9GY | Partsmaster USA | Partsmaster USA | DY2110X525 | Linear Replacement Lamp | Four-Foot | Dual Mode Internal Driver (UL Type A and Type B) | Standard | FALSE | [9 empty] | 42461 | Not Dimmable | Not Dimmable | NotYetVerified |  | 3 | 2150 | 116.72 | 18.42 | 19.57 | 0.9095 | 5000 | 82.6
PYRR7JY2 | Partsmaster USA | Partsmaster USA | DY2110X425 | Linear Replacement Lamp | Four-Foot | Dual Mode Internal Driver (UL Type A and Type B) | Standard | FALSE | [9 empty] | 42461 | Not Dimmable | Not Dimmable | NotYetVerified |  | 3 | 2030 | 110.63 | 18.35 | 19.93 | 0.9075 | 4000 | 82.7
PWCHYHYY | LED2 Lighting Group Inc | LED2 | LED2-T8GL-ID-12W-50 | Linear Replacement Lamp | Four-Foot | Internal Driver Lamp-Style Retrofit Kits (UL Type B) | Standard | FALSE | [9 empty] | 42461 | Not Dimmable | Not Dimmable | No |  | 3 | 1750 | 145.8333 | 12 | 15 | 0.9 | 5000 | 81
P5W5FWMX | LED2 Lighting Group Inc | LED2 | LED2-T8GL-BC-12W-50 | Linear Replacement Lamp | Four-Foot | Replacement Lamps (plug and play) (UL Type A) | Standard | FALSE | [9 empty] | 42461 | Dimmable | Continuous Below 10 | No |  | 3.1 | 1657 | 124.12 | 13.35 | 10.94 | 0.903 | 5000 | 84.2
PGE6W9R8 | LED2 Lighting Group Inc | LED2 | LED2-T8GL-ID-12W-45 | Linear Replacement Lamp | Four-Foot | Internal Driver Lamp-Style Retrofit Kits (UL Type B) | Standard | FALSE | [9 empty] | 42461 | Not Dimmable | Not Dimmable | No |  | 3 | 1750 | 145.8333 | 12 | 15 | 0.9 | 4500 | 81
PMSE861Z | LED2 Lighting Group Inc | LED2 | LED2-T8GL-BC-12W-45 | Linear Replacement Lamp | Four-Foot | Replacement Lamps (plug and play) (UL Type A) | Standard | FALSE | [9 empty] | 42461 | Dimmable | Continuous Below 10 | No |  | 3.1 | 1646 | 122.88 | 13.4 | 10.86 | 0.9046 | 4500 | 83.3
P7QRP53J | LED2 Lighting Group Inc | LED2 | LED2-T8GL-ID-12W-40 | Linear Replacement Lamp | Four-Foot | Internal Driver Lamp-Style Retrofit Kits (UL Type B) | Standard | FALSE | [9 empty] | 42461 | Not Dimmable | Not Dimmable | No |  | 3 | 1750 | 145.8333 | 12 | 15 | 0.9 | 4000 | 81
P73EZS5F | LED2 Lighting Group Inc | LED2 | LED2-T8GL-BC-12W-40 | Linear Replacement Lamp | Four-Foot | Replacement Lamps (plug and play) (UL Type A) | Standard | FALSE | [9 empty] | 42461 | Dimmable | Continuous Below 10 | No |  | 3.1 | 1635 | 122.06 | 13.4 | 10.86 | 0.9046 | 4000 | 83.3
PHAA38XM | LED2 Lighting Group Inc | LED2 | LED2-T8GL-ID-12W-35 | Linear Replacement Lamp | Four-Foot | Internal Driver Lamp-Style Retrofit Kits (UL Type B) | Standard | FALSE | [9 empty] | 42461 | Not Dimmable | Not Dimmable | No |  | 3 | 1700 | 141.6667 | 12 | 15 | 0.9 | 3500 | 81
PPUDZEQ5 | LED2 Lighting Group Inc | LED2 | LED2-T8GL-BC-12W-35 | Linear Replacement Lamp | Four-Foot | Replacement Lamps (plug and play) (UL Type A) | Standard | FALSE | [9 empty] | 42461 | Dimmable | Continuous Below 10 | No |  | 3.1 | 1624 | 121.24 | 13.4 | 10.86 | 0.9046 | 3500 | 83.3
P4KRXG5H | Ledpro Corp | LEDPRO | LPCV-4FTAL-16W50C | Linear Replacement Lamp | Four-Foot | Internal Driver Lamp-Style Retrofit Kits (UL Type B) | Standard | FALSE | [9 empty] | 42461 | Not Dimmable | Not Dimmable | NotYetVerified | Internal Driver | 3 | 1880 | 121 | 16 | 20 | 0.99 | 5000 | 80
PSHZS9DT | Ledpro Corp | LEDPRO | LPCV-4FTPC-16W50C | Linear Replacement Lamp | Four-Foot | Internal Driver Lamp-Style Retrofit Kits (UL Type B) | Standard | FALSE | [9 empty] | 42461 | Not Dimmable | Not Dimmable | NotYetVerified | Internal Driver | 3 | 1760 | 115 | 16 | 20 | 0.99 | 5000 | 80
P1954JCK | Ledpro Corp | LEDPRO | LPCV-4FTAL-16W50F | Linear Replacement Lamp | Four-Foot | Internal Driver Lamp-Style Retrofit Kits (UL Type B) | Standard | FALSE | [9 empty] | 42461 | Not Dimmable | Not Dimmable | NotYetVerified | Internal Driver | 3 | 1740 | 107 | 16 | 20 | 0.99 | 5000 | 80
PHSM52KR | Ledpro Corp | LEDPRO | LPCV-4FTPC-16W50F | Linear Replacement Lamp | Four-Foot | Internal Driver Lamp-Style Retrofit Kits (UL Type B) | Standard | FALSE | [9 empty] | 42461 | Not Dimmable | Not Dimmable | NotYetVerified |  | 3 | 1730 | 105 | 16 | 20 | 0.99 | 5000 | 80
P6NYW6CB | Ledpro Corp | LEDPRO | LPCV-4FTAL-16W45C | Linear Replacement Lamp | Four-Foot | Internal Driver Lamp-Style Retrofit Kits (UL Type B) | Standard | FALSE | [9 empty] | 42461 | Not Dimmable | Not Dimmable | NotYetVerified | Internal Driver | 3 | 1810 | 117 | 16 | 20 | 0.99 | 4500 | 80
P85CJUP9 | Ledpro Corp | LEDPRO | LPCV-4FTAL-16W45F | Linear Replacement Lamp | Four-Foot | Internal Driver Lamp-Style Retrofit Kits (UL Type B) | Standard | FALSE | [9 empty] | 42461 | Not Dimmable | Not Dimmable | NotYetVerified | Internal Driver | 3 | 1740 | 107 | 16 | 20 | 0.99 | 4500 | 80
PXM2D6C5 | Ledpro Corp | LEDPRO | LPCV-4FTPC-16W45C | Linear Replacement Lamp | Four-Foot | Internal Driver Lamp-Style Retrofit Kits (UL Type B) | Standard | FALSE | [9 empty] | 42461 | Not Dimmable | Not Dimmable | NotYetVerified | Internal Driver | 3 | 1730 | 113 | 16 | 20 | 0.99 | 4500 | 80
PUAEVYZ1 | Ledpro Corp | LEDPRO | LPCV-4FTPC-16W45F | Linear Replacement Lamp | Four-Foot | Internal Driver Lamp-Style Retrofit Kits (UL Type B) | Standard | FALSE | [9 empty] | 42461 | Not Dimmable | Not Dimmable | NotYetVerified | Internal Driver | 3 | 1720 | 104 | 16 | 20 | 0.99 | 4500 | 80
PZAUG5K1 | Ledpro Corp | LEDPRO | LPCV-4FTAL-16W40C | Linear Replacement Lamp | Four-Foot | Internal Driver Lamp-Style Retrofit Kits (UL Type B) | Standard | FALSE | [9 empty] | 42461 | Not Dimmable | Not Dimmable | NotYetVerified | Internal Driver | 3 | 1770 | 114 | 16 | 20 | 0.99 | 4000 | 80
P6HBARHH | Ledpro Corp | LEDPRO | LPCV-4FTAL-16W40F | Linear Replacement Lamp | Four-Foot | Internal Driver Lamp-Style Retrofit Kits (UL Type B) | Standard | FALSE | [9 empty] | 42461 | Not Dimmable | Not Dimmable | NotYetVerified | Internal Driver | 3 | 1740 | 107 | 16 | 20 | 0.99 | 4000 | 80
PJK4KCH9 | Ledpro Corp | LEDPRO | LPCV-4FTPC-16W40C | Linear Replacement Lamp | Four-Foot | Internal Driver Lamp-Style Retrofit Kits (UL Type B) | Standard | FALSE | [9 empty] | 42461 | Not Dimmable | Not Dimmable | NotYetVerified | Internal Driver | 3 | 1710 | 109 | 16 | 20 | 0.99 | 4000 | 80
PH6XER3B | Ledpro Corp | LEDPRO | LPCV-4FTPC-16W40F | Linear Replacement Lamp | Four-Foot | Internal Driver Lamp-Style Retrofit Kits (UL Type B) | Standard | FALSE | [9 empty] | 42461 | Not Dimmable | Not Dimmable | NotYetVerified |  | 3 | 1710 | 104 | 16 | 20 | 0.99 | 4000 | 80
PWSCU1CP | Ledpro Corp | LEDPRO | LPCV-4FTAL-16W35F | Linear Replacement Lamp | Four-Foot | Internal Driver Lamp-Style Retrofit Kits (UL Type B) | Standard | FALSE | [9 empty] | 42461 | Not Dimmable | Not Dimmable | NotYetVerified | Internal Driver | 3 | 1740 | 107 | 16 | 20 | 0.99 | 3500 | 80
P3CM7BWS | Ledpro Corp | LEDPRO | LPCV-4FTAL-16W35C | Linear Replacement Lamp | Four-Foot | Internal Driver Lamp-Style Retrofit Kits (UL Type B) | Standard | FALSE | [9 empty] | 42461 | Not Dimmable | Not Dimmable | NotYetVerified | Internal Driver | 3 | 1720 | 109 | 16 | 20 | 0.99 | 3500 | 80
PHGMZWVU | Ledpro Corp | LEDPRO | LPCV-4FTPC-16W35F | Linear Replacement Lamp | Four-Foot | Internal Driver Lamp-Style Retrofit Kits (UL Type B) | Standard | FALSE | [9 empty] | 42461 | Not Dimmable | Not Dimmable | NotYetVerified |  | 3 | 1700 | 103 | 16 | 20 | 0.99 | 3500 | 80
PUBA7WMN | Ledpro Corp | LEDPRO | LPCV-4FTPC-16W35C | Linear Replacement Lamp | Four-Foot | Internal Driver Lamp-Style Retrofit Kits (UL Type B) | Standard | FALSE | [9 empty] | 42461 | Not Dimmable | Not Dimmable | NotYetVerified | Internal Driver | 3 | 1690 | 108 | 16 | 20 | 0.99 | 3500 | 80
PHES92YB | Sunpark | SUNPARK | T8-48T-830-18W-EB | Linear Replacement Lamp | Four-Foot | Replacement Lamps (plug and play) (UL Type A) | Standard | TRUE | 2286.1 | 112.7 | 20.29 | 8.46 | 0.963 | 2959 | 84.1 | 5 | 50000 | 42460 |  |  | No |  | 3 | 2300 | 110 | 20 | 8.5 | 0.998 | 3000 | 85
PNJKUMTY | Revolution Lighting Technologies | Revolution Lighting Technologies | 204383-210 | Linear Replacement Lamp | Four-Foot | Replacement Lamps (plug and play) (UL Type A) | Standard | TRUE | 2922 | 107.4 | 27.2 | 10.2 | 0.947 | 3083 | 85 | 5 | 50000 | 42460 |  |  | No |  | 3.1 | 3000 | 107 | 28 | 20 | 0.9 | 3000 | 82
PAJ9H4X3 | WHD ENERGY INC | WHD Energy | WHD-T8-18WB(3000K) | Linear Replacement Lamp | Four-Foot | Dual Mode Internal Driver (UL Type A and Type B) | Standard | TRUE | 2268 | 106.68 | 21.26 | 10.08 | 0.9385 | 2976 | 82.6 | 5 | 50000 | 42460 |  |  | No |  | 3 | 2268 | 106.68 | 21.26 | 10.08 | 0.9385 | 3000 | 82.6
P7GZFU42 | Revolution Lighting Technologies | Revolution Lighting Technologies | 204382-210 | Linear Replacement Lamp | Four-Foot | Replacement Lamps (plug and play) (UL Type A) | Standard | TRUE | 2508 | 104.2 | 24.1 | 9.9 | 0.935 | 3080 | 85 | 5 | 50000 | 42460 |  |  | No |  | 3 | 2600 | 104 | 25 | 20 | 0.9 | 3000 | 82
PEF5PA3C | HAVELLS SYLVANIA COSTA RICA S A | SYLVANIA | P26539 | Linear Replacement Lamp | Four-Foot | Internal Driver Lamp-Style Retrofit Kits (UL Type B) | Standard | TRUE | 2225 | 124.2 | 17.92 | 19.37 | 0.917 | 3080 | 84.1 | 5 | 50000 | 42460 |  |  | No |  | 3 | 2200 | 122 | 18 | 20 | 0.9 | 3000 | 83
PCR4Y9GR | HAVELLS SYLVANIA COSTA RICA S A | SYLVANIA | P26539 | Linear Replacement Lamp | Four-Foot | Internal Driver Lamp-Style Retrofit Kits (UL Type B) | Standard | TRUE | 2225 | 124.2 | 17.92 | 19.37 | 0.917 | 3080 | 84.1 | 5 | 50000 | 42460 |  |  | No |  | 3 | 2200 | 122 | 18 | 20 | 0.9 | 3000 | 83
P82URTHF | Sunpark | SUNPARK | T8-48T-830-15W-BP | Linear Replacement Lamp | Four-Foot | Internal Driver Lamp-Style Retrofit Kits (UL Type B) | Standard | TRUE | 1753 | 116.2 | 15.08 | 24.1 | 0.909 | 2963 | 83.9 | 5 | 50000 | 42460 |  |  | No |  | 3.1 | 1750 | 115 | 15 | 24 | 0.98 | 3000 | 83
PCZ6M4ZC | Sunpark | SUNPARK | T8-48T-830-15W-EB | Linear Replacement Lamp | Four-Foot | Replacement Lamps (plug and play) (UL Type A) | Standard | TRUE | 1799 | 111.6 | 16.12 | 11.2 | 0.901 | 2965 | 84 | 5 | 50000 | 42460 |  |  | No |  | 3 | 1800 | 112 | 16 | 11.2 | 0.983 | 3000 | 84
P1ADYPES | Revolution Lighting Technologies | Revolution Lighting Technologies | 204383-213 | Linear Replacement Lamp | Four-Foot | Replacement Lamps (plug and play) (UL Type A) | Standard | FALSE | [9 empty] | 42460 |  |  | No |  | 3.1 | 3200 | 114 | 28 | 20 | 0.9 | 5000 | 82
PRR9ZUFW | Revolution Lighting Technologies | Revolution Lighting Technologies | 204382-213 | Linear Replacement Lamp | Four-Foot | Replacement Lamps (plug and play) (UL Type A) | Standard | FALSE | [9 empty] | 42460 |  |  | No |  | 3 | 2800 | 112 | 25 | 20 | 0.9 | 5000 | 82
PFVGSXA5 | Revolution Lighting Technologies | Revolution Lighting Technologies | 204383-212 | Linear Replacement Lamp | Four-Foot | Replacement Lamps (plug and play) (UL Type A) | Standard | FALSE | [9 empty] | 42460 |  |  | No |  | 3.1 | 3200 | 114 | 28 | 20 | 0.9 | 4000 | 82
PT3QRR9H | Revolution Lighting Technologies | Revolution Lighting Technologies | 204382-212 | Linear Replacement Lamp | Four-Foot | Replacement Lamps (plug and play) (UL Type A) | Standard | FALSE | [9 empty] | 42460 |  |  | No |  | 3 | 2800 | 112 | 25 | 20 | 0.9 | 4000 | 82
PQEJAW8W | Revolution Lighting Technologies | Revolution Lighting Technologies | 204383-211 | Linear Replacement Lamp | Four-Foot | Replacement Lamps (plug and play) (UL Type A) | Standard | FALSE | [9 empty] | 42460 |  |  | No |  | 3.1 | 3000 | 107 | 28 | 20 | 0.9 | 3500 | 82
P71R8PEA | Revolution Lighting Technologies | Revolution Lighting Technologies | 204382-211 | Linear Replacement Lamp | Four-Foot | Replacement Lamps (plug and play) (UL Type A) | Standard | FALSE | [9 empty] | 42460 |  |  | No |  | 3 | 2600 | 104 | 25 | 20 | 0.9 | 3500 | 82
PSF7W2QE | HAVELLS SYLVANIA COSTA RICA S A | SYLVANIA | P26221 | Linear Replacement Lamp | Four-Foot | Internal Driver Lamp-Style Retrofit Kits (UL Type B) | Standard | FALSE | [9 empty] | 42460 |  |  | No |  | 3 | 2200 | 122 | 18 | 20 | 0.9 | 4000 | 83
PFK7B6NV | HAVELLS SYLVANIA COSTA RICA S A | SYLVANIA | P26221 | Linear Replacement Lamp | Four-Foot | Internal Driver Lamp-Style Retrofit Kits (UL Type B) | Standard | FALSE | [9 empty] | 42460 |  |  | No |  | 3 | 2200 | 122 | 18 | 20 | 0.9 | 4000 | 83
PRPN6P9X | Sunpark | SUNPARK | T8-48T-850-18W-EB | Linear Replacement Lamp | Four-Foot | Replacement Lamps (plug and play) (UL Type A) | Standard | FALSE | [9 empty] | 42460 |  |  | No |  | 3 | 2350 | 112 | 20 | 8.5 | 0.998 | 5000 | 85
PABZPPVZ | Sunpark | SUNPARK | T8-48T-850-15W-EB | Linear Replacement Lamp | Four-Foot | Replacement Lamps (plug and play) (UL Type A) | Standard | FALSE | [9 empty] | 42460 |  |  | No |  | 3 | 1850 | 115 | 16 | 11.2 | 0.983 | 5000 | 84
PQK8FVXN | Sunpark | SUNPARK | T8-48T-850-15W-BP | Linear Replacement Lamp | Four-Foot | Internal Driver Lamp-Style Retrofit Kits (UL Type B) | Standard | FALSE | [9 empty] | 42460 |  |  | No |  | 3.1 | 1800 | 120 | 15 | 24 | 0.98 | 5000 | 83
P9H2SZMC | Sunpark | SUNPARK | T8-48T-840-18W-EB | Linear Replacement Lamp | Four-Foot | Replacement Lamps (plug and play) (UL Type A) | Standard | FALSE | [9 empty] | 42460 |  |  | No |  | 3 | 2350 | 112 | 20 | 8.5 | 0.998 | 4000 | 85
PW8N6AJH | Sunpark | SUNPARK | T8-48T-840-15W-EB | Linear Replacement Lamp | Four-Foot | Replacement Lamps (plug and play) (UL Type A) | Standard | FALSE | [9 empty] | 42460 |  |  | No |  | 3 | 1850 | 115 | 16 | 11.2 | 0.983 | 4000 | 84
PUNK78U4 | Sunpark | SUNPARK | T8-48T-840-15W-BP | Linear Replacement Lamp | Four-Foot | Internal Driver Lamp-Style Retrofit Kits (UL Type B) | Standard | FALSE | [9 empty] | 42460 |  |  | No |  | 3.1 | 1800 | 120 | 15 | 24 | 0.98 | 4000 | 83
PVKQGBD3 | WHD ENERGY INC | WHD Energy | WHD-T8-18WB(5000K) | Linear Replacement Lamp | Four-Foot | Dual Mode Internal Driver (UL Type A and Type B) | Standard | FALSE | [9 empty] | 42460 | Not Dimmable | Not Dimmable | No |  | 3 | 2396 | 110.21 | 21.74 | 10.42 | 0.9391 | 5000 | 84.4
P7FZZ2JV | WHD ENERGY INC | WHD Energy | WHD-T8-18WB(4500K) | Linear Replacement Lamp | Four-Foot | Dual Mode Internal Driver (UL Type A and Type B) | Standard | FALSE | [9 empty] | 42460 | Not Dimmable | Not Dimmable | No |  | 3 | 2364 | 109.95 | 21.5 | 10.08 | 0.9385 | 4500 | 82.6
PZ36CM82 | WHD ENERGY INC | WHD Energy | WHD-T8-18WB(4000K) | Linear Replacement Lamp | Four-Foot | Dual Mode Internal Driver (UL Type A and Type B) | Standard | FALSE | [9 empty] | 42460 | Not Dimmable | Not Dimmable | No |  | 3 | 2332 | 108.47 | 21.5 | 10.08 | 0.9385 | 4000 | 82.6
P43KWJW1 | WHD ENERGY INC | WHD Energy | WHD-T8-18WB(3500K) | Linear Replacement Lamp | Four-Foot | Dual Mode Internal Driver (UL Type A and Type B) | Standard | FALSE | [9 empty] | 42460 | Not Dimmable | Not Dimmable | No |  | 3 | 2300 | 106.98 | 21.5 | 10.08 | 0.9385 | 3500 | 82.6
P3WBMCTW | Archipelago Lighting Inc. | LIFEBULB | LBT8F2230B | Linear Replacement Lamp | Four-Foot | Replacement Lamps (plug and play) (UL Type A) | Standard | TRUE | 2249 | 105.7 | 21.28 | 10.84 | 0.9757 | 2969 | 82.9 | 5 | 50000 | 42459 |  |  | No |  | 3 | 2200 | 100 | 22 | 20 | 0.9 | 3000 | 83
PQQ9AC8S | Archipelago Lighting Inc. | LIFEBULB | LBT8F1830B | Linear Replacement Lamp | Four-Foot | Replacement Lamps (plug and play) (UL Type A) | Standard | TRUE | 1901 | 101 | 18.84 | 13.14 | 0.9697 | 2966 | 82.8 | 5 | 50000 | 42459 |  |  | No |  | 3 | 1800 | 100 | 18 | 20 | 0.9 | 3000 | 82
PWVU18PR | Arlee Lighting | Arlee Lighting | PP27T530K4-Q | Linear Replacement Lamp | Four-Foot | Replacement Lamps (plug and play) (UL Type A) | Standard | TRUE | 3331 | 107.3 | 31.04 | 16.22 | 0.9694 | 2977 | 83.2 | 5 | 50000 | 42459 |  |  | No |  | 3 | 3100 | 103 | 30 | 20 | 0.9 | 3000 | 82
PSV34YYR | Arlee Lighting | Arlee Lighting | PP19T830K4-Q | Linear Replacement Lamp | Four-Foot | Replacement Lamps (plug and play) (UL Type A) | Standard | TRUE | 2241.882 | 100.763 | 22.249 | 7.38 | 0.9672 | 2932 | 81.5 | 5 | 50000 | 42459 |  |  | NotYetVerified |  | 3 | 2200 | 100 | 22 | 7.38 | 0.9672 | 3000 | 82
P3311BMC | Archipelago Lighting Inc. | LIFEBULB | LBT8F1630B | Linear Replacement Lamp | Four-Foot | Replacement Lamps (plug and play) (UL Type A) | Standard | TRUE | 1792 | 100.9 | 17.76 | 13.76 | 0.9668 | 2963 | 83 | 5 | 50000 | 42459 |  |  | No |  | 3 | 1600 | 100 | 16 | 20 | 0.9 | 3000 | 83
P6GQM8MB | Arlee Lighting | Arlee Lighting | PP13T830K4-Q | Linear Replacement Lamp | Four-Foot | Replacement Lamps (plug and play) (UL Type A) | Standard | TRUE | 1779 | 101.7 | 17.5 | 13.71 | 0.9661 | 2979 | 83.5 | 5 | 50000 | 42459 |  |  | No |  | 3 | 1600 | 100 | 16 | 20 | 0.9 | 3000 | 83
PFR839E1 | CH Lighting Co.Ltd. | CH | CH1157-48-15W 830-5 | Linear Replacement Lamp | Four-Foot | Dual Mode Internal Driver (UL Type A and Type B) | Standard | TRUE | 1734 | 100.3 | 17.28 | 14.49 | 0.9651 | 2951 | 83.4 | 5 | 50000 | 42459 |  |  | No |  | 3 | 1800 | 100 | 18 | 20 | 0.9 | 3000 | 83
PMAC5Q91 | Arlee Lighting | Arlee Lighting | PP15T830K4-Q | Linear Replacement Lamp | Four-Foot | Replacement Lamps (plug and play) (UL Type A) | Standard | TRUE | 1961.907 | 97.491 | 20.124 | 7.47 | 0.9608 | 2930 | 81.6 | 5 | 50000 | 42459 |  |  | NotYetVerified |  | 3 | 1800 | 100 | 18 | 7.47 | 0.995 | 3000 | 81
PAXY4BKD | Huizhou TCL Light Electrical Appliances Co. Ltd | TCl | TCLBPZ220/18T8/A(3000K) | Linear Replacement Lamp | Four-Foot | Replacement Lamps (plug and play) (UL Type A) | Standard | TRUE | 2029 | 119.85 | 16.93 | 8.19 | 0.9494 | 2992 | 82.5 | 5 | 50000 | 42459 |  |  | No |  | 3 | 2029 | 119.85 | 16.93 | 8.19 | 0.9494 | 3000 | 82.5
PGAVWDZW | Arlee Lighting | Arlee Lighting | BP15T830K4-Q | Linear Replacement Lamp | Four-Foot | Internal Driver Lamp-Style Retrofit Kits (UL Type B) | Standard | TRUE | 1961.799 | 116.573 | 16.829 | 15.59 | 0.9211 | 2970 | 82 | 5 | 50000 | 42459 |  |  | NotYetVerified |  | 3 | 1765 | 112 | 15 | 15.59 | 0.966 | 3000 | 82
PF74GEB5 | Arlee Lighting | Arlee Lighting | BP18T830K4-Q | Linear Replacement Lamp | Four-Foot | Internal Driver Lamp-Style Retrofit Kits (UL Type B) | Standard | TRUE | 2013.364 | 113.371 | 17.759 | 16.69 | 0.8981 | 2930 | 81.8 | 5 | 50000 | 42459 |  |  | NotYetVerified | Internal Driver | 3 | 2000 | 112 | 18 | 16.69 | 0.965 | 3000 | 82
PK14TEYP | Arlee Lighting | Arlee Lighting | PP13T850K4-Q | Linear Replacement Lamp | Four-Foot | Replacement Lamps (plug and play) (UL Type A) | Standard | FALSE | [9 empty] | 42459 |  |  | No |  | 3 | 1800 | 112.5 | 16 | 20 | 0.9 | 5000 | 83
PTXWHEUW | Arlee Lighting | Arlee Lighting | PP27T550K4-Q | Linear Replacement Lamp | Four-Foot | Replacement Lamps (plug and play) (UL Type A) | Standard | FALSE | [9 empty] | 42459 |  |  | No |  | 3 | 3400 | 113 | 30 | 20 | 0.9 | 5000 | 82
PVXUFS1W | Arlee Lighting | Arlee Lighting | BP18T850K4-Q | Linear Replacement Lamp | Four-Foot | Internal Driver Lamp-Style Retrofit Kits (UL Type B) | Standard | FALSE | [9 empty] | 42459 |  |  | NotYetVerified | Internal Driver | 3 | 2200 | 112 | 18 | 16.69 | 0.965 | 5000 | 82
PVP9CP1H | Arlee Lighting | Arlee Lighting | BP15T850K4-Q | Linear Replacement Lamp | Four-Foot | Internal Driver Lamp-Style Retrofit Kits (UL Type B) | Standard | FALSE | [9 empty] | 42459 |  |  | NotYetVerified |  | 3 | 1900 | 112 | 15 | 15.59 | 0.966 | 5000 | 82
P3N3JBU2 | Arlee Lighting | Arlee Lighting | PP19T850K4-Q | Linear Replacement Lamp | Four-Foot | Replacement Lamps (plug and play) (UL Type A) | Standard | FALSE | [9 empty] | 42459 |  |  | NotYetVerified |  | 3 | 2400 | 100 | 22 | 7.38 | 0.996 | 5000 | 82
PU8W8ZJV | Arlee Lighting | Arlee Lighting | PP15T850K4-Q | Linear Replacement Lamp | Four-Foot | Replacement Lamps (plug and play) (UL Type A) | Standard | FALSE | [9 empty] | 42459 |  |  | NotYetVerified |  | 3 | 2000 | 100 | 18 | 7.47 | 0.995 | 5000 | 81
P7F73M8S | Arlee Lighting | Arlee Lighting | PP13T840K4-Q | Linear Replacement Lamp | Four-Foot | Replacement Lamps (plug and play) (UL Type A) | Standard | FALSE | [9 empty] | 42459 |  |  | No |  | 3 | 1700 | 106.3 | 16 | 20 | 0.9 | 4000 | 83
PXJ91B1X | Arlee Lighting | Arlee Lighting | PP27T540K4-Q | Linear Replacement Lamp | Four-Foot | Replacement Lamps (plug and play) (UL Type A) | Standard | FALSE | [9 empty] | 42459 |  |  | No |  | 3 | 3250 | 108 | 30 | 20 | 0.9 | 4000 | 82
P85NREVY | Arlee Lighting | Arlee Lighting | BP18T840K4-Q | Linear Replacement Lamp | Four-Foot | Internal Driver Lamp-Style Retrofit Kits (UL Type B) | Standard | FALSE | [9 empty] | 42459 |  |  | NotYetVerified | Internal Driver | 3 | 2100 | 112 | 18 | 16.69 | 0.965 | 4000 | 82
PEZMMNT8 | Arlee Lighting | Arlee Lighting | BP15T840K4-Q | Linear Replacement Lamp | Four-Foot | Internal Driver Lamp-Style Retrofit Kits (UL Type B) | Standard | FALSE | [9 empty] | 42459 |  |  | NotYetVerified |  | 3 | 1800 | 112 | 15 | 15.59 | 0.966 | 4000 | 82
PTEMA4ZV | Arlee Lighting | Arlee Lighting | PP19T840K4-Q | Linear Replacement Lamp | Four-Foot | Replacement Lamps (plug and play) (UL Type A) | Standard | FALSE | [9 empty] | 42459 |  |  | NotYetVerified |  | 3 | 2300 | 100 | 22 | 7.38 | 0.9672 | 4000 | 82
P17SZ6W5 | Arlee Lighting | Arlee Lighting | PP15T840K4-Q | Linear Replacement Lamp | Four-Foot | Replacement Lamps (plug and play) (UL Type A) | Standard | FALSE | [9 empty] | 42459 |  |  | NotYetVerified |  | 3 | 1900 | 100 | 18 | 7.47 | 0.995 | 4000 | 81
P2YEUZXP | Arlee Lighting | Arlee Lighting | PP13T835K4-Q | Linear Replacement Lamp | Four-Foot | Replacement Lamps (plug and play) (UL Type A) | Standard | FALSE | [9 empty] | 42459 |  |  | No |  | 3 | 1650 | 103.1 | 16 | 20 | 0.9 | 3500 | 83
P61ZN8WF | Arlee Lighting | Arlee Lighting | PP27T535K4-Q | Linear Replacement Lamp | Four-Foot | Replacement Lamps (plug and play) (UL Type A) | Standard | FALSE | [9 empty] | 42459 |  |  | No |  | 3 | 3150 | 105 | 30 | 20 | 0.9 | 3500 | 82
P9CBNXRH | Arlee Lighting | Arlee Lighting | BP18T835K4-Q | Linear Replacement Lamp | Four-Foot | Internal Driver Lamp-Style Retrofit Kits (UL Type B) | Standard | FALSE | [9 empty] | 42459 |  |  | NotYetVerified | Internal Driver | 3 | 2050 | 112 | 18 | 16.69 | 0.965 | 3500 | 82
PW4U6T9R | Arlee Lighting | Arlee Lighting | BP15T835K4-Q | Linear Replacement Lamp | Four-Foot | Internal Driver Lamp-Style Retrofit Kits (UL Type B) | Standard | FALSE | [9 empty] | 42459 |  |  | NotYetVerified |  | 3 | 1765 | 112 | 15 | 15.59 | 0.966 | 3500 | 82
PYCZJXX1 | Arlee Lighting | Arlee Lighting | PP19T835K4-Q | Linear Replacement Lamp | Four-Foot | Replacement Lamps (plug and play) (UL Type A) | Standard | FALSE | [9 empty] | 42459 |  |  | NotYetVerified | Internal Driver; operates off existing fluorescent ballast | 3 | 2250 | 100 | 22 | 7.38 | 0.9672 | 3500 | 82
PGX3RME3 | Arlee Lighting | Arlee Lighting | PP15T835K4-Q | Linear Replacement Lamp | Four-Foot | Replacement Lamps (plug and play) (UL Type A) | Standard | FALSE | [9 empty] | 42459 |  |  | NotYetVerified |  | 3 | 1850 | 100 | 18 | 7.47 | 0.995 | 3500 | 81
PXAAJ52T | Archipelago Lighting Inc. | LIFEBULB | LBT8F2250B | Linear Replacement Lamp | Four-Foot | Replacement Lamps (plug and play) (UL Type A) | Standard | FALSE | [9 empty] | 42459 |  |  | No |  | 3 | 2400 | 109 | 22 | 20 | 0.9 | 5000 | 83
PY9EYZJU | Archipelago Lighting Inc. | LIFEBULB | LBT8F1650B | Linear Replacement Lamp | Four-Foot | Replacement Lamps (plug and play) (UL Type A) | Standard | FALSE | [9 empty] | 42459 |  |  | No |  | 3 | 1800 | 112 | 16 | 20 | 0.9 | 5000 | 83
P7UWCRXD | Archipelago Lighting Inc. | LIFEBULB | LBT8F1850B | Linear Replacement Lamp | Four-Foot | Replacement Lamps (plug and play) (UL Type A) | Standard | FALSE | [9 empty] | 42459 |  |  | No |  | 3 | 2000 | 111 | 18 | 20 | 0.9 | 5000 | 82
P1997X1U | Archipelago Lighting Inc. | LIFEBULB | LBT8F2241B | Linear Replacement Lamp | Four-Foot | Replacement Lamps (plug and play) (UL Type A) | Standard | FALSE | [9 empty] | 42459 |  |  | No |  | 3 | 2300 | 105 | 22 | 20 | 0.9 | 4000 | 83
PJZXYYPX | Archipelago Lighting Inc. | LIFEBULB | LBT8F1641B | Linear Replacement Lamp | Four-Foot | Replacement Lamps (plug and play) (UL Type A) | Standard | FALSE | [9 empty] | 42459 |  |  | No |  | 3 | 1700 | 106 | 16 | 20 | 0.9 | 4000 | 83
PENDYRP3 | Archipelago Lighting Inc. | LIFEBULB | LBT8F1841B | Linear Replacement Lamp | Four-Foot | Replacement Lamps (plug and play) (UL Type A) | Standard | FALSE | [9 empty] | 42459 |  |  | No |  | 3 | 1900 | 105 | 18 | 20 | 0.9 | 4000 | 82
PAU6BC6A | Archipelago Lighting Inc. | LIFEBULB | LBT8F2235B | Linear Replacement Lamp | Four-Foot | Replacement Lamps (plug and play) (UL Type A) | Standard | FALSE | [9 empty] | 42459 |  |  | No |  | 3 | 2250 | 102 | 22 | 20 | 0.9 | 3500 | 83
PBRT7EBN | Archipelago Lighting Inc. | LIFEBULB | LBT8F1635B | Linear Replacement Lamp | Four-Foot | Replacement Lamps (plug and play) (UL Type A) | Standard | FALSE | [9 empty] | 42459 |  |  | No |  | 3 | 1650 | 103 | 16 | 20 | 0.9 | 3500 | 83
PH9YY216 | Archipelago Lighting Inc. | LIFEBULB | LBT8F1835B | Linear Replacement Lamp | Four-Foot | Replacement Lamps (plug and play) (UL Type A) | Standard | FALSE | [9 empty] | 42459 |  |  | No |  | 3 | 1850 | 102 | 18 | 20 | 0.9 | 3500 | 82
P138XS2G | CH Lighting Co.Ltd. | CH | CH1157-48-15W 850-5 | Linear Replacement Lamp | Four-Foot | Dual Mode Internal Driver (UL Type A and Type B) | Standard | FALSE | [9 empty] | 42459 |  |  | No |  | 3 | 2000 | 110 | 18 | 20 | 0.9 | 5000 | 83
PF76B1BW | CH Lighting Co.Ltd. | CH | CH1157-48-15W 845-5 | Linear Replacement Lamp | Four-Foot | Dual Mode Internal Driver (UL Type A and Type B) | Standard | FALSE | [9 empty] | 42459 |  |  | No |  | 3 | 1900 | 106 | 18 | 20 | 0.9 | 4500 | 83
PKJFY9B3 | CH Lighting Co.Ltd. | CH | CH1157-48-15W 840-5 | Linear Replacement Lamp | Four-Foot | Dual Mode Internal Driver (UL Type A and Type B) | Standard | FALSE | [9 empty] | 42459 |  |  | No |  | 3 | 1900 | 105 | 18 | 20 | 0.9 | 4000 | 83
P6Z99BS5 | CH Lighting Co.Ltd. | CH | CH1157-48-15W 835-5 | Linear Replacement Lamp | Four-Foot | Dual Mode Internal Driver (UL Type A and Type B) | Standard | FALSE | [9 empty] | 42459 |  |  | No |  | 3 | 1800 | 100 | 18 | 20 | 0.9 | 3500 | 83
P6VDP2TJ | Huizhou TCL Light Electrical Appliances Co. Ltd | TCl | TCLBPZ220/18T8/A(5000K) | Linear Replacement Lamp | Four-Foot | Replacement Lamps (plug and play) (UL Type A) | Standard | FALSE | [9 empty] | 42459 |  |  | No |  | 3 | 2140 | 125.22 | 17.09 | 8.71 | 0.9669 | 5000 | 82.5
PR5GRJBR | Huizhou TCL Light Electrical Appliances Co. Ltd | TCl | TCLBPZ220/18T8/A(4000K) | Linear Replacement Lamp | Four-Foot | Replacement Lamps (plug and play) (UL Type A) | Standard | FALSE | [9 empty] | 42459 |  |  | No |  | 3 | 2029 | 119.85 | 16.93 | 8.19 | 0.9494 | 4000 | 82.5
PZRN2KCP | Revolution Lighting Technologies | Revolution Lighting Technologies | 204273-111 | Linear Replacement Lamp | Four-Foot | Replacement Lamps (plug and play) (UL Type A) | Standard | TRUE | 2261 | 113.8 | 19.86 | 9.43 | 0.9818 | 3073 | 84.5 | 5 | 50000 | 42458 |  |  | No |  | 3 | 2200 | 112 | 19.5 | 20 | 0.9 | 3000 | 82
PDZFH2GX | Revolution Lighting Technologies | Revolution Lighting Technologies | 204272-121 | Linear Replacement Lamp | Four-Foot | Replacement Lamps (plug and play) (UL Type A) | Standard | TRUE | 2258 | 118.3 | 19.08 | 9.74 | 0.9807 | 3063 | 84.6 | 5 | 50000 | 42458 |  |  | No |  | 3 | 2200 | 122 | 18 | 20 | 0.9 | 3000 | 82
PVR9JQ4P | Revolution Lighting Technologies | Revolution Lighting Technologies | 204271-111 | Linear Replacement Lamp | Four-Foot | Replacement Lamps (plug and play) (UL Type A) | Standard | TRUE | 1870 | 111.2 | 16.82 | 11.02 | 0.9769 | 3071 | 84.6 | 5 | 50000 | 42458 |  |  | No |  | 3 | 1800 | 105 | 17 | 20 | 0.9 | 3000 | 82
PFC91NTP | Revolution Lighting Technologies | Revolution Lighting Technologies | 204270-141 | Linear Replacement Lamp | Four-Foot | Replacement Lamps (plug and play) (UL Type A) | Standard | TRUE | 1849 | 115.2 | 16.05 | 11.53 | 0.9752 | 3066 | 84.6 | 5 | 50000 | 42458 |  |  | No |  | 3 | 1800 | 116 | 15.5 | 20 | 0.9 | 3000 | 83
P1WHZVNB | Revolution Lighting Technologies | Revolution Lighting Technologies | 204572-101 | Linear Replacement Lamp | Four-Foot | Dual Mode Internal Driver (UL Type A and Type B) | Standard | TRUE | 2212 | 107 | 20.68 | 9.03 | 0.9744 | 3067 | 84.5 | 5 | 50000 | 42458 |  |  | No |  | 3.1 | 2200 | 107 | 20.5 | 20 | 0.9 | 3000 | 82
P9N7SKDV | ELB Electronics Inc. | ELB | LED T8E-22-830-FHF | Linear Replacement Lamp | Four-Foot | Replacement Lamps (plug and play) (UL Type A) | Standard | TRUE | 1983 | 103.12 | 19.23 | 13.48 | 0.974 | 2973 | 83.1 | 5 | 50000 | 42458 |  |  | No |  | 3 | 2200 | 100 | 22 | 20 | 0.99 | 3000 | 80
PZ7GEUHY | Revolution Lighting Technologies | Revolution Lighting Technologies | 204570-111 | Linear Replacement Lamp | Four-Foot | Dual Mode Internal Driver (UL Type A and Type B) | Standard | TRUE | 1742 | 110 | 15.84 | 12.84 | 0.9602 | 3056 | 84.9 | 5 | 50000 | 42458 |  |  | No |  | 3 | 1800 | 116 | 15.5 | 20 | 0.9 | 3000 | 82
P5S9GKNH | Revolution Lighting Technologies | Revolution Lighting Technologies | 204321-210 | Linear Replacement Lamp | Four-Foot | Replacement Lamps (plug and play) (UL Type A) | Standard | TRUE | 3354 | 105.94 | 31.66 | 14.81 | 0.9427 | 3107 | 84 | 5 | 50000 | 42458 |  |  | No |  | 3 | 3354 | 105.94 | 31.66 | 14.81 | 0.9427 | 3000 | 84
PUG6FTBF | Revolution Lighting Technologies | Revolution Lighting Technologies | 204322-210 | Linear Replacement Lamp | Four-Foot | Replacement Lamps (plug and play) (UL Type A) | Standard | TRUE | 2898 | 106.27 | 27.82 | 16.34 | 0.9346 | 3110 | 83.7 | 5 | 50000 | 42458 |  |  | No |  | 3 | 2898 | 106.27 | 27.27 | 16.34 | 0.9364 | 3000 | 83.7
PV2913BT | Revolution Lighting Technologies | Revolution Lighting Technologies | 204571-101 | Linear Replacement Lamp | Four-Foot | Internal Driver Lamp-Style Retrofit Kits (UL Type B) | Standard | TRUE | 1909 | 121.1 | 15.77 | 12.6 | 0.9324 | 3070 | 83.8 | 5 | 50000 | 42458 |  |  | No |  | 3 | 1830 | 115 | 15.8 | 20 | 0.9 | 3000 | 83
P4SERHGR | Revolution Lighting Technologies | Revolution Lighting Technologies | 204063-111 | Linear Replacement Lamp | Four-Foot | Internal Driver Lamp-Style Retrofit Kits (UL Type B) | Standard | TRUE | 2225 | 124.2 | 17.92 | 19.37 | 0.917 | 3080 | 84.1 | 5 | 50000 | 42458 |  |  | No |  | 3 | 2200 | 122 | 18 | 20 | 0.9 | 3000 | 83
PC3MJWXJ | Revolution Lighting Technologies | Revolution Lighting Technologies | 204062-121 | Linear Replacement Lamp | Four-Foot | Internal Driver Lamp-Style Retrofit Kits (UL Type B) | Standard | TRUE | 2250 | 128.5 | 17.51 | 20.01 | 0.9129 | 3066 | 84.5 | 5 | 50000 | 42458 |  |  | No |  | 3 | 2200 | 130 | 16.5 | 20.01 | 0.9129 | 3000 | 83
PUBPH1UF | Revolution Lighting Technologies | Revolution Lighting Technologies | 204320-210 | Linear Replacement Lamp | Four-Foot | Replacement Lamps (plug and play) (UL Type A) | Standard | TRUE | 1797 | 111.89 | 16.06 | 14.37 | 0.911 | 2934 | 83.7 | 5 | 50000 | 42458 |  |  | No |  | 3.1 | 1797 | 111.89 | 16.06 | 14.37 | 0.911 | 3000 | 83.7
PPG7DPM2 | Revolution Lighting Technologies | Revolution Lighting Technologies | 204062-125 | Linear Replacement Lamp | Four-Foot | Internal Driver Lamp-Style Retrofit Kits (UL Type B) | Standard | TRUE | 2213 | 134.8 | 16.41 | 20.17 | 0.9087 | 5152 | 85.3 | 5 | 50000 | 42458 |  |  | No |  | 3 | 2200 | 130 | 16.5 | 20.17 | 0.9087 | 5000 | 83
PHCDMFBJ | Revolution Lighting Technologies | Revolution Lighting Technologies | 204060-121 | Linear Replacement Lamp | Four-Foot | Internal Driver Lamp-Style Retrofit Kits (UL Type B) | Standard | TRUE | 1805 | 137.2 | 13.16 | 15.72 | 0.9072 | 3056 | 84.7 | 5 | 50000 | 42458 |  |  | No |  | 3 | 1800 | 135 | 12.5 | 20 | 0.9 | 3000 | 83
PF485566 | Revolution Lighting Technologies | Revolution Lighting Technologies | 204061-111 | Linear Replacement Lamp | Four-Foot | Internal Driver Lamp-Style Retrofit Kits (UL Type B) | Standard | TRUE | 1934 | 128.1 | 15.1 | 16.58 | 0.906 | 3065 | 84.6 | 5 | 50000 | 42458 |  |  | No |  | 3 | 1800 | 120 | 15 | 20 | 0.9 | 3000 | 83
PZEN56Q4 | Revolution Lighting Technologies | Revolution Lighting Technologies | 204322-213 | Linear Replacement Lamp | Four-Foot | Replacement Lamps (plug and play) (UL Type A) | Standard | FALSE | [9 empty] | 42458 |  |  | No |  | 3 | 3150 | 113.23 | 27.82 | 16.21 | 0.9308 | 5000 | 83.8
PZF7JTH4 | Revolution Lighting Technologies | Revolution Lighting Technologies | 204320-213 | Linear Replacement Lamp | Four-Foot | Replacement Lamps (plug and play) (UL Type A) | Standard | FALSE | [9 empty] | 42458 |  |  | No |  | 3.1 | 1938 | 118.53 | 16.35 | 14.42 | 0.9103 | 5000 | 83.5
PPQBQ5QS | Revolution Lighting Technologies | Revolution Lighting Technologies | 204063-115 | Linear Replacement Lamp | Four-Foot | Internal Driver Lamp-Style Retrofit Kits (UL Type B) | Standard | FALSE | [9 empty] | 42458 |  |  | No |  | 3 | 2200 | 122 | 18 | 20 | 0.9 | 5000 | 83
PZ7MPHG9 | Revolution Lighting Technologies | Revolution Lighting Technologies | 204571-105 | Linear Replacement Lamp | Four-Foot | Internal Driver Lamp-Style Retrofit Kits (UL Type B) | Standard | FALSE | [9 empty] | 42458 |  |  | No |  | 3 | 1830 | 115 | 15.8 | 20 | 0.9 | 5000 | 83
PRET1T8V | Revolution Lighting Technologies | Revolution Lighting Technologies | 204270-145 | Linear Replacement Lamp | Four-Foot | Replacement Lamps (plug and play) (UL Type A) | Standard | FALSE | [9 empty] | 42458 |  |  | No |  | 3 | 1800 | 116 | 15.5 | 20 | 0.9 | 5000 | 83
PJATUPPC | Revolution Lighting Technologies | Revolution Lighting Technologies | 204061-115 | Linear Replacement Lamp | Four-Foot | Internal Driver Lamp-Style Retrofit Kits (UL Type B) | Standard | FALSE | [9 empty] | 42458 |  |  | No |  | 3 | 1800 | 120 | 15 | 20 | 0.9 | 5000 | 83
P8281GTN | Revolution Lighting Technologies | Revolution Lighting Technologies | 204060-125 | Linear Replacement Lamp | Four-Foot | Internal Driver Lamp-Style Retrofit Kits (UL Type B) | Standard | FALSE | [9 empty] | 42458 |  |  | No |  | 3 | 1800 | 135 | 12.5 | 20 | 0.9 | 5000 | 83
P5FM6844 | Revolution Lighting Technologies | Revolution Lighting Technologies | 204321-213 | Linear Replacement Lamp | Four-Foot | Replacement Lamps (plug and play) (UL Type A) | Standard | FALSE | [9 empty] | 42458 |  |  | No |  | 3 | 3615 | 114.07 | 31.69 | 14.45 | 0.9431 | 5000 | 82.5
PWV5Q239 | Revolution Lighting Technologies | Revolution Lighting Technologies | 204572-105 | Linear Replacement Lamp | Four-Foot | Dual Mode Internal Driver (UL Type A and Type B) | Standard | FALSE | [9 empty] | 42458 |  |  | No |  | 3.1 | 2200 | 107 | 20.5 | 20 | 0.9 | 5000 | 82
PSAK1XHA | Revolution Lighting Technologies | Revolution Lighting Technologies | 204273-115 | Linear Replacement Lamp | Four-Foot | Replacement Lamps (plug and play) (UL Type A) | Standard | FALSE | [9 empty] | 42458 |  |  | No |  | 3 | 2200 | 112 | 19.5 | 20 | 0.9 | 5000 | 82
P19EH6ZR | Revolution Lighting Technologies | Revolution Lighting Technologies | 204272-125 | Linear Replacement Lamp | Four-Foot | Replacement Lamps (plug and play) (UL Type A) | Standard | FALSE | [9 empty] | 42458 |  |  | No |  | 3 | 2200 | 122 | 18 | 20 | 0.9 | 5000 | 82
P3QVWQWV | Revolution Lighting Technologies | Revolution Lighting Technologies | 204271-115 | Linear Replacement Lamp | Four-Foot | Replacement Lamps (plug and play) (UL Type A) | Standard | FALSE | [9 empty] | 42458 |  |  | No |  | 3 | 1800 | 105 | 17 | 20 | 0.9 | 5000 | 82
P2K4N4JC | Revolution Lighting Technologies | Revolution Lighting Technologies | 204570-115 | Linear Replacement Lamp | Four-Foot | Dual Mode Internal Driver (UL Type A and Type B) | Standard | FALSE | [9 empty] | 42458 |  |  | No |  | 3 | 1800 | 116 | 15.5 | 20 | 0.9 | 5000 | 82
PN9KX9AW | Revolution Lighting Technologies | Revolution Lighting Technologies | 204063-114 | Linear Replacement Lamp | Four-Foot | Internal Driver Lamp-Style Retrofit Kits (UL Type B) | Standard | FALSE | [9 empty] | 42458 |  |  | No |  | 3 | 2200 | 122 | 18 | 20 | 0.9 | 4500 | 83
PHJC9GZE | Revolution Lighting Technologies | Revolution Lighting Technologies | 204062-124 | Linear Replacement Lamp | Four-Foot | Internal Driver Lamp-Style Retrofit Kits (UL Type B) | Standard | FALSE | [9 empty] | 42458 |  |  | No |  | 3 | 2200 | 130 | 16.5 | 20 | 0.9 | 4500 | 83
PNRZVDH2 | Revolution Lighting Technologies | Revolution Lighting Technologies | 204571-104 | Linear Replacement Lamp | Four-Foot | Internal Driver Lamp-Style Retrofit Kits (UL Type B) | Standard | FALSE | [9 empty] | 42458 |  |  | No |  | 3 | 1830 | 115 | 15.8 | 20 | 0.9 | 4500 | 83
PVFPGCC7 | Revolution Lighting Technologies | Revolution Lighting Technologies | 204270-144 | Linear Replacement Lamp | Four-Foot | Replacement Lamps (plug and play) (UL Type A) | Standard | FALSE | [9 empty] | 42458 |  |  | No |  | 3 | 1800 | 116 | 15.5 | 20 | 0.9 | 4500 | 83
PS54HF5V | Revolution Lighting Technologies | Revolution Lighting Technologies | 204060-124 | Linear Replacement Lamp | Four-Foot | Internal Driver Lamp-Style Retrofit Kits (UL Type B) | Standard | FALSE | [9 empty] | 42458 |  |  | No |  | 3 | 1800 | 135 | 12.5 | 20 | 0.9 | 4500 | 83
PHS8UG65 | Revolution Lighting Technologies | Revolution Lighting Technologies | 204061-114 | Linear Replacement Lamp | Four-Foot | Internal Driver Lamp-Style Retrofit Kits (UL Type B) | Standard | FALSE | [9 empty] | 42458 |  |  | No |  | 3 | 1800 | 120 | 15 | 20 | 0.9 | 4500 | 83
PMKEZ412 | Revolution Lighting Technologies | Revolution Lighting Technologies | 204572-104 | Linear Replacement Lamp | Four-Foot | Dual Mode Internal Driver (UL Type A and Type B) | Standard | FALSE | [9 empty] | 42458 |  |  | No |  | 3.1 | 2200 | 107 | 20.5 | 20 | 0.9 | 4500 | 82
PBP37N93 | Revolution Lighting Technologies | Revolution Lighting Technologies | 204272-124 | Linear Replacement Lamp | Four-Foot | Replacement Lamps (plug and play) (UL Type A) | Standard | FALSE | [9 empty] | 42458 |  |  | No |  | 3 | 2200 | 122 | 18 | 20 | 0.9 | 4500 | 82
P4Q89NZP | Revolution Lighting Technologies | Revolution Lighting Technologies | 204273-114 | Linear Replacement Lamp | Four-Foot | Replacement Lamps (plug and play) (UL Type A) | Standard | FALSE | [9 empty] | 42458 |  |  | No |  | 3 | 2200 | 112 | 19.5 | 20 | 0.9 | 4500 | 82
PKCA1WKB | Revolution Lighting Technologies | Revolution Lighting Technologies | 204570-114 | Linear Replacement Lamp | Four-Foot | Dual Mode Internal Driver (UL Type A and Type B) | Standard | FALSE | [9 empty] | 42458 |  |  | No |  | 3 | 1800 | 116 | 15.5 | 20 | 0.9 | 4500 | 82
P7WUKRSY | Revolution Lighting Technologies | Revolution Lighting Technologies | 204271-114 | Linear Replacement Lamp | Four-Foot | Replacement Lamps (plug and play) (UL Type A) | Standard | FALSE | [9 empty] | 42458 |  |  | No |  | 3 | 1800 | 105 | 17 | 20 | 0.9 | 4500 | 82
PG9PPBCJ | Revolution Lighting Technologies | Revolution Lighting Technologies | 204321-212 | Linear Replacement Lamp | Four-Foot | Replacement Lamps (plug and play) (UL Type A) | Standard | FALSE | [9 empty] | 42458 |  |  | No |  | 3 | 3485 | 110.01 | 31.68 | 14.81 | 0.9427 | 4000 | 84
PRM17XK9 | Revolution Lighting Technologies | Revolution Lighting Technologies | 204322-212 | Linear Replacement Lamp | Four-Foot | Replacement Lamps (plug and play) (UL Type A) | Standard | FALSE | [9 empty] | 42458 |  |  | No |  | 3 | 3024 | 109.78 | 27.55 | 16.34 | 0.9364 | 4000 | 83.7
PWWTUPES | Revolution Lighting Technologies | Revolution Lighting Technologies | 204320-212 | Linear Replacement Lamp | Four-Foot | Replacement Lamps (plug and play) (UL Type A) | Standard | FALSE | [9 empty] | 42458 |  |  | No |  | 3.1 | 1868 | 115.24 | 16.2 | 14.37 | 0.911 | 4000 | 83.7
PVE6XQY7 | Revolution Lighting Technologies | Revolution Lighting Technologies | 204063-113 | Linear Replacement Lamp | Four-Foot | Internal Driver Lamp-Style Retrofit Kits (UL Type B) | Standard | FALSE | [9 empty] | 42458 |  |  | No |  | 3 | 2200 | 122 | 18 | 20 | 0.9 | 4000 | 83
P3FSDHA1 | Revolution Lighting Technologies | Revolution Lighting Technologies | 204062-123 | Linear Replacement Lamp | Four-Foot | Internal Driver Lamp-Style Retrofit Kits (UL Type B) | Standard | FALSE | [9 empty] | 42458 |  |  | No |  | 3 | 2200 | 130 | 16.5 | 20 | 0.9 | 4000 | 83
PZKE6Z7K | Revolution Lighting Technologies | Revolution Lighting Technologies | 204571-103 | Linear Replacement Lamp | Four-Foot | Internal Driver Lamp-Style Retrofit Kits (UL Type B) | Standard | FALSE | [9 empty] | 42458 |  |  | No |  | 3 | 1830 | 115 | 15.8 | 20 | 0.9 | 4000 | 83
PKZHVVNS | Revolution Lighting Technologies | Revolution Lighting Technologies | 204061-113 | Linear Replacement Lamp | Four-Foot | Internal Driver Lamp-Style Retrofit Kits (UL Type B) | Standard | FALSE | [9 empty] | 42458 |  |  | No |  | 3 | 1800 | 120 | 15 | 20 | 0.9 | 4000 | 83
PFERWGDR | Revolution Lighting Technologies | Revolution Lighting Technologies | 204270-143 | Linear Replacement Lamp | Four-Foot | Replacement Lamps (plug and play) (UL Type A) | Standard | FALSE | [9 empty] | 42458 |  |  | No |  | 3 | 1800 | 116 | 15.5 | 20 | 0.9 | 4000 | 83
P5X681FS | Revolution Lighting Technologies | Revolution Lighting Technologies | 204060-123 | Linear Replacement Lamp | Four-Foot | Internal Driver Lamp-Style Retrofit Kits (UL Type B) | Standard | FALSE | [9 empty] | 42458 |  |  | No |  | 3 | 1800 | 135 | 12.5 | 20 | 0.9 | 4000 | 83
PUS3AD9Y | Revolution Lighting Technologies | Revolution Lighting Technologies | 204273-113 | Linear Replacement Lamp | Four-Foot | Replacement Lamps (plug and play) (UL Type A) | Standard | FALSE | [9 empty] | 42458 |  |  | No |  | 3 | 2200 | 112 | 19.5 | 20 | 0.9 | 4000 | 82
P83WKW66 | Revolution Lighting Technologies | Revolution Lighting Technologies | 204272-123 | Linear Replacement Lamp | Four-Foot | Replacement Lamps (plug and play) (UL Type A) | Standard | FALSE | [9 empty] | 42458 |  |  | No |  | 3 | 2200 | 122 | 18 | 20 | 0.9 | 4000 | 82
P3R445XH | Revolution Lighting Technologies | Revolution Lighting Technologies | 204572-103 | Linear Replacement Lamp | Four-Foot | Dual Mode Internal Driver (UL Type A and Type B) | Standard | FALSE | [9 empty] | 42458 |  |  | No |  | 3.1 | 2200 | 107 | 20.5 | 20 | 0.9 | 4000 | 82
PSSUPV2Q | Revolution Lighting Technologies | Revolution Lighting Technologies | 204570-113 | Linear Replacement Lamp | Four-Foot | Dual Mode Internal Driver (UL Type A and Type B) | Standard | FALSE | [9 empty] | 42458 |  |  | No |  | 3 | 1800 | 116 | 15.5 | 20 | 0.9 | 4000 | 82
P1VB7T4W | Revolution Lighting Technologies | Revolution Lighting Technologies | 204271-113 | Linear Replacement Lamp | Four-Foot | Replacement Lamps (plug and play) (UL Type A) | Standard | FALSE | [9 empty] | 42458 |  |  | No |  | 3 | 1800 | 105 | 17 | 20 | 0.9 | 4000 | 82
P64VJZBX | Revolution Lighting Technologies | Revolution Lighting Technologies | 204321-211 | Linear Replacement Lamp | Four-Foot | Replacement Lamps (plug and play) (UL Type A) | Standard | FALSE | [9 empty] | 42458 |  |  | No |  | 3 | 3419 | 107.95 | 31.68 | 14.81 | 0.9427 | 3500 | 84
P9QUE9DP | Revolution Lighting Technologies | Revolution Lighting Technologies | 204322-211 | Linear Replacement Lamp | Four-Foot | Replacement Lamps (plug and play) (UL Type A) | Standard | FALSE | [9 empty] | 42458 |  |  | No |  | 3 | 2961 | 107.5 | 27.55 | 16.34 | 0.9364 | 3500 | 83.7
P2D1132G | Revolution Lighting Technologies | Revolution Lighting Technologies | 204320-211 | Linear Replacement Lamp | Four-Foot | Replacement Lamps (plug and play) (UL Type A) | Standard | FALSE | [9 empty] | 42458 |  |  | No |  | 3.1 | 1832 | 113.07 | 16.21 | 14.37 | 0.911 | 3500 | 83.7
P9N3PVW9 | Revolution Lighting Technologies | Revolution Lighting Technologies | 204063-112 | Linear Replacement Lamp | Four-Foot | Internal Driver Lamp-Style Retrofit Kits (UL Type B) | Standard | FALSE | [9 empty] | 42458 |  |  | No |  | 3 | 2200 | 122 | 18 | 20 | 0.9 | 3500 | 83
P4EAZD6U | Revolution Lighting Technologies | Revolution Lighting Technologies | 204062-122 | Linear Replacement Lamp | Four-Foot | Internal Driver Lamp-Style Retrofit Kits (UL Type B) | Standard | FALSE | [9 empty] | 42458 |  |  | No |  | 3 | 2200 | 130 | 16.5 | 20 | 0.9 | 3500 | 83
PRU7HY93 | Revolution Lighting Technologies | Revolution Lighting Technologies | 204571-102 | Linear Replacement Lamp | Four-Foot | Internal Driver Lamp-Style Retrofit Kits (UL Type B) | Standard | FALSE | [9 empty] | 42458 |  |  | No |  | 3 | 1830 | 115 | 15.8 | 20 | 0.9 | 3500 | 83
PDEEXK6Z | Revolution Lighting Technologies | Revolution Lighting Technologies | 204060-122 | Linear Replacement Lamp | Four-Foot | Internal Driver Lamp-Style Retrofit Kits (UL Type B) | Standard | FALSE | [9 empty] | 42458 |  |  | No |  | 3 | 1800 | 135 | 12.5 | 20 | 0.9 | 3500 | 83
PD78KEPG | Revolution Lighting Technologies | Revolution Lighting Technologies | 204270-142 | Linear Replacement Lamp | Four-Foot | Replacement Lamps (plug and play) (UL Type A) | Standard | FALSE | [9 empty] | 42458 |  |  | No |  | 3 | 1800 | 116 | 15.5 | 20 | 0.9 | 3500 | 83
P5Q8V4JS | Revolution Lighting Technologies | Revolution Lighting Technologies | 204061-112 | Linear Replacement Lamp | Four-Foot | Internal Driver Lamp-Style Retrofit Kits (UL Type B) | Standard | FALSE | [9 empty] | 42458 |  |  | No |  | 3 | 1800 | 120 | 15 | 20 | 0.9 | 3500 | 83
PYNFJEXH | Revolution Lighting Technologies | Revolution Lighting Technologies | 204572-102 | Linear Replacement Lamp | Four-Foot | Dual Mode Internal Driver (UL Type A and Type B) | Standard | FALSE | [9 empty] | 42458 |  |  | No |  | 3.1 | 2200 | 107 | 20.5 | 20 | 0.9 | 3500 | 82
PJ2J65D1 | Revolution Lighting Technologies | Revolution Lighting Technologies | 204273-112 | Linear Replacement Lamp | Four-Foot | Replacement Lamps (plug and play) (UL Type A) | Standard | FALSE | [9 empty] | 42458 |  |  | No |  | 3 | 2200 | 112 | 19.5 | 20 | 0.9 | 3500 | 82
P4JQWN8H | Revolution Lighting Technologies | Revolution Lighting Technologies | 204272-122 | Linear Replacement Lamp | Four-Foot | Replacement Lamps (plug and play) (UL Type A) | Standard | FALSE | [9 empty] | 42458 |  |  | No |  | 3 | 2200 | 122 | 18 | 20 | 0.9 | 3500 | 82
PF6W7FH4 | Revolution Lighting Technologies | Revolution Lighting Technologies | 204271-112 | Linear Replacement Lamp | Four-Foot | Replacement Lamps (plug and play) (UL Type A) | Standard | FALSE | [9 empty] | 42458 |  |  | No |  | 3 | 1800 | 105 | 17 | 20 | 0.9 | 3500 | 82
PCUM9VT7 | Revolution Lighting Technologies | Revolution Lighting Technologies | 204570-112 | Linear Replacement Lamp | Four-Foot | Dual Mode Internal Driver (UL Type A and Type B) | Standard | FALSE | [9 empty] | 42458 |  |  | No |  | 3 | 1800 | 116 | 15.5 | 20 | 0.9 | 3500 | 82
PFYE7C9A | ELB Electronics Inc. | ELB | LED T8E-22-850-FHF | Linear Replacement Lamp | Four-Foot | Replacement Lamps (plug and play) (UL Type A) | Standard | FALSE | [9 empty] | 42458 |  |  | No |  | 3 | 2200 | 100 | 22 | 20 | 0.99 | 5000 | 80
P11YFXBS | ELB Electronics Inc. | ELB | LED T8E-22-840-FHF | Linear Replacement Lamp | Four-Foot | Replacement Lamps (plug and play) (UL Type A) | Standard | FALSE | [9 empty] | 42458 |  |  | No |  | 3 | 2200 | 100 | 22 | 20 | 0.99 | 4000 | 80
PAB237Z4 | ELB Electronics Inc. | ELB | LED T8E-22-835-FHF | Linear Replacement Lamp | Four-Foot | Replacement Lamps (plug and play) (UL Type A) | Standard | FALSE | [9 empty] | 42458 |  |  | No |  | 3 | 2200 | 100 | 22 | 20 | 0.99 | 3500 | 80
P3A557XN | LED Waves Inc. | LED Waves | ST1-D-4F-15W-3000K-S | Linear Replacement Lamp | Four-Foot | Replacement Lamps (plug and play) (UL Type A) | Standard | TRUE | 1824.6 | 103.14 | 17.69 | 5.8 | 0.983 | 3010 | 81.2 | 5 | 50000 | 42457 |  |  | No |  | 3 | 1750 | 116.6667 | 17.69 | 15 | 0.9 | 3000 | 81
PT4RRFDD | LED Waves Inc. | LED Waves | ST1-D-4F-18W-3000KA-T | Linear Replacement Lamp | Four-Foot | Replacement Lamps (plug and play) (UL Type A) | Standard | TRUE | 2123 | 125.55 | 16.91 | 8.59 | 0.9559 | 2999 | 82.2 | 5 | 50000 | 42457 |  |  | No |  | 3 | 2123 | 125.55 | 16.91 | 8.59 | 0.9559 | 3000 | 82.2
PSKCQUBJ | LED Waves Inc. | LED Waves | ST1-D-4F-18W-3000KA-M | Linear Replacement Lamp | Four-Foot | Replacement Lamps (plug and play) (UL Type A) | Standard | TRUE | 2029 | 119.85 | 16.93 | 8.19 | 0.9494 | 2992 | 82.5 | 5 | 50000 | 42457 |  |  | No |  | 3 | 2029 | 119.85 | 16.93 | 8.19 | 0.9494 | 3000 | 82.5
PQKKPSZU | LED Waves Inc. | LED Waves | ST1-D-4F-15W-3000KA-T | Linear Replacement Lamp | Four-Foot | Replacement Lamps (plug and play) (UL Type A) | Standard | TRUE | 1786 | 120.59 | 14.87 | 8.76 | 0.9219 | 3005 | 82.2 | 5 | 50000 | 42457 |  |  | NotYetVerified |  | 3 | 1819 | 122.33 | 14.87 | 8.76 | 0.92 | 3000 | 82.2
PKHE6AS5 | LED Waves Inc. | LED Waves | ST1-D-4F-15W-3000KA-M | Linear Replacement Lamp | Four-Foot | Replacement Lamps (plug and play) (UL Type A) | Standard | TRUE | 1657 | 111.73 | 14.83 | 8.83 | 0.9208 | 3009 | 82.7 | 5 | 50000 | 42457 |  |  | No |  | 3 | 1657 | 111.73 | 14.83 | 8.83 | 0.9208 | 3000 | 82.7
PG7BXYK3 | LED Waves Inc. | LED Waves | ST1-D-4F-15W-5000KA-M | Linear Replacement Lamp | Four-Foot | Replacement Lamps (plug and play) (UL Type A) | Standard | FALSE | [9 empty] | 42457 |  |  | No |  | 3 | 1767 | 118.75 | 14.88 | 8.67 | 0.9106 | 5000 | 83
P6S5BSZG | LED Waves Inc. | LED Waves | ST1-D-4F-18W-5000KA-M | Linear Replacement Lamp | Four-Foot | Replacement Lamps (plug and play) (UL Type A) | Standard | FALSE | [9 empty] | 42457 |  |  | No |  | 3 | 2140 | 125.22 | 17.09 | 8.71 | 0.9669 | 5000 | 82.5
PZCF1EDJ | LED Waves Inc. | LED Waves | ST1-D-4F-18W-5000KA-T | Linear Replacement Lamp | Four-Foot | Replacement Lamps (plug and play) (UL Type A) | Standard | FALSE | [9 empty] | 42457 |  |  | No |  | 3 | 2261 | 132.45 | 17.07 | 8.59 | 0.9712 | 5000 | 82.5
PA5D15VH | LED Waves Inc. | LED Waves | ST1-D-4F-15W-5000KA-T | Linear Replacement Lamp | Four-Foot | Replacement Lamps (plug and play) (UL Type A) | Standard | FALSE | [9 empty] | 42457 |  |  | NotYetVerified |  | 3 | 1913 | 128.13 | 14.93 | 8.58 | 0.9 | 5000 | 82.5
PDZ2Z3KQ | LED Waves Inc. | LED Waves | ST1-D-4F-15W-5000K-S | Linear Replacement Lamp | Four-Foot | Replacement Lamps (plug and play) (UL Type A) | Standard | FALSE | [9 empty] | 42457 |  |  | No |  | 3 | 1900 | 126.6667 | 17.69 | 15 | 0.9 | 5000 | 81
PNBGZEFH | LED Waves Inc. | LED Waves | ST1-D-4F-15W-4000KA-M | Linear Replacement Lamp | Four-Foot | Replacement Lamps (plug and play) (UL Type A) | Standard | FALSE | [9 empty] | 42457 |  |  | No |  | 3 | 1657 | 111.73 | 14.83 | 8.83 | 0.9208 | 4000 | 82.7
PCBPR14Z | LED Waves Inc. | LED Waves | ST1-D-4F-18W-4000KA-M | Linear Replacement Lamp | Four-Foot | Replacement Lamps (plug and play) (UL Type A) | Standard | FALSE | [9 empty] | 42457 |  |  | No |  | 3 | 2029 | 119.85 | 16.93 | 8.19 | 0.9494 | 4000 | 82.5
PPJ7YRN4 | LED Waves Inc. | LED Waves | ST1-D-4F-15W-4000KA-T | Linear Replacement Lamp | Four-Foot | Replacement Lamps (plug and play) (UL Type A) | Standard | FALSE | [9 empty] | 42457 |  |  | NotYetVerified |  | 3 | 1819 | 122.33 | 14.87 | 8.76 | 0.92 | 4000 | 82.2
P2VFRW39 | LED Waves Inc. | LED Waves | ST1-D-4F-18W-4000KA-T | Linear Replacement Lamp | Four-Foot | Replacement Lamps (plug and play) (UL Type A) | Standard | FALSE | [9 empty] | 42457 |  |  | No |  | 3 | 2123 | 125.55 | 16.91 | 8.59 | 0.9559 | 4000 | 82.2
PD3PQ5T8 | LED Waves Inc. | LED Waves | ST1-D-4F-15W-4000K-S | Linear Replacement Lamp | Four-Foot | Replacement Lamps (plug and play) (UL Type A) | Standard | FALSE | [9 empty] | 42457 |  |  | No |  | 3 | 1900 | 126.6667 | 17.69 | 15 | 0.9 | 4000 | 81
PBZ4K14N | EcoLight LED Solutions | Ecolight LED | ELT-T8-22W1200 BOXX(FROSTED LENS)(3000K)[ELT-DR-WG21-1 Driver] | Linear Replacement Lamp | Four-Foot | 2-lamp External Driver Lamp-Style Retrofit Kits (UL Type C) | Standard | TRUE | 2191.6 | 104.26 | 21.02 | 16.24 | 0.9781 | 2968 | 81.3 | 5 | 50000 | 42453 |  |  | NotYetVerified |  | 3 | 2191.6 | 104.26 | 21.02 | 20 | 0.9 | 3000 | 81.3
PQ5ER29H | EcoLight LED Solutions | Ecolight LED | ELT-T8-22W1200 BOXX(CLEAR LENS)(3000K)[ELT-DR-WG21-1 Driver] | Linear Replacement Lamp | Four-Foot | 2-lamp External Driver Lamp-Style Retrofit Kits (UL Type C) | Standard | TRUE | 2461.2 | 116.87 | 21.06 | 16.28 | 0.9703 | 2970 | 81.2 | 5 | 50000 | 42453 |  |  | NotYetVerified | External Driver | 3 | 2461.2 | 116.87 | 21.06 | 20 | 0.9 | 3000 | 81.2
PUQPE1U7 | EcoLight LED Solutions | Ecolight LED | ELT-T8-18W1200 BIXX BALLAST COMPATIBLE LED TUBE [2700K Frosted] | Linear Replacement Lamp | Four-Foot | Dual Mode Internal Driver (UL Type A and Type B) | Standard | TRUE | 2231 | 106.7 | 20.9 | 11.36 | 0.967 | 2682 | 81.5 | 5 | 50000 | 42453 |  |  | NotYetVerified | Internal driver; operates off existing fluorescent ballast | 3 | 2212 | 122.9 | 18 | 7.68 | 0.9928 | 2700 | 82.4
PXSMJBHV | EcoLight LED Solutions | Ecolight LED | ELT-T8-18W1200 BIXX BALLAST COMPATIBLE LED TUBE [4000K Frosted] | Linear Replacement Lamp | Four-Foot | Dual Mode Internal Driver (UL Type A and Type B) | Standard | TRUE | 2261 | 105.6 | 21.42 | 11.36 | 0.9667 | 3987 | 81.5 | 5 | 50000 | 42453 |  |  | NotYetVerified | Internal Driver; Operating off the existing ballast | 3 | 2212 | 122.9 | 18 | 7.68 | 0.9928 | 4000 | 82.4
PXPSMEHB | EcoLight LED Solutions | Ecolight LED | ELT-T8-15W1200 BIXX BALLAST COMPATIBLE LED TUBE [2700K Frosted] | Linear Replacement Lamp | Four-Foot | Dual Mode Internal Driver (UL Type A and Type B) | Standard | TRUE | 1929 | 109 | 17.7 | 17.9 | 0.9557 | 2655 | 81.6 | 5 | 50000 | 42453 |  |  | NotYetVerified | Internal driver; operates off existing fluorescent ballast | 3 | 2040 | 120 | 17.7 | 8.75 | 0.9936 | 2700 | 82
PZZE9D9K | EcoLight LED Solutions | Ecolight LED | ELT-T8-22W1200 AC100-347V BONX (3000K Frosted) | Linear Replacement Lamp | Four-Foot | 2-lamp External Driver Lamp-Style Retrofit Kits (UL Type C) | Standard | TRUE | 2463 | 114.6 | 21.5 | 12.81 | 0.9544 | 2883 | 82.5 | 5 | 50000 | 42453 |  |  | NotYetVerified |  | 3 | 2463 | 114.6 | 21.5 |  |  | 3000 | 82.5
PNWMRRU2 | James Trading Company Limited | JAMES | ZY-T5-25W4FT BIAB | Linear Replacement Lamp | Four-Foot | Replacement Lamps (plug and play) (UL Type A) | Standard | TRUE | 2922 | 107.4 | 27.2 | 10.2 | 0.947 | 3083 | 85 | 5 | 50000 | 42453 |  |  | No |  | 3.1 | 3000 | 107 | 28 | 20 | 0.9 | 3000 | 82
PGE416Z6 | EcoLight LED Solutions | Ecolight LED | ELT-T5-25W1200 BONX (3000K FROSTED LENS) [100V to 382V] | Linear Replacement Lamp | Four-Foot | 2-lamp External Driver Lamp-Style Retrofit Kits (UL Type C) | Standard | TRUE | 2680 | 111.64 | 24 | 18.92 | 0.9457 | 2890 | 81 | 5 | 50000 | 42453 |  |  | NotYetVerified | External Driver | 3 | 2680 | 111.64 | 24 |  |  | 3000 | 80
PUK64GT7 | James Trading Company Limited | JAMES | ZY-T5-22W4FT BIAB | Linear Replacement Lamp | Four-Foot | Replacement Lamps (plug and play) (UL Type A) | Standard | TRUE | 2508 | 104.2 | 24.1 | 9.9 | 0.935 | 3080 | 85 | 5 | 50000 | 42453 |  |  | No |  | 3 | 2600 | 104 | 25 | 20 | 0.9 | 3000 | 82
PE3X6X5V | EcoLight LED Solutions | Ecolight LED | ELT-T8-18W1200 BONX (AC100-347V)LED TUBE (3000K Frost) | Linear Replacement Lamp | Four-Foot | 2-lamp External Driver Lamp-Style Retrofit Kits (UL Type C) | Standard | TRUE | 1978 | 115 | 17.2 | 9.6 | 0.93 | 2892 | 82.6 | 5 | 50000 | 42453 |  |  | NotYetVerified |  | 3 | 1978 | 115 | 17.2 |  |  | 3000 | 82.6
PA2TPXXF | EcoLight LED Solutions | Ecolight LED | ELT-T8-18W1200 BODX (AC100-347V)LED TUBE (3000K Frost) | Linear Replacement Lamp | Four-Foot | 2-lamp External Driver Lamp-Style Retrofit Kits (UL Type C) | Standard | TRUE | 1978 | 115 | 17.2 | 9.6 | 0.93 | 2892 | 82.6 | 5 | 50000 | 42453 |  |  | NotYetVerified |  | 3 | 1978 | 115 | 17.2 | 20 | 0.9 | 3000 | 82.6
PJ8URC2V | EcoLight LED Solutions | Ecolight LED | ELT-T8-15W1200 BINX AC100-382V LED TUBE (2700K frosted lens) | Linear Replacement Lamp | Four-Foot | Internal Driver Lamp-Style Retrofit Kits (UL Type B) | Standard | TRUE | 1665 | 116.63 | 14.28 | 17.49 | 0.9284 | 2855 | 81 | 5 | 50000 | 42453 |  |  | NotYetVerified | Internal Driver | 3 | 1665 | 116.63 | 14.28 | 17.49 | 0.9 | 2700 | 81
PJAUV7AH | EcoLight LED Solutions | Ecolight LED | ELT-T5-30W1200 BONX (3000K FROSTED LENS) [100V to 382V] | Linear Replacement Lamp | Four-Foot | 2-lamp External Driver Lamp-Style Retrofit Kits (UL Type C) | Standard | TRUE | 2961 | 106.24 | 27.87 | 17.21 | 0.9249 | 2893 | 81 | 5 | 50000 | 42453 |  |  | NotYetVerified |  | 3 | 2961 | 106.24 | 27.87 |  |  | 3000 | 80
PVPVAGMY | EcoLight LED Solutions | Ecolight LED | ELT-T8-18W1200 BOXX(FROSTED LENS)(3000K)[ELT-DR-WG21-1 Driver] | Linear Replacement Lamp | Four-Foot | 2-lamp External Driver Lamp-Style Retrofit Kits (UL Type C) | Standard | TRUE | 1849.2 | 105.01 | 17.61 | 18.25 | 0.9247 | 2964 | 81.3 | 5 | 50000 | 42453 |  |  | NotYetVerified | External Driver | 3 | 1849.2 | 105.01 | 17.61 | 20 | 0.9 | 3000 | 81.3
PVRKJSCQ | EcoLight LED Solutions | Ecolight LED | ELT-T8-13W1200 BIXX(FROSTED LENS)(4000K) | Linear Replacement Lamp | Four-Foot | Internal Driver Lamp-Style Retrofit Kits (UL Type B) | Standard | TRUE | 1776 | 135.78 | 13.08 | 13.52 | 0.922 | 3984 | 82.5 | 5 | 50000 | 42453 |  |  | NotYetVerified | Internal Driver | 3 | 1776 | 135.78 | 13.08 | 20 | 0.9 | 4000 | 80
PM2QJZZB | EcoLight LED Solutions | Ecolight LED | ELT-T8-18W1200 BONT 4000K FROSTED LENS ONE DRIVER FOR TWO TUBE | Linear Replacement Lamp | Four-Foot | 2-lamp External Driver Lamp-Style Retrofit Kits (UL Type C) | Standard | TRUE | 2493 | 136.29 | 18.29 | 16.83 | 0.9214 | 3959 | 81.3 |  |  | 42453 |  |  | No |  | 3.1 | 2326 | 129.37 | 17.98 | 16.83 | 0.9214 | 4000 | 83.8
PWW8S5RE | GREATWALL LEDLIGHT CO. LTD | GVVL | CC-T8-120-10WF (5000K) | Linear Replacement Lamp | Four-Foot | Internal Driver Lamp-Style Retrofit Kits (UL Type B) | Standard | TRUE | 1588.2 | 165.3 | 9.61 | 20.41 | 0.9211 | 5201 | 82.9 | 5 | 50000 | 42453 |  |  | No |  | 3.1 | 1588.2 | 165.3 | 10 | 20 | 0.9 | 5000 | 82.9
PQCMCFTH | EcoLight LED Solutions | Ecolight LED | ELT-T8-15W1200 AC100-347V BONX (3000K Frosted) | Linear Replacement Lamp | Four-Foot | 2-lamp External Driver Lamp-Style Retrofit Kits (UL Type C) | Standard | TRUE | 1891 | 121.2 | 15.6 | 10.74 | 0.919 | 2878 | 82.6 | 5 | 50000 | 42453 |  |  | NotYetVerified |  | 3 | 1891 | 121 | 15 |  |  | 3000 | 82.6
PFQX7PTM | EcoLight LED Solutions | Ecolight LED | ELT-T8-22W1200 BIXX (CRI>0.9 4000K frosted lens) | Linear Replacement Lamp | Four-Foot | Internal Driver Lamp-Style Retrofit Kits (UL Type B) | Standard | TRUE | 2223 | 109 | 20.39 | 10.01 | 0.9134 | 4021 | 91.2 | 5 | 50000 | 42453 |  |  | NotYetVerified | Internal Driver | 3 | 2223 | 109 | 20.39 | 20 | 0.9 | 4000 | 90
P2ST4RGU | EcoLight LED Solutions | Ecolight LED | ELT-T5-18W1200 BONX (3500K) ONE DRIVER FOR ONE LED TUBE | Linear Replacement Lamp | Four-Foot | 2-lamp External Driver Lamp-Style Retrofit Kits (UL Type C) | Standard | TRUE | 2232 | 122.43 | 18.23 | 14.05 | 0.9133 | 3447 | 83.6 | 5 | 50000 | 42453 |  |  | No |  | 3.1 | 2232 | 122.43 | 18.23 | 20 | 0.9 | 3500 | 83.6
PYEQQQ9W | EcoLight LED Solutions | Ecolight LED | ELT-T8-20W1200 BIXX BALLAST COMPATIBLE LED TUBE (3000K FROSTED LENS) | Linear Replacement Lamp | Four-Foot | Dual Mode Internal Driver (UL Type A and Type B) | Standard | TRUE | 2255 | 100.28 | 22.49 | 9.98 | 0.9119 | 2911 | 81.3 | 5 | 50000 | 42453 |  |  | NotYetVerified | Internal Driver;Operating off exsiting ballast | 3 | 2250 | 110 | 22.5 | 20 | 0.9 | 3000 | 80
PRCQBZ3C | EcoLight LED Solutions | Ecolight LED | ELT-T8-30W1200 BINX (3000K FROSTED LENS) [100V to 382V] | Linear Replacement Lamp | Four-Foot | Internal Driver Lamp-Style Retrofit Kits (UL Type B) | Standard | TRUE | 2935 | 111.43 | 26.34 | 16.53 | 0.9114 | 2905 | 81.1 | 5 | 50000 | 42453 |  |  | NotYetVerified | Internal Driver | 3 | 2935 | 111.43 | 26.34 |  |  | 3000 | 80
PU82EXH6 | EcoLight LED Solutions | Ecolight LED | ELT-T8-18W1200 BONT 4000K FROSTED LENS ONE DRIVER FOR ONE TUBE | Linear Replacement Lamp | Four-Foot | 2-lamp External Driver Lamp-Style Retrofit Kits (UL Type C) | Standard | TRUE | 2505 | 137.65 | 18.2 | 15.26 | 0.9103 | 3943 | 83.8 | 5 | 50000 | 42453 |  |  | No |  | 3.1 | 2382 | 131.24 | 18.15 | 15.26 | 0.9103 | 4000 | 83.8
PYMF235D | EcoLight LED Solutions | Ecolight LED | ELT-T8-15W1200 BONX (3000K FROSTED COVER) | Linear Replacement Lamp | Four-Foot | 2-lamp External Driver Lamp-Style Retrofit Kits (UL Type C) | Standard | TRUE | 1894 | 112.1 | 16.9 | 17.2 | 0.91 | 2982 | 82.2 | 5 | 50000 | 42453 |  |  | NotYetVerified |  | 3 | 1894 | 112.1 | 16.9 | 16.72 | 0.9795 | 3000 | 82.2
PWNTTVSS | EcoLight LED Solutions | Ecolight LED | ELT-T8-18W BIXX PLUG AND PLAY(FROSTED LENS)(4000K) | Linear Replacement Lamp | Four-Foot | Replacement Lamps (plug and play) (UL Type A) | Standard | TRUE | 2059 | 120.98 | 17.02 | 7.79 | 0.9083 | 3996 | 82.6 | 5 | 50000 | 42453 |  |  | NotYetVerified | Operating off existing Electronic ballast only | 3 | 2059 | 120.98 | 17.02 | 20 | 0.9 | 4000 | 82.6
P5KZ5UCH | GREATWALL LEDLIGHT CO. LTD | GVVL | CC-T8-120-10WC (5000K) | Linear Replacement Lamp | Four-Foot | Internal Driver Lamp-Style Retrofit Kits (UL Type B) | Standard | TRUE | 1590.5 | 165.5 | 9.61 | 21.33 | 0.9067 | 5189 | 82.8 | 5 | 50000 | 42453 |  |  | No |  | 3.1 | 1590.5 | 165.5 | 10 | 20 | 0.9 | 5000 | 82.8
PYXUC71S | EcoLight LED Solutions | Ecolight LED | ELT-T5-22W1200 BONX AC100-382V LED TUBE (3000K frosted lens) | Linear Replacement Lamp | Four-Foot | 2-lamp External Driver Lamp-Style Retrofit Kits (UL Type C) | Standard | TRUE | 2397 | 110.38 | 21.71 | 16.37 | 0.9065 | 2906 | 81.3 | 5 | 50000 | 42453 |  |  | NotYetVerified | External Driver | 3 | 2397 | 110.38 | 21.71 | 16.37 | 0.9 | 3000 | 81
PZDBYZ31 | EcoLight LED Solutions | Ecolight LED | ELT-T8-13W1200 BIXX Ballast Compatible (4000K Frosted) | Linear Replacement Lamp | Four-Foot | Dual Mode Internal Driver (UL Type A and Type B) | Standard | TRUE | 1699 | 119.48 | 14.22 | 14.45 | 0.9042 | 3988 | 82.6 | 5 | 50000 | 42453 |  |  | NotYetVerified | Nominal wattage 13W | 3 | 1700 | 130 | 14.2 | 20 | 0.9 | 4000 | 81
PGFFBAW2 | EcoLight LED Solutions | Ecolight LED | ELT-T8-25W1200 BINX (3000K FROSTED LENS) [100V to 382V] | Linear Replacement Lamp | Four-Foot | Internal Driver Lamp-Style Retrofit Kits (UL Type B) | Standard | TRUE | 2663 | 114.87 | 23.18 | 19.33 | 0.9029 | 2911 | 81 | 5 | 50000 | 42453 |  |  | NotYetVerified | Internal Driver | 3 | 2663 | 114.87 | 23.18 |  |  | 3000 | 80
PH3EE8NV | EcoLight LED Solutions | Ecolight LED | ELT-T8-15W BIXX PLUG AND PLAY(FROSTED LENS)(4000K) | Linear Replacement Lamp | Four-Foot | Replacement Lamps (plug and play) (UL Type A) | Standard | TRUE | 1964 | 121.76 | 16.13 | 8.65 | 0.9028 | 3984 | 82.5 | 5 | 50000 | 42453 |  |  | NotYetVerified | Operating off existing Electronic ballast only | 3 | 1964 | 121.76 | 16.13 | 20 | 0.9 | 4000 | 82.5
PHNR6DKU | EcoLight LED Solutions | Ecolight LED | ELT-T8P-22W1200 BIXX (3000K Frost) | Linear Replacement Lamp | Four-Foot | Internal Driver Lamp-Style Retrofit Kits (UL Type B) | Standard | TRUE | 2405 | 115.6 | 20.8 | 16.16 | 0.9 | 2889 | 82.5 | 5 | 50000 | 42453 |  |  | NotYetVerified |  | 3 | 2405 | 115.6 | 20.8 | 16.16 | 0.9 | 3000 | 82.5
P5TGYHT7 | Poplar Hill Technologies | Poplar Hill Technologies | PHT/T8/15/30/F/1950/UNV | Linear Replacement Lamp | Four-Foot | Internal Driver Lamp-Style Retrofit Kits (UL Type B) | Standard | TRUE | 1684.6 | 111.49 | 15.11 | 22.34 | 0.899 | 2908 | 83.2 | 5 | 50000 | 42453 |  |  | NotYetVerified |  | 3 | 1650 | 111.49 | 15 | 20 | 0.9 | 3000 | 80
PCXDVAF4 | EcoLight LED Solutions | Ecolight LED | ELT-T8-18W1200 BIXX (CRI>0.9 4000K frosted lens) | Linear Replacement Lamp | Four-Foot | Internal Driver Lamp-Style Retrofit Kits (UL Type B) | Standard | TRUE | 1908 | 109.5 | 17.43 | 12.02 | 0.892 | 4033 | 91.1 | 5 | 50000 | 42453 |  |  | NotYetVerified | Internal Driver | 3 | 1908 | 109.5 | 17.43 | 20 | 0.9 | 4000 | 90
PU8A6378 | Poplar Hill Technologies | Poplar Hill Technologies | PHT/T8/18/30/F/2520/UNV | Linear Replacement Lamp | Four-Foot | Internal Driver Lamp-Style Retrofit Kits (UL Type B) | Standard | TRUE | 1959.6 | 110.03 | 17.8 | 23.6 | 0.883 | 2890 | 83.3 | 5 | 50000 | 42453 |  |  | NotYetVerified |  | 3 | 1900 | 110.03 | 18 | 20 | 0.9 | 3000 | 80
PWPN9BD4 | EcoLight LED Solutions | Ecolight LED | ELT-T8-15W1200 BIXX (3000K Frosted) | Linear Replacement Lamp | Four-Foot | Internal Driver Lamp-Style Retrofit Kits (UL Type B) | Standard | TRUE | 1799 | 107.7 | 16.7 | 18.35 | 0.8804 | 3120 | 81.7 | 5 | 50000 | 42453 |  |  | NotYetVerified |  | 3 | 1750 | 130 | 14 |  | 0.9 | 3000 | 70
PNX32G7W | EcoLight LED Solutions | Ecolight LED | ELT-T8P-18W1200 BIXX (3000K Frost) | Linear Replacement Lamp | Four-Foot | Internal Driver Lamp-Style Retrofit Kits (UL Type B) | Standard | TRUE | 1943 | 115.7 | 16.8 | 16.47 | 0.88 | 2894 | 82.6 | 5 | 50000 | 42453 |  |  | NotYetVerified |  | 3 | 1943 | 115.7 | 16.8 |  |  | 3000 | 82.6
PBZKSHRS | EcoLight LED Solutions | Ecolight LED | ELT-T8-18W1200 BIXX AC100-382V (3000K Frosted) | Linear Replacement Lamp | Four-Foot | Internal Driver Lamp-Style Retrofit Kits (UL Type B) | Standard | TRUE | 2036 | 117 | 17.4 | 15.1 | 0.8786 | 3038 | 82.4 | 5 | 50000 | 42453 |  |  | NotYetVerified | Internal Driver | 3 | 2036 | 117 | 17.4 | 20 | 0.9 | 3000 | 82.4
PC14AGUT | EcoLight LED Solutions | Ecolight LED | ELT-T8-18W1200 BODX (3000K Frosted) | Linear Replacement Lamp | Four-Foot | 2-lamp External Driver Lamp-Style Retrofit Kits (UL Type C) | Standard | TRUE | 2033 | 102.7 | 19.8 | 20.3 | 0.8772 | 3094 | 81 | 5 | 50000 | 42453 |  |  | NotYetVerified |  | 3 | 1900 | 100 | 19 |  | 0.95 | 3000 | 70
PH3MTDF9 | EcoLight LED Solutions | Ecolight LED | ELT-T8P-15W1200 BIXX (3000K Frost) | Linear Replacement Lamp | Four-Foot | Internal Driver Lamp-Style Retrofit Kits (UL Type B) | Standard | TRUE | 1946 | 122.4 | 15.9 | 14.21 | 0.8707 | 2883 | 82.5 | 5 | 50000 | 42453 |  |  | NotYetVerified |  | 3 | 1946 | 122.4 | 15.9 | 14 | 0.9 | 3000 | 82.5
P9NEEG8Y | EcoLight LED Solutions | Ecolight LED | ELT-T8-15W1200 BONX (3000K FROSTED COVER)[ELT-15W-6 Driver] | Linear Replacement Lamp | Four-Foot | 2-lamp External Driver Lamp-Style Retrofit Kits (UL Type C) | Standard | TRUE | 1767 | 111.1 | 15.9 | 18.15 | 0.8703 | 2949 | 82 | 5 | 50000 | 42453 |  |  | NotYetVerified |  | 3 | 1760 | 111 | 16 | 18 | 0.87 | 3000 | 82
PJJJ5YHK | EcoLight LED Solutions | Ecolight LED | ELT-T8-22W1200 BIXX (3000K Frosted) | Linear Replacement Lamp | Four-Foot | Internal Driver Lamp-Style Retrofit Kits (UL Type B) | Standard | TRUE | 2150 | 99.1 | 21.7 | 20.57 | 0.87 | 3019 | 82.6 | 5 | 50000 | 42453 |  |  | NotYetVerified |  | 3 | 2150 | 97.8 | 22 |  | 0.9896 | 3000 | 83.9
PBGHJXE3 | EcoLight LED Solutions | Ecolight LED | ELT-T8-18W1200 BIDX (3000K Frosted) | Linear Replacement Lamp | Four-Foot | Internal Driver Lamp-Style Retrofit Kits (UL Type B) | Standard | TRUE | 1789 | 98.3 | 18.2 | 17.76 | 0.87 | 3034 | 82.7 | 5 | 50000 | 42453 |  |  | NotYetVerified |  | 3 | 1900 | 125 | 16 |  | 0.95 | 3000 | 83
PTNVTC93 | EcoLight LED Solutions | Ecolight LED | ELT-T8-18W1200 BONXÂ (3000K FROSTED COVER) | Linear Replacement Lamp | Four-Foot | 2-lamp External Driver Lamp-Style Retrofit Kits (UL Type C) | Standard | TRUE | 1936 | 115.9 | 16.7 | 13.87 | 0.87 | 3061.6 | 82.6 | 5 | 50000 | 42453 |  |  | NotYetVerified |  | 3 | 1936 | 115.9 | 16.7 |  |  | 3000 | 83
PVB9Z8F4 | Poplar Hill Technologies | Poplar Hill Technologies | PHT/T8/18/50/F/2520/UNV | Linear Replacement Lamp | Four-Foot | Internal Driver Lamp-Style Retrofit Kits (UL Type B) | Standard | FALSE | [9 empty] | 42453 |  |  | NotYetVerified |  | 3 | 2520 | 140 | 18 | 20 | 0.98 | 5000 | 80
P7ACA3YZ | Poplar Hill Technologies | Poplar Hill Technologies | PHT/T8/15/50/F/1950/UNV | Linear Replacement Lamp | Four-Foot | Internal Driver Lamp-Style Retrofit Kits (UL Type B) | Standard | FALSE | [9 empty] | 42453 |  |  | NotYetVerified |  | 3 | 1650 | 124.13 | 15 | 20 | 0.9 | 5000 | 80
PTKGJUZH | Poplar Hill Technologies | Poplar Hill Technologies | PHT/T8/18/45/F/2520/UNV | Linear Replacement Lamp | Four-Foot | Internal Driver Lamp-Style Retrofit Kits (UL Type B) | Standard | FALSE | [9 empty] | 42453 |  |  | NotYetVerified |  | 3 | 1900 | 122.15 | 18 | 20 | 0.9 | 4500 | 80
P1A7R89H | Poplar Hill Technologies | Poplar Hill Technologies | PHT/T8/15/45/F/1950/UNV | Linear Replacement Lamp | Four-Foot | Internal Driver Lamp-Style Retrofit Kits (UL Type B) | Standard | FALSE | [9 empty] | 42453 |  |  | NotYetVerified |  | 3 | 1650 | 124.13 | 15 | 20 | 0.9 | 4500 | 80
PMVBVKXD | Poplar Hill Technologies | Poplar Hill Technologies | PHT/T8/18/40/F/2520/UNV | Linear Replacement Lamp | Four-Foot | Internal Driver Lamp-Style Retrofit Kits (UL Type B) | Standard | FALSE | [9 empty] | 42453 |  |  | NotYetVerified |  | 3 | 1900 | 110.03 | 18 | 20 | 0.9 | 4000 | 80
PP37X8XC | Poplar Hill Technologies | Poplar Hill Technologies | PHT/T8/15/40/F/1950/UNV | Linear Replacement Lamp | Four-Foot | Internal Driver Lamp-Style Retrofit Kits (UL Type B) | Standard | FALSE | [9 empty] | 42453 |  |  | NotYetVerified |  | 3 | 1650 | 111.49 | 15 | 20 | 0.9 | 4000 | 80
PVUDFPM6 | Poplar Hill Technologies | Poplar Hill Technologies | PHT/T8/18/35/F/2520/UNV | Linear Replacement Lamp | Four-Foot | Internal Driver Lamp-Style Retrofit Kits (UL Type B) | Standard | FALSE | [9 empty] | 42453 |  |  | NotYetVerified |  | 3 | 1900 | 110.03 | 18 | 20 | 0.9 | 3500 | 80
PFVEATX6 | Poplar Hill Technologies | Poplar Hill Technologies | PHT/T8/15/35/F/1950/UNV | Linear Replacement Lamp | Four-Foot | Internal Driver Lamp-Style Retrofit Kits (UL Type B) | Standard | FALSE | [9 empty] | 42453 |  |  | NotYetVerified |  | 3 | 1650 | 111.49 | 15 | 20 | 0.9 | 3500 | 80
P71KZ88V | EcoLight LED Solutions | Ecolight LED | ELT-T8-22W1200 AC100-347V BONX (5000K Frosted) | Linear Replacement Lamp | Four-Foot | 2-lamp External Driver Lamp-Style Retrofit Kits (UL Type C) | Standard | FALSE | [9 empty] | 42453 |  |  | NotYetVerified |  | 3 | 2551 | 118.7 | 21.5 | 12.85 | 0.9905 | 5009 | 80.5
PHEW2MBA | EcoLight LED Solutions | Ecolight LED | ELT-T8-22W1200 AC100-347V BODX (5000K Frosted) | Linear Replacement Lamp | Four-Foot | 2-lamp External Driver Lamp-Style Retrofit Kits (UL Type C) | Standard | FALSE | [9 empty] | 42453 |  |  | NotYetVerified |  | 3 | 2551 | 118.7 | 21.5 | 12.85 | 0.9905 | 5009 | 80.5
PUVEWBPV | EcoLight LED Solutions | Ecolight LED | ELT-T8-22W1200 BIXX (5000K Frosted) | Linear Replacement Lamp | Four-Foot | Internal Driver Lamp-Style Retrofit Kits (UL Type B) | Standard | FALSE | [9 empty] | 42453 |  |  | NotYetVerified |  | 3 | 2300 | 104.5 | 22 |  | 0.9896 | 5000 | 83.9
PNVRAAA2 | EcoLight LED Solutions | Ecolight LED | ELT-T8-18W1200 BIXX BALLAST COMPATIBLE LED TUBE [5000K Frosted] | Linear Replacement Lamp | Four-Foot | Dual Mode Internal Driver (UL Type A and Type B) | Standard | FALSE | [9 empty] | 42453 |  |  | NotYetVerified | Internal driver; operates off existing fluorescent ballast | 3 | 2212 | 122.9 | 18 | 7.68 | 0.9928 | 5000 | 82.4
P8T3Q5Q1 | EcoLight LED Solutions | Ecolight LED | ELT-T8-15W1200 BIXX BALLAST COMPATIBLE LED TUBE [5000K Frosted] | Linear Replacement Lamp | Four-Foot | Dual Mode Internal Driver (UL Type A and Type B) | Standard | FALSE | [9 empty] | 42453 |  |  | NotYetVerified | Internal driver; operates off existing fluorescent ballast | 3 | 2040 | 120 | 17.7 | 8.75 | 0.9936 | 5000 | 81.6
P5X8JZ9X | EcoLight LED Solutions | Ecolight LED | ELT-T8-22W1200 BOXX(FROSTED LENS)(5000K)[ELT-DR-WG21-1 Driver] | Linear Replacement Lamp | Four-Foot | 2-lamp External Driver Lamp-Style Retrofit Kits (UL Type C) | Standard | FALSE | [9 empty] | 42453 |  |  | NotYetVerified |  | 3 | 2293.5 | 108.54 | 21.13 | 20 | 0.9 | 5000 | 81.1
P4S3Q38Z | EcoLight LED Solutions | Ecolight LED | ELT-T8-18W1200 BOXX(FROSTED LENS)(5000K)[ELT-DR-WG21-1 Driver] | Linear Replacement Lamp | Four-Foot | 2-lamp External Driver Lamp-Style Retrofit Kits (UL Type C) | Standard | FALSE | [9 empty] | 42453 |  |  | NotYetVerified |  | 3 | 1937.2 | 111.78 | 17.33 | 20 | 0.9 | 5000 | 81.1
PV3KW1KW | EcoLight LED Solutions | Ecolight LED | ELT-T8P-18W1200 BIXX (5000K Frost) | Linear Replacement Lamp | Four-Foot | Internal Driver Lamp-Style Retrofit Kits (UL Type B) | Standard | FALSE | [9 empty] | 42453 |  |  | NotYetVerified |  | 3 | 2104 | 125.2 | 16.8 | 13.19 | 0.9849 | 5000 | 81.1
PZKJ9639 | EcoLight LED Solutions | Ecolight LED | ELT-T8P-15W1200 BIXX (5000K Frost) | Linear Replacement Lamp | Four-Foot | Internal Driver Lamp-Style Retrofit Kits (UL Type B) | Standard | FALSE | [9 empty] | 42453 |  |  | NotYetVerified |  | 3 | 2003 | 125.2 | 16 | 13.01 | 0.9858 | 5000 | 81.1
PFT26HNA | EcoLight LED Solutions | Ecolight LED | ELT-T8P-22W1200 BIXX (5000K Frost) | Linear Replacement Lamp | Four-Foot | Internal Driver Lamp-Style Retrofit Kits (UL Type B) | Standard | FALSE | [9 empty] | 42453 |  |  | NotYetVerified |  | 3 | 2449 | 122.5 | 20 | 13.42 | 0.9873 | 5000 | 81
P1PFXMPE | EcoLight LED Solutions | Ecolight LED | ELT-T8-15W1200 BIXX (5000K Frosted) | Linear Replacement Lamp | Four-Foot | Internal Driver Lamp-Style Retrofit Kits (UL Type B) | Standard | FALSE | [9 empty] | 42453 |  |  | NotYetVerified |  | 3 | 1850 | 130 | 14 |  | 0.9 | 5000 | 70
PQKCNDRQ | EcoLight LED Solutions | Ecolight LED | ELT-T8-22W1200 BIXX (CRI>0.9 5000K frosted lens) | Linear Replacement Lamp | Four-Foot | Internal Driver Lamp-Style Retrofit Kits (UL Type B) | Standard | FALSE | [9 empty] | 42453 |  |  | NotYetVerified | Internal Driver | 3 | 2223 | 109 | 20.39 | 20 | 0.9 | 5000 | 90
PRU4XRC2 | EcoLight LED Solutions | Ecolight LED | ELT-T8-18W1200 BIXX (CRI>0.9 5000K frosted lens) | Linear Replacement Lamp | Four-Foot | Internal Driver Lamp-Style Retrofit Kits (UL Type B) | Standard | FALSE | [9 empty] | 42453 |  |  | NotYetVerified | Internal Driver | 3 | 1908 | 109.5 | 17.43 | 20 | 0.9 | 5000 | 90
P1N6SEX9 | EcoLight LED Solutions | Ecolight LED | ELT-T5-18W1200 BONT (5000K) ONE DRIVER FOR TWO LED TUBE | Linear Replacement Lamp | Four-Foot | 2-lamp External Driver Lamp-Style Retrofit Kits (UL Type C) | Standard | FALSE | [9 empty] | 42453 |  |  | No |  | 3.1 | 2206 | 121.34 | 18.18 | 20 | 0.9 | 5000 | 83.8
P3KP8MZR | EcoLight LED Solutions | Ecolight LED | ELT-T8-18W1200 BONT 5000K FROSTED LENS ONE DRIVER FOR TWO TUBE | Linear Replacement Lamp | Four-Foot | 2-lamp External Driver Lamp-Style Retrofit Kits (UL Type C) | Standard | FALSE | [9 empty] | 42453 |  |  | No |  | 3.1 | 2326 | 129.37 | 17.98 | 16.83 | 0.9214 | 5000 | 83.8
P9J4PRJQ | EcoLight LED Solutions | Ecolight LED | ELT-T8-18W1200 BONT 5000K FROSTED LENS ONE DRIVER FOR ONE TUBE | Linear Replacement Lamp | Four-Foot | 2-lamp External Driver Lamp-Style Retrofit Kits (UL Type C) | Standard | FALSE | [9 empty] | 42453 |  |  | No |  | 3.1 | 2382 | 131.24 | 18.15 | 15.26 | 0.9103 | 5000 | 83.8
P4PVWESX | EcoLight LED Solutions | Ecolight LED | ELT-T5-18W1200 BONX (5000K) ONE DRIVER FOR ONE LED TUBE | Linear Replacement Lamp | Four-Foot | 2-lamp External Driver Lamp-Style Retrofit Kits (UL Type C) | Standard | FALSE | [9 empty] | 42453 |  |  | No |  | 3.1 | 2232 | 122.43 | 18.23 | 20 | 0.9 | 5000 | 83.6
PGS428QY | EcoLight LED Solutions | Ecolight LED | ELT-T8-18W BIXX PLUG AND PLAY(FROSTED LENS)(5000K) | Linear Replacement Lamp | Four-Foot | Replacement Lamps (plug and play) (UL Type A) | Standard | FALSE | [9 empty] | 42453 |  |  | NotYetVerified | Operating off existing Electronic ballast only | 3 | 2121 | 124.18 | 17.08 | 20 | 0.9 | 5000 | 82.2
PMCK6VQ4 | EcoLight LED Solutions | Ecolight LED | ELT-T8-15W BIXX PLUG AND PLAY(FROSTED LENS)(5000K) | Linear Replacement Lamp | Four-Foot | Replacement Lamps (plug and play) (UL Type A) | Standard | FALSE | [9 empty] | 42453 |  |  | NotYetVerified | Operating off existing Electronic ballast only | 3 | 2022 | 124.51 | 16.24 | 20 | 0.9 | 5000 | 82.2
PPZ4JJKW | EcoLight LED Solutions | Ecolight LED | ELT-T8-15W1200 BONX (5000K FROSTED COVER) | Linear Replacement Lamp | Four-Foot | 2-lamp External Driver Lamp-Style Retrofit Kits (UL Type C) | Standard | FALSE | [9 empty] | 42453 |  |  | NotYetVerified |  | 3 | 1852 | 115 | 16.1 | 15.28 | 0.9833 | 5000 | 81.7
PFZR4QBD | EcoLight LED Solutions | Ecolight LED | ELT-T8-18W1200 BONX (5000K FROSTED COVER) | Linear Replacement Lamp | Four-Foot | 2-lamp External Driver Lamp-Style Retrofit Kits (UL Type C) | Standard | FALSE | [9 empty] | 42453 |  |  | NotYetVerified |  | 3 | 1852 | 115 | 16.1 | 15.28 | 0.9833 | 5000 | 81.7
P6A23UKA | EcoLight LED Solutions | Ecolight LED | ELT-T8-15W1200 BINX AC100-382V LED TUBE (5000K frosted lens) | Linear Replacement Lamp | Four-Foot | Internal Driver Lamp-Style Retrofit Kits (UL Type B) | Standard | FALSE | [9 empty] | 42453 |  |  | NotYetVerified | Internal Driver | 3 | 1665 | 116.63 | 14.28 | 17.49 | 0.9 | 5000 | 81
P8K69END | EcoLight LED Solutions | Ecolight LED | ELT-T5-22W1200 BONX AC100-382V LED TUBE (5000K frosted lens) | Linear Replacement Lamp | Four-Foot | 2-lamp External Driver Lamp-Style Retrofit Kits (UL Type C) | Standard | FALSE | [9 empty] | 42453 |  |  | NotYetVerified | External Driver | 3 | 2397 | 110.38 | 21.71 | 16.37 | 0.9 | 5000 | 81
PSAKP9WE | EcoLight LED Solutions | Ecolight LED | ELT-T8-18W1200 BONX (AC100-347V)LED TUBE (5000K Frost) | Linear Replacement Lamp | Four-Foot | 2-lamp External Driver Lamp-Style Retrofit Kits (UL Type C) | Standard | FALSE | [9 empty] | 42453 |  |  | NotYetVerified |  | 3 | 2092 | 121.6 | 17.2 | 14.58 | 0.9877 | 5000 | 80.6
PUGF2E59 | EcoLight LED Solutions | Ecolight LED | ELT-T8-20W1200 BIXX BALLAST COMPATIBLE LED TUBE (5000K FROSTED LENS) | Linear Replacement Lamp | Four-Foot | Dual Mode Internal Driver (UL Type A and Type B) | Standard | FALSE | [9 empty] | 42453 |  |  | NotYetVerified | Internal Driver;Operating off exsiting ballast | 3 | 2489 | 113 | 21.99 | 20 | 0.9 | 5000 | 80
PCZKDGVT | EcoLight LED Solutions | Ecolight LED | ELT-T8-13W1200 BIXX(FROSTED LENS)(5000K) | Linear Replacement Lamp | Four-Foot | Internal Driver Lamp-Style Retrofit Kits (UL Type B) | Standard | FALSE | [9 empty] | 42453 |  |  | NotYetVerified | Internal Driver | 3 | 1832 | 138.89 | 13.19 | 20 | 0.9 | 5000 | 80
PBHHCKNS | EcoLight LED Solutions | Ecolight LED | ELT-T5-30W1200 BONX (5000K FROSTED LENS) [100V to 382V] | Linear Replacement Lamp | Four-Foot | 2-lamp External Driver Lamp-Style Retrofit Kits (UL Type C) | Standard | FALSE | [9 empty] | 42453 |  |  | NotYetVerified |  | 3 | 2961 | 106.24 | 27.87 |  |  | 5000 | 80
P5VB9GY4 | EcoLight LED Solutions | Ecolight LED | ELT-T8-30W1200 BINX (5000K FROSTED LENS) [100V to 382V] | Linear Replacement Lamp | Four-Foot | Internal Driver Lamp-Style Retrofit Kits (UL Type B) | Standard | FALSE | [9 empty] | 42453 |  |  | NotYetVerified | Internal Driver | 3 | 2935 | 111.43 | 26.34 |  |  | 5000 | 80
P7N3M7X1 | EcoLight LED Solutions | Ecolight LED | ELT-T5-25W1200 BONX (5000K FROSTED LENS) [100V to 382V] | Linear Replacement Lamp | Four-Foot | 2-lamp External Driver Lamp-Style Retrofit Kits (UL Type C) | Standard | FALSE | [9 empty] | 42453 |  |  | NotYetVerified | External Driver | 3 | 2680 | 111.64 | 24 |  |  | 5000 | 80
PD8XEY8E | EcoLight LED Solutions | Ecolight LED | ELT-T8-25W1200 BINX (5000K FROSTED LENS) [100V to 382V] | Linear Replacement Lamp | Four-Foot | Internal Driver Lamp-Style Retrofit Kits (UL Type B) | Standard | FALSE | [9 empty] | 42453 |  |  | NotYetVerified | Internal Driver | 3 | 2663 | 114.87 | 23.18 |  |  | 5000 | 80
PUN24TS1 | EcoLight LED Solutions | Ecolight LED | ELT-T8-18W1200 BINX (5000K Frosted) | Linear Replacement Lamp | Four-Foot | Internal Driver Lamp-Style Retrofit Kits (UL Type B) | Standard | FALSE | [9 empty] | 42453 |  |  | NotYetVerified |  | 3 | 2150 | 130 | 16 |  | 0.95 | 5000 | 70
PCTK9EFD | EcoLight LED Solutions | Ecolight LED | ELT-T5-18W1200 BODT (5000K) ONE DRIVER FOR TWO LED TUBE | Linear Replacement Lamp | Four-Foot | 2-lamp External Driver Lamp-Style Retrofit Kits (UL Type C) | Standard | FALSE | [9 empty] | 42453 |  |  | No |  | 3.1 | 2206 | 121.34 | 18.18 | 20 | 0.9 | 5000 | 83.8
PVCY2K9N | EcoLight LED Solutions | Ecolight LED | ELT-T5-18W1200 BODX (5000K) ONE DRIVER FOR ONE LED TUBE | Linear Replacement Lamp | Four-Foot | 2-lamp External Driver Lamp-Style Retrofit Kits (UL Type C) | Standard | FALSE | [9 empty] | 42453 |  |  | No |  | 3.1 | 2232 | 122.43 | 18.23 | 20 | 0.9 | 5000 | 83.6
PSJZW2KB | EcoLight LED Solutions | Ecolight LED | ELT-T8-18W1200 BODX (5000K FROSTED COVER) | Linear Replacement Lamp | Four-Foot | 2-lamp External Driver Lamp-Style Retrofit Kits (UL Type C) | Standard | FALSE | [9 empty] | 42453 |  |  | NotYetVerified |  | 3 | 1852 | 115 | 16.1 | 15.28 | 0.9833 | 5000 | 81.7
PA6Y652G | EcoLight LED Solutions | Ecolight LED | ELT-T8-15W1200 BODX (5000K FROSTED COVER) | Linear Replacement Lamp | Four-Foot | 2-lamp External Driver Lamp-Style Retrofit Kits (UL Type C) | Standard | FALSE | [9 empty] | 42453 |  |  | NotYetVerified |  | 3 | 1852 | 115 | 16.1 | 15.28 | 0.9833 | 5000 | 81.7
PM1QNGT8 | EcoLight LED Solutions | Ecolight LED | ELT-T8-15W1200 BIDX AC100-382V LED TUBE (5000K frosted lens) | Linear Replacement Lamp | Four-Foot | Internal Driver Lamp-Style Retrofit Kits (UL Type B) | Standard | FALSE | [9 empty] | 42453 |  |  | NotYetVerified | Internal Driver | 3 | 1665 | 116.63 | 14.28 | 17.49 | 0.9 | 5000 | 81
P4TA46J3 | EcoLight LED Solutions | Ecolight LED | ELT-T5-22W1200 BODX AC100-382V LED TUBE (5000K frosted lens) | Linear Replacement Lamp | Four-Foot | 2-lamp External Driver Lamp-Style Retrofit Kits (UL Type C) | Standard | FALSE | [9 empty] | 42453 |  |  | NotYetVerified | External Driver | 3 | 2397 | 110.38 | 21.71 | 16.37 | 0.9 | 5000 | 81
PBRQG49M | EcoLight LED Solutions | Ecolight LED | ELT-T8-18W1200 BODX (AC100-347V)LED TUBE (5000K Frost) | Linear Replacement Lamp | Four-Foot | 2-lamp External Driver Lamp-Style Retrofit Kits (UL Type C) | Standard | FALSE | [9 empty] | 42453 |  |  | NotYetVerified |  | 3 | 2092 | 121.6 | 17.2 | 14.58 | 0.9877 | 5000 | 80.6
PXE4YMNY | EcoLight LED Solutions | Ecolight LED | ELT-T5-30W1200 BODX (5000K FROSTED LENS) [100V to 382V] | Linear Replacement Lamp | Four-Foot | 2-lamp External Driver Lamp-Style Retrofit Kits (UL Type C) | Standard | FALSE | [9 empty] | 42453 |  |  | NotYetVerified | External Driver | 3 | 2961 | 106.24 | 27.87 |  |  | 5000 | 80
P48HP1N7 | EcoLight LED Solutions | Ecolight LED | ELT-T8-30W1200 BIDX (5000K FROSTED LENS) [100V to 382V] | Linear Replacement Lamp | Four-Foot | Internal Driver Lamp-Style Retrofit Kits (UL Type B) | Standard | FALSE | [9 empty] | 42453 |  |  | NotYetVerified | Internal Driver | 3 | 2935 | 111.43 | 26.34 |  |  | 5000 | 80
PEU6SK76 | EcoLight LED Solutions | Ecolight LED | ELT-T5-25W1200 BODX (5000K FROSTED LENS) [100V to 382V] | Linear Replacement Lamp | Four-Foot | 2-lamp External Driver Lamp-Style Retrofit Kits (UL Type C) | Standard | FALSE | [9 empty] | 42453 |  |  | NotYetVerified | External Driver | 3 | 2680 | 111.64 | 24 |  |  | 5000 | 80
PF8QUQKV | EcoLight LED Solutions | Ecolight LED | ELT-T8-25W1200 BIDX (5000K FROSTED LENS) [100V to 382V] | Linear Replacement Lamp | Four-Foot | Internal Driver Lamp-Style Retrofit Kits (UL Type B) | Standard | FALSE | [9 empty] | 42453 |  |  | NotYetVerified | Internal Driver | 3 | 2663 | 114.87 | 23.18 |  |  | 5000 | 80
PPBJ8M8W | EcoLight LED Solutions | Ecolight LED | ELT-T8-18W1200 BIDX (5000K Frosted) | Linear Replacement Lamp | Four-Foot | Internal Driver Lamp-Style Retrofit Kits (UL Type B) | Standard | FALSE | [9 empty] | 42453 |  |  | NotYetVerified |  | 3 | 2150 | 130 | 16 |  | 0.95 | 5000 | 70
PWG6C5YQ | EcoLight LED Solutions | Ecolight LED | ELT-T8-15W1200 AC100-347V BONX (5000K Frosted) | Linear Replacement Lamp | Four-Foot | 2-lamp External Driver Lamp-Style Retrofit Kits (UL Type C) | Standard | FALSE | [9 empty] | 42453 |  |  | NotYetVerified |  | 3 | 1967 | 126.1 | 15.6 | 10.84 | 0.9916 | 4992 | 80.3
PQ1USGGK | EcoLight LED Solutions | Ecolight LED | ELT-T8-15W1200 AC100-347V BODX (5000K Frosted) | Linear Replacement Lamp | Four-Foot | 2-lamp External Driver Lamp-Style Retrofit Kits (UL Type C) | Standard | FALSE | [9 empty] | 42453 |  |  | NotYetVerified |  | 3 | 1967 | 126.1 | 15.6 | 10.84 | 0.9916 | 4992 | 80.3
PYSD3R5G | EcoLight LED Solutions | Ecolight LED | ELT-T8-18W1200 BIXX AC100-382V (5000K Frosted) | Linear Replacement Lamp | Four-Foot | Internal Driver Lamp-Style Retrofit Kits (UL Type B) | Standard | FALSE | [9 empty] | 42453 |  |  | NotYetVerified | Internal Driver | 3 | 2299 | 134.4 | 17.1 | 15.61 | 0.9 | 4976 | 83
P8KWV7NS | EcoLight LED Solutions | Ecolight LED | ELT-T8-18W1200 BONT 4500K FROSTED LENS ONE DRIVER FOR TWO TUBE | Linear Replacement Lamp | Four-Foot | 2-lamp External Driver Lamp-Style Retrofit Kits (UL Type C) | Standard | FALSE | [9 empty] | 42453 |  |  | No |  | 3.1 | 2326 | 129.37 | 17.98 | 16.83 | 0.9214 | 4500 | 83.8
PZ3XXZ8H | EcoLight LED Solutions | Ecolight LED | ELT-T8-25W1200 BIDX (4500K FROSTED LENS) [100V to 382V] | Linear Replacement Lamp | Four-Foot | Internal Driver Lamp-Style Retrofit Kits (UL Type B) | Standard | FALSE | [9 empty] | 42453 |  |  | NotYetVerified | Internal Driver | 3 | 2663 | 114.87 | 23.18 |  |  | 4500 | 80
PBV9448V | EcoLight LED Solutions | Ecolight LED | ELT-T8-22W1200 BIXX (4000K Frosted) | Linear Replacement Lamp | Four-Foot | Internal Driver Lamp-Style Retrofit Kits (UL Type B) | Standard | FALSE | [9 empty] | 42453 |  |  | NotYetVerified |  | 3 | 2150 | 97.8 | 22 |  | 0.9896 | 4000 | 83.9
PWP4TGGF | EcoLight LED Solutions | Ecolight LED | ELT-T8-15W1200 BIXX BALLAST COMPATIBLE LED TUBE [4000K Frosted] | Linear Replacement Lamp | Four-Foot | Dual Mode Internal Driver (UL Type A and Type B) | Standard | FALSE | [9 empty] | 42453 |  |  | NotYetVerified | Internal driver; operates off existing fluorescent ballast | 3 | 2040 | 120 | 17.7 | 8.75 | 0.9936 | 4000 | 81.6
PFED7UAD | EcoLight LED Solutions | Ecolight LED | ELT-T8-22W1200 BOXX(FROSTED LENS)(4000K)[ELT-DR-WG21-1 Driver] | Linear Replacement Lamp | Four-Foot | 2-lamp External Driver Lamp-Style Retrofit Kits (UL Type C) | Standard | FALSE | [9 empty] | 42453 |  |  | NotYetVerified |  | 3 | 2191.6 | 104.26 | 21.02 | 20 | 0.9 | 4000 | 81.3
PS2CY56D | EcoLight LED Solutions | Ecolight LED | ELT-T8-18W1200 BOXX(FROSTED LENS)(4000K)[ELT-DR-WG21-1 Driver] | Linear Replacement Lamp | Four-Foot | 2-lamp External Driver Lamp-Style Retrofit Kits (UL Type C) | Standard | FALSE | [9 empty] | 42453 |  |  | NotYetVerified |  | 3 | 1849.2 | 105.01 | 17.61 | 20 | 0.9 | 4000 | 81.3
PPCYXX5C | EcoLight LED Solutions | Ecolight LED | ELT-T8P-18W1200 BIXX (4000K Frost) | Linear Replacement Lamp | Four-Foot | Internal Driver Lamp-Style Retrofit Kits (UL Type B) | Standard | FALSE | [9 empty] | 42453 |  |  | NotYetVerified |  | 3 | 1940 | 107.8 | 18 | 16 | 0.9 | 4000 | 80
PTJTDAF4 | EcoLight LED Solutions | Ecolight LED | ELT-T8-18W1200 BIXX AC100-382V (4000K Frosted) | Linear Replacement Lamp | Four-Foot | Internal Driver Lamp-Style Retrofit Kits (UL Type B) | Standard | FALSE | [9 empty] | 42453 |  |  | NotYetVerified |  | 3 | 2050 | 105.1 | 19.5 | 15.61 | 0.9 | 4000 | 80
P6ZNZH96 | EcoLight LED Solutions | Ecolight LED | ELT-T8P-22W1200 BIXX (4000K Frost) | Linear Replacement Lamp | Four-Foot | Internal Driver Lamp-Style Retrofit Kits (UL Type B) | Standard | FALSE | [9 empty] | 42453 |  |  | NotYetVerified |  | 3 | 2400 | 109 | 22 | 14 | 0.9 | 4000 | 80
PPFQTZDD | EcoLight LED Solutions | Ecolight LED | ELT-T8P-15W1200 BIXX (4000K Frost) | Linear Replacement Lamp | Four-Foot | Internal Driver Lamp-Style Retrofit Kits (UL Type B) | Standard | FALSE | [9 empty] | 42453 |  |  | NotYetVerified |  | 3 | 1900 | 118.8 | 16 | 14 | 0.9 | 4000 | 80
PC9AYX6E | EcoLight LED Solutions | Ecolight LED | ELT-T8-15W1200 BIXX (4000K Frosted) | Linear Replacement Lamp | Four-Foot | Internal Driver Lamp-Style Retrofit Kits (UL Type B) | Standard | FALSE | [9 empty] | 42453 |  |  | NotYetVerified |  | 3 | 1850 | 130 | 14 |  | 0.9 | 4000 | 70
PQ4RD534 | EcoLight LED Solutions | Ecolight LED | ELT-T5-18W1200 BONT (4000K) ONE DRIVER FOR TWO LED TUBE | Linear Replacement Lamp | Four-Foot | 2-lamp External Driver Lamp-Style Retrofit Kits (UL Type C) | Standard | FALSE | [9 empty] | 42453 |  |  | No |  | 3.1 | 2206 | 121.34 | 18.18 | 20 | 0.9 | 4000 | 83.8
PM423S55 | EcoLight LED Solutions | Ecolight LED | ELT-T5-18W1200 BONX (4000K) ONE DRIVER FOR ONE LED TUBE | Linear Replacement Lamp | Four-Foot | 2-lamp External Driver Lamp-Style Retrofit Kits (UL Type C) | Standard | FALSE | [9 empty] | 42453 |  |  | No |  | 3.1 | 2232 | 122.43 | 18.23 | 20 | 0.9 | 4000 | 83.6
PTGGSAUC | EcoLight LED Solutions | Ecolight LED | ELT-T8-13W1200 BIXX Ballast Compatible (5000K Frosted) | Linear Replacement Lamp | Four-Foot | Dual Mode Internal Driver (UL Type A and Type B) | Standard | FALSE | [9 empty] | 42453 |  |  | NotYetVerified | Nominal wattage 13W | 3 | 1700 | 130 | 14.2 | 20 | 0.9 | 4000 | 81
PTXQNU5B | EcoLight LED Solutions | Ecolight LED | ELT-T8-15W1200 BINX AC100-382V LED TUBE (4000K frosted lens) | Linear Replacement Lamp | Four-Foot | Internal Driver Lamp-Style Retrofit Kits (UL Type B) | Standard | FALSE | [9 empty] | 42453 |  |  | NotYetVerified | Internal Driver | 3 | 1665 | 116.63 | 14.28 | 17.49 | 0.9 | 4000 | 81
P9YMP796 | EcoLight LED Solutions | Ecolight LED | ELT-T5-22W1200 BONX AC100-382V LED TUBE (4000K frosted lens) | Linear Replacement Lamp | Four-Foot | 2-lamp External Driver Lamp-Style Retrofit Kits (UL Type C) | Standard | FALSE | [9 empty] | 42453 |  |  | NotYetVerified | External Driver | 3 | 2397 | 110.38 | 21.71 | 16.37 | 0.9 | 4000 | 81
PRCNU52E | EcoLight LED Solutions | Ecolight LED | ELT-T8-20W1200 BIXX BALLAST COMPATIBLE LED TUBE (4000K FROSTED LENS) | Linear Replacement Lamp | Four-Foot | Dual Mode Internal Driver (UL Type A and Type B) | Standard | FALSE | [9 empty] | 42453 |  |  | NotYetVerified | Internal Driver;Operating off exsiting ballast | 3 | 2431 | 112 | 21.83 | 20 | 0.9 | 4000 | 80
P5Z6K4KT | EcoLight LED Solutions | Ecolight LED | ELT-T8-15W1200 BONX (4000K FROSTED COVER) | Linear Replacement Lamp | Four-Foot | 2-lamp External Driver Lamp-Style Retrofit Kits (UL Type C) | Standard | FALSE | [9 empty] | 42453 |  |  | NotYetVerified |  | 3 | 1850 | 114.2 | 16.2 | 16.72 | 0.9 | 4000 | 80
P42H9PJS | EcoLight LED Solutions | Ecolight LED | ELT-T8-18W1200 BONX (4000K FROSTED COVER) | Linear Replacement Lamp | Four-Foot | 2-lamp External Driver Lamp-Style Retrofit Kits (UL Type C) | Standard | FALSE | [9 empty] | 42453 |  |  | NotYetVerified |  | 3 | 1850 | 114.2 | 16.2 | 16.72 | 0.9 | 4000 | 80
PZ72G9RT | EcoLight LED Solutions | Ecolight LED | ELT-T8-18W1200 BONX (AC100-347V)LED TUBE (4000K Frost) | Linear Replacement Lamp | Four-Foot | 2-lamp External Driver Lamp-Style Retrofit Kits (UL Type C) | Standard | FALSE | [9 empty] | 42453 |  |  | NotYetVerified |  | 3 | 1950 | 108.3 | 18 | 15 | 0.9 | 4000 | 80
PKWYXDZP | EcoLight LED Solutions | Ecolight LED | ELT-T8-22W1200 AC100-347V BONX (4000K Frosted) | Linear Replacement Lamp | Four-Foot | 2-lamp External Driver Lamp-Style Retrofit Kits (UL Type C) | Standard | FALSE | [9 empty] | 42453 |  |  | NotYetVerified |  | 3 | 2450 | 111.4 | 22 | 13 | 0.9 | 4000 | 80
PNAN6YVZ | EcoLight LED Solutions | Ecolight LED | ELT-T8-15W1200 AC100-347V BONX (4000K Frosted) | Linear Replacement Lamp | Four-Foot | 2-lamp External Driver Lamp-Style Retrofit Kits (UL Type C) | Standard | FALSE | [9 empty] | 42453 |  |  | NotYetVerified |  | 3 | 1850 | 112.1 | 16.5 | 11 | 0.9 | 4000 | 80
PGDEPJEU | EcoLight LED Solutions | Ecolight LED | ELT-T5-30W1200 BONX (4000K FROSTED LENS) [100V to 382V] | Linear Replacement Lamp | Four-Foot | 2-lamp External Driver Lamp-Style Retrofit Kits (UL Type C) | Standard | FALSE | [9 empty] | 42453 |  |  | NotYetVerified |  | 3 | 2961 | 106.24 | 27.87 |  |  | 4000 | 80
P92P2NQN | EcoLight LED Solutions | Ecolight LED | ELT-T8-30W1200 BINX (4000K FROSTED LENS) [100V to 382V] | Linear Replacement Lamp | Four-Foot | Internal Driver Lamp-Style Retrofit Kits (UL Type B) | Standard | FALSE | [9 empty] | 42453 |  |  | NotYetVerified | Internal Driver | 3 | 2935 | 111.43 | 26.34 |  |  | 4000 | 80
PUN24CWX | EcoLight LED Solutions | Ecolight LED | ELT-T5-25W1200 BONX (4000K FROSTED LENS) [100V to 382V] | Linear Replacement Lamp | Four-Foot | 2-lamp External Driver Lamp-Style Retrofit Kits (UL Type C) | Standard | FALSE | [9 empty] | 42453 |  |  | NotYetVerified | External Driver | 3 | 2680 | 111.64 | 24 |  |  | 4000 | 80
P3NUHXJR | EcoLight LED Solutions | Ecolight LED | ELT-T8-25W1200 BINX (4000K FROSTED LENS) [100V to 382V] | Linear Replacement Lamp | Four-Foot | Internal Driver Lamp-Style Retrofit Kits (UL Type B) | Standard | FALSE | [9 empty] | 42453 |  |  | NotYetVerified | Internal Driver | 3 | 2663 | 114.87 | 23.18 |  |  | 4000 | 80
PN1W66RE | EcoLight LED Solutions | Ecolight LED | ELT-T8-18W1200 BINX (4000K Frosted) | Linear Replacement Lamp | Four-Foot | Internal Driver Lamp-Style Retrofit Kits (UL Type B) | Standard | FALSE | [9 empty] | 42453 |  |  | NotYetVerified |  | 3 | 2150 | 130 | 16 |  | 0.95 | 4000 | 70
PR7CM6D4 | EcoLight LED Solutions | Ecolight LED | ELT-T5-18W1200 BODT (4000K) ONE DRIVER FOR TWO LED TUBE | Linear Replacement Lamp | Four-Foot | 2-lamp External Driver Lamp-Style Retrofit Kits (UL Type C) | Standard | FALSE | [9 empty] | 42453 |  |  | No |  | 3.1 | 2206 | 121.34 | 18.18 | 20 | 0.9 | 4000 | 83.8
PUGPS9UJ | EcoLight LED Solutions | Ecolight LED | ELT-T5-18W1200 BODX (4000K) ONE DRIVER FOR ONE LED TUBE | Linear Replacement Lamp | Four-Foot | 2-lamp External Driver Lamp-Style Retrofit Kits (UL Type C) | Standard | FALSE | [9 empty] | 42453 |  |  | No |  | 3.1 | 2232 | 122.43 | 18.23 | 20 | 0.9 | 4000 | 83.6
PNGMMP87 | EcoLight LED Solutions | Ecolight LED | ELT-T8-15W1200 BIDX AC100-382V LED TUBE (4000K frosted lens) | Linear Replacement Lamp | Four-Foot | Internal Driver Lamp-Style Retrofit Kits (UL Type B) | Standard | FALSE | [9 empty] | 42453 |  |  | NotYetVerified | Internal Driver | 3 | 1665 | 116.63 | 14.28 | 17.49 | 0.9 | 4000 | 81
PY45JPJ3 | EcoLight LED Solutions | Ecolight LED | ELT-T5-22W1200 BODX AC100-382V LED TUBE (4000K frosted lens) | Linear Replacement Lamp | Four-Foot | 2-lamp External Driver Lamp-Style Retrofit Kits (UL Type C) | Standard | FALSE | [9 empty] | 42453 |  |  | NotYetVerified | External Driver | 3 | 2397 | 110.38 | 21.71 | 16.37 | 0.9 | 4000 | 81
PN79ZW49 | EcoLight LED Solutions | Ecolight LED | ELT-T8-15W1200 BODX (4000K FROSTED COVER) | Linear Replacement Lamp | Four-Foot | 2-lamp External Driver Lamp-Style Retrofit Kits (UL Type C) | Standard | FALSE | [9 empty] | 42453 |  |  | NotYetVerified |  | 3 | 1850 | 114.2 | 16.2 | 16.72 | 0.9 | 4000 | 80
PK7NT7VN | EcoLight LED Solutions | Ecolight LED | ELT-T8-18W1200 BODX (4000K FROSTED COVER) | Linear Replacement Lamp | Four-Foot | 2-lamp External Driver Lamp-Style Retrofit Kits (UL Type C) | Standard | FALSE | [9 empty] | 42453 |  |  | NotYetVerified |  | 3 | 1850 | 114.2 | 16.2 | 16.72 | 0.9 | 4000 | 80
P47DZTED | EcoLight LED Solutions | Ecolight LED | ELT-T8-18W1200 BODX (AC100-347V)LED TUBE (4000K Frost) | Linear Replacement Lamp | Four-Foot | 2-lamp External Driver Lamp-Style Retrofit Kits (UL Type C) | Standard | FALSE | [9 empty] | 42453 |  |  | NotYetVerified |  | 3 | 1950 | 108.3 | 18 | 15 | 0.9 | 4000 | 80
P53CJAD7 | EcoLight LED Solutions | Ecolight LED | ELT-T8-22W1200 AC100-347V BODX (4000K Frosted) | Linear Replacement Lamp | Four-Foot | 2-lamp External Driver Lamp-Style Retrofit Kits (UL Type C) | Standard | FALSE | [9 empty] | 42453 |  |  | NotYetVerified |  | 3 | 2450 | 111.4 | 22 | 13 | 0.9 | 4000 | 80
P3Q84W9X | EcoLight LED Solutions | Ecolight LED | ELT-T8-15W1200 AC100-347V BODX (4000K Frosted) | Linear Replacement Lamp | Four-Foot | 2-lamp External Driver Lamp-Style Retrofit Kits (UL Type C) | Standard | FALSE | [9 empty] | 42453 |  |  | NotYetVerified |  | 3 | 1850 | 112.1 | 16.5 | 11 | 0.9 | 4000 | 80
PCXWW4WE | EcoLight LED Solutions | Ecolight LED | ELT-T5-30W1200 BODX (4000K FROSTED LENS) [100V to 382V] | Linear Replacement Lamp | Four-Foot | 2-lamp External Driver Lamp-Style Retrofit Kits (UL Type C) | Standard | FALSE | [9 empty] | 42453 |  |  | NotYetVerified |  | 3 | 2961 | 106.24 | 27.87 |  |  | 4000 | 80
P8AFC5UT | EcoLight LED Solutions | Ecolight LED | ELT-T8-30W1200 BIDX (4000K FROSTED LENS) [100V to 382V] | Linear Replacement Lamp | Four-Foot | Internal Driver Lamp-Style Retrofit Kits (UL Type B) | Standard | FALSE | [9 empty] | 42453 |  |  | NotYetVerified | Internal Driver | 3 | 2935 | 111.43 | 26.34 |  |  | 4000 | 80
PHX2PYTY | EcoLight LED Solutions | Ecolight LED | ELT-T5-25W1200 BODX (4000K FROSTED LENS) [100V to 382V] | Linear Replacement Lamp | Four-Foot | 2-lamp External Driver Lamp-Style Retrofit Kits (UL Type C) | Standard | FALSE | [9 empty] | 42453 |  |  | NotYetVerified | External Driver | 3 | 2680 | 111.64 | 24 |  |  | 4000 | 80
P1AEJPME | EcoLight LED Solutions | Ecolight LED | ELT-T8-25W1200 BIDX (4000K FROSTED LENS) [100V to 382V] | Linear Replacement Lamp | Four-Foot | Internal Driver Lamp-Style Retrofit Kits (UL Type B) | Standard | FALSE | [9 empty] | 42453 |  |  | NotYetVerified | Internal Driver | 3 | 2663 | 114.87 | 23.18 |  |  | 4000 | 80
P5J5Q9SK | EcoLight LED Solutions | Ecolight LED | ELT-T8-18W1200 BIDX (4000K Frosted) | Linear Replacement Lamp | Four-Foot | Internal Driver Lamp-Style Retrofit Kits (UL Type B) | Standard | FALSE | [9 empty] | 42453 |  |  | NotYetVerified |  | 3 | 2150 | 130 | 16 |  | 0.95 | 4000 | 70
PF2JQPPT | EcoLight LED Solutions | Ecolight LED | ELT-T8-18W1200 BIXX BALLAST COMPATIBLE LED TUBE [3000K Frosted] | Linear Replacement Lamp | Four-Foot | Dual Mode Internal Driver (UL Type A and Type B) | Standard | FALSE | [9 empty] | 42453 |  |  | NotYetVerified | Internal driver; operates off existing fluorescent ballast | 3 | 2212 | 122.9 | 18 | 7.68 | 0.9928 | 3000 | 82.4
P6KZT5DJ | EcoLight LED Solutions | Ecolight LED | ELT-T8-15W1200 BIXX BALLAST COMPATIBLE LED TUBE [3000K Frosted] | Linear Replacement Lamp | Four-Foot | Dual Mode Internal Driver (UL Type A and Type B) | Standard | FALSE | [9 empty] | 42453 |  |  | NotYetVerified | Internal driver; operates off existing fluorescent ballast | 3 | 2040 | 120 | 17.7 | 8.75 | 0.9936 | 3000 | 81.6
PKFT9E6N | EcoLight LED Solutions | Ecolight LED | ELT-T8-18W1200 BINX (3000K Frosted) | Linear Replacement Lamp | Four-Foot | Internal Driver Lamp-Style Retrofit Kits (UL Type B) | Standard | FALSE | [9 empty] | 42453 |  |  | NotYetVerified |  | 3 | 1900 | 125 | 16 |  | 0.95 | 3000 | 83
PS2DXAA8 | EcoLight LED Solutions | Ecolight LED | ELT-T8-15W1200 BINX AC100-382V LED TUBE (3000K frosted lens) | Linear Replacement Lamp | Four-Foot | Internal Driver Lamp-Style Retrofit Kits (UL Type B) | Standard | FALSE | [9 empty] | 42453 |  |  | NotYetVerified | Internal Driver | 3 | 1665 | 116.63 | 14.28 | 17.49 | 0.9 | 3000 | 81
PNDCHE15 | EcoLight LED Solutions | Ecolight LED | ELT-T8-15W1200 AC100-347V BODX (3000K Frosted) | Linear Replacement Lamp | Four-Foot | 2-lamp External Driver Lamp-Style Retrofit Kits (UL Type C) | Standard | FALSE | [9 empty] | 42453 |  |  | NotYetVerified |  | 3 | 1891 | 121 | 15 |  |  | 3000 | 82.6
PJHZE1AY | EcoLight LED Solutions | Ecolight LED | ELT-T8-22W1200 AC100-347V BODX (3000K Frosted) | Linear Replacement Lamp | Four-Foot | 2-lamp External Driver Lamp-Style Retrofit Kits (UL Type C) | Standard | FALSE | [9 empty] | 42453 |  |  | NotYetVerified |  | 3 | 2463 | 114.6 | 21.5 |  |  | 3000 | 82.5
PQV78P74 | EcoLight LED Solutions | Ecolight LED | ELT-T8-15W1200 BIDX AC100-382V LED TUBE (3000K frosted lens) | Linear Replacement Lamp | Four-Foot | Internal Driver Lamp-Style Retrofit Kits (UL Type B) | Standard | FALSE | [9 empty] | 42453 |  |  | NotYetVerified | Internal Driver | 3 | 1665 | 116.63 | 14.28 | 17.49 | 0.9 | 3000 | 81
PVF7424D | EcoLight LED Solutions | Ecolight LED | ELT-T5-22W1200 BODX AC100-382V LED TUBE (3000K frosted lens) | Linear Replacement Lamp | Four-Foot | 2-lamp External Driver Lamp-Style Retrofit Kits (UL Type C) | Standard | FALSE | [9 empty] | 42453 |  |  | NotYetVerified | External Driver | 3 | 2397 | 110.38 | 21.71 | 16.37 | 0.9 | 3000 | 81
PYDWS4QU | EcoLight LED Solutions | Ecolight LED | ELT-T5-30W1200 BODX (3000K FROSTED LENS) [100V to 382V] | Linear Replacement Lamp | Four-Foot | 2-lamp External Driver Lamp-Style Retrofit Kits (UL Type C) | Standard | FALSE | [9 empty] | 42453 |  |  | NotYetVerified | External Driver | 3 | 2961 | 106.24 | 27.87 |  |  | 3000 | 80
P5MWAAPD | EcoLight LED Solutions | Ecolight LED | ELT-T8-30W1200 BIDX (3000K FROSTED LENS) [100V to 382V] | Linear Replacement Lamp | Four-Foot | Internal Driver Lamp-Style Retrofit Kits (UL Type B) | Standard | FALSE | [9 empty] | 42453 |  |  | NotYetVerified | Internal Driver | 3 | 2935 | 111.43 | 26.34 |  |  | 3000 | 80
PM28VVBJ | EcoLight LED Solutions | Ecolight LED | ELT-T5-25W1200 BODX (3000K FROSTED LENS) [100V to 382V] | Linear Replacement Lamp | Four-Foot | 2-lamp External Driver Lamp-Style Retrofit Kits (UL Type C) | Standard | FALSE | [9 empty] | 42453 |  |  | NotYetVerified | External Driver | 3 | 2680 | 111.64 | 24 |  |  | 3000 | 80
PJ7R1TFD | EcoLight LED Solutions | Ecolight LED | ELT-T8-25W1200 BIDX (3000K FROSTED LENS) [100V to 382V] | Linear Replacement Lamp | Four-Foot | Internal Driver Lamp-Style Retrofit Kits (UL Type B) | Standard | FALSE | [9 empty] | 42453 |  |  | NotYetVerified | Internal Driver | 3 | 2663 | 114.87 | 23.18 |  |  | 3000 | 80
PB1E8GXQ | EcoLight LED Solutions | Ecolight LED | ELT-T8-15W1200 BIDX AC100-382V LED TUBE (2700K frosted lens) | Linear Replacement Lamp | Four-Foot | Internal Driver Lamp-Style Retrofit Kits (UL Type B) | Standard | FALSE | [9 empty] | 42453 |  |  | NotYetVerified | Internal Driver | 3 | 1665 | 116.63 | 14.28 | 17.49 | 0.9 | 2700 | 81
PB8BYB9Q | James Trading Company Limited | JAMES | ZY-T5-25W4FT BIEB | Linear Replacement Lamp | Four-Foot | Replacement Lamps (plug and play) (UL Type A) | Standard | FALSE | [9 empty] | 42453 |  |  | No |  | 3.1 | 3200 | 114 | 28 | 20 | 0.9 | 5000 | 82
PDYMK1WH | James Trading Company Limited | JAMES | ZY-T5-22W4FT BIEB | Linear Replacement Lamp | Four-Foot | Replacement Lamps (plug and play) (UL Type A) | Standard | FALSE | [9 empty] | 42453 |  |  | No |  | 3 | 2800 | 112 | 25 | 20 | 0.9 | 5000 | 82
PMVBCKTY | James Trading Company Limited | JAMES | ZY-T5-25W4FT BICB | Linear Replacement Lamp | Four-Foot | Replacement Lamps (plug and play) (UL Type A) | Standard | FALSE | [9 empty] | 42453 |  |  | No |  | 3.1 | 3200 | 114 | 28 | 20 | 0.9 | 4000 | 82
P6HJH3DF | James Trading Company Limited | JAMES | ZY-T5-22W4FT BICB | Linear Replacement Lamp | Four-Foot | Replacement Lamps (plug and play) (UL Type A) | Standard | FALSE | [9 empty] | 42453 |  |  | No |  | 3 | 2800 | 112 | 25 | 20 | 0.9 | 4000 | 82
PNCDNM75 | James Trading Company Limited | JAMES | ZY-T5-25W4FT BIBB | Linear Replacement Lamp | Four-Foot | Replacement Lamps (plug and play) (UL Type A) | Standard | FALSE | [9 empty] | 42453 |  |  | No |  | 3.1 | 3000 | 107 | 28 | 20 | 0.9 | 3500 | 82
P2TEMS3H | James Trading Company Limited | JAMES | ZY-T5-22W4FT BIBB | Linear Replacement Lamp | Four-Foot | Replacement Lamps (plug and play) (UL Type A) | Standard | FALSE | [9 empty] | 42453 |  |  | No |  | 3 | 2600 | 104 | 25 | 20 | 0.9 | 3500 | 82
PEBBDSA5 | Lunera Lighting | Lunera | HN-T8-D-48-14W-830-G1P | Linear Replacement Lamp | Four-Foot | Replacement Lamps (plug and play) (UL Type A) | Standard | TRUE | 1818 | 106.07 | 17.14 | 5.96 | 0.98 | 3086 | 85.5 | 5 | 50000 | 42452 |  |  | No |  | 3 | 1800 | 104 | 17.2 | 20 | 0.9 | 3000 | 83
PKHCQEU9 | Lunera Lighting | Lunera | HN-T5-D-48-25W-830-G1 | Linear Replacement Lamp | Four-Foot | Replacement Lamps (plug and play) (UL Type A) | Standard | TRUE | 2922 | 107.4 | 27.2 | 10.2 | 0.947 | 3083 | 85 | 5 | 50000 | 42452 |  |  | No |  | 3.1 | 3000 | 107 | 28 | 20 | 0.9 | 3000 | 82
PDKUQ867 | Lunera Lighting | Lunera | HN-T8-L-48-15W-830-G1 | Linear Replacement Lamp | Four-Foot | Internal Driver Lamp-Style Retrofit Kits (UL Type B) | Standard | TRUE | 1934 | 128.1 | 15.1 | 16.58 | 0.906 | 3065 | 84.6 | 5 | 50000 | 42452 |  |  | No |  | 3 | 1800 | 120 | 15 | 20 | 0.9 | 3000 | 83
P56JSNGQ | Lunera Lighting | Lunera | HN-T8-L-48-15W-830-G1P | Linear Replacement Lamp | Four-Foot | Internal Driver Lamp-Style Retrofit Kits (UL Type B) | Standard | TRUE | 1884 | 122.5 | 15.38 | 17.28 | 0.9058 | 3083 | 84.4 | 5 | 50000 | 42452 |  |  | No |  | 3 | 1800 | 120 | 15 | 20 | 0.9 | 3000 | 83
PY254EY2 | Lunera Lighting | Lunera | HN-T8-L-48-15W-850-G1P | Linear Replacement Lamp | Four-Foot | Internal Driver Lamp-Style Retrofit Kits (UL Type B) | Standard | FALSE | [9 empty] | 42452 |  |  | No |  | 3 | 1800 | 120 | 15 | 20 | 0.9 | 5000 | 83
PM418J6T | Lunera Lighting | Lunera | HN-T8-L-48-15W-850-G1 | Linear Replacement Lamp | Four-Foot | Internal Driver Lamp-Style Retrofit Kits (UL Type B) | Standard | FALSE | [9 empty] | 42452 |  |  | No |  | 3 | 1800 | 120 | 15 | 20 | 0.9 | 5000 | 83
PBQ8MRGG | Lunera Lighting | Lunera | HN-T8-D-48-14W-850-G1P | Linear Replacement Lamp | Four-Foot | Replacement Lamps (plug and play) (UL Type A) | Standard | FALSE | [9 empty] | 42452 |  |  | No |  | 3 | 1800 | 104 | 17.2 | 20 | 0.9 | 5000 | 83
PQNGFYF2 | Lunera Lighting | Lunera | HN-T5-D-48-25W-850-G1 | Linear Replacement Lamp | Four-Foot | Replacement Lamps (plug and play) (UL Type A) | Standard | FALSE | [9 empty] | 42452 |  |  | No |  | 3.1 | 3200 | 114 | 28 | 20 | 0.9 | 5000 | 82
PEWYS5V7 | Lunera Lighting | Lunera | HN-T8-D-48-14W-840-G1P | Linear Replacement Lamp | Four-Foot | Replacement Lamps (plug and play) (UL Type A) | Standard | FALSE | [9 empty] | 42452 |  |  | No |  | 3 | 1800 | 104 | 17.2 | 20 | 0.9 | 4000 | 83
PB1Z98VC | Lunera Lighting | Lunera | HN-T8-L-48-15W-840-G1 | Linear Replacement Lamp | Four-Foot | Internal Driver Lamp-Style Retrofit Kits (UL Type B) | Standard | FALSE | [9 empty] | 42452 |  |  | No |  | 3 | 1800 | 120 | 15 | 20 | 0.9 | 4000 | 83
P2WAZVRZ | Lunera Lighting | Lunera | HN-T8-L-48-15W-840-G1P | Linear Replacement Lamp | Four-Foot | Internal Driver Lamp-Style Retrofit Kits (UL Type B) | Standard | FALSE | [9 empty] | 42452 |  |  | No |  | 3 | 1800 | 120 | 15 | 20 | 0.9 | 4000 | 83
PHDCTW9V | Lunera Lighting | Lunera | HN-T5-D-48-25W-840-G1 | Linear Replacement Lamp | Four-Foot | Replacement Lamps (plug and play) (UL Type A) | Standard | FALSE | [9 empty] | 42452 |  |  | No |  | 3.1 | 3200 | 114 | 28 | 20 | 0.9 | 4000 | 82
PRH9UGZS | Lunera Lighting | Lunera | HN-T8-D-48-14W-835-G1P | Linear Replacement Lamp | Four-Foot | Replacement Lamps (plug and play) (UL Type A) | Standard | FALSE | [9 empty] | 42452 |  |  | No |  | 3 | 1800 | 104 | 17.2 | 20 | 0.9 | 3500 | 83
PHT4XNET | Lunera Lighting | Lunera | HN-T8-L-48-15W-835-G1P | Linear Replacement Lamp | Four-Foot | Internal Driver Lamp-Style Retrofit Kits (UL Type B) | Standard | FALSE | [9 empty] | 42452 |  |  | No |  | 3 | 1800 | 120 | 15 | 20 | 0.9 | 3500 | 83
PH8Q6XRQ | Lunera Lighting | Lunera | HN-T8-L-48-15W-835-G1 | Linear Replacement Lamp | Four-Foot | Internal Driver Lamp-Style Retrofit Kits (UL Type B) | Standard | FALSE | [9 empty] | 42452 |  |  | No |  | 3 | 1800 | 120 | 15 | 20 | 0.9 | 3500 | 83
P7AATX2B | Lunera Lighting | Lunera | HN-T5-D-48-25W-835-G1 | Linear Replacement Lamp | Four-Foot | Replacement Lamps (plug and play) (UL Type A) | Standard | FALSE | [9 empty] | 42452 |  |  | No |  | 3.1 | 3000 | 107 | 28 | 20 | 0.9 | 3500 | 82
PS5JGTRF | LEDone Distribution Inc. | LEDone | LOD-GT84F18W-EBCA35KF | Linear Replacement Lamp | Four-Foot | Replacement Lamps (plug and play) (UL Type A) | Standard | FALSE | [9 empty] | 42452 |  |  | No |  | 3 | 1750 | 116.67 | 17.69 | 15 | 0.9 | 3500 | 81
PYM6DK5W | Forest Lighting USA | Forest lighting | T8U430-19 | Linear Replacement Lamp | Four-Foot | Dual Mode Internal Driver (UL Type A and Type B) | Standard | TRUE | 2295 | 105.8 | 21.7 | 6.97 | 0.9857 | 3098 | 81.9 | 5 | 50000 | 42451 |  |  | No |  | 3 | 2000 | 100 | 19 | 20 | 0.9 | 3000 | 80
PADBSNUZ | Forest Lighting USA | Forest lighting | T8U430-15 | Linear Replacement Lamp | Four-Foot | Dual Mode Internal Driver (UL Type A and Type B) | Standard | TRUE | 1826 | 103.4 | 17.67 | 8.34 | 0.9796 | 3093 | 82 | 5 | 50000 | 42451 |  |  | No |  | 3 | 1600 | 100 | 15 | 20 | 0.9 | 3000 | 80
P654Y4Q3 | Green Light National | Green Light National | GLN CPS-4FT-14 (15W3000K) (Frosted Lens) | Linear Replacement Lamp | Four-Foot | Internal Driver Lamp-Style Retrofit Kits (UL Type B) | Standard | TRUE | 1557.88 | 115.4 | 13.5 | 21.85 | 0.943 | 3087 | 82.7 | 5 | 50000 | 42451 |  |  | NotYetVerified | Internal Driver | 3 | 1800 | 115.4 | 15 | 25 | 0.9 | 3000 | 80
PR2SEP4Y | Green Light National | Green Light National | GLN CPS-4FT-14 (18W3000K) (Frosted Lens) | Linear Replacement Lamp | Four-Foot | Internal Driver Lamp-Style Retrofit Kits (UL Type B) | Standard | TRUE | 1771.44 | 111.41 | 15.9 | 21.28 | 0.934 | 3078 | 82.5 | 5 | 50000 | 42451 |  |  | NotYetVerified | Internal Driver | 3 | 2100 | 111.41 | 18 | 25 | 0.9 | 3000 | 80
PF2YFW2A | Green Light National | Green Light National | GLN CPS-4FT-12 (3000K Frosted) | Linear Replacement Lamp | Four-Foot | Internal Driver Lamp-Style Retrofit Kits (UL Type B) | Standard | TRUE | 2068 | 102.75 | 20.13 | 15.4 | 0.898 | 2989 | 82 | 5 | 50000 | 42451 |  |  | NotYetVerified |  | 3 | 1900 | 100 | 19 |  |  | 3000
P54CX5WE | Green Light National | Green Light National | GLN CPS-4FT-12 (3000K Clear) | Linear Replacement Lamp | Four-Foot | Internal Driver Lamp-Style Retrofit Kits (UL Type B) | Standard | TRUE | 1786 | 100.73 | 17.73 | 12.8 | 0.894 | 3045 | 81 | 5 | 50000 | 42451 |  |  | NotYetVerified |  | 3 | 1900 | 100 | 19 |  |  | 3000
PGVPM3UW | Forest Lighting USA | Forest lighting | T8T435 | Linear Replacement Lamp | Four-Foot | Internal Driver Lamp-Style Retrofit Kits (UL Type B) | Standard | TRUE | 1943.627 | 98.213 | 19.79 | 18.4 | 0.886 | 3479 | 81 | 5 | 50000 | 42451 |  |  | NotYetVerified |  | 3 | 1800 | 95 | 19 |  | 0.9 | 3500 | 80
P7V2CXWT | Forest Lighting USA | Forest lighting | T8T430 | Linear Replacement Lamp | Four-Foot | Internal Driver Lamp-Style Retrofit Kits (UL Type B) | Standard | TRUE | 2103 | 114.5 | 18.36 | 21.35 | 0.8784 | 2971 | 82.3 | 5 | 50000 | 42451 |  |  | NotYetVerified |  | 3 | 1900 | 100 | 19 | 20 | 0.9 | 3000 | 80
PES3KPVA | Green Light National | Green Light National | GLN CPS-4FT-12(5000K Clear) | Linear Replacement Lamp | Four-Foot | Internal Driver Lamp-Style Retrofit Kits (UL Type B) | Standard | FALSE | [9 empty] | 42451 |  |  | NotYetVerified |  | 3 | 2000 | 105 | 19 |  | 0.95 | 5000 | 80
P88ZQEUK | Green Light National | Green Light National | GLN CPS-4FT-12(5000K Frosted) | Linear Replacement Lamp | Four-Foot | Internal Driver Lamp-Style Retrofit Kits (UL Type B) | Standard | FALSE | [9 empty] | 42451 |  |  | NotYetVerified |  | 3 | 1950 | 103 | 19 |  | 0.95 | 5000 | 80
PQJBWE3H | Green Light National | Green Light National | GLN CPS-4FT-14 (18W5000K) (Frosted Lens) | Linear Replacement Lamp | Four-Foot | Internal Driver Lamp-Style Retrofit Kits (UL Type B) | Standard | FALSE | [9 empty] | 42451 |  |  | NotYetVerified | Internal Driver | 3 | 2100 | 116.67 | 18 | 25 | 0.9 | 5000 | 80
PXCV3NS6 | Green Light National | Green Light National | GLN CPS-4FT-14 (15W5000K) (Frosted Lens) | Linear Replacement Lamp | Four-Foot | Internal Driver Lamp-Style Retrofit Kits (UL Type B) | Standard | FALSE | [9 empty] | 42451 |  |  | NotYetVerified | Internal Driver | 3 | 1800 | 120 | 15 | 25 | 0.9 | 5000 | 80
PYW2H148 | Green Light National | Green Light National | GLN CPS-4FT-12(4500K Clear) | Linear Replacement Lamp | Four-Foot | Internal Driver Lamp-Style Retrofit Kits (UL Type B) | Standard | FALSE | [9 empty] | 42451 |  |  | NotYetVerified | Internal Driver | 3 | 2000 | 105 | 19 |  | 0.95 | 4500 | 80
PDDBPNBF | Green Light National | Green Light National | GLN CPS-4FT-12(4500K Frosted) | Linear Replacement Lamp | Four-Foot | Internal Driver Lamp-Style Retrofit Kits (UL Type B) | Standard | FALSE | [9 empty] | 42451 |  |  | NotYetVerified |  | 3 | 1950 | 103 | 19 |  | 0.95 | 4500 | 80
PF5ZS7KY | Green Light National | Green Light National | GLN CPS-4FT-14 (18W4500K) (Frosted Lens) | Linear Replacement Lamp | Four-Foot | Internal Driver Lamp-Style Retrofit Kits (UL Type B) | Standard | FALSE | [9 empty] | 42451 |  |  | NotYetVerified | Internal Driver | 3 | 2100 | 116.67 | 18 | 25 | 0.9 | 4500 | 80
PGKPD3FF | Green Light National | Green Light National | GLN CPS-4FT-14 (15W4500K) (Frosted Lens) | Linear Replacement Lamp | Four-Foot | Internal Driver Lamp-Style Retrofit Kits (UL Type B) | Standard | FALSE | [9 empty] | 42451 |  |  | NotYetVerified | Internal Driver | 3 | 1800 | 120 | 15 | 25 | 0.9 | 4500 | 80
PMD55F7S | Green Light National | Green Light National | GLN CPS-4FT-12 (4000K Clear) | Linear Replacement Lamp | Four-Foot | Internal Driver Lamp-Style Retrofit Kits (UL Type B) | Standard | FALSE | [9 empty] | 42451 |  |  | NotYetVerified |  | 3 | 1900 | 100 | 19 |  |  | 4000
P6CFGR76 | Green Light National | Green Light National | GLN CPS-4FT-12 (4000K Frosted) | Linear Replacement Lamp | Four-Foot | Internal Driver Lamp-Style Retrofit Kits (UL Type B) | Standard | FALSE | [9 empty] | 42451 |  |  | NotYetVerified |  | 3 | 1900 | 100 | 19 |  |  | 4000
PD8P2GJ1 | Green Light National | Green Light National | GLN CPS-4FT-14 (18W4000K) (Frosted Lens) | Linear Replacement Lamp | Four-Foot | Internal Driver Lamp-Style Retrofit Kits (UL Type B) | Standard | FALSE | [9 empty] | 42451 |  |  | NotYetVerified | Internal Driver | 3 | 2100 | 116.67 | 18 | 25 | 0.9 | 4000 | 80
P7AA4HGG | Green Light National | Green Light National | GLN CPS-4FT-14 (15W4000K) (Frosted Lens) | Linear Replacement Lamp | Four-Foot | Internal Driver Lamp-Style Retrofit Kits (UL Type B) | Standard | FALSE | [9 empty] | 42451 |  |  | NotYetVerified | Internal Driver | 3 | 1800 | 120 | 15 | 25 | 0.9 | 4000 | 80
P2BYPKMC | Green Light National | Green Light National | GLN CPS-4FT-12(3500K Clear) | Linear Replacement Lamp | Four-Foot | Internal Driver Lamp-Style Retrofit Kits (UL Type B) | Standard | FALSE | [9 empty] | 42451 |  |  | NotYetVerified |  | 3 | 2000 | 105 | 19 |  | 0.95 | 3500 | 80
P5Z7RURU | Green Light National | Green Light National | GLN CPS-4FT-12(3500K Frosted) | Linear Replacement Lamp | Four-Foot | Internal Driver Lamp-Style Retrofit Kits (UL Type B) | Standard | FALSE | [9 empty] | 42451 |  |  | NotYetVerified |  | 3 | 1950 | 103 | 19 |  | 0.95 | 3500 | 80
PURVAHWN | Green Light National | Green Light National | GLN CPS-4FT-14 (18W3500K) (Frosted Lens) | Linear Replacement Lamp | Four-Foot | Internal Driver Lamp-Style Retrofit Kits (UL Type B) | Standard | FALSE | [9 empty] | 42451 |  |  | NotYetVerified | Internal Driver | 3 | 2100 | 116.67 | 18 | 25 | 0.9 | 3500 | 80
P9GTFDZF | Green Light National | Green Light National | GLN CPS-4FT-14 (15W3500K) (Frosted Lens) | Linear Replacement Lamp | Four-Foot | Internal Driver Lamp-Style Retrofit Kits (UL Type B) | Standard | FALSE | [9 empty] | 42451 |  |  | NotYetVerified | Internal Driver | 3 | 1800 | 120 | 15 | 25 | 0.9 | 3500 | 80
PXCZS33C | Forest Lighting USA | Forest lighting | T8T450 | Linear Replacement Lamp | Four-Foot | Internal Driver Lamp-Style Retrofit Kits (UL Type B) | Standard | FALSE | [9 empty] | 42451 |  |  | NotYetVerified |  | 3 | 2000 | 105 | 19 |  | 0.9 | 5000 | 80
P1KQRB49 | Forest Lighting USA | Forest lighting | T8U450-19 | Linear Replacement Lamp | Four-Foot | Dual Mode Internal Driver (UL Type A and Type B) | Standard | FALSE | [9 empty] | 42451 |  |  | No |  | 3 | 2000 | 100 | 19 | 20 | 0.9 | 5000 | 80
P1KEKVE6 | Forest Lighting USA | Forest lighting | T8U450-15 | Linear Replacement Lamp | Four-Foot | Dual Mode Internal Driver (UL Type A and Type B) | Standard | FALSE | [9 empty] | 42451 |  |  | No |  | 3 | 1600 | 100 | 15 | 20 | 0.9 | 5000 | 80
P6HV5837 | Forest Lighting USA | Forest lighting | T8T441 | Linear Replacement Lamp | Four-Foot | Internal Driver Lamp-Style Retrofit Kits (UL Type B) | Standard | FALSE | [9 empty] | 42451 |  |  | NotYetVerified |  | 3 | 1800 | 100 | 19 | 20 | 0.9 | 4000 | 80
PC7UGHAG | Forest Lighting USA | Forest lighting | T8U441-19 | Linear Replacement Lamp | Four-Foot | Dual Mode Internal Driver (UL Type A and Type B) | Standard | FALSE | [9 empty] | 42451 |  |  | No |  | 3 | 2000 | 100 | 19 | 20 | 0.9 | 4000 | 80
PQ2NXFPK | Forest Lighting USA | Forest lighting | T8U441-15 | Linear Replacement Lamp | Four-Foot | Dual Mode Internal Driver (UL Type A and Type B) | Standard | FALSE | [9 empty] | 42451 |  |  | No |  | 3 | 1600 | 100 | 15 | 20 | 0.9 | 4000 | 80
P5AHNZKH | Forest Lighting USA | Forest lighting | T8U435-19 | Linear Replacement Lamp | Four-Foot | Dual Mode Internal Driver (UL Type A and Type B) | Standard | FALSE | [9 empty] | 42451 |  |  | No |  | 3 | 2000 | 100 | 19 | 20 | 0.9 | 3500 | 80
PFSE2ATS | Forest Lighting USA | Forest lighting | T8U435-15 | Linear Replacement Lamp | Four-Foot | Dual Mode Internal Driver (UL Type A and Type B) | Standard | FALSE | [9 empty] | 42451 |  |  | No |  | 3 | 1600 | 100 | 15 | 20 | 0.9 | 3500 | 80
PE6ZTZC8 | Arlee Lighting | Arlee | PP17T830K4-W | Linear Replacement Lamp | Four-Foot | Replacement Lamps (plug and play) (UL Type A) | Standard | TRUE | 2261 | 113.8 | 19.86 | 9.43 | 0.9818 | 3073 | 84.5 | 5 | 50000 | 42450 |  |  | No |  | 3 | 2200 | 112 | 19.5 | 20 | 0.9 | 3000 | 82
PNSH9DMT | Arlee Lighting | Arlee | PP14T830K4-W | Linear Replacement Lamp | Four-Foot | Replacement Lamps (plug and play) (UL Type A) | Standard | TRUE | 1870 | 111.2 | 16.82 | 11.02 | 0.9769 | 3071 | 84.6 | 5 | 50000 | 42450 |  |  | No |  | 3 | 1800 | 105 | 17 | 20 | 0.9 | 3000 | 82
PVYMT7PN | Arlee Lighting | Arlee | PP12T830K4-W | Linear Replacement Lamp | Four-Foot | Replacement Lamps (plug and play) (UL Type A) | Standard | TRUE | 1849 | 115.2 | 16.05 | 11.53 | 0.9752 | 3066 | 84.6 | 5 | 50000 | 42450 |  |  | No |  | 3 | 1800 | 116 | 15.5 | 20 | 0.9 | 3000 | 83
PMGCBC2W | Arlee Lighting | Arlee | D18T830K4-W | Linear Replacement Lamp | Four-Foot | Dual Mode Internal Driver (UL Type A and Type B) | Standard | TRUE | 2212 | 107 | 20.68 | 9.03 | 0.9744 | 3067 | 84.5 | 5 | 50000 | 42450 |  |  | No |  | 3.1 | 2200 | 107 | 20.5 | 20 | 0.9 | 3000 | 82
PNAFNUW2 | Arlee Lighting | Arlee | D16.5T830K4-W | Linear Replacement Lamp | Four-Foot | Dual Mode Internal Driver (UL Type A and Type B) | Standard | TRUE | 2126 | 107.9 | 19.7 | 9.42 | 0.9724 | 3070 | 84.6 | 5 | 50000 | 42450 |  |  | No |  | 3.1 | 2200 | 113 | 19.5 | 20 | 0.9 | 3000 | 82
P4FVQY22 | Entegrity Energy Partners LLC | entegrity | ENLED-2T8-48-018W-30K-F | Linear Replacement Lamp | Four-Foot | 2-lamp External Driver Lamp-Style Retrofit Kits (UL Type C) | Standard | TRUE | 1952.8 | 109.9 | 17.92 | 12.36 | 0.951 | 3020 | 83.5 | 5 | 50000 | 42450 |  |  | NotYetVerified | External Driver | 3 | 1900 | 105 | 18 |  | 0.9 | 3000 | 80
PPRG61SX | Arlee Lighting | Arlee | PP25T530K4-W | Linear Replacement Lamp | Four-Foot | Replacement Lamps (plug and play) (UL Type A) | Standard | TRUE | 2922 | 107.4 | 27.2 | 10.2 | 0.947 | 3083 | 85 | 5 | 50000 | 42450 |  |  | No |  | 3.1 | 3000 | 107 | 28 | 20 | 0.9 | 3000 | 82
P1UEWHSK | AXP Technology Inc | AXP | AXP-T5-G-3200-4-30-D | Linear Replacement Lamp | Four-Foot | Replacement Lamps (plug and play) (UL Type A) | Standard | TRUE | 2922 | 107.4 | 27.2 | 10.2 | 0.947 | 3083 | 85 | 5 | 50000 | 42450 |  |  | No |  | 3.1 | 3000 | 107 | 28 | 20 | 0.9 | 3000 | 82
PYX9ESMR | Arlee Lighting | Arlee | PP22T530K4-W | Linear Replacement Lamp | Four-Foot | Replacement Lamps (plug and play) (UL Type A) | Standard | TRUE | 2508 | 104.2 | 24.1 | 9.9 | 0.935 | 3080 | 85 | 5 | 50000 | 42450 |  |  | No |  | 3 | 2600 | 104 | 25 | 20 | 0.9 | 3000 | 82
PCQUDQRW | AXP Technology Inc | AXP | AXP-T5-G-2800-4-30-D | Linear Replacement Lamp | Four-Foot | Replacement Lamps (plug and play) (UL Type A) | Standard | TRUE | 2508 | 104.2 | 24.1 | 9.9 | 0.935 | 3080 | 85 | 5 | 50000 | 42450 |  |  | No |  | 3 | 2600 | 104 | 25 | 20 | 0.9 | 3000 | 82
PYCAU2HJ | Arlee Lighting | Arlee | D14.5T830K4-W | Linear Replacement Lamp | Four-Foot | Internal Driver Lamp-Style Retrofit Kits (UL Type B) | Standard | TRUE | 1909 | 121.1 | 15.77 | 12.6 | 0.9324 | 3070 | 83.8 | 5 | 50000 | 42450 |  |  | No |  | 3 | 1830 | 115 | 15.8 | 20 | 0.9 | 3000 | 83
PWHWCPGN | Arlee Lighting | Arlee | BP18T830K4-W | Linear Replacement Lamp | Four-Foot | Internal Driver Lamp-Style Retrofit Kits (UL Type B) | Standard | TRUE | 2225 | 124.2 | 17.92 | 19.37 | 0.917 | 3080 | 84.1 | 5 | 50000 | 42450 |  |  | No |  | 3 | 2200 | 122 | 18 | 20 | 0.9 | 3000 | 83
PK1PDBVE | Keystone Technologies | Keystone | KT-LED22T8-48GC-830-D/G2-CP | Linear Replacement Lamp | Four-Foot | Internal Driver Lamp-Style Retrofit Kits (UL Type B) | Standard | TRUE | 2481 | 113.4 | 21.88 | 9.58 | 0.9139 | 3062 | 82 | 5 | 50000 | 42450 |  |  | No |  | 3.1 | 2400 | 109 | 22 | 20 | 0.9 | 3000 | 83
P3E8SMKW | ETECH LED | E TECH LED | EXPS-T84-A6-15-30-N | Linear Replacement Lamp | Four-Foot | 2-lamp External Driver Lamp-Style Retrofit Kits (UL Type C) | Standard | TRUE | 1894 | 112.1 | 16.9 | 17.2 | 0.91 | 2982 | 82.2 | 5 | 50000 | 42450 |  |  | NotYetVerified |  | 3 | 1894 | 112.1 | 16.9 | 16.72 | 0.9795 | 3000 | 82.2
PS3ARKZX | Arlee Lighting | Arlee | BP12T830K4-W | Linear Replacement Lamp | Four-Foot | Internal Driver Lamp-Style Retrofit Kits (UL Type B) | Standard | TRUE | 1805 | 137.2 | 13.16 | 15.72 | 0.9072 | 3056 | 84.7 | 5 | 50000 | 42450 |  |  | No |  | 3 | 1800 | 135 | 12.5 | 20 | 0.9 | 3000 | 83
PNMKUFRP | Arlee Lighting | Arlee | BP12T850K4-W | Linear Replacement Lamp | Four-Foot | Internal Driver Lamp-Style Retrofit Kits (UL Type B) | Standard | FALSE | 1810 | 141 | 12.84 | 16.29 | 0.9063 | 5108 | 85.2 |  |  | 42450 |  |  | No |  | 3 | 1800 | 135 | 12.5 | 20 | 0.9 | 5000 | 83
PPAES2VM | Arlee Lighting | Arlee | BP15T830K4-W | Linear Replacement Lamp | Four-Foot | Internal Driver Lamp-Style Retrofit Kits (UL Type B) | Standard | TRUE | 1934 | 128.1 | 15.1 | 16.58 | 0.906 | 3065 | 84.6 | 5 | 50000 | 42450 |  |  | No |  | 3 | 1800 | 120 | 15 | 20 | 0.9 | 3000 | 83
PTJ5H6DD | ETECH LED | E TECH LED | EXPS-T84-A6-22-30-N | Linear Replacement Lamp | Four-Foot | 2-lamp External Driver Lamp-Style Retrofit Kits (UL Type C) | Standard | TRUE | 2211 | 105.3 | 21 | 13.88 | 0.906 | 2957 | 81.8 | 5 | 50000 | 42450 |  |  | NotYetVerified |  | 3 | 2211 | 105.3 | 21 |  | 0.9 | 3000 | 82
PP38YMFF | Keystone Technologies | Keystone | KT-LED15T8-48GC-830-D/G2-CP | Linear Replacement Lamp | Four-Foot | Internal Driver Lamp-Style Retrofit Kits (UL Type B) | Standard | TRUE | 1840 | 117.3 | 15.68 | 21.24 | 0.8977 | 3002 | 80.3 | 5 | 50000 | 42450 |  |  | No |  | 3.1 | 1680 | 112 | 15 | 20 | 0.9 | 3000 | 83
PEJCQ99N | ETECH LED | E TECH LED | EXPS-T84-A6-18-30-D | Linear Replacement Lamp | Four-Foot | 2-lamp External Driver Lamp-Style Retrofit Kits (UL Type C) | Standard | TRUE | 2033 | 102.7 | 19.8 | 20.3 | 0.8772 | 3094 | 81 | 5 | 50000 | 42450 |  |  | NotYetVerified |  | 3 | 1900 | 100 | 19 |  | 0.95 | 3000 | 70
P7QGNA4U | ETECH LED | E TECH LED | EXPS-T84-A6-18-30-N | Linear Replacement Lamp | Four-Foot | 2-lamp External Driver Lamp-Style Retrofit Kits (UL Type C) | Standard | TRUE | 1936 | 115.9 | 16.7 | 13.87 | 0.87 | 3061.6 | 82.6 | 5 | 50000 | 42450 |  |  | NotYetVerified |  | 3 | 1936 | 115.9 | 16.7 |  |  | 3000 | 83
PCPHF7R2 | Arlee Lighting | Arlee | BP18T850K4-W | Linear Replacement Lamp | Four-Foot | Internal Driver Lamp-Style Retrofit Kits (UL Type B) | Standard | FALSE | [9 empty] | 42450 |  |  | No |  | 3 | 2200 | 122 | 18 | 20 | 0.9 | 5000 | 83
PUEUGZJV | Arlee Lighting | Arlee | D14.5T850K4-W | Linear Replacement Lamp | Four-Foot | Internal Driver Lamp-Style Retrofit Kits (UL Type B) | Standard | FALSE | [9 empty] | 42450 |  |  | No |  | 3 | 1830 | 115 | 15.8 | 20 | 0.9 | 5000 | 83
PHTCD9Q9 | Arlee Lighting | Arlee | PP12T850K4-W | Linear Replacement Lamp | Four-Foot | Replacement Lamps (plug and play) (UL Type A) | Standard | FALSE | [9 empty] | 42450 |  |  | No |  | 3 | 1800 | 116 | 15.5 | 20 | 0.9 | 5000 | 83
P8HZ8QJK | Arlee Lighting | Arlee | BP15T850K4-W | Linear Replacement Lamp | Four-Foot | Internal Driver Lamp-Style Retrofit Kits (UL Type B) | Standard | FALSE | [9 empty] | 42450 |  |  | No |  | 3 | 1800 | 120 | 15 | 20 | 0.9 | 5000 | 83
PUA3ZB3N | Arlee Lighting | Arlee | PP25T550K4-W | Linear Replacement Lamp | Four-Foot | Replacement Lamps (plug and play) (UL Type A) | Standard | FALSE | [9 empty] | 42450 |  |  | No |  | 3.1 | 3200 | 114 | 28 | 20 | 0.9 | 5000 | 82
PBX63QJQ | Arlee Lighting | Arlee | PP22T550K4-W | Linear Replacement Lamp | Four-Foot | Replacement Lamps (plug and play) (UL Type A) | Standard | FALSE | [9 empty] | 42450 |  |  | No |  | 3 | 2800 | 112 | 25 | 20 | 0.9 | 5000 | 82
PR9CS74B | Arlee Lighting | Arlee | PP17T850K4-W | Linear Replacement Lamp | Four-Foot | Replacement Lamps (plug and play) (UL Type A) | Standard | FALSE | [9 empty] | 42450 |  |  | No |  | 3 | 2200 | 112 | 19.5 | 20 | 0.9 | 5000 | 82
PMUJU41K | Arlee Lighting | Arlee | D18T850K4-W | Linear Replacement Lamp | Four-Foot | Dual Mode Internal Driver (UL Type A and Type B) | Standard | FALSE | [9 empty] | 42450 |  |  | No |  | 3.1 | 2200 | 107 | 20.5 | 20 | 0.9 | 5000 | 82
P38Q5VFZ | Arlee Lighting | Arlee | D16.5T850K4-W | Linear Replacement Lamp | Four-Foot | Dual Mode Internal Driver (UL Type A and Type B) | Standard | FALSE | [9 empty] | 42450 |  |  | No |  | 3.1 | 2200 | 113 | 19.5 | 20 | 0.9 | 5000 | 82
P3W7VSHU | Arlee Lighting | Arlee | PP14T850K4-W | Linear Replacement Lamp | Four-Foot | Replacement Lamps (plug and play) (UL Type A) | Standard | FALSE | [9 empty] | 42450 |  |  | No |  | 3 | 1800 | 105 | 17 | 20 | 0.9 | 5000 | 82
PU4W38WU | Arlee Lighting | Arlee | BP18T845K4-W | Linear Replacement Lamp | Four-Foot | Internal Driver Lamp-Style Retrofit Kits (UL Type B) | Standard | FALSE | [9 empty] | 42450 |  |  | No |  | 3 | 2200 | 122 | 18 | 20 | 0.9 | 4500 | 83
P9URHT3C | Arlee Lighting | Arlee | D14.5T845K4-W | Linear Replacement Lamp | Four-Foot | Internal Driver Lamp-Style Retrofit Kits (UL Type B) | Standard | FALSE | [9 empty] | 42450 |  |  | No |  | 3 | 1830 | 115 | 15.8 | 20 | 0.9 | 4500 | 83
PPAKQW3G | Arlee Lighting | Arlee | BP12T845K4-W | Linear Replacement Lamp | Four-Foot | Internal Driver Lamp-Style Retrofit Kits (UL Type B) | Standard | FALSE | [9 empty] | 42450 |  |  | No |  | 3 | 1800 | 135 | 12.5 | 20 | 0.9 | 4500 | 83
PA5SMB99 | Arlee Lighting | Arlee | PP12T845K4-W | Linear Replacement Lamp | Four-Foot | Replacement Lamps (plug and play) (UL Type A) | Standard | FALSE | [9 empty] | 42450 |  |  | No |  | 3 | 1800 | 116 | 15.5 | 20 | 0.9 | 4500 | 83
P6RM69X1 | Arlee Lighting | Arlee | BP15T845K4-W | Linear Replacement Lamp | Four-Foot | Internal Driver Lamp-Style Retrofit Kits (UL Type B) | Standard | FALSE | [9 empty] | 42450 |  |  | No |  | 3 | 1800 | 120 | 15 | 20 | 0.9 | 4500 | 83
PNATQBH4 | Arlee Lighting | Arlee | PP25T545K4-W | Linear Replacement Lamp | Four-Foot | Replacement Lamps (plug and play) (UL Type A) | Standard | FALSE | [9 empty] | 42450 |  |  | No |  | 3.1 | 3200 | 114 | 28 | 20 | 0.9 | 4500 | 82
PRYRYH4X | Arlee Lighting | Arlee | PP22T545K4-W | Linear Replacement Lamp | Four-Foot | Replacement Lamps (plug and play) (UL Type A) | Standard | FALSE | [9 empty] | 42450 |  |  | No |  | 3 | 2800 | 112 | 25 | 20 | 0.9 | 4500 | 82
PY22XWN6 | Arlee Lighting | Arlee | D16.5T845K4-W | Linear Replacement Lamp | Four-Foot | Dual Mode Internal Driver (UL Type A and Type B) | Standard | FALSE | [9 empty] | 42450 |  |  | No |  | 3.1 | 2200 | 113 | 19.5 | 20 | 0.9 | 4500 | 82
PWBDZ8AJ | Arlee Lighting | Arlee | PP17T845K4-W | Linear Replacement Lamp | Four-Foot | Replacement Lamps (plug and play) (UL Type A) | Standard | FALSE | [9 empty] | 42450 |  |  | No |  | 3 | 2200 | 112 | 19.5 | 20 | 0.9 | 4500 | 82
PUUKJRFJ | Arlee Lighting | Arlee | D18T845K4-W | Linear Replacement Lamp | Four-Foot | Dual Mode Internal Driver (UL Type A and Type B) | Standard | FALSE | [9 empty] | 42450 |  |  | No |  | 3.1 | 2200 | 107 | 20.5 | 20 | 0.9 | 4500 | 82
P35G5QNS | Arlee Lighting | Arlee | PP14T845K4-W | Linear Replacement Lamp | Four-Foot | Replacement Lamps (plug and play) (UL Type A) | Standard | FALSE | [9 empty] | 42450 |  |  | No |  | 3 | 1800 | 105 | 17 | 20 | 0.9 | 4500 | 82
P6F47T1S | Arlee Lighting | Arlee | BP18T840K4-W | Linear Replacement Lamp | Four-Foot | Internal Driver Lamp-Style Retrofit Kits (UL Type B) | Standard | FALSE | [9 empty] | 42450 |  |  | No |  | 3 | 2200 | 122 | 18 | 20 | 0.9 | 4000 | 83
PWVCGRMH | Arlee Lighting | Arlee | D14.5T840K4-W | Linear Replacement Lamp | Four-Foot | Internal Driver Lamp-Style Retrofit Kits (UL Type B) | Standard | FALSE | [9 empty] | 42450 |  |  | No |  | 3 | 1830 | 115 | 15.8 | 20 | 0.9 | 4000 | 83
PNZPC5TC | Arlee Lighting | Arlee | BP15T840K4-W | Linear Replacement Lamp | Four-Foot | Internal Driver Lamp-Style Retrofit Kits (UL Type B) | Standard | FALSE | [9 empty] | 42450 |  |  | No |  | 3 | 1800 | 120 | 15 | 20 | 0.9 | 4000 | 83
PC6B6U3C | Arlee Lighting | Arlee | BP12T840K4-W | Linear Replacement Lamp | Four-Foot | Internal Driver Lamp-Style Retrofit Kits (UL Type B) | Standard | FALSE | [9 empty] | 42450 |  |  | No |  | 3 | 1800 | 135 | 12.5 | 20 | 0.9 | 4000 | 83
P7XEZXAV | Arlee Lighting | Arlee | PP12T840K4-W | Linear Replacement Lamp | Four-Foot | Replacement Lamps (plug and play) (UL Type A) | Standard | FALSE | [9 empty] | 42450 |  |  | No |  | 3 | 1800 | 116 | 15.5 | 20 | 0.9 | 4000 | 83
PDMCEADY | Arlee Lighting | Arlee | PP25T540K4-W | Linear Replacement Lamp | Four-Foot | Replacement Lamps (plug and play) (UL Type A) | Standard | FALSE | [9 empty] | 42450 |  |  | No |  | 3.1 | 3200 | 114 | 28 | 20 | 0.9 | 4000 | 82
PHPHW4MA | Arlee Lighting | Arlee | PP22T540K4-W | Linear Replacement Lamp | Four-Foot | Replacement Lamps (plug and play) (UL Type A) | Standard | FALSE | [9 empty] | 42450 |  |  | No |  | 3 | 2800 | 112 | 25 | 20 | 0.9 | 4000 | 82
PN9H1C52 | Arlee Lighting | Arlee | D16.5T840K4-W | Linear Replacement Lamp | Four-Foot | Dual Mode Internal Driver (UL Type A and Type B) | Standard | FALSE | [9 empty] | 42450 |  |  | No |  | 3.1 | 2200 | 113 | 19.5 | 20 | 0.9 | 4000 | 82
PC3V88GZ | Arlee Lighting | Arlee | D18T840K4-W | Linear Replacement Lamp | Four-Foot | Dual Mode Internal Driver (UL Type A and Type B) | Standard | FALSE | [9 empty] | 42450 |  |  | No |  | 3.1 | 2200 | 107 | 20.5 | 20 | 0.9 | 4000 | 82
P16KHQQV | Arlee Lighting | Arlee | PP17T840K4-W | Linear Replacement Lamp | Four-Foot | Replacement Lamps (plug and play) (UL Type A) | Standard | FALSE | [9 empty] | 42450 |  |  | No |  | 3 | 2200 | 112 | 19.5 | 20 | 0.9 | 4000 | 82
PF3G429V | Arlee Lighting | Arlee | PP14T840K4-W | Linear Replacement Lamp | Four-Foot | Replacement Lamps (plug and play) (UL Type A) | Standard | FALSE | [9 empty] | 42450 |  |  | No |  | 3 | 1800 | 105 | 17 | 20 | 0.9 | 4000 | 82
PJ1URRWG | Arlee Lighting | Arlee | BP18T835K4-W | Linear Replacement Lamp | Four-Foot | Internal Driver Lamp-Style Retrofit Kits (UL Type B) | Standard | FALSE | [9 empty] | 42450 |  |  | No |  | 3 | 2200 | 122 | 18 | 20 | 0.9 | 3500 | 83
P4SDRJDK | Arlee Lighting | Arlee | D14.5T835K4-W | Linear Replacement Lamp | Four-Foot | Internal Driver Lamp-Style Retrofit Kits (UL Type B) | Standard | FALSE | [9 empty] | 42450 |  |  | No |  | 3 | 1830 | 115 | 15.8 | 20 | 0.9 | 3500 | 83
PTMCGVG1 | Arlee Lighting | Arlee | BP15T835K4-W | Linear Replacement Lamp | Four-Foot | Internal Driver Lamp-Style Retrofit Kits (UL Type B) | Standard | FALSE | [9 empty] | 42450 |  |  | No |  | 3 | 1800 | 120 | 15 | 20 | 0.9 | 3500 | 83
P1MYAV6H | Arlee Lighting | Arlee | PP12T835K4-W | Linear Replacement Lamp | Four-Foot | Replacement Lamps (plug and play) (UL Type A) | Standard | FALSE | [9 empty] | 42450 |  |  | No |  | 3 | 1800 | 116 | 15.5 | 20 | 0.9 | 3500 | 83
P12QTAUC | Arlee Lighting | Arlee | BP12T835K4-W | Linear Replacement Lamp | Four-Foot | Internal Driver Lamp-Style Retrofit Kits (UL Type B) | Standard | FALSE | [9 empty] | 42450 |  |  | No |  | 3 | 1800 | 135 | 12.5 | 20 | 0.9 | 3500 | 83
PGBRW4GX | Arlee Lighting | Arlee | PP25T535K4-W | Linear Replacement Lamp | Four-Foot | Replacement Lamps (plug and play) (UL Type A) | Standard | FALSE | [9 empty] | 42450 |  |  | No |  | 3.1 | 3000 | 107 | 28 | 20 | 0.9 | 3500 | 82
PDGBMW9Z | Arlee Lighting | Arlee | PP22T535K4-W | Linear Replacement Lamp | Four-Foot | Replacement Lamps (plug and play) (UL Type A) | Standard | FALSE | [9 empty] | 42450 |  |  | No |  | 3 | 2600 | 104 | 25 | 20 | 0.9 | 3500 | 82
PGNG9ZMR | Arlee Lighting | Arlee | D18T835K4-W | Linear Replacement Lamp | Four-Foot | Dual Mode Internal Driver (UL Type A and Type B) | Standard | FALSE | [9 empty] | 42450 |  |  | No |  | 3.1 | 2200 | 107 | 20.5 | 20 | 0.9 | 3500 | 82
PFHH3SWS | Arlee Lighting | Arlee | D16.5T835K4-W | Linear Replacement Lamp | Four-Foot | Dual Mode Internal Driver (UL Type A and Type B) | Standard | FALSE | [9 empty] | 42450 |  |  | No |  | 3.1 | 2200 | 113 | 19.5 | 20 | 0.9 | 3500 | 82
P3UXB4WB | Arlee Lighting | Arlee | PP17T835K4-W | Linear Replacement Lamp | Four-Foot | Replacement Lamps (plug and play) (UL Type A) | Standard | FALSE | [9 empty] | 42450 |  |  | No |  | 3 | 2200 | 112 | 19.5 | 20 | 0.9 | 3500 | 82
PCB7Y9FP | Arlee Lighting | Arlee | PP14T835K4-W | Linear Replacement Lamp | Four-Foot | Replacement Lamps (plug and play) (UL Type A) | Standard | FALSE | [9 empty] | 42450 |  |  | No |  | 3 | 1800 | 105 | 17 | 20 | 0.9 | 3500 | 82
PY8SB2MG | Keystone Technologies | Keystone | KT-LED22T8-48GC-850-D/G2-CP | Linear Replacement Lamp | Four-Foot | Internal Driver Lamp-Style Retrofit Kits (UL Type B) | Standard | FALSE | [9 empty] | 42450 |  |  | No |  | 3.1 | 2600 | 118 | 22 | 20 | 0.9 | 5000 | 83
PGP4R9AU | Keystone Technologies | Keystone | KT-LED15T8-48GC-850-D/G2-CP | Linear Replacement Lamp | Four-Foot | Internal Driver Lamp-Style Retrofit Kits (UL Type B) | Standard | FALSE | [9 empty] | 42450 |  |  | No |  | 3.1 | 1800 | 120 | 15 | 20 | 0.9 | 5000 | 83
PYUGCPSY | Keystone Technologies | Keystone | KT-LED22T8-48GC-840-D/G2-CP | Linear Replacement Lamp | Four-Foot | Internal Driver Lamp-Style Retrofit Kits (UL Type B) | Standard | FALSE | [9 empty] | 42450 |  |  | No |  | 3.1 | 2500 | 114 | 22 | 20 | 0.9 | 4000 | 83
P458WXP6 | Keystone Technologies | Keystone | KT-LED15T8-48GC-840-D/G2-CP | Linear Replacement Lamp | Four-Foot | Internal Driver Lamp-Style Retrofit Kits (UL Type B) | Standard | FALSE | [9 empty] | 42450 |  |  | No |  | 3.1 | 1725 | 115 | 15 | 20 | 0.9 | 4000 | 83
PF553NDB | Keystone Technologies | Keystone | KT-LED22T8-48GC-835-D/G2-CP | Linear Replacement Lamp | Four-Foot | Internal Driver Lamp-Style Retrofit Kits (UL Type B) | Standard | FALSE | [9 empty] | 42450 |  |  | No |  | 3.1 | 2450 | 111 | 22 | 20 | 0.9 | 3500 | 83
P12HAJBS | Keystone Technologies | Keystone | KT-LED15T8-48GC-835-D/G2-CP | Linear Replacement Lamp | Four-Foot | Internal Driver Lamp-Style Retrofit Kits (UL Type B) | Standard | FALSE | [9 empty] | 42450 |  |  | No |  | 3.1 | 1710 | 114 | 15 | 20 | 0.9 | 3500 | 83
PEEQT322 | AXP Technology Inc | AXP | AXP-T5-G-3200-4-50-D | Linear Replacement Lamp | Four-Foot | Replacement Lamps (plug and play) (UL Type A) | Standard | FALSE | [9 empty] | 42450 | Not Dimmable | Not Dimmable | No |  | 3.1 | 3200 | 114 | 28 | 20 | 0.9 | 5000 | 82
PWX6ZQ17 | AXP Technology Inc | AXP | AXP-T5-G-2800-4-50-D | Linear Replacement Lamp | Four-Foot | Replacement Lamps (plug and play) (UL Type A) | Standard | FALSE | [9 empty] | 42450 | Not Dimmable | Not Dimmable | No |  | 3 | 2800 | 112 | 25 | 20 | 0.9 | 5000 | 82
PD4KMND9 | AXP Technology Inc | AXP | AXP-T5-G-3200-4-40-D | Linear Replacement Lamp | Four-Foot | Replacement Lamps (plug and play) (UL Type A) | Standard | FALSE | [9 empty] | 42450 | Not Dimmable | Not Dimmable | No |  | 3.1 | 3200 | 114 | 28 | 20 | 0.9 | 4000 | 82
PBKD83JQ | AXP Technology Inc | AXP | AXP-T5-G-2800-4-40-D | Linear Replacement Lamp | Four-Foot | Replacement Lamps (plug and play) (UL Type A) | Standard | FALSE | [9 empty] | 42450 | Not Dimmable | Not Dimmable | No |  | 3 | 2800 | 112 | 25 | 20 | 0.9 | 4000 | 82
PSZR9JAN | ETECH LED | E TECH LED | EXPS-T84-A6-22-50-N | Linear Replacement Lamp | Four-Foot | 2-lamp External Driver Lamp-Style Retrofit Kits (UL Type C) | Standard | FALSE | [9 empty] | 42450 | Not Dimmable | Not Dimmable | NotYetVerified |  | 3 | 2217 | 105.6 | 21 | 12.25 | 0.9887 | 5000 | 87
PUUSZ9QE | ETECH LED | E TECH LED | EXPS-T84-A6-18-50-N | Linear Replacement Lamp | Four-Foot | 2-lamp External Driver Lamp-Style Retrofit Kits (UL Type C) | Standard | FALSE | [9 empty] | 42450 | Not Dimmable | Not Dimmable | NotYetVerified |  | 3 | 1852 | 115 | 16.1 | 15.28 | 0.9833 | 5000 | 81.7
P8GTK8J3 | ETECH LED | E TECH LED | EXPS-T84-A6-15-50-N | Linear Replacement Lamp | Four-Foot | 2-lamp External Driver Lamp-Style Retrofit Kits (UL Type C) | Standard | FALSE | [9 empty] | 42450 | Not Dimmable | Not Dimmable | NotYetVerified |  | 3 | 1852 | 115 | 16.1 | 15.28 | 0.9833 | 5000 | 81.7
PBGCKAHS | ETECH LED | E TECH LED | EXPS-T84-A6-22-50-D | Linear Replacement Lamp | Four-Foot | 2-lamp External Driver Lamp-Style Retrofit Kits (UL Type C) | Standard | FALSE | [9 empty] | 42450 | Dimmable | Continuous Below 10 | NotYetVerified |  | 3 | 2217 | 105.6 | 21 | 12.25 | 0.9887 | 5000 | 87
PH2HQEJQ | ETECH LED | E TECH LED | EXPS-T84-A6-15-45-N | Linear Replacement Lamp | Four-Foot | 2-lamp External Driver Lamp-Style Retrofit Kits (UL Type C) | Standard | FALSE | [9 empty] | 42450 | Not Dimmable | Not Dimmable | NotYetVerified |  | 3 | 1850 | 114.2 | 16.2 | 16.72 | 0.9 | 4500 | 80
P277S27R | ETECH LED | E TECH LED | EXPS-T84-A6-18-45-N | Linear Replacement Lamp | Four-Foot | 2-lamp External Driver Lamp-Style Retrofit Kits (UL Type C) | Standard | FALSE | [9 empty] | 42450 | Not Dimmable | Not Dimmable | NotYetVerified |  | 3 | 1850 | 114.2 | 16.2 | 16.72 | 0.9 | 4500 | 80
PU7CHGP3 | ETECH LED | E TECH LED | EXPS-T84-A6-22-45-N | Linear Replacement Lamp | Four-Foot | 2-lamp External Driver Lamp-Style Retrofit Kits (UL Type C) | Standard | FALSE | [9 empty] | 42450 | Not Dimmable | Not Dimmable | NotYetVerified |  | 3 | 2210 | 105.2 | 21 | 13 | 0.9 | 4500 | 80
PT5A5Z84 | ETECH LED | E TECH LED | EXPS-T84-A6-15-45-D | Linear Replacement Lamp | Four-Foot | 2-lamp External Driver Lamp-Style Retrofit Kits (UL Type C) | Standard | FALSE | [9 empty] | 42450 | Dimmable | Continuous Below 10 | NotYetVerified |  | 3 | 1850 | 114.2 | 16.2 | 16.72 | 0.9 | 4500 | 80
PPNAQTZB | ETECH LED | E TECH LED | EXPS-T84-A6-18-45-D | Linear Replacement Lamp | Four-Foot | 2-lamp External Driver Lamp-Style Retrofit Kits (UL Type C) | Standard | FALSE | [9 empty] | 42450 | Dimmable | Continuous Below 10 | NotYetVerified |  | 3 | 1850 | 114.2 | 16.2 | 16.72 | 0.9 | 4500 | 80
PN39ZZM9 | ETECH LED | E TECH LED | EXPS-T84-A6-22-45-D | Linear Replacement Lamp | Four-Foot | 2-lamp External Driver Lamp-Style Retrofit Kits (UL Type C) | Standard | FALSE | [9 empty] | 42450 | Dimmable | Continuous Below 10 | NotYetVerified |  | 3 | 2210 | 105.2 | 21 | 13 | 0.9 | 4500 | 80
PYAHNB9F | ETECH LED | E TECH LED | EXPS-T84-A6-18-40-N | Linear Replacement Lamp | Four-Foot | 2-lamp External Driver Lamp-Style Retrofit Kits (UL Type C) | Standard | FALSE | [9 empty] | 42450 | Not Dimmable | Not Dimmable | NotYetVerified |  | 3 | 1850 | 114.2 | 16.2 | 16.72 | 0.9 | 4000 | 80
PSCWU29J | ETECH LED | E TECH LED | EXPS-T84-A6-15-40-N | Linear Replacement Lamp | Four-Foot | 2-lamp External Driver Lamp-Style Retrofit Kits (UL Type C) | Standard | FALSE | [9 empty] | 42450 | Not Dimmable | Not Dimmable | NotYetVerified |  | 3 | 1850 | 114.2 | 16.2 | 16.72 | 0.9 | 4000 | 80
PR2XBVAV | ETECH LED | E TECH LED | EXPS-T84-A6-22-40-N | Linear Replacement Lamp | Four-Foot | 2-lamp External Driver Lamp-Style Retrofit Kits (UL Type C) | Standard | FALSE | [9 empty] | 42450 | Not Dimmable | Not Dimmable | NotYetVerified |  | 3 | 2210 | 105.2 | 21 | 13 | 0.9 | 4000 | 80
PJQVNRT6 | ETECH LED | E TECH LED | EXPS-T84-A6-15-40-D | Linear Replacement Lamp | Four-Foot | 2-lamp External Driver Lamp-Style Retrofit Kits (UL Type C) | Standard | FALSE | [9 empty] | 42450 | Dimmable | Continuous Below 10 | NotYetVerified |  | 3 | 1850 | 114.2 | 16.2 | 16.72 | 0.9 | 4000 | 80
P2C2JAEE | ETECH LED | E TECH LED | EXPS-T84-A6-18-40-D | Linear Replacement Lamp | Four-Foot | 2-lamp External Driver Lamp-Style Retrofit Kits (UL Type C) | Standard | FALSE | [9 empty] | 42450 | Dimmable | Continuous Below 10 | NotYetVerified |  | 3 | 1850 | 114.2 | 16.2 | 16.72 | 0.9 | 4000 | 80
PWNN8YRW | ETECH LED | E TECH LED | EXPS-T84-A6-22-40-D | Linear Replacement Lamp | Four-Foot | 2-lamp External Driver Lamp-Style Retrofit Kits (UL Type C) | Standard | FALSE | [9 empty] | 42450 | Dimmable | Continuous Below 10 | NotYetVerified |  | 3 | 2210 | 105.2 | 21 | 13 | 0.9 | 4000 | 80
PRC7DR8Z | ETECH LED | E TECH LED | EXPS-T84-A6-18-35-N | Linear Replacement Lamp | Four-Foot | 2-lamp External Driver Lamp-Style Retrofit Kits (UL Type C) | Standard | FALSE | [9 empty] | 42450 | Not Dimmable | Not Dimmable | NotYetVerified |  | 3 | 1850 | 114.2 | 16.2 | 16.72 | 0.9 | 3500 | 80
PE3CQADN | ETECH LED | E TECH LED | EXPS-T84-A6-22-35-N | Linear Replacement Lamp | Four-Foot | 2-lamp External Driver Lamp-Style Retrofit Kits (UL Type C) | Standard | FALSE | [9 empty] | 42450 | Not Dimmable | Not Dimmable | NotYetVerified |  | 3 | 2210 | 105.2 | 21 | 13 | 0.9 | 3500 | 80
PCKESA4S | ETECH LED | E TECH LED | EXPS-T84-A6-15-35-D | Linear Replacement Lamp | Four-Foot | 2-lamp External Driver Lamp-Style Retrofit Kits (UL Type C) | Standard | FALSE | [9 empty] | 42450 | Dimmable | Continuous Below 10 | NotYetVerified |  | 3 | 1850 | 114.2 | 16.2 | 16.72 | 0.9 | 3500 | 80
P57DAA7V | ETECH LED | E TECH LED | EXPS-T84-A6-18-35-D | Linear Replacement Lamp | Four-Foot | 2-lamp External Driver Lamp-Style Retrofit Kits (UL Type C) | Standard | FALSE | [9 empty] | 42450 | Dimmable | Continuous Below 10 | NotYetVerified |  | 3 | 1850 | 114.2 | 16.2 | 16.72 | 0.9 | 3500 | 80
PJY4AA28 | ETECH LED | E TECH LED | EXPS-T84-A6-22-35-D | Linear Replacement Lamp | Four-Foot | 2-lamp External Driver Lamp-Style Retrofit Kits (UL Type C) | Standard | FALSE | [9 empty] | 42450 | Dimmable | Continuous Below 10 | NotYetVerified |  | 3 | 2210 | 105.2 | 21 | 13 | 0.9 | 3500 | 80
P8QVMQ8J | ETECH LED | E TECH LED | EXPS-T84-A6-15-30-D | Linear Replacement Lamp | Four-Foot | 2-lamp External Driver Lamp-Style Retrofit Kits (UL Type C) | Standard | FALSE | [9 empty] | 42450 | Dimmable | Continuous Below 10 | NotYetVerified |  | 3 | 1894 | 112.1 | 16.9 | 16.72 | 0.9795 | 3000 | 82.2
PXJ2D4R7 | ETECH LED | E TECH LED | EXPS-T84-A6-22-30-D | Linear Replacement Lamp | Four-Foot | 2-lamp External Driver Lamp-Style Retrofit Kits (UL Type C) | Standard | FALSE | [9 empty] | 42450 | Dimmable | Continuous Below 10 | NotYetVerified |  | 3 | 2211 | 105.3 | 21 | 12.27 | 0.9887 | 3000 | 81.8
P38RXMDH | Eiko Global LLC | EIKO | LED22T8F/48/830-G6DR | Linear Replacement Lamp | Four-Foot | Replacement Lamps (plug and play) (UL Type A) | Standard | TRUE | 2261 | 113.8 | 19.86 | 9.43 | 0.9818 | 3073 | 84.5 | 5 | 50000 | 42447 |  |  | No |  | 3 | 2200 | 112 | 19.5 | 20 | 0.9 | 3000 | 82
PPY4JP95 | Eiko Global LLC | EIKO | LED18T8F/48/830-G6DR | Linear Replacement Lamp | Four-Foot | Replacement Lamps (plug and play) (UL Type A) | Standard | TRUE | 1870 | 111.2 | 16.82 | 11.02 | 0.9769 | 3071 | 84.6 | 5 | 50000 | 42447 |  |  | No |  | 3 | 1800 | 105 | 17 | 20 | 0.9 | 3000 | 82
PE3B2EMJ | Shenzhen Toplight Industrial Co.Ltd | Toplight | TLC-T8A-18W(3000K) | Linear Replacement Lamp | Four-Foot | Internal Driver Lamp-Style Retrofit Kits (UL Type B) | Standard | TRUE | 4833 | 106.82 | 17.3 | 16.73 | 0.9598 | 3065 | 82.7 | 5 |  | 42447 |  |  | NotYetVerified |  | 3.1 | 1848 | 107.69 | 17.16 | 16.73 | 0.9598 | 3000 | 82.7
P9QAEVSW | Eiko Global LLC | EIKO | LED32T5HO/46/830-G6DR | Linear Replacement Lamp | Four-Foot | Replacement Lamps (plug and play) (UL Type A) | Standard | TRUE | 2922 | 107.4 | 27.2 | 10.2 | 0.947 | 3083 | 85 | 5 | 50000 | 42447 |  |  | No |  | 3.1 | 3000 | 107 | 28 | 20 | 0.9 | 3000 | 82
PACPEBCQ | Longhorn Lighting Co. Ltd | Longhorn | LH-L8V272Q00 | Linear Replacement Lamp | Four-Foot | Replacement Lamps (plug and play) (UL Type A) | Standard | TRUE | 3354 | 105.94 | 31.66 | 14.81 | 0.9427 | 3107 | 84 | 5 | 50000 | 42447 |  |  | No |  | 3 | 3354 | 105.94 | 31.66 | 14.81 | 0.9427 | 3000 | 84
P1SRV6EB | Longhorn Lighting Co. Ltd | Longhorn | LH-L8V245Q00 | Linear Replacement Lamp | Four-Foot | Replacement Lamps (plug and play) (UL Type A) | Standard | TRUE | 2898 | 106.27 | 27.82 | 16.34 | 0.9346 | 3110 | 83.7 | 5 | 50000 | 42447 |  |  | No |  | 3 | 2898 | 106.27 | 27.27 | 16.34 | 0.9364 | 3000 | 83.7
P2XT3FUC | JIAXING SUPER LIGHTING ELECTRIC APPLIANCE CO.LTD | SUPER | T8L-IDFH13-2200-4ft-2BA | Linear Replacement Lamp | Four-Foot | Internal Driver Lamp-Style Retrofit Kits (UL Type B) | Standard | TRUE | 2005 | 107.7 | 18.61 | 18.64 | 0.9249 | 3071 | 92.6 | 5 | 50000 | 42447 |  |  | No |  | 3.1 | 2000 | 105 | 18.5 | 20 | 0.9 | 3000 | 92
PAAZF8BK | The Straits Lighting Company LLC | STRAITS LIGHTING | SL917T5-48-30W-EDT (3000K Frosted) | Linear Replacement Lamp | Four-Foot | 2-lamp External Driver Lamp-Style Retrofit Kits (UL Type C) | Standard | TRUE | 2961 | 106.24 | 27.87 | 17.21 | 0.9249 | 2893 | 81 | 5 | 50000 | 42447 |  |  | NotYetVerified |  | 3 | 2961 | 106.24 | 27.87 |  |  | 3000 | 80
PT7A8Z9P | Longhorn Lighting Co. Ltd | Longhorn | LH-L8V144Q00 | Linear Replacement Lamp | Four-Foot | Replacement Lamps (plug and play) (UL Type A) | Standard | TRUE | 1797 | 111.89 | 16.06 | 14.37 | 0.911 | 2934 | 83.7 | 5 | 50000 | 42447 |  |  | No |  | 3.1 | 1797 | 111.89 | 16.06 | 14.37 | 0.911 | 3000 | 83.7
P66SJCZX | Axis Energy Partners LLC | Axis LED Lighting | AEP-T8-15W-1800lm-3000K-DW | Linear Replacement Lamp | Four-Foot | Internal Driver Lamp-Style Retrofit Kits (UL Type B) | Standard | TRUE | 1753 | 116.2 | 15.08 | 24.1 | 0.909 | 2963 | 83.9 | 5 | 50000 | 42447 |  |  | No |  | 3.1 | 1750 | 115 | 15 | 24 | 0.98 | 3000 | 83
P3JU9ZTQ | The Straits Lighting Company LLC | STRAITS LIGHTING | SL917T5-48-22W-EDT (3000K Frosted) | Linear Replacement Lamp | Four-Foot | 2-lamp External Driver Lamp-Style Retrofit Kits (UL Type C) | Standard | TRUE | 2397 | 110.38 | 21.71 | 16.37 | 0.9065 | 2906 | 81.3 | 5 | 50000 | 42447 |  |  | NotYetVerified | External Driver | 3 | 2397 | 110.38 | 21.71 | 16.37 | 0.9 | 3000 | 81
PNH8VB3K | JIAXING SUPER LIGHTING ELECTRIC APPLIANCE CO.LTD | SUPER | T8L-IDFH13-2200-4ft-6BA | Linear Replacement Lamp | Four-Foot | Internal Driver Lamp-Style Retrofit Kits (UL Type B) | Standard | FALSE | [9 empty] | 42447 |  |  | No |  | 3.1 | 2100 | 110 | 18.5 | 20 | 0.9 | 5000 | 92
P6X6YAYF | JIAXING SUPER LIGHTING ELECTRIC APPLIANCE CO.LTD | SUPER | T8L-IDFH13-2200-4ft-5BA | Linear Replacement Lamp | Four-Foot | Internal Driver Lamp-Style Retrofit Kits (UL Type B) | Standard | FALSE | [9 empty] | 42447 |  |  | No |  | 3.1 | 2100 | 110 | 18.5 | 20 | 0.9 | 4500 | 92
PTQK2TNZ | JIAXING SUPER LIGHTING ELECTRIC APPLIANCE CO.LTD | SUPER | T8L-IDFH13-2200-4ft-4BA | Linear Replacement Lamp | Four-Foot | Internal Driver Lamp-Style Retrofit Kits (UL Type B) | Standard | FALSE | [9 empty] | 42447 |  |  | No |  | 3.1 | 2100 | 110 | 18.5 | 20 | 0.9 | 4000 | 92
P12BCENF | JIAXING SUPER LIGHTING ELECTRIC APPLIANCE CO.LTD | SUPER | T8L-IDFH13-2200-4ft-3BA | Linear Replacement Lamp | Four-Foot | Internal Driver Lamp-Style Retrofit Kits (UL Type B) | Standard | FALSE | [9 empty] | 42447 |  |  | No |  | 3 | 2000 | 105 | 18.5 | 20 | 0.9 | 3500 | 92
P7BUBY27 | Axis Energy Partners LLC | Axis LED Lighting | AEP-T8-15W-1800lm-5000K-DW | Linear Replacement Lamp | Four-Foot | Internal Driver Lamp-Style Retrofit Kits (UL Type B) | Standard | FALSE | [9 empty] | 42447 |  |  | No |  | 3.1 | 1800 | 120 | 15 | 24 | 0.98 | 5000 | 83
PDT713A3 | Axis Energy Partners LLC | Axis LED Lighting | AEP-T8-15W-1800lm-4000K-DW | Linear Replacement Lamp | Four-Foot | Internal Driver Lamp-Style Retrofit Kits (UL Type B) | Standard | FALSE | [9 empty] | 42447 |  |  | No |  | 3.1 | 1800 | 120 | 15 | 24 | 0.98 | 4000 | 83
PHTKC1BP | The Straits Lighting Company LLC | STRAITS LIGHTING | SL917T5-48-22W-EDT (5000K Frosted) | Linear Replacement Lamp | Four-Foot | 2-lamp External Driver Lamp-Style Retrofit Kits (UL Type C) | Standard | FALSE | [9 empty] | 42447 |  |  | NotYetVerified | External Driver | 3 | 2397 | 110.38 | 21.71 | 16.37 | 0.9 | 5000 | 81
P4YNQTKR | The Straits Lighting Company LLC | STRAITS LIGHTING | SL917T5-48-30W-EDT (5000K Frosted) | Linear Replacement Lamp | Four-Foot | 2-lamp External Driver Lamp-Style Retrofit Kits (UL Type C) | Standard | FALSE | [9 empty] | 42447 |  |  | NotYetVerified |  | 3 | 2961 | 106.24 | 27.87 |  |  | 5000 | 80
P2M9RN9P | The Straits Lighting Company LLC | STRAITS LIGHTING | SL917T5-48-22W-EDT (4000K Frosted) | Linear Replacement Lamp | Four-Foot | 2-lamp External Driver Lamp-Style Retrofit Kits (UL Type C) | Standard | FALSE | [9 empty] | 42447 |  |  | NotYetVerified | External Driver | 3 | 2397 | 110.38 | 21.71 | 16.37 | 0.9 | 4000 | 81
P3BCMXQU | The Straits Lighting Company LLC | STRAITS LIGHTING | SL917T5-48-30W-EDT (4000K Frosted) | Linear Replacement Lamp | Four-Foot | 2-lamp External Driver Lamp-Style Retrofit Kits (UL Type C) | Standard | FALSE | [9 empty] | 42447 |  |  | NotYetVerified |  | 3 | 2961 | 106.24 | 27.87 |  |  | 4000 | 80
PJ442RD8 | LONYUNG LED LIGHTING CO.LTD | LONYUNG | LY-T8L1200-18W 5000K | Linear Replacement Lamp | Four-Foot | Internal Driver Lamp-Style Retrofit Kits (UL Type B) | Standard | FALSE | [9 empty] | 42447 |  |  | NotYetVerified | Product updated on 08/25/2016 | 3.1 | 1980 | 110 | 18 | 20 | 0.91 | 5000 | 82
P1SGJBH2 | LONYUNG LED LIGHTING CO.LTD | LONYUNG | LY-T8L1200-18W 4500K | Linear Replacement Lamp | Four-Foot | Internal Driver Lamp-Style Retrofit Kits (UL Type B) | Standard | FALSE | [9 empty] | 42447 |  |  | NotYetVerified | Product updated on 08/25/2016 | 3.1 | 1980 | 110 | 18 | 20 | 0.9 | 4500 | 82
P43FNBV9 | LONYUNG LED LIGHTING CO.LTD | LONYUNG | LY-T8L1200-18W 4000K | Linear Replacement Lamp | Four-Foot | Internal Driver Lamp-Style Retrofit Kits (UL Type B) | Standard | FALSE | [9 empty] | 42447 |  |  | NotYetVerified | Product updated on 08/25/2016 | 3.1 | 1980 | 110 | 18 | 20 | 0.91 | 4000 | 82
P8385ZSN | Longhorn Lighting Co. Ltd | Longhorn | LH-L8R245Q00 | Linear Replacement Lamp | Four-Foot | Replacement Lamps (plug and play) (UL Type A) | Standard | FALSE | [9 empty] | 42447 |  |  | No |  | 3 | 3150 | 113.23 | 27.82 | 16.21 | 0.9308 | 5000 | 83.8
P379X84T | Longhorn Lighting Co. Ltd | Longhorn | LH-L8R144Q00 | Linear Replacement Lamp | Four-Foot | Replacement Lamps (plug and play) (UL Type A) | Standard | FALSE | [9 empty] | 42447 |  |  | No |  | 3.1 | 1938 | 118.53 | 16.35 | 14.42 | 0.9103 | 5000 | 83.5
PZBZDEA8 | Longhorn Lighting Co. Ltd | Longhorn | LH-L8R272Q00 | Linear Replacement Lamp | Four-Foot | Replacement Lamps (plug and play) (UL Type A) | Standard | FALSE | [9 empty] | 42447 |  |  | No |  | 3 | 3615 | 114.07 | 31.69 | 14.45 | 0.9431 | 5000 | 82.5
PUWJU8VM | Longhorn Lighting Co. Ltd | Longhorn | LH-L8N272Q00 | Linear Replacement Lamp | Four-Foot | Replacement Lamps (plug and play) (UL Type A) | Standard | FALSE | [9 empty] | 42447 |  |  | No |  | 3 | 3485 | 110.01 | 31.68 | 14.81 | 0.9427 | 4000 | 84
PB9KX81W | Longhorn Lighting Co. Ltd | Longhorn | LH-L8N245Q00 | Linear Replacement Lamp | Four-Foot | Replacement Lamps (plug and play) (UL Type A) | Standard | FALSE | [9 empty] | 42447 |  |  | No |  | 3 | 3024 | 109.78 | 27.55 | 16.34 | 0.9364 | 4000 | 83.7
PTMRBBSG | Longhorn Lighting Co. Ltd | Longhorn | LH-L8N144Q00 | Linear Replacement Lamp | Four-Foot | Replacement Lamps (plug and play) (UL Type A) | Standard | FALSE | [9 empty] | 42447 |  |  | No |  | 3.1 | 1868 | 115.24 | 16.2 | 14.37 | 0.911 | 4000 | 83.7
PQKCD81A | Longhorn Lighting Co. Ltd | Longhorn | LH-L8U272Q00 | Linear Replacement Lamp | Four-Foot | Replacement Lamps (plug and play) (UL Type A) | Standard | FALSE | [9 empty] | 42447 |  |  | No |  | 3 | 3419 | 107.95 | 31.68 | 14.81 | 0.9427 | 3500 | 84
PTYCWZ8M | Longhorn Lighting Co. Ltd | Longhorn | LH-L8U245Q00 | Linear Replacement Lamp | Four-Foot | Replacement Lamps (plug and play) (UL Type A) | Standard | FALSE | [9 empty] | 42447 |  |  | No |  | 3 | 2961 | 107.5 | 27.55 | 16.34 | 0.9364 | 3500 | 83.7
P3WSDAG3 | Longhorn Lighting Co. Ltd | Longhorn | LH-L8U144Q00 | Linear Replacement Lamp | Four-Foot | Replacement Lamps (plug and play) (UL Type A) | Standard | FALSE | [9 empty] | 42447 |  |  | No |  | 3.1 | 1832 | 113.07 | 16.21 | 14.37 | 0.911 | 3500 | 83.7
PTT2BPV5 | Eiko Global LLC | EIKO | LED32T5HO/46/850-G6DR | Linear Replacement Lamp | Four-Foot | Replacement Lamps (plug and play) (UL Type A) | Standard | FALSE | [9 empty] | 42447 |  |  | No |  | 3.1 | 3200 | 114 | 28 | 20 | 0.9 | 5000 | 82
PN374Z99 | Eiko Global LLC | EIKO | LED22T8F/48/850-G6DR | Linear Replacement Lamp | Four-Foot | Replacement Lamps (plug and play) (UL Type A) | Standard | FALSE | [9 empty] | 42447 |  |  | No |  | 3 | 2200 | 112 | 19.5 | 20 | 0.9 | 5000 | 82
PUWSX2JR | Eiko Global LLC | EIKO | LED18T8F/48/850-G6DR | Linear Replacement Lamp | Four-Foot | Replacement Lamps (plug and play) (UL Type A) | Standard | FALSE | [9 empty] | 42447 |  |  | No |  | 3 | 1800 | 105 | 17 | 20 | 0.9 | 5000 | 82
PBNBK6FS | Eiko Global LLC | EIKO | LED32T5HO/46/840-G6DR | Linear Replacement Lamp | Four-Foot | Replacement Lamps (plug and play) (UL Type A) | Standard | FALSE | [9 empty] | 42447 |  |  | No |  | 3.1 | 3200 | 114 | 28 | 20 | 0.9 | 4000 | 82
PKAAJRM8 | Eiko Global LLC | EIKO | LED22T8F/48/840-G6DR | Linear Replacement Lamp | Four-Foot | Replacement Lamps (plug and play) (UL Type A) | Standard | FALSE | [9 empty] | 42447 |  |  | No |  | 3 | 2200 | 112 | 19.5 | 20 | 0.9 | 4000 | 82
PXU4JJGN | Eiko Global LLC | EIKO | LED18T8F/48/840-G6DR | Linear Replacement Lamp | Four-Foot | Replacement Lamps (plug and play) (UL Type A) | Standard | FALSE | [9 empty] | 42447 |  |  | No |  | 3 | 1800 | 105 | 17 | 20 | 0.9 | 4000 | 82
PJQEP11F | Eiko Global LLC | EIKO | LED32T5HO/46/835-G6DR | Linear Replacement Lamp | Four-Foot | Replacement Lamps (plug and play) (UL Type A) | Standard | FALSE | [9 empty] | 42447 |  |  | No |  | 3.1 | 3000 | 107 | 28 | 20 | 0.9 | 3500 | 82
PF3UNZPW | Eiko Global LLC | EIKO | LED22T8F/48/835-G6DR | Linear Replacement Lamp | Four-Foot | Replacement Lamps (plug and play) (UL Type A) | Standard | FALSE | [9 empty] | 42447 |  |  | No |  | 3 | 2200 | 112 | 19.5 | 20 | 0.9 | 3500 | 82
PR3WC2CW | Eiko Global LLC | EIKO | LED18T8F/48/835-G6DR | Linear Replacement Lamp | Four-Foot | Replacement Lamps (plug and play) (UL Type A) | Standard | FALSE | [9 empty] | 42447 |  |  | No |  | 3 | 1800 | 105 | 17 | 20 | 0.9 | 3500 | 82
PJ5W7FRN | Shenzhen Toplight Industrial Co.Ltd | Toplight | TLC-T8A-18W(5000K) | Linear Replacement Lamp | Four-Foot | Internal Driver Lamp-Style Retrofit Kits (UL Type B) | Standard | FALSE | [9 empty] | 42447 | Not Dimmable | Not Dimmable | NotYetVerified |  | 3.1 | 1973 | 114.56 | 17.22 | 16.43 | 0.9562 | 5000 | 82.1
PTWWBFND | Shenzhen Toplight Industrial Co.Ltd | Toplight | TLC-T8A-18W(4500K) | Linear Replacement Lamp | Four-Foot | Internal Driver Lamp-Style Retrofit Kits (UL Type B) | Standard | FALSE | [9 empty] | 42447 | Not Dimmable | Not Dimmable | NotYetVerified |  | 3.1 | 1848 | 107.69 | 17.16 | 16.73 | 0.9598 | 4500 | 82.7
PRUMTTE2 | Shenzhen Toplight Industrial Co.Ltd | Toplight | TLC-T8A-18W(4000K) | Linear Replacement Lamp | Four-Foot | Internal Driver Lamp-Style Retrofit Kits (UL Type B) | Standard | FALSE | [9 empty] | 42447 | Not Dimmable | Not Dimmable | NotYetVerified |  | 3.1 | 1848 | 107.69 | 17.16 | 16.73 | 0.9598 | 4000 | 82.7
PC1AU71G | Shenzhen Toplight Industrial Co.Ltd | Toplight | TLC-T8A-18W(3500K) | Linear Replacement Lamp | Four-Foot | Internal Driver Lamp-Style Retrofit Kits (UL Type B) | Standard | FALSE | [9 empty] | 42447 | Not Dimmable | Not Dimmable | NotYetVerified |  | 3.1 | 1848 | 107.69 | 17.16 | 16.73 | 0.9598 | 3500 | 82.7
PMRMYE71 | Poly-Products Industries Co Ltd | ESKAA | L27T5ES3000-CG | Linear Replacement Lamp | Four-Foot | Replacement Lamps (plug and play) (UL Type A) | Standard | TRUE | 3331 | 107.3 | 31.04 | 16.22 | 0.9694 | 2977 | 83.2 | 5 | 50000 | 42446 |  |  | No |  | 3 | 3100 | 103 | 30 | 20 | 0.9 | 3000 | 82
PV6WQMXD | Lumentek Global LLC | Lumentek Global | LG-T8-1200-18-40-BFDW | Linear Replacement Lamp | Four-Foot | Dual Mode Internal Driver (UL Type A and Type B) | Standard | TRUE | 2261 | 105.6 | 21.42 | 11.36 | 0.9667 | 3987 | 81.5 | 5 | 50000 | 42446 |  |  | NotYetVerified | Internal Driver; Operating off the existing ballast | 3 | 2212 | 122.9 | 18 | 7.68 | 0.9928 | 4000 | 82.4
P54D2YS2 | Lumentek Global LLC | Lumentek Global | LG-T8-1200-15-27-BFDW | Linear Replacement Lamp | Four-Foot | Dual Mode Internal Driver (UL Type A and Type B) | Standard | TRUE | 1929 | 109 | 17.7 | 17.9 | 0.9557 | 2655 | 81.6 | 5 | 50000 | 42446 |  |  | NotYetVerified | Internal driver; operates off existing fluorescent ballast | 3 | 2040 | 120 | 17.7 | 8.75 | 0.9936 | 2700 | 82
PV8XZHRQ | Espen Technology | Espen | L48T5/830/24G-EB | Linear Replacement Lamp | Four-Foot | Replacement Lamps (plug and play) (UL Type A) | Standard | TRUE | 2922 | 107.4 | 27.2 | 10.2 | 0.947 | 3083 | 85 | 5 | 50000 | 42446 |  |  | No |  | 3.1 | 3000 | 107 | 28 | 20 | 0.9 | 3000 | 82
P378D56G | Shenzhen Top Technology Co.Ltd | TOOPER | TOP-T8-14W12 TCC(3000K) | Linear Replacement Lamp | Four-Foot | Replacement Lamps (plug and play) (UL Type A) | Standard | TRUE | 2002.4 | 139.1 | 14.4 | 19.15 | 0.941 | 2929 | 81.4 | 5 | 50000 | 42446 |  |  | No |  | 3.1 | 2002.401 | 139.1 | 14.395 | 19.15 | 0.9749 | 3000 | 81.4
P9774CHT | James Trading Company Limited | JAMES | ZY-T8-12W1200 BONX (CLEAR LENS)(3500K) ONE DRIVER FOR ONE TUBES | Linear Replacement Lamp | Four-Foot | 2-lamp External Driver Lamp-Style Retrofit Kits (UL Type C) | Standard | TRUE | 1824 | 141.95 | 12.85 | 13.89 | 0.9391 | 3425 | 83.5 | 5 | 50000 | 42446 |  |  | No | Lastx represents either s for single-end power input or T for double-end inputs; model number changed from 13W to 12W on 8/30/16 | 3.1 | 1824 | 141.95 | 12.85 | 20 | 0.9 | 3500 | 83
PMVAJQNU | Shenzhen Top Technology Co.Ltd | TOOPER | TOP-T8-16W12 MCC(3000K) | Linear Replacement Lamp | Four-Foot | Replacement Lamps (plug and play) (UL Type A) | Standard | TRUE | 2212.59 | 133.58 | 16.56 | 16.82 | 0.928 | 2917 | 81.7 | 5 | 50000 | 42446 |  |  | No |  | 3.1 | 2212.159 | 133.58 | 16.56 | 17.09 | 0.9741 | 3000 | 81.7
PAK2J2B6 | Shenzhen Top Technology Co.Ltd | TOOPER | TOP-T8-11.5W12 TCC(3000K) | Linear Replacement Lamp | Four-Foot | Replacement Lamps (plug and play) (UL Type A) | Standard | TRUE | 1616.3 | 139.7 | 11.57 | 18.33 | 0.924 | 2912 | 81.6 | 5 | 50000 | 42446 |  |  | No |  | 3.1 | 1616.296 | 139.697 | 11.57 | 18.33 | 0.9726 | 3000 | 81.6
P3YT3V2E | NOVA/TCB USA Inc | GENONE::FOUR | GN14H20T8-30 | Linear Replacement Lamp | Four-Foot | Internal Driver Lamp-Style Retrofit Kits (UL Type B) | Standard | TRUE | 2334.5 | 115.11 | 20.28 | 17.8 | 0.92 | 3008 | 82.3 | 5 | 50000 | 42446 |  |  | NotYetVerified |  | 3 | 2334.5 | 115 | 20 |  |  | 3000 | 82.3
PFF1RBX4 | James Trading Company Limited | JAMES | ZY-T8-12W1200 BONX (CLEAR LENS)(3500K) ONE DRIVER FOR TWO TUBES | Linear Replacement Lamp | Four-Foot | 2-lamp External Driver Lamp-Style Retrofit Kits (UL Type C) | Standard | TRUE | 1852 | 143.34 | 12.92 | 13.78 | 0.9143 | 3426 | 83.4 | 5 | 50000 | 42446 |  |  | No | Lastx represents either s for single-end power input or T for double-end inputs; model number changed from 13W to 12W on 8/30/16 | 3.1 | 1852 | 143.34 | 12.92 | 20 | 0.9 | 3500 | 83
PQRGD1NC | Lumentek Global LLC | Lumentek Global | LG-T8-1200-20-30-BFDW | Linear Replacement Lamp | Four-Foot | Dual Mode Internal Driver (UL Type A and Type B) | Standard | TRUE | 2327 | 104.06 | 22.36 | 10.17 | 0.9129 | 2910 | 81.2 | 5 | 50000 | 42446 |  |  | NotYetVerified |  | 3 | 2327 | 116 | 20 | 20 | 0.9 | 3000 | 80
PKG57D64 | Lumentek Global LLC | Lumentek Global | LG-T8-1200-14-30-BF | Linear Replacement Lamp | Four-Foot | Replacement Lamps (plug and play) (UL Type A) | Standard | TRUE | 1949 | 121.58 | 16.03 | 9.2 | 0.9128 | 2931 | 82 | 5 | 50000 | 42446 |  |  | NotYetVerified | Nominal wattage 14W | 3 | 1949 | 121.58 | 16.03 | 20 | 0.9 | 3000 | 81.8
PHX3MSQQ | Shenzhen Top Technology Co.Ltd | TOOPER | TOP-T8-20W12 TCC(3000K) | Linear Replacement Lamp | Four-Foot | Replacement Lamps (plug and play) (UL Type A) | Standard | TRUE | 2812.22 | 135.62 | 20.735 | 18.13 | 0.911 | 2981 | 81.1 | 5 | 50000 | 42446 |  |  | No |  | 3.1 | 2812.22 | 135.63 | 20.735 | 18.13 | 0.953 | 3000 | 81.1
PB5G8691 | James Trading Company Limited | JAMES | ZY-T8-12W1200 BONX (FROSTED LENS)(3500K) ONE DRIVER FOR TWO TUBES | Linear Replacement Lamp | Four-Foot | 2-lamp External Driver Lamp-Style Retrofit Kits (UL Type C) | Standard | TRUE | 1723 | 131.03 | 13.15 | 13.73 | 0.9082 | 3427 | 83.6 | 5 | 50000 | 42446 |  |  | No | Lastx represents either s for single-end power input or T for double-end inputs; model number changed from 13W to 12W on 8/30/16 | 3.1 | 1723 | 131.03 | 13.15 | 20 | 0.9 | 3500 | 83
P4NB3NGN | Lumentek Global LLC | Lumentek Global | LG-T8-1200-16-30-BF | Linear Replacement Lamp | Four-Foot | Replacement Lamps (plug and play) (UL Type A) | Standard | TRUE | 2072 | 121.1 | 17.08 | 12.9 | 0.9081 | 2932 | 82.2 | 5 | 50000 | 42446 |  |  | NotYetVerified | Nominal wattage 16W | 3 | 2072 | 121.31 | 17.08 | 20 | 0.9 | 3000 | 81.8
PVGHPJK2 | Shenzhen Top Technology Co.Ltd | TOOPER | TOP-T8-25W12 TCC(3000K) | Linear Replacement Lamp | Four-Foot | Replacement Lamps (plug and play) (UL Type A) | Standard | TRUE | 3616.07 | 137.18 | 26.36 | 16.25 | 0.907 | 2919 | 80.7 | 5 | 50000 | 42446 |  |  | No |  | 3.1 | 3616.065 | 137.18 | 26.36 | 16.25 | 0.9522 | 3000 | 80.7
PTFHBW54 | James Trading Company Limited | JAMES | ZY-T8-12W1200 BONX (FROSTED LENS)(3500K) ONE DRIVER FOR ONE TUBES | Linear Replacement Lamp | Four-Foot | 2-lamp External Driver Lamp-Style Retrofit Kits (UL Type C) | Standard | TRUE | 1712 | 130.39 | 13.13 | 13.85 | 0.9058 | 3430 | 83.6 | 5 | 50000 | 42446 |  |  | No | Lastx represents either s for single-end power input or T for double-end inputs; model number changed from 13W to 12W on 8/30/16 | 3.1 | 1712 | 130.39 | 13.13 | 20 | 0.9 | 3500 | 83
PX3FG76Z | Lumentek Global LLC | Lumentek Global | LG-T8-1200-13-40-BFDW | Linear Replacement Lamp | Four-Foot | Dual Mode Internal Driver (UL Type A and Type B) | Standard | TRUE | 1930 | 135.06 | 14.3 | 14.92 | 0.9034 | 3996 | 82.7 | 5 | 50000 | 42446 |  |  | NotYetVerified | Nominal wattage 13w | 3 | 1930 | 135 | 14.3 | 20 | 0.9 | 4000 | 82.7
P4ZNVHBN | Shenzhen Top Technology Co.Ltd | TOOPER | TOP-T8-11.5W12 TCC(5000K) | Linear Replacement Lamp | Four-Foot | Replacement Lamps (plug and play) (UL Type A) | Standard | FALSE | [9 empty] | 42446 |  |  | No |  | 3.1 | 1773.059 | 155.87 | 11.375 | 18.01 | 0.9742 | 5000 | 81.7
PS29WQGN | Shenzhen Top Technology Co.Ltd | TOOPER | TOP-T8-14W12 TCC(5000K) | Linear Replacement Lamp | Four-Foot | Replacement Lamps (plug and play) (UL Type A) | Standard | FALSE | [9 empty] | 42446 |  |  | No |  | 3.1 | 2257.462 | 155.53 | 14.515 | 18.62 | 0.9742 | 5000 | 81.3
PZQ2AFAH | Shenzhen Top Technology Co.Ltd | TOOPER | TOP-T8-20W12 TCC(5000K) | Linear Replacement Lamp | Four-Foot | Replacement Lamps (plug and play) (UL Type A) | Standard | FALSE | [9 empty] | 42446 |  |  | No |  | 3.1 | 3117.434 | 148.56 | 20.985 | 17.63 | 0.9536 | 5000 | 81
PBQ71TXS | Shenzhen Top Technology Co.Ltd | TOOPER | TOP-T8-16W12 MCC(5000K) | Linear Replacement Lamp | Four-Foot | Replacement Lamps (plug and play) (UL Type A) | Standard | FALSE | [9 empty] | 42446 |  |  | No |  | 3.1 | 2456.891 | 145.94 | 16.835 | 16.54 | 0.9738 | 5000 | 80.9
PSSBAKU1 | Shenzhen Top Technology Co.Ltd | TOOPER | TOP-T8-25W12 TCC(5000K) | Linear Replacement Lamp | Four-Foot | Replacement Lamps (plug and play) (UL Type A) | Standard | FALSE | [9 empty] | 42446 |  |  | No |  | 3.1 | 3963.222 | 150.29 | 26.37 | 15.85 | 0.9519 | 5000 | 80.8
PGFW95NM | Shenzhen Top Technology Co.Ltd | TOOPER | TOP-T8-11.5W12 TCC(4500K) | Linear Replacement Lamp | Four-Foot | Replacement Lamps (plug and play) (UL Type A) | Standard | FALSE | [9 empty] | 42446 |  |  | No |  | 3.1 | 1671.929 | 146.02 | 11.45 | 18.16 | 0.9739 | 4500 | 82.6
PUVWC8T2 | Shenzhen Top Technology Co.Ltd | TOOPER | TOP-T8-14W12 TCC(4500K) | Linear Replacement Lamp | Four-Foot | Replacement Lamps (plug and play) (UL Type A) | Standard | FALSE | [9 empty] | 42446 |  |  | No |  | 3.1 | 2136.116 | 146.51 | 14.58 | 18.86 | 0.9744 | 4500 | 82.4
PZQGHQUG | Shenzhen Top Technology Co.Ltd | TOOPER | TOP-T8-16W12 MCC(4500K) | Linear Replacement Lamp | Four-Foot | Replacement Lamps (plug and play) (UL Type A) | Standard | FALSE | [9 empty] | 42446 |  |  | No |  | 3.1 | 2377.151 | 142.17 | 16.72 | 16.82 | 0.9738 | 4500 | 82.2
PA7NEH95 | Shenzhen Top Technology Co.Ltd | TOOPER | TOP-T8-20W12 TCC(4500K) | Linear Replacement Lamp | Four-Foot | Replacement Lamps (plug and play) (UL Type A) | Standard | FALSE | [9 empty] | 42446 |  |  | No |  | 3.1 | 3029.103 | 143.22 | 21.15 | 17.86 | 0.9539 | 4500 | 82.1
PRFKAEB2 | Shenzhen Top Technology Co.Ltd | TOOPER | TOP-T8-25W12 TCC(4500K) | Linear Replacement Lamp | Four-Foot | Replacement Lamps (plug and play) (UL Type A) | Standard | FALSE | [9 empty] | 42446 |  |  | No |  | 3.1 | 3796.584 | 143.86 | 26.39 | 16.04 | 0.9524 | 4500 | 81.9
PZQWBB3E | Shenzhen Top Technology Co.Ltd | TOOPER | TOP-T8-11.5W12 TCC(4000K) | Linear Replacement Lamp | Four-Foot | Replacement Lamps (plug and play) (UL Type A) | Standard | FALSE | [9 empty] | 42446 |  |  | No |  | 3.1 | 1671.929 | 146.02 | 11.45 | 18.16 | 0.9739 | 4000 | 82.6
P2EUYRAW | Shenzhen Top Technology Co.Ltd | TOOPER | TOP-T8-14W12 TCC(4000K) | Linear Replacement Lamp | Four-Foot | Replacement Lamps (plug and play) (UL Type A) | Standard | FALSE | [9 empty] | 42446 |  |  | No |  | 3.1 | 2136.116 | 146.51 | 14.58 | 18.86 | 0.9744 | 4000 | 82.4
PURPQNWG | Shenzhen Top Technology Co.Ltd | TOOPER | TOP-T8-16W12 MCC(4000K) | Linear Replacement Lamp | Four-Foot | Replacement Lamps (plug and play) (UL Type A) | Standard | FALSE | [9 empty] | 42446 |  |  | No |  | 3.1 | 2377.151 | 142.17 | 16.72 | 16.82 | 0.9738 | 4000 | 82.2
P38VX5GE | Shenzhen Top Technology Co.Ltd | TOOPER | TOP-T8-20W12 TCC(4000K) | Linear Replacement Lamp | Four-Foot | Replacement Lamps (plug and play) (UL Type A) | Standard | FALSE | [9 empty] | 42446 |  |  | No |  | 3.1 | 3029.103 | 143.22 | 21.15 | 17.86 | 0.9539 | 4000 | 82.1
PS8NN242 | Shenzhen Top Technology Co.Ltd | TOOPER | TOP-T8-25W12 TCC(4000K) | Linear Replacement Lamp | Four-Foot | Replacement Lamps (plug and play) (UL Type A) | Standard | FALSE | [9 empty] | 42446 |  |  | No |  | 3.1 | 3796.584 | 143.86 | 26.39 | 16.04 | 0.9524 | 4000 | 81.9
PZDDHU6Y | Shenzhen Top Technology Co.Ltd | TOOPER | TOP-T8-16W12 MCC(3500K) | Linear Replacement Lamp | Four-Foot | Replacement Lamps (plug and play) (UL Type A) | Standard | FALSE | [9 empty] | 42446 |  |  | No |  | 3.1 | 2212.159 | 133.58 | 16.56 | 17.09 | 0.9741 | 3500 | 81.7
P8RR5H7K | Shenzhen Top Technology Co.Ltd | TOOPER | TOP-T8-11.5W12 TCC(3500K) | Linear Replacement Lamp | Four-Foot | Replacement Lamps (plug and play) (UL Type A) | Standard | FALSE | [9 empty] | 42446 |  |  | No |  | 3.1 | 1616.296 | 139.697 | 11.57 | 18.33 | 0.9726 | 3500 | 81.6
PK4MGX8T | Shenzhen Top Technology Co.Ltd | TOOPER | TOP-T8-14W12 TCC(3500K) | Linear Replacement Lamp | Four-Foot | Replacement Lamps (plug and play) (UL Type A) | Standard | FALSE | [9 empty] | 42446 |  |  | No |  | 3.1 | 2002.401 | 139.1 | 14.395 | 19.15 | 0.9749 | 3500 | 81.4
P7SG76T5 | Shenzhen Top Technology Co.Ltd | TOOPER | TOP-T8-20W12 TCC(3500K) | Linear Replacement Lamp | Four-Foot | Replacement Lamps (plug and play) (UL Type A) | Standard | FALSE | [9 empty] | 42446 |  |  | No |  | 3.1 | 2812.22 | 135.63 | 20.735 | 18.13 | 0.953 | 3500 | 81.1
PMGS3KZ2 | Shenzhen Top Technology Co.Ltd | TOOPER | TOP-T8-25W12 TCC(3500K) | Linear Replacement Lamp | Four-Foot | Replacement Lamps (plug and play) (UL Type A) | Standard | FALSE | [9 empty] | 42446 |  |  | No |  | 3.1 | 3616.065 | 137.18 | 26.36 | 16.25 | 0.9522 | 3500 | 80.7
PSBG7DYG | NOVA/TCB USA Inc | GENONE::FOUR | GN14H20T8-50 | Linear Replacement Lamp | Four-Foot | Internal Driver Lamp-Style Retrofit Kits (UL Type B) | Standard | FALSE | [9 empty] | 42446 |  |  | NotYetVerified |  | 3 | 2334.5 | 115 | 20 |  |  | 5000 | 82.3
PJXXJCFE | NOVA/TCB USA Inc | GENONE::FOUR | GN14H20T8-40 | Linear Replacement Lamp | Four-Foot | Internal Driver Lamp-Style Retrofit Kits (UL Type B) | Standard | FALSE | [9 empty] | 42446 |  |  | NotYetVerified |  | 3 | 2334.5 | 115.11 | 20 | 17.8 | 0.92 | 4000 | 82.3
PBRJ1ZGQ | Lumentek Global LLC | Lumentek Global | LG-T8-1200-18-50-BFDW | Linear Replacement Lamp | Four-Foot | Dual Mode Internal Driver (UL Type A and Type B) | Standard | FALSE | [9 empty] | 42446 |  |  | NotYetVerified | Internal driver; operates off existing fluorescent ballast | 3 | 2212 | 122.9 | 18 | 7.68 | 0.9928 | 5000 | 82.4
PSXC6BJG | Lumentek Global LLC | Lumentek Global | LG-T8-1200-15-50-BFDW | Linear Replacement Lamp | Four-Foot | Dual Mode Internal Driver (UL Type A and Type B) | Standard | FALSE | [9 empty] | 42446 |  |  | NotYetVerified | Internal driver; operates off existing fluorescent ballast | 3 | 2040 | 120 | 17.7 | 8.75 | 0.9936 | 5000 | 81.6
PVW9NASR | Lumentek Global LLC | Lumentek Global | LG-T8-1200-13-50-BFDW | Linear Replacement Lamp | Four-Foot | Dual Mode Internal Driver (UL Type A and Type B) | Standard | FALSE | [9 empty] | 42446 |  |  | NotYetVerified | Nominal wattage 13w | 3 | 1930 | 135 | 14.3 | 20 | 0.9 | 5000 | 82.7
PA6UBQF8 | Lumentek Global LLC | Lumentek Global | LG-T8-1200-16-50-BF | Linear Replacement Lamp | Four-Foot | Replacement Lamps (plug and play) (UL Type A) | Standard | FALSE | [9 empty] | 42446 |  |  | NotYetVerified | Nominal wattage 16W | 3 | 2250 | 131.43 | 17.12 | 20 | 0.9 | 5000 | 80.7
PNNGDKHG | Lumentek Global LLC | Lumentek Global | LG-T8-1200-14-50-BF | Linear Replacement Lamp | Four-Foot | Replacement Lamps (plug and play) (UL Type A) | Standard | FALSE | [9 empty] | 42446 |  |  | NotYetVerified | Nominal wattage 14W | 3 | 2103 | 130.46 | 16.12 | 20 | 0.9 | 5000 | 80.7
P8TMN4XT | Lumentek Global LLC | Lumentek Global | LG-T8-1200-20-50-BFDW | Linear Replacement Lamp | Four-Foot | Dual Mode Internal Driver (UL Type A and Type B) | Standard | FALSE | [9 empty] | 42446 |  |  | NotYetVerified | Internal Driver;Operating off exsiting ballast | 3 | 2327 | 116 | 22.5 | 20 | 0.9 | 5000 | 80
PGNZ93EM | Lumentek Global LLC | Lumentek Global | LG-T8-1200-15-40-BFDW | Linear Replacement Lamp | Four-Foot | Dual Mode Internal Driver (UL Type A and Type B) | Standard | FALSE | [9 empty] | 42446 |  |  | NotYetVerified | Internal driver; operates off existing fluorescent ballast | 3 | 2040 | 120 | 17.7 | 8.75 | 0.9936 | 4000 | 81.6
PYKUQVQS | Lumentek Global LLC | Lumentek Global | LG-T8-1200-16-40-BF | Linear Replacement Lamp | Four-Foot | Replacement Lamps (plug and play) (UL Type A) | Standard | FALSE | [9 empty] | 42446 |  |  | NotYetVerified | Nominal wattage 16W | 3 | 2072 | 121.31 | 17.08 | 20 | 0.9 | 4000 | 81.8
PQT7DVGX | Lumentek Global LLC | Lumentek Global | LG-T8-1200-14-40-BF | Linear Replacement Lamp | Four-Foot | Replacement Lamps (plug and play) (UL Type A) | Standard | FALSE | [9 empty] | 42446 |  |  | NotYetVerified | Nominal wattage 14W | 3 | 1949 | 121.58 | 16.03 | 20 | 0.9 | 4000 | 81.8
P97S9GJK | Lumentek Global LLC | Lumentek Global | LG-T8-1200-20-40-BFDW | Linear Replacement Lamp | Four-Foot | Dual Mode Internal Driver (UL Type A and Type B) | Standard | FALSE | [9 empty] | 42446 |  |  | NotYetVerified | Internal Driver;Operating off exsiting ballast | 3 | 2327 | 116 | 22.5 | 20 | 0.9 | 4000 | 80
PZVBU7AF | Lumentek Global LLC | Lumentek Global | LG-T8-1200-18-35-BFDW | Linear Replacement Lamp | Four-Foot | Dual Mode Internal Driver (UL Type A and Type B) | Standard | FALSE | [9 empty] | 42446 |  |  | NotYetVerified | Internal driver; operates off existing fluorescent ballast | 3 | 2212 | 122.9 | 18 | 7.68 | 0.9928 | 3500 | 82.4
P9YVHAA8 | James Trading Company Limited | JAMES | ZY-T8-12W1200 BONX (CLEAR LENS)(5000K) ONE DRIVER FOR TWO TUBES | Linear Replacement Lamp | Four-Foot | 2-lamp External Driver Lamp-Style Retrofit Kits (UL Type C) | Standard | FALSE | [9 empty] | 42446 |  |  | No | Lastx represents either s for single-end power input or T for double-end inputs; model number changed from 13W to 12W on 8/30/16 | 3.1 | 1852 | 143.34 | 12.92 | 20 | 0.9 | 5000 | 83
P8ZSV6ED | James Trading Company Limited | JAMES | ZY-T8-12W1200 BONX (CLEAR LENS)(5000K) ONE DRIVER FOR ONE TUBES | Linear Replacement Lamp | Four-Foot | 2-lamp External Driver Lamp-Style Retrofit Kits (UL Type C) | Standard | FALSE | [9 empty] | 42446 |  |  | No | Lastx represents either s for single-end power input or T for double-end inputs; model number changed from 13W to 12W on 8/30/16 | 3.1 | 1824 | 141.95 | 12.85 | 20 | 0.9 | 5000 | 83
PPYAGQ8D | James Trading Company Limited | JAMES | ZY-T8-12W1200 BONX (FROSTED LENS)(5000K) ONE DRIVER FOR TWO TUBES | Linear Replacement Lamp | Four-Foot | 2-lamp External Driver Lamp-Style Retrofit Kits (UL Type C) | Standard | FALSE | [9 empty] | 42446 |  |  | No | Lastx represents either s for single-end power input or T for double-end inputs; model number changed from 13W to 12W on 8/30/16 | 3.1 | 1723 | 131.03 | 13.15 | 20 | 0.9 | 5000 | 83
PMFKD32V | James Trading Company Limited | JAMES | ZY-T8-12W1200 BONX (FROSTED LENS)(5000K) ONE DRIVER FOR ONE TUBES | Linear Replacement Lamp | Four-Foot | 2-lamp External Driver Lamp-Style Retrofit Kits (UL Type C) | Standard | FALSE | [9 empty] | 42446 |  |  | No | Lastx represents either s for single-end power input or T for double-end inputs; model number changed from 13W to 12W on 8/30/16 | 3.1 | 1712 | 130.39 | 13.13 | 20 | 0.9 | 5000 | 83
PDA7PN1G | James Trading Company Limited | JAMES | ZY-T8-12W1200 BODX (CLEAR LENS)(5000K) ONE DRIVER FOR TWO TUBES | Linear Replacement Lamp | Four-Foot | 2-lamp External Driver Lamp-Style Retrofit Kits (UL Type C) | Standard | FALSE | [9 empty] | 42446 |  |  | No | Lastx represents either s for single-end power input or T for double-end inputs; model number changed from 13W to 12W on 8/30/16 | 3.1 | 1852 | 143.34 | 12.92 | 20 | 0.9 | 5000 | 83
PTCX8D2B | James Trading Company Limited | JAMES | ZY-T8-12W1200 BODX (CLEAR LENS)(5000K) ONE DRIVER FOR ONE TUBES | Linear Replacement Lamp | Four-Foot | 2-lamp External Driver Lamp-Style Retrofit Kits (UL Type C) | Standard | FALSE | [9 empty] | 42446 |  |  | No | Lastx represents either s for single-end power input or T for double-end inputs; model number changed from 13W to 12W on 8/30/16 | 3.1 | 1824 | 141.95 | 12.85 | 20 | 0.9 | 5000 | 83
PB3R8EGX | James Trading Company Limited | JAMES | ZY-T8-12W1200 BODX (FROSTED LENS)(5000K) ONE DRIVER FOR TWO TUBES | Linear Replacement Lamp | Four-Foot | 2-lamp External Driver Lamp-Style Retrofit Kits (UL Type C) | Standard | FALSE | [9 empty] | 42446 |  |  | No | Lastx represents either s for single-end power input or T for double-end inputs; model number changed from 13W to 12W on 8/30/16 | 3.1 | 1723 | 131.03 | 13.15 | 20 | 0.9 | 5000 | 83
P6DH32MF | James Trading Company Limited | JAMES | ZY-T8-12W1200 BODX (FROSTED LENS)(5000K) ONE DRIVER FOR ONE TUBES | Linear Replacement Lamp | Four-Foot | 2-lamp External Driver Lamp-Style Retrofit Kits (UL Type C) | Standard | FALSE | [9 empty] | 42446 |  |  | No | Lastx represents either s for single-end power input or T for double-end inputs; model number changed from 13W to 12W on 8/30/16 | 3.1 | 1712 | 130.39 | 13.13 | 20 | 0.9 | 5000 | 83
P5YRB257 | James Trading Company Limited | JAMES | ZY-T8-12W1200 BONX (CLEAR LENS)(4500K) ONE DRIVER FOR TWO TUBES | Linear Replacement Lamp | Four-Foot | 2-lamp External Driver Lamp-Style Retrofit Kits (UL Type C) | Standard | FALSE | [9 empty] | 42446 |  |  | No | Lastx represents either s for single-end power input or T for double-end inputs; model number changed from 13W to 12W on 8/30/16 | 3.1 | 1852 | 143.34 | 12.92 | 20 | 0.9 | 4500 | 83
PAWFE4HQ | James Trading Company Limited | JAMES | ZY-T8-12W1200 BONX (CLEAR LENS)(4500K) ONE DRIVER FOR ONE TUBES | Linear Replacement Lamp | Four-Foot | 2-lamp External Driver Lamp-Style Retrofit Kits (UL Type C) | Standard | FALSE | [9 empty] | 42446 |  |  | No | Lastx represents either s for single-end power input or T for double-end inputs; model number changed from 13W to 12W on 8/30/16 | 3.1 | 1824 | 141.95 | 12.85 | 20 | 0.9 | 4500 | 83
P5WRHK99 | James Trading Company Limited | JAMES | ZY-T8-12W1200 BONX (FROSTED LENS)(4500K) ONE DRIVER FOR TWO TUBES | Linear Replacement Lamp | Four-Foot | 2-lamp External Driver Lamp-Style Retrofit Kits (UL Type C) | Standard | FALSE | [9 empty] | 42446 |  |  | No | Lastx represents either s for single-end power input or T for double-end inputs; model number changed from 13W to 12W on 8/30/16 | 3.1 | 1723 | 131.03 | 13.15 | 20 | 0.9 | 4500 | 83
PXD3EV85 | James Trading Company Limited | JAMES | ZY-T8-12W1200 BONX (FROSTED LENS)(4500K) ONE DRIVER FOR ONE TUBES | Linear Replacement Lamp | Four-Foot | 2-lamp External Driver Lamp-Style Retrofit Kits (UL Type C) | Standard | FALSE | [9 empty] | 42446 |  |  | No | Lastx represents either s for single-end power input or T for double-end inputs; model number changed from 13W to 12W on 8/30/16 | 3.1 | 1712 | 130.39 | 13.13 | 20 | 0.9 | 4500 | 83
PEMQ77HF | James Trading Company Limited | JAMES | ZY-T8-12W1200 BODX (CLEAR LENS)(4500K) ONE DRIVER FOR TWO TUBES | Linear Replacement Lamp | Four-Foot | 2-lamp External Driver Lamp-Style Retrofit Kits (UL Type C) | Standard | FALSE | [9 empty] | 42446 |  |  | No | Lastx represents either s for single-end power input or T for double-end inputs; model number changed from 13W to 12W on 8/30/16 | 3.1 | 1852 | 143.34 | 12.92 | 20 | 0.9 | 4500 | 83
PY8K4WY5 | James Trading Company Limited | JAMES | ZY-T8-12W1200 BODX (CLEAR LENS)(4500K) ONE DRIVER FOR ONE TUBES | Linear Replacement Lamp | Four-Foot | 2-lamp External Driver Lamp-Style Retrofit Kits (UL Type C) | Standard | FALSE | [9 empty] | 42446 |  |  | No | Lastx represents either s for single-end power input or T for double-end inputs; model number changed from 13W to 12W on 8/30/16 | 3.1 | 1824 | 141.95 | 12.85 | 20 | 0.9 | 4500 | 83
PRZMXG8C | James Trading Company Limited | JAMES | ZY-T8-12W1200 BODX (FROSTED LENS)(4500K) ONE DRIVER FOR TWO TUBES | Linear Replacement Lamp | Four-Foot | 2-lamp External Driver Lamp-Style Retrofit Kits (UL Type C) | Standard | FALSE | [9 empty] | 42446 |  |  | No | Lastx represents either s for single-end power input or T for double-end inputs; model number changed from 13W to 12W on 8/30/16 | 3.1 | 1723 | 131.03 | 13.15 | 20 | 0.9 | 4500 | 83
P7GWWG6R | James Trading Company Limited | JAMES | ZY-T8-12W1200 BODX (FROSTED LENS)(4500K) ONE DRIVER FOR ONE TUBES | Linear Replacement Lamp | Four-Foot | 2-lamp External Driver Lamp-Style Retrofit Kits (UL Type C) | Standard | FALSE | [9 empty] | 42446 |  |  | No | Lastx represents either s for single-end power input or T for double-end inputs; model number changed from 13W to 12W on 8/30/16 | 3.1 | 1712 | 130.39 | 13.13 | 20 | 0.9 | 4500 | 83
PSUAHKB5 | James Trading Company Limited | JAMES | ZY-T8-12W1200 BONX (CLEAR LENS)(4000K) ONE DRIVER FOR TWO TUBES | Linear Replacement Lamp | Four-Foot | 2-lamp External Driver Lamp-Style Retrofit Kits (UL Type C) | Standard | FALSE | [9 empty] | 42446 |  |  | No | Lastx represents either s for single-end power input or T for double-end inputs; model number changed from 13W to 12W on 8/30/16 | 3.1 | 1852 | 143.34 | 12.92 | 20 | 0.9 | 4000 | 83
P1UYKPJ3 | James Trading Company Limited | JAMES | ZY-T8-12W1200 BONX (CLEAR LENS)(4000K) ONE DRIVER FOR ONE TUBES | Linear Replacement Lamp | Four-Foot | 2-lamp External Driver Lamp-Style Retrofit Kits (UL Type C) | Standard | FALSE | [9 empty] | 42446 |  |  | No | Lastx represents either s for single-end power input or T for double-end inputs; model number changed from 13W to 12W on 8/30/16 | 3.1 | 1824 | 141.95 | 12.85 | 20 | 0.9 | 4000 | 83
P48BUQSQ | James Trading Company Limited | JAMES | ZY-T8-12W1200 BONX (FROSTED LENS)(4000K) ONE DRIVER FOR TWO TUBES | Linear Replacement Lamp | Four-Foot | 2-lamp External Driver Lamp-Style Retrofit Kits (UL Type C) | Standard | FALSE | [9 empty] | 42446 |  |  | No | Lastx represents either s for single-end power input or T for double-end inputs; model number changed from 13W to 12W on 8/30/16 | 3.1 | 1723 | 131.03 | 13.15 | 20 | 0.9 | 4000 | 83
PTQGKKAK | James Trading Company Limited | JAMES | ZY-T8-12W1200 BONX (FROSTED LENS)(4000K) ONE DRIVER FOR ONE TUBES | Linear Replacement Lamp | Four-Foot | 2-lamp External Driver Lamp-Style Retrofit Kits (UL Type C) | Standard | FALSE | [9 empty] | 42446 |  |  | No | Lastx represents either s for single-end power input or T for double-end inputs; model number changed from 13W to 12W on 8/30/16 | 3.1 | 1712 | 130.39 | 13.13 | 20 | 0.9 | 4000 | 83
PUBMHWK9 | James Trading Company Limited | JAMES | ZY-T8-12W1200 BODX (CLEAR LENS)(4000K) ONE DRIVER FOR TWO TUBES | Linear Replacement Lamp | Four-Foot | 2-lamp External Driver Lamp-Style Retrofit Kits (UL Type C) | Standard | FALSE | [9 empty] | 42446 |  |  | No | Lastx represents either s for single-end power input or T for double-end inputs; model number changed from 13W to 12W on 8/30/16 | 3.1 | 1852 | 143.34 | 12.92 | 20 | 0.9 | 4000 | 83
PFJFN6DG | James Trading Company Limited | JAMES | ZY-T8-12W1200 BODX (CLEAR LENS)(4000K) ONE DRIVER FOR ONE TUBES | Linear Replacement Lamp | Four-Foot | 2-lamp External Driver Lamp-Style Retrofit Kits (UL Type C) | Standard | FALSE | [9 empty] | 42446 |  |  | No | Lastx represents either s for single-end power input or T for double-end inputs; model number changed from 13W to 12W on 8/30/16 | 3.1 | 1824 | 141.95 | 12.85 | 20 | 0.9 | 4000 | 83
PA122JHD | James Trading Company Limited | JAMES | ZY-T8-12W1200 BODX (FROSTED LENS)(4000K) ONE DRIVER FOR TWO TUBES | Linear Replacement Lamp | Four-Foot | 2-lamp External Driver Lamp-Style Retrofit Kits (UL Type C) | Standard | FALSE | [9 empty] | 42446 |  |  | No | Lastx represents either s for single-end power input or T for double-end inputs; model number changed from 13W to 12W on 8/30/16 | 3.1 | 1723 | 131.03 | 13.15 | 20 | 0.9 | 4000 | 83
P5DG9QEW | James Trading Company Limited | JAMES | ZY-T8-12W1200 BODX (FROSTED LENS)(4000K) ONE DRIVER FOR ONE TUBES | Linear Replacement Lamp | Four-Foot | 2-lamp External Driver Lamp-Style Retrofit Kits (UL Type C) | Standard | FALSE | [9 empty] | 42446 |  |  | No | Lastx represents either s for single-end power input or T for double-end inputs; model number changed from 13W to 12W on 8/30/16 | 3.1 | 1712 | 130.39 | 13.13 | 20 | 0.9 | 4000 | 83
PYBWB914 | James Trading Company Limited | JAMES | ZY-T8-12W1200 BODX (CLEAR LENS)(3500K) ONE DRIVER FOR TWO TUBES | Linear Replacement Lamp | Four-Foot | 2-lamp External Driver Lamp-Style Retrofit Kits (UL Type C) | Standard | FALSE | [9 empty] | 42446 |  |  | No | Lastx represents either s for single-end power input or T for double-end inputs; model number changed from 13W to 12W on 8/30/16 | 3.1 | 1852 | 143.34 | 12.92 | 20 | 0.9 | 3500 | 83
PUQ4HK55 | James Trading Company Limited | JAMES | ZY-T8-12W1200 BODX (CLEAR LENS)(3500K) ONE DRIVER FOR ONE TUBES | Linear Replacement Lamp | Four-Foot | 2-lamp External Driver Lamp-Style Retrofit Kits (UL Type C) | Standard | FALSE | [9 empty] | 42446 |  |  | No | Lastx represents either s for single-end power input or T for double-end inputs; model number changed from 13W to 12W on 8/30/16 | 3.1 | 1824 | 141.95 | 12.85 | 20 | 0.9 | 3500 | 83
PARTUFGP | James Trading Company Limited | JAMES | ZY-T8-12W1200 BODX (FROSTED LENS)(3500K) ONE DRIVER FOR TWO TUBES | Linear Replacement Lamp | Four-Foot | 2-lamp External Driver Lamp-Style Retrofit Kits (UL Type C) | Standard | FALSE | [9 empty] | 42446 |  |  | No | Lastx represents either s for single-end power input or T for double-end inputs; model number changed from 13W to 12W on 8/30/16 | 3.1 | 1723 | 131.03 | 13.15 | 20 | 0.9 | 3500 | 83
PAYXXAXB | James Trading Company Limited | JAMES | ZY-T8-12W1200 BODX (FROSTED LENS)(3500K) ONE DRIVER FOR ONE TUBES | Linear Replacement Lamp | Four-Foot | 2-lamp External Driver Lamp-Style Retrofit Kits (UL Type C) | Standard | FALSE | [9 empty] | 42446 |  |  | No | Lastx represents either s for single-end power input or T for double-end inputs; model number changed from 13W to 12W on 8/30/16 | 3.1 | 1712 | 130.39 | 13.13 | 20 | 0.9 | 3500 | 83
PZCV8R2V | Espen Technology | Espen | L48T5/850/24G-EB | Linear Replacement Lamp | Four-Foot | Replacement Lamps (plug and play) (UL Type A) | Standard | FALSE | [9 empty] | 42446 |  |  | No |  | 3.1 | 3200 | 114 | 28 | 20 | 0.9 | 5000 | 82
PPDDQGX1 | Espen Technology | Espen | L48T5/845/24G-EB | Linear Replacement Lamp | Four-Foot | Replacement Lamps (plug and play) (UL Type A) | Standard | FALSE | [9 empty] | 42446 |  |  | No |  | 3.1 | 3200 | 114 | 28 | 20 | 0.9 | 4500 | 82
PBW3VU6P | Espen Technology | Espen | L48T5/840/24G-EB | Linear Replacement Lamp | Four-Foot | Replacement Lamps (plug and play) (UL Type A) | Standard | FALSE | [9 empty] | 42446 |  |  | No |  | 3.1 | 3200 | 114 | 28 | 20 | 0.9 | 4000 | 82
P14MCVYJ | Espen Technology | Espen | L48T5/835/24G-EB | Linear Replacement Lamp | Four-Foot | Replacement Lamps (plug and play) (UL Type A) | Standard | FALSE | [9 empty] | 42446 |  |  | No |  | 3.1 | 3000 | 107 | 28 | 20 | 0.9 | 3500 | 82
P8D5EHZ2 | Poly-Products Industries Co Ltd | ESKAA | L27T5ES5000-CG | Linear Replacement Lamp | Four-Foot | Replacement Lamps (plug and play) (UL Type A) | Standard | FALSE | [9 empty] | 42446 | Not Dimmable | Not Dimmable | No |  | 3 | 3400 | 113 | 30 | 20 | 0.9 | 5000 | 82
P6U7PHZS | Poly-Products Industries Co Ltd | ESKAA | L27T5ES4500-CG | Linear Replacement Lamp | Four-Foot | Replacement Lamps (plug and play) (UL Type A) | Standard | FALSE | [9 empty] | 42446 | Not Dimmable | Not Dimmable | No |  | 3 | 3300 | 110 | 30 | 20 | 0.9 | 4500 | 82
PE9AFSAB | Poly-Products Industries Co Ltd | ESKAA | L27T5ES4000-CG | Linear Replacement Lamp | Four-Foot | Replacement Lamps (plug and play) (UL Type A) | Standard | FALSE | [9 empty] | 42446 | Not Dimmable | Not Dimmable | No |  | 3 | 3250 | 108 | 30 | 20 | 0.9 | 4000 | 82
PBE389WK | Poly-Products Industries Co Ltd | ESKAA | L27T5ES3500-CG | Linear Replacement Lamp | Four-Foot | Replacement Lamps (plug and play) (UL Type A) | Standard | FALSE | [9 empty] | 42446 | Not Dimmable | Not Dimmable | No |  | 3 | 3150 | 105 | 30 | 20 | 0.9 | 3500 | 82
PYVAT7RP | Intelligent Energy Optimizers LLC | Intelligent Energy Optimizers LLC | OPTIEOLED20W(3000K) | Linear Replacement Lamp | Four-Foot | Internal Driver Lamp-Style Retrofit Kits (UL Type B) | Standard | TRUE | 2622 | 131.96 | 19.87 | 17.21 | 0.9092 | 2908 | 82.4 | 5 | 50000 | 42445 |  |  | No |  | 3.1 | 2611 | 132.07 | 19.77 | 17.21 | 0.9092 | 3000 | 82.4
PQC91Z9V | Intelligent Energy Optimizers LLC | Intelligent Energy Optimizers LLC | OPTIEOLED12W(3000K) | Linear Replacement Lamp | Four-Foot | Internal Driver Lamp-Style Retrofit Kits (UL Type B) | Standard | TRUE | 1741 | 136.44 | 12.76 | 19.26 | 0.9053 | 2925 | 82.4 | 5 | 50000 | 42445 |  |  | No |  | 3.1 | 1737 | 141.22 | 12.3 | 19.26 | 0.9053 | 3000 | 82.4
PDKKK8BV | Shenzhen Syhdee Co.Ltd. | SYHDEE | SYH-GL08-DC1212(3000K) | Linear Replacement Lamp | Four-Foot | Replacement Lamps (plug and play) (UL Type A) | Standard | TRUE | 1613 | 120.01 | 13.44 | 10.86 | 0.9046 | 3060 | 83.3 | 5 | 50000 | 42445 |  |  | No |  | 3.1 | 1613 | 120.01 | 13.44 | 10.86 | 0.9046 | 3000 | 83.3
PTRXE32G | Shenzhen Syhdee Co.Ltd. | SYHDEE | SYH-GL08-DC1212(5000K) | Linear Replacement Lamp | Four-Foot | Replacement Lamps (plug and play) (UL Type A) | Standard | FALSE | [9 empty] | 42445 |  |  | No |  | 3.1 | 1657 | 124.12 | 13.35 | 10.94 | 0.903 | 5000 | 84.2
P1K9F852 | Shenzhen Syhdee Co.Ltd. | SYHDEE | SYH-GL08-DC1212(4500K) | Linear Replacement Lamp | Four-Foot | Replacement Lamps (plug and play) (UL Type A) | Standard | FALSE | [9 empty] | 42445 |  |  | No |  | 3.1 | 1646 | 122.88 | 13.4 | 10.86 | 0.9046 | 4500 | 83.3
P9J14CE8 | Shenzhen Syhdee Co.Ltd. | SYHDEE | SYH-GL08-DC1212(4000K) | Linear Replacement Lamp | Four-Foot | Replacement Lamps (plug and play) (UL Type A) | Standard | FALSE | [9 empty] | 42445 |  |  | No |  | 3.1 | 1635 | 122.06 | 13.4 | 10.86 | 0.9046 | 4000 | 83.3
PKK8YDA1 | Shenzhen Syhdee Co.Ltd. | SYHDEE | SYH-GL08-DC1212(3500K) | Linear Replacement Lamp | Four-Foot | Replacement Lamps (plug and play) (UL Type A) | Standard | FALSE | [9 empty] | 42445 |  |  | No |  | 3.1 | 1624 | 121.24 | 13.4 | 10.86 | 0.9046 | 3500 | 83.3
PXJGH1FD | Intelligent Energy Optimizers LLC | Intelligent Energy Optimizers LLC | OPTIEOLED12W(5000K) | Linear Replacement Lamp | Four-Foot | Internal Driver Lamp-Style Retrofit Kits (UL Type B) | Standard | FALSE | [9 empty] | 42445 |  |  | No |  | 3.1 | 1811 | 146.17 | 12.39 | 19.21 | 0.9058 | 5000 | 85
PUCJB1B7 | Intelligent Energy Optimizers LLC | Intelligent Energy Optimizers LLC | OPTIEOLED20W(5000K) | Linear Replacement Lamp | Four-Foot | Internal Driver Lamp-Style Retrofit Kits (UL Type B) | Standard | FALSE | [9 empty] | 42445 |  |  | No |  | 3.1 | 2831 | 139.32 | 20.32 | 17.02 | 0.9088 | 5000 | 83.3
PQVPC4MZ | Intelligent Energy Optimizers LLC | Intelligent Energy Optimizers LLC | OPTIEOLED12W(4500K) | Linear Replacement Lamp | Four-Foot | Internal Driver Lamp-Style Retrofit Kits (UL Type B) | Standard | FALSE | [9 empty] | 42445 |  |  | No |  | 3.1 | 1793 | 145.2 | 12.35 | 19.26 | 0.9053 | 4500 | 82.4
PSWX5X6F | Intelligent Energy Optimizers LLC | Intelligent Energy Optimizers LLC | OPTIEOLED20W(4500K) | Linear Replacement Lamp | Four-Foot | Internal Driver Lamp-Style Retrofit Kits (UL Type B) | Standard | FALSE | [9 empty] | 42445 |  |  | No |  | 3.1 | 2776 | 138.49 | 20.05 | 17.21 | 0.9092 | 4500 | 82.4
PWTAUH8X | Intelligent Energy Optimizers LLC | Intelligent Energy Optimizers LLC | OPTIEOLED12W(4000K) | Linear Replacement Lamp | Four-Foot | Internal Driver Lamp-Style Retrofit Kits (UL Type B) | Standard | FALSE | [9 empty] | 42445 |  |  | No |  | 3.1 | 1774 | 143.7 | 12.35 | 19.26 | 0.9053 | 4000 | 82.4
PH2SQJ4A | Intelligent Energy Optimizers LLC | Intelligent Energy Optimizers LLC | OPTIEOLED20W(4000K) | Linear Replacement Lamp | Four-Foot | Internal Driver Lamp-Style Retrofit Kits (UL Type B) | Standard | FALSE | [9 empty] | 42445 |  |  | No |  | 3.1 | 2721 | 135.74 | 20.05 | 17.21 | 0.9092 | 4000 | 82.4
P34JS27E | Intelligent Energy Optimizers LLC | Intelligent Energy Optimizers LLC | OPTIEOLED12W(3500K) | Linear Replacement Lamp | Four-Foot | Internal Driver Lamp-Style Retrofit Kits (UL Type B) | Standard | FALSE | [9 empty] | 42445 |  |  | No |  | 3.1 | 1756 | 142.2 | 12.35 | 19.26 | 0.9053 | 3500 | 82.4
PF9MYGRX | Intelligent Energy Optimizers LLC | Intelligent Energy Optimizers LLC | OPTIEOLED20W(3500K) | Linear Replacement Lamp | Four-Foot | Internal Driver Lamp-Style Retrofit Kits (UL Type B) | Standard | FALSE | [9 empty] | 42445 |  |  | No |  | 3.1 | 2666 | 133 | 20.05 | 17.21 | 0.9092 | 3500 | 82.4
P45DB12K | Kobi Electric Inc. | KOBI ELECTRIC | T8-F4-1535-PP | Linear Replacement Lamp | Four-Foot | Replacement Lamps (plug and play) (UL Type A) | Standard | TRUE | 1903.1 | 120.26 | 15.85 | 6.68 | 0.979 | 3477 | 82.3 | 5 | 50000 | 42444 |  |  | No |  | 3.1 | 1900 | 120 | 15 | 10 | 0.95 | 3500 | 80
PK4XMYG4 | Cleanlife Energy LLC | Cleanlife Energy | CL-T8F16W430 | Linear Replacement Lamp | Four-Foot | Internal Driver Lamp-Style Retrofit Kits (UL Type B) | Standard | TRUE | 1909.8 | 113.9 | 16.76 | 17.27 | 0.9255 | 2914 | 81 | 5 | 50000 | 42444 |  |  | NotYetVerified |  | 3 | 1909.8 | 113.9 | 16.76 | 7.19 | 0.9946 | 2914 | 81
PSA165AW | Kobi Electric Inc. | KOBI ELECTRIC | T8-F4-1535-RMV | Linear Replacement Lamp | Four-Foot | Internal Driver Lamp-Style Retrofit Kits (UL Type B) | Standard | TRUE | 2072.59 | 136.62 | 15.17 | 10.24 | 0.927 | 3458 | 82.6 | 5 | 50000 | 42444 |  |  | No | Updated 3/6/17 | 4.1 | 1900 | 126.67 | 15 | 15 | 0.9 | 3500 | 80
PFNTAXC5 | Cleanlife Energy LLC | Cleanlife Energy | CL-T8F22W430 | Linear Replacement Lamp | Four-Foot | Internal Driver Lamp-Style Retrofit Kits (UL Type B) | Standard | TRUE | 2246 | 100.7 | 22.3 | 21 | 0.92 | 2937 | 82.1 | 5 | 50000 | 42444 |  |  | NotYetVerified |  | 3 | 2200 | 100 | 22 | 10 | 0.9 | 3000 | 80
PFR52FCB | Kobi Electric Inc. | KOBI ELECTRIC | T8-S4-1535-RMV | Linear Replacement Lamp | Four-Foot | Internal Driver Lamp-Style Retrofit Kits (UL Type B) | Standard | TRUE | 1992.55 | 135.36 | 14.63 | 9.23 | 0.918 | 3487 | 82.5 | 5 | 50000 | 42444 |  |  | No |  | 3.1 | 1950 | 120 | 15 | 10 | 0.95 | 3500 | 80
PRR5YH3Z | CH Lighting Co.Ltd. | CH | CH1152-48-22W 830-0 | Linear Replacement Lamp | Four-Foot | Internal Driver Lamp-Style Retrofit Kits (UL Type B) | Standard | TRUE | 2481 | 113.4 | 21.88 | 9.58 | 0.9139 | 3062 | 82 | 5 | 50000 | 42444 |  |  | No |  | 3.1 | 2400 | 109 | 22 | 20 | 0.9 | 3000 | 83
P9T3TUGF | SHENZHEN ZENITH TECHNOLOGY CO.LTD | Zenith | ZS-T8J1218R02(3000K) | Linear Replacement Lamp | Four-Foot | Replacement Lamps (plug and play) (UL Type A) | Standard | TRUE | 2098 | 114.33 | 18.35 | 13.23 | 0.9103 | 2958 | 81.7 | 5 | 50000 | 42444 |  |  | No |  | 3.1 | 2098 | 114.33 | 18.35 | 13.23 | 0.9103 | 3000 | 81.7
P5ZFUAPM | Cleanlife Energy LLC | Cleanlife Energy | CL-T8F18W430 | Linear Replacement Lamp | Four-Foot | Internal Driver Lamp-Style Retrofit Kits (UL Type B) | Standard | TRUE | 1836 | 103.1 | 17.8 | 20.21 | 0.91 | 2938 | 82.1 | 5 | 50000 | 42444 |  |  | NotYetVerified |  | 3 | 1900 | 105 | 18 | 8 | 0.9 | 3000 | 80
PSFD7T75 | SHENZHEN ZENITH TECHNOLOGY CO.LTD | Zenith | ZS-T8J1218T02(3000K) | Linear Replacement Lamp | Four-Foot | Replacement Lamps (plug and play) (UL Type A) | Standard | TRUE | 2465 | 131.53 | 18.74 | 13.64 | 0.9058 | 2960 | 81.5 | 5 | 50000 | 42444 |  |  | No |  | 3.1 | 2465 | 131.53 | 18.74 | 13.64 | 0.9058 | 3000 | 81.5
PV67T3FR | CH Lighting Co.Ltd. | CH | CH1152-48-15W 830-0 | Linear Replacement Lamp | Four-Foot | Internal Driver Lamp-Style Retrofit Kits (UL Type B) | Standard | TRUE | 1840 | 117.3 | 15.68 | 21.24 | 0.8977 | 3002 | 80.3 | 5 | 50000 | 42444 |  |  | No |  | 3.1 | 1680 | 112 | 15 | 20 | 0.9 | 3000 | 83
P22WAMVT | CH Lighting Co.Ltd. | CH | CH1152-48-18W 830-0 | Linear Replacement Lamp | Four-Foot | Internal Driver Lamp-Style Retrofit Kits (UL Type B) | Standard | TRUE | 1978 | 113.7 | 17.39 | 21.08 | 0.8961 | 3016 | 80.2 | 5 | 50000 | 42444 |  |  | No |  | 3.1 | 2000 | 112 | 18 | 20 | 0.9 | 3000 | 83
PABXB1S3 | Kobi Electric Inc. | KOBI ELECTRIC | T8-F4-2235-RMV | Linear Replacement Lamp | Four-Foot | Internal Driver Lamp-Style Retrofit Kits (UL Type B) | Standard | TRUE | 2681.1 | 122.71 | 21.87 | 7.92 | 0.896 | 3500 | 82.1 | 5 | 50000 | 42444 |  |  | No |  | 3.1 | 2650 | 120 | 22 | 10 | 0.95 | 3500 | 80
P54EWBWK | Cleanlife Energy LLC | Cleanlife Energy | CL-T8F16W450 | Linear Replacement Lamp | Four-Foot | Internal Driver Lamp-Style Retrofit Kits (UL Type B) | Standard | FALSE | [9 empty] | 42444 |  |  | NotYetVerified |  | 3 | 1921 | 115.7 | 16.61 | 7.05 | 0.9949 | 5016 | 82.1
P55H1X74 | Cleanlife Energy LLC | Cleanlife Energy | CL-T8F22W450 | Linear Replacement Lamp | Four-Foot | Internal Driver Lamp-Style Retrofit Kits (UL Type B) | Standard | FALSE | [9 empty] | 42444 |  |  | NotYetVerified |  | 3 | 2500 | 113 | 22 | 10 | 0.9 | 5000 | 82
PAQM7Y1D | Cleanlife Energy LLC | Cleanlife Energy | CL-T8F18W450 | Linear Replacement Lamp | Four-Foot | Internal Driver Lamp-Style Retrofit Kits (UL Type B) | Standard | FALSE | [9 empty] | 42444 |  |  | NotYetVerified |  | 3 | 2100 | 115 | 18 | 8 | 0.9 | 5000 | 82
P3XPQ2ZQ | Cleanlife Energy LLC | Cleanlife Energy | CL-T8F16W440 | Linear Replacement Lamp | Four-Foot | Internal Driver Lamp-Style Retrofit Kits (UL Type B) | Standard | FALSE | [9 empty] | 42444 |  |  | NotYetVerified |  | 3 | 1887 | 112.8 | 16.73 | 7.38 | 0.9947 | 4068 | 81.9
PVUT2CYT | Cleanlife Energy LLC | Cleanlife Energy | CL-T8F22W440 | Linear Replacement Lamp | Four-Foot | Internal Driver Lamp-Style Retrofit Kits (UL Type B) | Standard | FALSE | [9 empty] | 42444 |  |  | NotYetVerified |  | 3 | 2400 | 110 | 22 | 10 | 0.9 | 4000 | 82
PH7H8B2H | Cleanlife Energy LLC | Cleanlife Energy | CL-T8F18W440 | Linear Replacement Lamp | Four-Foot | Internal Driver Lamp-Style Retrofit Kits (UL Type B) | Standard | FALSE | [9 empty] | 42444 |  |  | NotYetVerified |  | 3 | 2050 | 113 | 18 | 8 | 0.9 | 4000 | 82
P7JB7QUU | Cleanlife Energy LLC | Cleanlife Energy | CL-T8F16W435 | Linear Replacement Lamp | Four-Foot | Internal Driver Lamp-Style Retrofit Kits (UL Type B) | Standard | FALSE | [9 empty] | 42444 |  |  | NotYetVerified |  | 3 | 1800 | 112 | 16 | 20 | 0.9 | 3500 | 80
PZDVUWAT | Cleanlife Energy LLC | Cleanlife Energy | CL-T8F22W435 | Linear Replacement Lamp | Four-Foot | Internal Driver Lamp-Style Retrofit Kits (UL Type B) | Standard | FALSE | [9 empty] | 42444 |  |  | NotYetVerified |  | 3 | 2200 | 100 | 22 | 10 | 0.9 | 3500 | 80
P9K2BUTP | Cleanlife Energy LLC | Cleanlife Energy | CL-T8F18W435 | Linear Replacement Lamp | Four-Foot | Internal Driver Lamp-Style Retrofit Kits (UL Type B) | Standard | FALSE | [9 empty] | 42444 |  |  | NotYetVerified |  | 3 | 1900 | 105 | 18 | 8 | 0.9 | 3500 | 80
PZ5XG31Z | CH Lighting Co.Ltd. | CH | CH1152-48-22W 850-0 | Linear Replacement Lamp | Four-Foot | Internal Driver Lamp-Style Retrofit Kits (UL Type B) | Standard | FALSE | [9 empty] | 42444 |  |  | No |  | 3.1 | 2600 | 118 | 22 | 20 | 0.9 | 5000 | 83
P9XHWJQN | CH Lighting Co.Ltd. | CH | CH1152-48-18W 850-0 | Linear Replacement Lamp | Four-Foot | Internal Driver Lamp-Style Retrofit Kits (UL Type B) | Standard | FALSE | [9 empty] | 42444 |  |  | No |  | 3.1 | 2160 | 120 | 18 | 20 | 0.9 | 5000 | 83
PDKMCKBK | CH Lighting Co.Ltd. | CH | CH1152-48-15W 850-0 | Linear Replacement Lamp | Four-Foot | Internal Driver Lamp-Style Retrofit Kits (UL Type B) | Standard | FALSE | [9 empty] | 42444 |  |  | No |  | 3.1 | 1800 | 120 | 15 | 20 | 0.9 | 5000 | 83
PDP76SXH | CH Lighting Co.Ltd. | CH | CH1152-48-22W 845-0 | Linear Replacement Lamp | Four-Foot | Internal Driver Lamp-Style Retrofit Kits (UL Type B) | Standard | FALSE | [9 empty] | 42444 |  |  | No |  | 3.1 | 2550 | 116 | 22 | 20 | 0.9 | 4500 | 83
PCV4S2Y4 | CH Lighting Co.Ltd. | CH | CH1152-48-18W 845-0 | Linear Replacement Lamp | Four-Foot | Internal Driver Lamp-Style Retrofit Kits (UL Type B) | Standard | FALSE | [9 empty] | 42444 |  |  | No |  | 3.1 | 2100 | 117 | 18 | 20 | 0.9 | 4500 | 83
PF3UV6Z3 | CH Lighting Co.Ltd. | CH | CH1152-48-15W 845-0 | Linear Replacement Lamp | Four-Foot | Internal Driver Lamp-Style Retrofit Kits (UL Type B) | Standard | FALSE | [9 empty] | 42444 |  |  | No |  | 3.1 | 1755 | 117 | 15 | 20 | 0.9 | 4500 | 83
PZNFE2XP | CH Lighting Co.Ltd. | CH | CH1152-48-22W 840-0 | Linear Replacement Lamp | Four-Foot | Internal Driver Lamp-Style Retrofit Kits (UL Type B) | Standard | FALSE | [9 empty] | 42444 |  |  | No |  | 3.1 | 2500 | 114 | 22 | 20 | 0.9 | 4000 | 83
P6MPNSQH | CH Lighting Co.Ltd. | CH | CH1152-48-18W 840-0 | Linear Replacement Lamp | Four-Foot | Internal Driver Lamp-Style Retrofit Kits (UL Type B) | Standard | FALSE | [9 empty] | 42444 |  |  | No |  | 3.1 | 2070 | 115 | 18 | 20 | 0.9 | 4000 | 83
PE75QEYZ | CH Lighting Co.Ltd. | CH | CH1152-48-15W 840-0 | Linear Replacement Lamp | Four-Foot | Internal Driver Lamp-Style Retrofit Kits (UL Type B) | Standard | FALSE | [9 empty] | 42444 |  |  | No |  | 3.1 | 1725 | 115 | 15 | 20 | 0.9 | 4000 | 83
PVW3J534 | CH Lighting Co.Ltd. | CH | CH1152-48-22W 835-0 | Linear Replacement Lamp | Four-Foot | Internal Driver Lamp-Style Retrofit Kits (UL Type B) | Standard | FALSE | [9 empty] | 42444 |  |  | No |  | 3.1 | 2450 | 111 | 22 | 20 | 0.9 | 3500 | 83
P32T7MZP | CH Lighting Co.Ltd. | CH | CH1152-48-18W 835-0 | Linear Replacement Lamp | Four-Foot | Internal Driver Lamp-Style Retrofit Kits (UL Type B) | Standard | FALSE | [9 empty] | 42444 |  |  | No |  | 3.1 | 2050 | 114 | 18 | 20 | 0.9 | 3500 | 83
PNAGZS4B | CH Lighting Co.Ltd. | CH | CH1152-48-15W 835-0 | Linear Replacement Lamp | Four-Foot | Internal Driver Lamp-Style Retrofit Kits (UL Type B) | Standard | FALSE | [9 empty] | 42444 |  |  | No |  | 3.1 | 1710 | 114 | 15 | 20 | 0.9 | 3500 | 83
PSG5MG5D | SHENZHEN ZENITH TECHNOLOGY CO.LTD | Zenith | ZS-T8J1218R02(5000K) | Linear Replacement Lamp | Four-Foot | Replacement Lamps (plug and play) (UL Type A) | Standard | FALSE | [9 empty] | 42444 |  |  | No |  | 3.1 | 2181 | 118.47 | 18.41 | 13.67 | 0.913 | 5000 | 83.3
P7SKH7U6 | SHENZHEN ZENITH TECHNOLOGY CO.LTD | Zenith | ZS-T8J1218T02(5000K) | Linear Replacement Lamp | Four-Foot | Replacement Lamps (plug and play) (UL Type A) | Standard | FALSE | [9 empty] | 42444 |  |  | No |  | 3.1 | 2505 | 134.22 | 18.66 | 13.64 | 0.9112 | 5000 | 82.8
PJJZ9QFA | SHENZHEN ZENITH TECHNOLOGY CO.LTD | Zenith | ZS-T8J1218R02(4500K) | Linear Replacement Lamp | Four-Foot | Replacement Lamps (plug and play) (UL Type A) | Standard | FALSE | [9 empty] | 42444 |  |  | No |  | 3.1 | 2161 | 117.57 | 18.38 | 13.23 | 0.9103 | 4500 | 81.7
PHDTDAFG | SHENZHEN ZENITH TECHNOLOGY CO.LTD | Zenith | ZS-T8J1218T02(4500K) | Linear Replacement Lamp | Four-Foot | Replacement Lamps (plug and play) (UL Type A) | Standard | FALSE | [9 empty] | 42444 |  |  | No |  | 3.1 | 2495 | 133.42 | 18.7 | 13.64 | 0.9058 | 4500 | 81.5
PN85UUJR | SHENZHEN ZENITH TECHNOLOGY CO.LTD | Zenith | ZS-T8J1218R02(4000K) | Linear Replacement Lamp | Four-Foot | Replacement Lamps (plug and play) (UL Type A) | Standard | FALSE | [9 empty] | 42444 |  |  | No |  | 3.1 | 2140 | 116.43 | 18.38 | 13.23 | 0.9103 | 4000 | 81.7
PDMT84NZ | SHENZHEN ZENITH TECHNOLOGY CO.LTD | Zenith | ZS-T8J1218T02(4000K) | Linear Replacement Lamp | Four-Foot | Replacement Lamps (plug and play) (UL Type A) | Standard | FALSE | [9 empty] | 42444 |  |  | No |  | 3.1 | 2485 | 132.88 | 18.7 | 13.64 | 0.9058 | 4000 | 81.5
PZDMXQ2Y | SHENZHEN ZENITH TECHNOLOGY CO.LTD | Zenith | ZS-T8J1218R02(3500K) | Linear Replacement Lamp | Four-Foot | Replacement Lamps (plug and play) (UL Type A) | Standard | FALSE | [9 empty] | 42444 |  |  | No |  | 3.1 | 2119 | 115.29 | 18.38 | 13.23 | 0.9103 | 3500 | 81.7
P1S8RT4K | SHENZHEN ZENITH TECHNOLOGY CO.LTD | Zenith | ZS-T8J1218T02(3500K) | Linear Replacement Lamp | Four-Foot | Replacement Lamps (plug and play) (UL Type A) | Standard | FALSE | [9 empty] | 42444 |  |  | No |  | 3.1 | 2475 | 132.35 | 18.7 | 13.64 | 0.9058 | 3500 | 81.5
PKTHR1Q3 | Kobi Electric Inc. | KOBI ELECTRIC | T8-F4-2250-RMV | Linear Replacement Lamp | Four-Foot | Internal Driver Lamp-Style Retrofit Kits (UL Type B) | Standard | FALSE | [9 empty] | 42444 |  |  | No | Updated on 3/7/17 | 4.1 | 2800 | 127.27 | 22 | 15 | 0.9 | 5000 | 80
PW27XW5W | Kobi Electric Inc. | KOBI ELECTRIC | T8-S4-1550-RMV | Linear Replacement Lamp | Four-Foot | Internal Driver Lamp-Style Retrofit Kits (UL Type B) | Standard | FALSE | [9 empty] | 42444 |  |  | No |  | 3.1 | 2000 | 120 | 15 | 10 | 0.95 | 5000 | 80
P85GREVR | Kobi Electric Inc. | KOBI ELECTRIC | T8-F4-1550-PP | Linear Replacement Lamp | Four-Foot | Replacement Lamps (plug and play) (UL Type A) | Standard | FALSE | [9 empty] | 42444 |  |  | No |  | 3.1 | 1950 | 120 | 15 | 10 | 0.95 | 5000 | 80
P7F7UP6N | Kobi Electric Inc. | KOBI ELECTRIC | T8-F4-1550-RMV | Linear Replacement Lamp | Four-Foot | Internal Driver Lamp-Style Retrofit Kits (UL Type B) | Standard | FALSE | [9 empty] | 42444 |  |  | No |  | 3.1 | 1900 | 120 | 15 | 10 | 0.95 | 5000 | 80
PDWCPH65 | Kobi Electric Inc. | KOBI ELECTRIC | T8-F4-2240-RMV | Linear Replacement Lamp | Four-Foot | Internal Driver Lamp-Style Retrofit Kits (UL Type B) | Standard | TRUE | 3028.7 | 133.31 | 22.72 | 10.24 | 0.927 | 3923 | 82.3 | 5 | 50000 | 42444 |  |  | No | Updated on 3/7/17 | 4.1 | 2800 | 127.27 | 22 | 15 | 0.9 | 4000 | 80
PCDHNQH6 | Kobi Electric Inc. | KOBI ELECTRIC | T8-S4-1540-RMV | Linear Replacement Lamp | Four-Foot | Internal Driver Lamp-Style Retrofit Kits (UL Type B) | Standard | FALSE | [9 empty] | 42444 |  |  | No |  | 3.1 | 2000 | 120 | 15 | 10 | 0.95 | 4000 | 80
PK8YEPCV | Kobi Electric Inc. | KOBI ELECTRIC | T8-F4-1540-PP | Linear Replacement Lamp | Four-Foot | Replacement Lamps (plug and play) (UL Type A) | Standard | FALSE | [9 empty] | 42444 |  |  | No |  | 3.1 | 1900 | 120 | 15 | 10 | 0.95 | 4000 | 80
PF1KB69Q | Kobi Electric Inc. | KOBI ELECTRIC | T8-F4-1540-RMV | Linear Replacement Lamp | Four-Foot | Internal Driver Lamp-Style Retrofit Kits (UL Type B) | Standard | FALSE | [9 empty] | 42444 |  |  | No |  | 3.1 | 1900 | 120 | 15 | 10 | 0.95 | 4000 | 80
PZMMEEBH | Reno LED Lighting Inc. | RENO | WLL-LEDT8BC18/830 | Linear Replacement Lamp | Four-Foot | Replacement Lamps (plug and play) (UL Type A) | Standard | TRUE | 2330 | 106.3 | 21.92 | 10.89 | 0.9768 | 2970 | 83.5 | 5 | 50000 | 42443 |  |  | No |  | 3 | 2200 | 100 | 22 | 20 | 0.9 | 3000 | 82
P77PXB5T | Axis Energy Partners LLC | Axis LED Lighting | AEP-T8-15W-1800lm-3000K-PNP | Linear Replacement Lamp | Four-Foot | Replacement Lamps (plug and play) (UL Type A) | Standard | TRUE | 1799 | 111.6 | 16.12 | 11.2 | 0.901 | 2965 | 84 | 5 | 50000 | 42443 |  |  | No |  | 3 | 1800 | 112 | 16 | 11.2 | 0.983 | 3000 | 84
PBSG22ZT | Reno LED Lighting Inc. | RENO | WLL-LEDT8BC18/850 | Linear Replacement Lamp | Four-Foot | Replacement Lamps (plug and play) (UL Type A) | Standard | FALSE | [9 empty] | 42443 |  |  | No |  | 3 | 2400 | 109 | 22 | 20 | 0.9 | 5000 | 82
P816NBZ8 | Reno LED Lighting Inc. | RENO | WLL-LEDT8BC18/845 | Linear Replacement Lamp | Four-Foot | Replacement Lamps (plug and play) (UL Type A) | Standard | FALSE | [9 empty] | 42443 |  |  | No |  | 3 | 2350 | 107 | 22 | 20 | 0.9 | 4500 | 82
PEJ696XY | Reno LED Lighting Inc. | RENO | WLL-LEDT8BC18/840 | Linear Replacement Lamp | Four-Foot | Replacement Lamps (plug and play) (UL Type A) | Standard | FALSE | [9 empty] | 42443 |  |  | No |  | 3 | 2300 | 105 | 22 | 20 | 0.9 | 4000 | 82
PC5WQWCA | Reno LED Lighting Inc. | RENO | WLL-LEDT8BC18/835 | Linear Replacement Lamp | Four-Foot | Replacement Lamps (plug and play) (UL Type A) | Standard | FALSE | [9 empty] | 42443 |  |  | No |  | 3 | 2250 | 102 | 22 | 20 | 0.9 | 3500 | 82
PMP57M72 | Axis Energy Partners LLC | Axis LED Lighting | AEP-T8-15W-1800lm-5000K-PNP | Linear Replacement Lamp | Four-Foot | Replacement Lamps (plug and play) (UL Type A) | Standard | FALSE | [9 empty] | 42443 |  |  | No |  | 3 | 1850 | 115 | 16 | 11.2 | 0.983 | 5000 | 84
PE77FD1U | Axis Energy Partners LLC | Axis LED Lighting | AEP-T8-15W-1800lm-4000K-PNP | Linear Replacement Lamp | Four-Foot | Replacement Lamps (plug and play) (UL Type A) | Standard | FALSE | [9 empty] | 42443 |  |  | No |  | 3 | 1850 | 115 | 16 | 11.2 | 0.983 | 4000 | 84
PC4B4481 | ENT Co.Ltd | ENT | EFU-BE20W | Linear Replacement Lamp | Four-Foot | Replacement Lamps (plug and play) (UL Type A) | Standard | TRUE | 1761 | 102 | 17.3 | 10 | 0.961 | 3035 | 83 | 5 | 50000 | 42440 |  |  | No |  | 3 | 1930 | 102 | 17 | 10 | 0.961 | 3000 | 83
PK2XKEGZ | Jasper EcoTech | Jasper EcoTech | T15-4-18-4000-F | Linear Replacement Lamp | Four-Foot | Internal Driver Lamp-Style Retrofit Kits (UL Type B) | Standard | TRUE | 2015.68 | 111.98 | 18 | 23.4 | 0.891 | 4047 | 85 | 5 | 50000 | 42440 |  |  | NotYetVerified |  | 3 | 2015.68 | 111.98 | 18 | 22.6 | 0.973 | 4047 | 85
PHSXWYMZ | ENT Co.Ltd | ENT | EFU-BE20C | Linear Replacement Lamp | Four-Foot | Replacement Lamps (plug and play) (UL Type A) | Standard | FALSE | [9 empty] | 42440 |  |  | No |  | 3 | 1930 | 102 | 17 | 10 | 0.961 | 5000 | 83
PEXWJGA4 | ENT Co.Ltd | ENT | EFU-BE20N | Linear Replacement Lamp | Four-Foot | Replacement Lamps (plug and play) (UL Type A) | Standard | FALSE | [9 empty] | 42440 |  |  | No |  | 3 | 1930 | 102 | 17 | 10 | 0.961 | 4000 | 83
PVGT4DPR | Jasper EcoTech | Jasper EcoTech | T15-4-18-5000-F | Linear Replacement Lamp | Four-Foot | Internal Driver Lamp-Style Retrofit Kits (UL Type B) | Standard | FALSE | [9 empty] | 42440 |  |  | NotYetVerified |  | 3 | 2100 | 116.67 | 18 | 22.6 | 0.973 | 5000 | 85
PH4BQPAE | Ohyama Lights LLC | Ohyama Lights | 5aP-LT2000SP-A1-03 | Linear Replacement Lamp | Four-Foot | Internal Driver Lamp-Style Retrofit Kits (UL Type B) | Standard | TRUE | 2050.7 | 106.05 | 19.34 | 23.2 | 0.939 | 3255 | 83.9 | 5 | 125000 | 42439 |  |  | NotYetVerified |  | 3 | 2000 | 100 | 20 | 20 | 0.9 | 3000 | 80
PVN9C48B | Ohyama Lights LLC | Ohyama Lights | LDFT8N20-2100-C-180 | Linear Replacement Lamp | Four-Foot | Internal Driver Lamp-Style Retrofit Kits (UL Type B) | Standard | FALSE | [9 empty] | 42439 |  |  | NotYetVerified |  | 3 | 2000 | 100 | 20 | 20 | 0.9 | 5000 | 80
PAWQ2GX5 | Ohyama Lights LLC | Ohyama Lights | LDFT8N20-2100-N-180 | Linear Replacement Lamp | Four-Foot | Internal Driver Lamp-Style Retrofit Kits (UL Type B) | Standard | FALSE | [9 empty] | 42439 |  |  | NotYetVerified |  | 3 | 2000 | 100 | 20 | 20 | 0.9 | 4000 | 80
PTCC4M9D | Zhejiang Starco Lighting Co.Ltd. | Starco Lighting | SLT828P430 | Linear Replacement Lamp | Four-Foot | Internal Driver Lamp-Style Retrofit Kits (UL Type B) | Standard | TRUE | 3017.431 | 106.774 | 28.26 | 13.48 | 0.9586 | 2874 | 81.3 | 8 | 50000 | 42438 |  |  | No |  | 3.1 | 2950 | 105 | 28 | 20 | 0.9 | 3000 | 82
P2B2VBCT | JayKal LED Solutions Inc. | Jaykal | JLS68101-G18IN-1204BC-3Y | Linear Replacement Lamp | Four-Foot | Dual Mode Internal Driver (UL Type A and Type B) | Standard | TRUE | 1923 | 110.96 | 17.33 | 19.65 | 0.953 | 3048 | 81.9 | 5 | 50000 | 42438 |  |  | NotYetVerified |  | 3 | 1923 | 110.96 | 17.33 |  |  | 3000
PTSM4W81 | Zhejiang Starco Lighting Co.Ltd. | Starco Lighting | SLT813P430-S | Linear Replacement Lamp | Four-Foot | Internal Driver Lamp-Style Retrofit Kits (UL Type B) | Standard | TRUE | 1715.157 | 132.752 | 12.92 | 19.65 | 0.9414 | 2878 | 82.1 | 8 | 50000 | 42438 |  |  | No |  | 3.1 | 1650 | 127 | 13 | 20 | 0.9 | 3000 | 82
P327GGZ6 | Zhejiang Starco Lighting Co.Ltd. | Starco Lighting | SLT818P430-S | Linear Replacement Lamp | Four-Foot | Internal Driver Lamp-Style Retrofit Kits (UL Type B) | Standard | TRUE | 1958.934 | 108.951 | 17.98 | 20.53 | 0.9285 | 2882 | 81.3 | 8 | 50000 | 42438 |  |  | No |  | 3.1 | 1950 | 108 | 18 | 20 | 0.9 | 3000 | 82
PG4EZKNQ | Zhejiang Starco Lighting Co.Ltd. | Starco Lighting | SLT822P430-S | Linear Replacement Lamp | Four-Foot | Internal Driver Lamp-Style Retrofit Kits (UL Type B) | Standard | TRUE | 2436.172 | 119.714 | 20.35 | 15.68 | 0.9238 | 2876 | 81.3 | 8 | 50000 | 42438 |  |  | No |  | 3.1 | 2300 | 104.5 | 22 | 20 | 0.9 | 3000 | 82
P3KSN1VR | Zhejiang Starco Lighting Co.Ltd. | Starco Lighting | SLT815P430-S | Linear Replacement Lamp | Four-Foot | Internal Driver Lamp-Style Retrofit Kits (UL Type B) | Standard | TRUE | 1887.39 | 126.501 | 14.92 | 21.85 | 0.9132 | 2884 | 82 | 8 | 50000 | 42438 |  |  | No |  | 3.1 | 1845 | 123 | 15 | 20 | 0.9 | 3000 | 82
P8HM9X17 | Shenzhen Syhdee Co.Ltd. | SYHDEE | SYH-ET08-EP1236D-2(3000K) | Linear Replacement Lamp | Four-Foot | 2-lamp External Driver Lamp-Style Retrofit Kits (UL Type C) | Standard | TRUE | 2023.9 | 110.34 | 18.34 | 17.72 | 0.907 | 3033 | 83.2 | 5 | 50000 | 42438 |  |  | No |  | 3.1 | 3750 | 104.1667 | 36 | 15 | 0.9 | 3000 | 81
P2EJK9ZG | Zhejiang Starco Lighting Co.Ltd. | Starco Lighting | SLT822P450-S | Linear Replacement Lamp | Four-Foot | Internal Driver Lamp-Style Retrofit Kits (UL Type B) | Standard | FALSE | [9 empty] | 42438 |  |  | No | Product updated on 1/4/2017 | 3.1 | 2860 | 130 | 22 | 8 | 0.9 | 5000 | 82
P2UDCSQT | Zhejiang Starco Lighting Co.Ltd. | Starco Lighting | SLT818P450-S | Linear Replacement Lamp | Four-Foot | Internal Driver Lamp-Style Retrofit Kits (UL Type B) | Standard | FALSE | [9 empty] | 42438 |  |  | No | Product updated on 1/4/2017 | 3.1 | 2430 | 135 | 18 | 7 | 0.9 | 5000 | 82
PJ3QK7JS | Zhejiang Starco Lighting Co.Ltd. | Starco Lighting | SLT815P450-S | Linear Replacement Lamp | Four-Foot | Internal Driver Lamp-Style Retrofit Kits (UL Type B) | Standard | FALSE | [9 empty] | 42438 |  |  | No |  | 3.1 | 2100 | 140 | 15 | 20 | 0.9 | 5000 | 82
PBZU6P1A | Zhejiang Starco Lighting Co.Ltd. | Starco Lighting | SLT813P450-S | Linear Replacement Lamp | Four-Foot | Internal Driver Lamp-Style Retrofit Kits (UL Type B) | Standard | FALSE | [9 empty] | 42438 |  |  | No |  | 3.1 | 1820 | 140 | 13 | 20 | 0.9 | 5000 | 82
PHE6C4TX | Zhejiang Starco Lighting Co.Ltd. | Starco Lighting | SLT822P440-S | Linear Replacement Lamp | Four-Foot | Internal Driver Lamp-Style Retrofit Kits (UL Type B) | Standard | TRUE | 2932.3 | 135.87 | 21.58 | 8.13 | 0.9925 | 4026 | 83.8 | 8 | 50000 | 42438 |  |  | No | Product updated on 1/4/2017 | 3.1 | 2860 | 130 | 22 | 8 | 0.9 | 4000 | 82
PRT2CKQK | Zhejiang Starco Lighting Co.Ltd. | Starco Lighting | SLT818P440-S | Linear Replacement Lamp | Four-Foot | Internal Driver Lamp-Style Retrofit Kits (UL Type B) | Standard | TRUE | 2498.4 | 136.22 | 18.34 | 6.72 | 0.9937 | 4026 | 84.3 | 8 | 50000 | 42438 |  |  | No | Product updated on 1/4/2017 | 3.1 | 2430 | 135 | 18 | 7 | 0.9 | 4000 | 82
P1892MHW | Zhejiang Starco Lighting Co.Ltd. | Starco Lighting | SLT815P440-S | Linear Replacement Lamp | Four-Foot | Internal Driver Lamp-Style Retrofit Kits (UL Type B) | Standard | FALSE | [9 empty] | 42438 |  |  | No |  | 3.1 | 2100 | 140 | 15 | 20 | 0.9 | 4000 | 82
PDB1VQF7 | Zhejiang Starco Lighting Co.Ltd. | Starco Lighting | SLT813P440-S | Linear Replacement Lamp | Four-Foot | Internal Driver Lamp-Style Retrofit Kits (UL Type B) | Standard | FALSE | [9 empty] | 42438 |  |  | No |  | 3.1 | 1820 | 140 | 13 | 20 | 0.9 | 4000 | 82
P3KWFGW3 | Zhejiang Starco Lighting Co.Ltd. | Starco Lighting | SLT828P435 | Linear Replacement Lamp | Four-Foot | Internal Driver Lamp-Style Retrofit Kits (UL Type B) | Standard | FALSE | [9 empty] | 42438 |  |  | No |  | 3.1 | 3080 | 110 | 28 | 20 | 0.9 | 3500 | 82
P2D9FCCX | Zhejiang Starco Lighting Co.Ltd. | Starco Lighting | SLT822P435-S | Linear Replacement Lamp | Four-Foot | Internal Driver Lamp-Style Retrofit Kits (UL Type B) | Standard | FALSE | [9 empty] | 42438 |  |  | No |  | 3 | 2300 | 104.5 | 22 | 20 | 0.9 | 3500 | 82
P74G3TBG | Zhejiang Starco Lighting Co.Ltd. | Starco Lighting | SLT818P435-S | Linear Replacement Lamp | Four-Foot | Internal Driver Lamp-Style Retrofit Kits (UL Type B) | Standard | FALSE | [9 empty] | 42438 |  |  | No |  | 3.1 | 1950 | 108 | 18 | 20 | 0.9 | 3500 | 82
P6VH4N6S | Zhejiang Starco Lighting Co.Ltd. | Starco Lighting | SLT815P435-S | Linear Replacement Lamp | Four-Foot | Internal Driver Lamp-Style Retrofit Kits (UL Type B) | Standard | FALSE | [9 empty] | 42438 |  |  | No |  | 3.1 | 1845 | 123 | 15 | 20 | 0.9 | 3500 | 82
PYHMUUCT | Zhejiang Starco Lighting Co.Ltd. | Starco Lighting | SLT813P435-S | Linear Replacement Lamp | Four-Foot | Internal Driver Lamp-Style Retrofit Kits (UL Type B) | Standard | FALSE | [9 empty] | 42438 |  |  | No |  | 3.1 | 1650 | 127 | 13 | 20 | 0.9 | 3500 | 82
PFUW81YC | Shenzhen Syhdee Co.Ltd. | SYHDEE | SYH-ET08-EP1236D-2(5000K) | Linear Replacement Lamp | Four-Foot | 2-lamp External Driver Lamp-Style Retrofit Kits (UL Type C) | Standard | FALSE | [9 empty] | 42438 |  |  | No |  | 3.1 | 3950 | 109.7222 | 36 | 15 | 0.9 | 5000 | 81
P7XNK8TR | Shenzhen Syhdee Co.Ltd. | SYHDEE | SYH-ET08-EP1236D-2(4500K) | Linear Replacement Lamp | Four-Foot | 2-lamp External Driver Lamp-Style Retrofit Kits (UL Type C) | Standard | FALSE | [9 empty] | 42438 |  |  | No |  | 3.1 | 3950 | 109.7222 | 36 | 15 | 0.9 | 4500 | 81
PNZDZSME | Shenzhen Syhdee Co.Ltd. | SYHDEE | SYH-ET08-EP1236D-2(4000K) | Linear Replacement Lamp | Four-Foot | 2-lamp External Driver Lamp-Style Retrofit Kits (UL Type C) | Standard | FALSE | [9 empty] | 42438 |  |  | No |  | 3.1 | 3950 | 109.7222 | 36 | 15 | 0.9 | 4000 | 81
PX9EEPK7 | Shenzhen Syhdee Co.Ltd. | SYHDEE | SYH-ET08-EP1236D-2(3500K) | Linear Replacement Lamp | Four-Foot | 2-lamp External Driver Lamp-Style Retrofit Kits (UL Type C) | Standard | FALSE | [9 empty] | 42438 |  |  | No |  | 3 | 3750 | 104.1667 | 36 | 15 | 0.9 | 3500 | 81
PW7HTT6M | JayKal LED Solutions Inc. | Jaykal | JLS68101-G18IN-1204BC-5Y | Linear Replacement Lamp | Four-Foot | Dual Mode Internal Driver (UL Type A and Type B) | Standard | FALSE | [9 empty] | 42438 |  |  | NotYetVerified |  | 3 | 1923 | 110.96 | 17.33 |  |  | 5000
P226CXT3 | JayKal LED Solutions Inc. | Jaykal | JLS68101-G18IN-1204BC-4Y | Linear Replacement Lamp | Four-Foot | Dual Mode Internal Driver (UL Type A and Type B) | Standard | FALSE | [9 empty] | 42438 |  |  | NotYetVerified |  | 3 | 1923 | 110.96 | 17.33 |  |  | 4000
PKNZWK81 | Shenzhen Bonld Electronics Co.LTD | BONLD | BDT84FUA-16WB-BWMF | Linear Replacement Lamp | Four-Foot | Replacement Lamps (plug and play) (UL Type A) | Standard | TRUE | 1971.2 | 107.89 | 18.27 | 9.32 | 0.975 | 2936 | 82.6 | 5 | 50000 | 42437 |  |  | No |  | 3.1 | 1980 | 110 | 18 | 7.2 | 0.997 | 3000 | 83
P8QZU2K8 | All Star Lighting Supplies Inc |  | LR34050 | Linear Replacement Lamp | Four-Foot | Replacement Lamps (plug and play) (UL Type A) | Standard | TRUE | 1901 | 101 | 18.84 | 13.14 | 0.9697 | 2966 | 82.8 | 5 | 50000 | 42437 |  |  | No |  | 3 | 1800 | 100 | 18 | 20 | 0.9 | 3000 | 82
PMUTXDDP | Satco Products Inc | Satco | 25T5/LED/46-830/DR | Linear Replacement Lamp | Four-Foot | Replacement Lamps (plug and play) (UL Type A) | Standard | TRUE | 3346 | 128.49 | 26.04 | 10.7 | 0.964 | 3117 | 82.7 | 5 | 50000 | 42437 |  |  | No | Updated on 01/19/2017 | 4.1 | 3200 | 114 | 28 | 20 | 0.9 | 3000 | 82
P15QYA2J | LED2 Lighting Inc. | LED2 | LED2-T8SA-22W-30C | Linear Replacement Lamp | Four-Foot | Internal Driver Lamp-Style Retrofit Kits (UL Type B) | Standard | TRUE | 2923 | 133.78 | 21.85 | 18.24 | 0.9395 | 2990 | 81.9 | 5 | 50000 | 42437 |  |  | No |  | 3 | 2923 | 133.78 | 21.85 | 18.24 | 0.93 | 3000 | 81.9
PS7A88TB | Damar | Damar | LED22T5/830/4FT/DR | Linear Replacement Lamp | Four-Foot | Replacement Lamps (plug and play) (UL Type A) | Standard | TRUE | 2508 | 104.2 | 24.1 | 9.9 | 0.935 | 3080 | 85 | 5 | 50000 | 42437 |  |  | No |  | 3 | 2600 | 104 | 25 | 20 | 0.9 | 3000 | 82
PVFB2FCK | LEDone Distribution Inc. | LEDone | LED-GT84F18W-AC30KF | Linear Replacement Lamp | Four-Foot | Internal Driver Lamp-Style Retrofit Kits (UL Type B) | Standard | TRUE | 2295.424 | 125.433 | 18.3 | 17.4 | 0.951 | 2905 | 81.7 | 5 | 50000 | 42437 |  |  | No | Updated on 3/1/2017 | 4 | 2295.4 | 125.4 | 18.3 | 17.4 | 0.95 | 2905 | 81.7
PS6W1QP7 | Edson Lighting Technology Co. Limited | EDSON LIGHTING | YS-T8-15W 1200 BIX(FTS)(3000K) | Linear Replacement Lamp | Four-Foot | Replacement Lamps (plug and play) (UL Type A) | Standard | TRUE | 1686.3 | 110 | 15.32 | 17.35 | 0.918 | 2973 | 82 | 5 | 50000 | 42437 |  |  | No |  | 3 | 1686.364 | 110.076 | 15.32 | 17.35 | 0.994 | 3000 | 82
PYUQRYWV | LED2 Lighting Inc. | LED2 | LED2-T8SA-22W-30F | Linear Replacement Lamp | Four-Foot | Internal Driver Lamp-Style Retrofit Kits (UL Type B) | Standard | TRUE | 2671 | 123.6 | 21.61 | 18.65 | 0.9173 | 2995 | 82.4 | 5 | 50000 | 42437 |  |  | No |  | 3 | 2693 | 123.93 | 21.73 | 18.65 | 0.9173 | 3000 | 82.4
P5TMAJNY | LED2 Lighting Inc. | LED2 | LED2-T8SA-18W-30C | Linear Replacement Lamp | Four-Foot | Internal Driver Lamp-Style Retrofit Kits (UL Type B) | Standard | TRUE | 2435 | 136.72 | 17.46 | 17.6 | 0.9127 | 2991 | 81.8 | 5 | 50000 | 42437 |  |  | No |  | 3 | 2452 | 140.44 | 17.46 | 17.5 | 0.9127 | 3000 | 81.8
PWUKTQYJ | LED2 Lighting Inc. | LED2 | LED2-T8SA-18W-30F | Linear Replacement Lamp | Four-Foot | Internal Driver Lamp-Style Retrofit Kits (UL Type B) | Standard | TRUE | 2217 | 126.04 | 17.59 | 17.77 | 0.9096 | 2986 | 82.5 | 5 | 50000 | 42437 |  |  | No |  | 3 | 2234 | 128.32 | 17.41 | 17.77 | 0.9096 | 3000 | 82.5
P6UUTE21 | DH Lighting (Shenzhen) Co. Ltd | DHLighting | DH-TU-18W-F2100 | Linear Replacement Lamp | Four-Foot | Replacement Lamps (plug and play) (UL Type A) | Standard | TRUE | 1875 | 100.75 | 18.61 | 15.35 | 0.9046 | 2693 | 81.8 | 5 | 50000 | 42437 |  |  | No |  | 3 | 1875 | 100.75 | 18.61 | 15.35 | 0.9046 | 2700 | 81.8
PTGCVJEW | Independence LED | IndependenceLED | R2-41327K-85-F | Linear Replacement Lamp | Four-Foot | 2-lamp External Driver Lamp-Style Retrofit Kits (UL Type C) | Standard | TRUE | 1614.7 | 134 | 12 | 15 | 0.884 | 2825 | 84.1 | 5 | 50000 | 42437 |  |  | No |  | 3.1 | 1786.91 | 132.36 | 13 | 7.09 | 0.997 | 2700 | 82.4
P3BXGW9N | LEDone Distribution Inc. | LEDone | LED-GT84F12W-AC30KF | Linear Replacement Lamp | Four-Foot | Internal Driver Lamp-Style Retrofit Kits (UL Type B) | Standard | TRUE | 1721.2 | 135.3 | 12.72 | 18.6 | 0.881 | 2987 | 81.2 | 5 | 50000 | 42437 |  |  | No |  | 3 | 1700 | 141.6667 | 12 | 15 | 0.9 | 3000 | 81
PQ5WNR4B | Edson Lighting Technology Co. Limited | EDSON LIGHTING | YS-T8-15W 1200 BIX(FTS)(5000K) | Linear Replacement Lamp | Four-Foot | Replacement Lamps (plug and play) (UL Type A) | Standard | FALSE | [9 empty] | 42437 |  |  | No |  | 3 | 1759.797 | 112.591 | 15.63 | 15.14 | 0.992 | 5000 | 83
PCM7UCX8 | Edson Lighting Technology Co. Limited | EDSON LIGHTING | YS-T8-15W 1200 BIX(FTS)(4500K) | Linear Replacement Lamp | Four-Foot | Replacement Lamps (plug and play) (UL Type A) | Standard | FALSE | [9 empty] | 42437 |  |  | No |  | 3 | 1749.245 | 112.203 | 15.59 | 16.22 | 0.992 | 4500 | 82
P8CSHM6G | Edson Lighting Technology Co. Limited | EDSON LIGHTING | YS-T8-15W 1200 BIX(FTS)(4000K) | Linear Replacement Lamp | Four-Foot | Replacement Lamps (plug and play) (UL Type A) | Standard | FALSE | [9 empty] | 42437 |  |  | No |  | 3 | 1734.143 | 111.736 | 15.52 | 16.74 | 0.991 | 4000 | 82
P6UNHNPS | Edson Lighting Technology Co. Limited | EDSON LIGHTING | YS-T8-15W 1200 BIX(FTS)(3500K) | Linear Replacement Lamp | Four-Foot | Replacement Lamps (plug and play) (UL Type A) | Standard | FALSE | [9 empty] | 42437 |  |  | No |  | 3 | 1717.962 | 111.267 | 15.44 | 17.02 | 0.993 | 3500 | 82
PRVRXZXF | Satco Products Inc | Satco | 25T5/LED/46-850/DR | Linear Replacement Lamp | Four-Foot | Replacement Lamps (plug and play) (UL Type A) | Standard | FALSE | [9 empty] | 42437 |  |  | No |  | 3 | 3200 | 114 | 28 | 20 | 0.9 | 5000 | 82
PQ27DQKH | Satco Products Inc | Satco | 25T5/LED/46-840/DR | Linear Replacement Lamp | Four-Foot | Replacement Lamps (plug and play) (UL Type A) | Standard | FALSE | [9 empty] | 42437 |  |  | No |  | 3 | 3200 | 114 | 28 | 20 | 0.9 | 4000 | 82
P1P5RH11 | Satco Products Inc | Satco | 25T5/LED/46-835/DR | Linear Replacement Lamp | Four-Foot | Replacement Lamps (plug and play) (UL Type A) | Standard | FALSE | [9 empty] | 42437 |  |  | No |  | 3 | 3000 | 107 | 28 | 20 | 0.9 | 3500 | 82
PK5FSZYQ | Shenzhen Bonld Electronics Co.LTD | BONLD | BDT84FUA-16WB-BDMF | Linear Replacement Lamp | Four-Foot | Replacement Lamps (plug and play) (UL Type A) | Standard | FALSE | [9 empty] | 42437 |  |  | No |  | 3.1 | 1980 | 110 | 18 | 7.6 | 0.997 | 5000 | 84
PV4W7242 | Shenzhen Bonld Electronics Co.LTD | BONLD | BDT84FUA-16WB-BHMF | Linear Replacement Lamp | Four-Foot | Replacement Lamps (plug and play) (UL Type A) | Standard | FALSE | [9 empty] | 42437 |  |  | No |  | 3.1 | 1980 | 110 | 18 | 7.2 | 0.997 | 4500 | 84
PPRT65RP | Shenzhen Bonld Electronics Co.LTD | BONLD | BDT84FUA-16WB-BNMF | Linear Replacement Lamp | Four-Foot | Replacement Lamps (plug and play) (UL Type A) | Standard | FALSE | [9 empty] | 42437 |  |  | No |  | 3.1 | 1980 | 110 | 18 | 7.2 | 0.997 | 4000 | 84
PT2UPXB9 | Shenzhen Bonld Electronics Co.LTD | BONLD | BDT84FUA-16WB-BBMF | Linear Replacement Lamp | Four-Foot | Replacement Lamps (plug and play) (UL Type A) | Standard | FALSE | [9 empty] | 42437 |  |  | No |  | 3.1 | 1980 | 110 | 18 | 7.2 | 0.997 | 3500 | 83
PAUDCQC6 | LED2 Lighting Inc. | LED2 | LED2-T8SA-18W-50F | Linear Replacement Lamp | Four-Foot | Internal Driver Lamp-Style Retrofit Kits (UL Type B) | Standard | FALSE | [9 empty] | 42437 |  |  | No |  | 3 | 2373 | 134.68 | 17.62 | 17.37 | 0.9115 | 5000 | 82.6
P4MDJ3ZR | LED2 Lighting Inc. | LED2 | LED2-T8SA-22W-50F | Linear Replacement Lamp | Four-Foot | Internal Driver Lamp-Style Retrofit Kits (UL Type B) | Standard | FALSE | [9 empty] | 42437 |  |  | No |  | 3 | 2858 | 130.03 | 21.98 | 18.33 | 0.9326 | 5000 | 82.4
PHQDXG32 | LED2 Lighting Inc. | LED2 | LED2-T8SA-22W-50C | Linear Replacement Lamp | Four-Foot | Internal Driver Lamp-Style Retrofit Kits (UL Type B) | Standard | FALSE | [9 empty] | 42437 |  |  | No |  | 3 | 3123 | 141.44 | 22.08 | 18.24 | 0.94 | 5000 | 82.1
PGV66AGH | LED2 Lighting Inc. | LED2 | LED2-T8SA-18W-50C | Linear Replacement Lamp | Four-Foot | Internal Driver Lamp-Style Retrofit Kits (UL Type B) | Standard | FALSE | [9 empty] | 42437 |  |  | No |  | 3 | 2610 | 146.96 | 17.76 | 17.29 | 0.9038 | 5000 | 82
PQ7NRVUW | LED2 Lighting Inc. | LED2 | LED2-T8SA-18W-40F | Linear Replacement Lamp | Four-Foot | Internal Driver Lamp-Style Retrofit Kits (UL Type B) | Standard | FALSE | [9 empty] | 42437 |  |  | No |  | 3 | 2234 | 128.32 | 17.41 | 17.77 | 0.9096 | 4000 | 82.5
P9FRAVPJ | LED2 Lighting Inc. | LED2 | LED2-T8SA-22W-40F | Linear Replacement Lamp | Four-Foot | Internal Driver Lamp-Style Retrofit Kits (UL Type B) | Standard | FALSE | [9 empty] | 42437 |  |  | No |  | 3 | 2693 | 123.93 | 21.73 | 18.65 | 0.9173 | 4000 | 82.4
P9BS4ZQF | LED2 Lighting Inc. | LED2 | LED2-T8SA-22W-40C | Linear Replacement Lamp | Four-Foot | Internal Driver Lamp-Style Retrofit Kits (UL Type B) | Standard | FALSE | [9 empty] | 42437 |  |  | No |  | 3 | 2923 | 133.78 | 21.85 | 18.24 | 0.93 | 4000 | 81.9
PE7E6732 | LED2 Lighting Inc. | LED2 | LED2-T8SA-18W-40C | Linear Replacement Lamp | Four-Foot | Internal Driver Lamp-Style Retrofit Kits (UL Type B) | Standard | FALSE | [9 empty] | 42437 |  |  | No |  | 3 | 2452 | 140.44 | 17.46 | 17.5 | 0.9127 | 4000 | 81.8
P9Z12KV8 | LED2 Lighting Inc. | LED2 | LED2-T8SA-18W-35F | Linear Replacement Lamp | Four-Foot | Internal Driver Lamp-Style Retrofit Kits (UL Type B) | Standard | FALSE | [9 empty] | 42437 |  |  | No |  | 3 | 2234 | 128.32 | 17.41 | 17.77 | 0.9096 | 3500 | 82.5
P1Y63CPY | LEDone Distribution Inc. | LEDone | LED-GT84F18W-AC50KF | Linear Replacement Lamp | Four-Foot | Internal Driver Lamp-Style Retrofit Kits (UL Type B) | Standard | FALSE | [9 empty] | 42437 |  |  | No | Updated on 3/1/2017 | 4 | 2350.6 | 128.4 | 18.3 | 17.7 | 0.95 | 4887 | 81.1
PS8DC71E | LEDone Distribution Inc. | LEDone | LED-GT84F12W-AC50KF | Linear Replacement Lamp | Four-Foot | Internal Driver Lamp-Style Retrofit Kits (UL Type B) | Standard | FALSE | [9 empty] | 42437 |  |  | No |  | 3 | 1750 | 145.8333 | 12 | 15 | 0.9 | 5000 | 81
PQHH5FUE | LEDone Distribution Inc. | LEDone | LED-GT84F18W-AC40KF | Linear Replacement Lamp | Four-Foot | Internal Driver Lamp-Style Retrofit Kits (UL Type B) | Standard | FALSE | [9 empty] | 42437 |  |  | No | Updated on 3/1/2017 | 4 | 2295.4 | 125.4 | 18.3 | 17.4 | 0.95 | 4000 | 81.7
PX4QTAR2 | LEDone Distribution Inc. | LEDone | LED-GT84F12W-AC40KF | Linear Replacement Lamp | Four-Foot | Internal Driver Lamp-Style Retrofit Kits (UL Type B) | Standard | FALSE | [9 empty] | 42437 |  |  | No |  | 3 | 1750 | 145.8333 | 12 | 15 | 0.9 | 4000 | 81
PYH3DKFA | Independence LED | IndependenceLED | R2-42850K-85-C | Linear Replacement Lamp | Four-Foot | 2-lamp External Driver Lamp-Style Retrofit Kits (UL Type C) | Standard | FALSE | [9 empty] | 42437 |  |  | No |  | 3.1 | 3850.5 | 132 | 28 | 7.09 | 0.997 | 5000 | 82.4
PFAUG956 | Independence LED | IndependenceLED | R2-42850K-85-F | Linear Replacement Lamp | Four-Foot | 2-lamp External Driver Lamp-Style Retrofit Kits (UL Type C) | Standard | FALSE | [9 empty] | 42437 |  |  | No |  | 3.1 | 3767 | 130 | 28 | 7.09 | 0.997 | 5000 | 82.4
PG7UQ8A4 | Independence LED | IndependenceLED | R2-41850K-85-C | Linear Replacement Lamp | Four-Foot | 2-lamp External Driver Lamp-Style Retrofit Kits (UL Type C) | Standard | FALSE | [9 empty] | 42437 |  |  | No |  | 3.1 | 2569.23 | 142.73 | 18 | 7.09 | 0.997 | 5000 | 82.4
PYMB7UUR | Independence LED | IndependenceLED | R2-41850K-85-F | Linear Replacement Lamp | Four-Foot | 2-lamp External Driver Lamp-Style Retrofit Kits (UL Type C) | Standard | FALSE | [9 empty] | 42437 |  |  | No |  | 3.1 | 2457.5 | 140.57 | 18 | 7.09 | 0.997 | 5000 | 82.4
PC7CNH8X | Independence LED | IndependenceLED | R2-41350K-85-C | Linear Replacement Lamp | Four-Foot | 2-lamp External Driver Lamp-Style Retrofit Kits (UL Type C) | Standard | FALSE | [9 empty] | 42437 |  |  | No |  | 3.1 | 1938.42 | 143.59 | 13 | 7.09 | 0.997 | 5000 | 82.4
PV5WZB6P | Independence LED | IndependenceLED | R2-41350K-85-F | Linear Replacement Lamp | Four-Foot | 2-lamp External Driver Lamp-Style Retrofit Kits (UL Type C) | Standard | FALSE | [9 empty] | 42437 |  |  | No |  | 3.1 | 1909.05 | 141.41 | 13 | 7.09 | 0.997 | 5000 | 82.4
PQGG54P3 | Independence LED | IndependenceLED | R2-42840K-85-C | Linear Replacement Lamp | Four-Foot | 2-lamp External Driver Lamp-Style Retrofit Kits (UL Type C) | Standard | FALSE | [9 empty] | 42437 |  |  | No |  | 3.1 | 3706.29 | 127.8 | 28 | 7.09 | 0.997 | 4000 | 82.4
PRDERNRJ | Independence LED | IndependenceLED | R2-42840K-85-F | Linear Replacement Lamp | Four-Foot | 2-lamp External Driver Lamp-Style Retrofit Kits (UL Type C) | Standard | FALSE | [9 empty] | 42437 |  |  | No |  | 3.1 | 3636.8 | 125.41 | 28 | 7.09 | 0.997 | 4000 | 82.4
PMKN7NH3 | Independence LED | IndependenceLED | R2-41840K-85-C | Linear Replacement Lamp | Four-Foot | 2-lamp External Driver Lamp-Style Retrofit Kits (UL Type C) | Standard | FALSE | [9 empty] | 42437 |  |  | No |  | 3.1 | 2491.37 | 138.41 | 18 | 7.09 | 0.997 | 4000 | 82.4
PB7CAK5F | Independence LED | IndependenceLED | R2-41840K-85-F | Linear Replacement Lamp | Four-Foot | 2-lamp External Driver Lamp-Style Retrofit Kits (UL Type C) | Standard | FALSE | [9 empty] | 42437 |  |  | No |  | 3.1 | 2417.22 | 136.31 | 18 | 7.09 | 0.997 | 4000 | 82.4
PKEWBP7X | Independence LED | IndependenceLED | R2-41340K-85-C | Linear Replacement Lamp | Four-Foot | 2-lamp External Driver Lamp-Style Retrofit Kits (UL Type C) | Standard | FALSE | [9 empty] | 42437 |  |  | No |  | 3.1 | 1906.65 | 141.23 | 13 | 7.09 | 0.997 | 4000 | 82.4
PHHVN4TP | Independence LED | IndependenceLED | R2-41340K-85-F | Linear Replacement Lamp | Four-Foot | 2-lamp External Driver Lamp-Style Retrofit Kits (UL Type C) | Standard | FALSE | [9 empty] | 42437 |  |  | No |  | 3.1 | 1877.76 | 139.09 | 13 | 7.09 | 0.997 | 4000 | 82.4
PUHS2Q37 | Independence LED | IndependenceLED | R2-42835K-85-C | Linear Replacement Lamp | Four-Foot | 2-lamp External Driver Lamp-Style Retrofit Kits (UL Type C) | Standard | FALSE | [9 empty] | 42437 |  |  | No |  | 3.1 | 3590.47 | 123.81 | 28 | 7.09 | 0.997 | 3500 | 82.4
P9W6S6VN | Independence LED | IndependenceLED | R2-42835K-85-F | Linear Replacement Lamp | Four-Foot | 2-lamp External Driver Lamp-Style Retrofit Kits (UL Type C) | Standard | FALSE | [9 empty] | 42437 |  |  | No |  | 3.1 | 3523.15 | 121.49 | 28 | 7.09 | 0.997 | 3500 | 82.4
PGP8A72P | Independence LED | IndependenceLED | R2-41835K-85-C | Linear Replacement Lamp | Four-Foot | 2-lamp External Driver Lamp-Style Retrofit Kits (UL Type C) | Standard | FALSE | [9 empty] | 42437 |  |  | No |  | 3.1 | 2413.52 | 134.08 | 18 | 7.09 | 0.997 | 3500 | 82.4
PUT897AT | Independence LED | IndependenceLED | R2-41835K-85-F | Linear Replacement Lamp | Four-Foot | 2-lamp External Driver Lamp-Style Retrofit Kits (UL Type C) | Standard | FALSE | [9 empty] | 42437 |  |  | No |  | 3.1 | 2377.59 | 132.05 | 18 | 7.09 | 0.997 | 3500 | 82.4
PGUS46H9 | Independence LED | IndependenceLED | R2-41335K-85-C | Linear Replacement Lamp | Four-Foot | 2-lamp External Driver Lamp-Style Retrofit Kits (UL Type C) | Standard | FALSE | [9 empty] | 42437 |  |  | No |  | 3.1 | 1875.39 | 138.92 | 13 | 7.09 | 0.997 | 3500 | 82.4
PK92R2UD | Independence LED | IndependenceLED | R2-41335K-85-F | Linear Replacement Lamp | Four-Foot | 2-lamp External Driver Lamp-Style Retrofit Kits (UL Type C) | Standard | FALSE | [9 empty] | 42437 |  |  | No |  | 3.1 | 1846.97 | 136.81 | 13 | 7.09 | 0.997 | 3500 | 82.4
PKRR3K3S | Independence LED | IndependenceLED | R2-42830K-85-C | Linear Replacement Lamp | Four-Foot | 2-lamp External Driver Lamp-Style Retrofit Kits (UL Type C) | Standard | FALSE | [9 empty] | 42437 |  |  | No |  | 3.1 | 3532.56 | 121.81 | 28 | 7.09 | 0.997 | 3000 | 82.4
P2NKANTX | Independence LED | IndependenceLED | R2-42830K-85-F | Linear Replacement Lamp | Four-Foot | 2-lamp External Driver Lamp-Style Retrofit Kits (UL Type C) | Standard | FALSE | [9 empty] | 42437 |  |  | No |  | 3.1 | 3466.33 | 119.53 | 28 | 7.09 | 0.997 | 3000 | 82.4
PYHGWMJC | Independence LED | IndependenceLED | R2-41830K-85-C | Linear Replacement Lamp | Four-Foot | 2-lamp External Driver Lamp-Style Retrofit Kits (UL Type C) | Standard | FALSE | [9 empty] | 42437 |  |  | No |  | 3.1 | 2374.59 | 131.92 | 18 | 7.09 | 0.997 | 3000 | 82.4
PZN4W21E | Independence LED | IndependenceLED | R2-41830K-85-F | Linear Replacement Lamp | Four-Foot | 2-lamp External Driver Lamp-Style Retrofit Kits (UL Type C) | Standard | FALSE | [9 empty] | 42437 |  |  | No |  | 3.1 | 2338.61 | 129.92 | 18 | 7.09 | 0.997 | 3000 | 82.4
P8GM23KQ | Independence LED | IndependenceLED | R2-41330K-85-C | Linear Replacement Lamp | Four-Foot | 2-lamp External Driver Lamp-Style Retrofit Kits (UL Type C) | Standard | FALSE | [9 empty] | 42437 |  |  | No |  | 3.1 | 1844.65 | 136.64 | 13 | 7.09 | 0.997 | 3000 | 82.4
PZ1VQXGJ | Independence LED | IndependenceLED | R2-41330K-85-F | Linear Replacement Lamp | Four-Foot | 2-lamp External Driver Lamp-Style Retrofit Kits (UL Type C) | Standard | FALSE | [9 empty] | 42437 |  |  | No |  | 3.1 | 1816.7 | 134.57 | 13 | 7.09 | 0.997 | 3000 | 82.4
P23JQ6SD | Independence LED | IndependenceLED | R2-42827K-85-C | Linear Replacement Lamp | Four-Foot | 2-lamp External Driver Lamp-Style Retrofit Kits (UL Type C) | Standard | FALSE | [9 empty] | 42437 |  |  | No |  | 3.1 | 3474.65 | 119.82 | 28 | 7.09 | 0.997 | 2700 | 82.4
PP7R86ZP | Independence LED | IndependenceLED | R2-42827K-85-F | Linear Replacement Lamp | Four-Foot | 2-lamp External Driver Lamp-Style Retrofit Kits (UL Type C) | Standard | FALSE | [9 empty] | 42437 |  |  | No |  | 3.1 | 3409.5 | 118 | 28 | 7.09 | 0.997 | 2700 | 82.4
PGZSR262 | Independence LED | IndependenceLED | R2-41827K-85-C | Linear Replacement Lamp | Four-Foot | 2-lamp External Driver Lamp-Style Retrofit Kits (UL Type C) | Standard | FALSE | [9 empty] | 42437 |  |  | No |  | 3.1 | 2335.66 | 129.76 | 18 | 7.09 | 0.997 | 2700 | 82.4
PW5RWMAT | Independence LED | IndependenceLED | R2-41827K-85-F | Linear Replacement Lamp | Four-Foot | 2-lamp External Driver Lamp-Style Retrofit Kits (UL Type C) | Standard | FALSE | [9 empty] | 42437 |  |  | No |  | 3.1 | 2300.27 | 127.79 | 18 | 7.09 | 0.997 | 2700 | 82.4
PBWQ84XS | Independence LED | IndependenceLED | R2-41327K-85-C | Linear Replacement Lamp | Four-Foot | 2-lamp External Driver Lamp-Style Retrofit Kits (UL Type C) | Standard | FALSE | [9 empty] | 42437 |  |  | No |  | 3.1 | 1814.4 | 134.4 | 13 | 7.09 | 0.997 | 2700 | 82.4
PS8JQVBB | DH Lighting (Shenzhen) Co. Ltd | DHLighting | DH-TU-18W-F5100 | Linear Replacement Lamp | Four-Foot | Replacement Lamps (plug and play) (UL Type A) | Standard | FALSE | [9 empty] | 42437 |  |  | No |  | 3 | 1965 | 106.68 | 18.42 | 15.52 | 0.9053 | 5000 | 84
PD53VTW5 | DH Lighting (Shenzhen) Co. Ltd | DHLighting | DH-TU-18W-F45100 | Linear Replacement Lamp | Four-Foot | Replacement Lamps (plug and play) (UL Type A) | Standard | FALSE | [9 empty] | 42437 |  |  | No |  | 3 | 1947 | 105.16 | 18.52 | 15.35 | 0.9046 | 4500 | 81.8
PT96XFAF | DH Lighting (Shenzhen) Co. Ltd | DHLighting | DH-TU-18W-F4100 | Linear Replacement Lamp | Four-Foot | Replacement Lamps (plug and play) (UL Type A) | Standard | FALSE | [9 empty] | 42437 |  |  | No |  | 3 | 1929 | 104.19 | 18.52 | 15.35 | 0.9046 | 4000 | 81.8
P8HXNRJE | DH Lighting (Shenzhen) Co. Ltd | DHLighting | DH-TU-18W-F35100 | Linear Replacement Lamp | Four-Foot | Replacement Lamps (plug and play) (UL Type A) | Standard | FALSE | [9 empty] | 42437 |  |  | No |  | 3 | 1911 | 103.21 | 18.52 | 15.35 | 0.9046 | 3500 | 81.8
PV44QYSA | DH Lighting (Shenzhen) Co. Ltd | DHLighting | DH-TU-18W-F3100 | Linear Replacement Lamp | Four-Foot | Replacement Lamps (plug and play) (UL Type A) | Standard | FALSE | [9 empty] | 42437 |  |  | No |  | 3 | 1893 | 102.24 | 18.52 | 15.35 | 0.9046 | 3000 | 81.8
P6QEV2KW | Damar | Damar | LED22T5/850/4FT/DR | Linear Replacement Lamp | Four-Foot | Replacement Lamps (plug and play) (UL Type A) | Standard | FALSE | [9 empty] | 42437 |  |  | No |  | 3 | 2800 | 112 | 25 | 20 | 0.9 | 5000 | 82
PW3F1GS6 | Damar | Damar | LED22T5/841/4FT/DR | Linear Replacement Lamp | Four-Foot | Replacement Lamps (plug and play) (UL Type A) | Standard | FALSE | [9 empty] | 42437 |  |  | No |  | 3 | 2800 | 112 | 25 | 20 | 0.9 | 4000 | 82
PBG7V6WR | Damar | Damar | LED22T5/835/4FT/DR | Linear Replacement Lamp | Four-Foot | Replacement Lamps (plug and play) (UL Type A) | Standard | FALSE | [9 empty] | 42437 |  |  | No |  | 3 | 2600 | 104 | 25 | 20 | 0.9 | 3500 | 82
PKPZEM2C | All Star Lighting Supplies Inc | LUXRITE | LR34053 | Linear Replacement Lamp | Four-Foot | Replacement Lamps (plug and play) (UL Type A) | Standard | FALSE | [9 empty] | 42437 | Not Dimmable | Not Dimmable | No |  | 3 | 2000 | 111 | 18 | 20 | 0.9 | 5000 | 82
PNZ8E2S9 | All Star Lighting Supplies Inc |  | LR34052 | Linear Replacement Lamp | Four-Foot | Replacement Lamps (plug and play) (UL Type A) | Standard | FALSE | [9 empty] | 42437 | Not Dimmable | Not Dimmable | No |  | 3 | 1900 | 105 | 18 | 20 | 0.9 | 4000 | 82
P6C17VG4 | All Star Lighting Supplies Inc |  | LR34051 | Linear Replacement Lamp | Four-Foot | Replacement Lamps (plug and play) (UL Type A) | Standard | FALSE | [9 empty] | 42437 | Not Dimmable | Not Dimmable | No |  | 3 | 1850 | 102 | 18 | 20 | 0.9 | 3500 | 82
PRY9316Q | Espen Technology | Espen | L48T8/830/12G-EB SS | Linear Replacement Lamp | Four-Foot | Replacement Lamps (plug and play) (UL Type A) | Standard | TRUE | 1849 | 115.2 | 16.05 | 11.53 | 0.9752 | 3066 | 84.6 | 5 | 50000 | 42436 |  |  | No |  | 3 | 1800 | 116 | 15.5 | 20 | 0.9 | 3000 | 83
PYDK97D2 | Espen Technology | Espen | L48T8/830/18G-ID SS | Linear Replacement Lamp | Four-Foot | Internal Driver Lamp-Style Retrofit Kits (UL Type B) | Standard | TRUE | 2225 | 124.2 | 17.92 | 19.37 | 0.917 | 3080 | 84.1 | 5 | 50000 | 42436 |  |  | No |  | 3 | 2200 | 122 | 18 | 20 | 0.9 | 3000 | 83
PVN91NHK | Shenzhen BenWei Lighting Technology Co. Ltd. | BenWei | BW-T8D-1200-18W-30 | Linear Replacement Lamp | Four-Foot | 2-lamp External Driver Lamp-Style Retrofit Kits (UL Type C) | Standard | TRUE | 2325 | 124.93 | 18.61 | 17.85 | 0.9127 | 3089 | 81.9 | 5 | 50000 | 42436 |  |  | No |  | 3.1 | 2325 | 124.93 | 18.61 | 17.85 | 0.9127 | 3000 | 81.9
PBC29551 | Espen Technology | Espen | L48T8/830/14G-ID SS | Linear Replacement Lamp | Four-Foot | Internal Driver Lamp-Style Retrofit Kits (UL Type B) | Standard | TRUE | 1934 | 128.1 | 15.1 | 16.58 | 0.906 | 3065 | 84.6 | 5 | 50000 | 42436 |  |  | No |  | 3 | 1800 | 120 | 15 | 20 | 0.9 | 3000 | 83
P8E9CYRT | Shenzhen BenWei Lighting Technology Co. Ltd | BenWei | BW-T8I-1200-22W-30 | Linear Replacement Lamp | Four-Foot | Internal Driver Lamp-Style Retrofit Kits (UL Type B) | Standard | TRUE | 2884 | 130.38 | 22.12 | 18.64 | 0.9032 | 3061 | 81.6 | 5 | 50000 | 42436 |  |  | No |  | 3.1 | 2921 | 136.62 | 21.38 | 18.64 | 0.9032 | 3000 | 81.6
P8ZQADFR | Shenzhen BenWei Lighting Technology Co. Ltd. | BenWei | BW-T8D-1200-12W-30 | Linear Replacement Lamp | Four-Foot | 2-lamp External Driver Lamp-Style Retrofit Kits (UL Type C) | Standard | TRUE | 1697 | 140.02 | 12.12 | 19.54 | 0.9022 | 3087 | 82.2 | 5 | 50000 | 42436 |  |  | No |  | 3.1 | 1697 | 140.02 | 12.12 | 19.54 | 0.9022 | 3000 | 82.2
PJ9SQDX7 | Shenzhen BenWei Lighting Technology Co. Ltd | BenWei | BW-T8I-1200-18W-30 | Linear Replacement Lamp | Four-Foot | Internal Driver Lamp-Style Retrofit Kits (UL Type B) | Standard | TRUE | 2476 | 136.19 | 18.18 | 16.17 | 0.9021 | 3055 | 81.8 | 5 | 50000 | 42436 |  |  | No |  | 3.1 | 2479 | 140.14 | 17.69 | 16.17 | 0.9021 | 3000 | 81.8
PX7BHXVY | Shenzhen BenWei Lighting Technology Co. Ltd. | BenWei | BW-T8D-1200-12W-50 | Linear Replacement Lamp | Four-Foot | 2-lamp External Driver Lamp-Style Retrofit Kits (UL Type C) | Standard | FALSE | [9 empty] | 42436 |  |  | No |  | 3.1 | 1757 | 144.61 | 12.15 | 19.15 | 0.9009 | 5000 | 83.7
P8NDPZH3 | Shenzhen BenWei Lighting Technology Co. Ltd. | BenWei | BW-T8D-1200-18W-50 | Linear Replacement Lamp | Four-Foot | 2-lamp External Driver Lamp-Style Retrofit Kits (UL Type C) | Standard | FALSE | [9 empty] | 42436 |  |  | No |  | 3.1 | 2478 | 129.47 | 19.14 | 18.04 | 0.9151 | 5000 | 83.5
P7BZ88D8 | Shenzhen BenWei Lighting Technology Co. Ltd. | BenWei | BW-T8D-1200-12W-45 | Linear Replacement Lamp | Four-Foot | 2-lamp External Driver Lamp-Style Retrofit Kits (UL Type C) | Standard | FALSE | [9 empty] | 42436 |  |  | No |  | 3.1 | 1705 | 142.56 | 11.96 | 19.94 | 0.9016 | 4500 | 84.6
PER7APJF | Shenzhen BenWei Lighting Technology Co. Ltd. | BenWei | BW-T8D-1200-18W-45 | Linear Replacement Lamp | Four-Foot | 2-lamp External Driver Lamp-Style Retrofit Kits (UL Type C) | Standard | FALSE | [9 empty] | 42436 |  |  | No |  | 3.1 | 2415 | 127.64 | 18.92 | 17.42 | 0.9024 | 4500 | 84.5
PVZBA5XQ | Shenzhen BenWei Lighting Technology Co. Ltd. | BenWei | BW-T8D-1200-12W-40 | Linear Replacement Lamp | Four-Foot | 2-lamp External Driver Lamp-Style Retrofit Kits (UL Type C) | Standard | FALSE | [9 empty] | 42436 |  |  | No |  | 3.1 | 1705 | 142.56 | 11.96 | 19.94 | 0.9016 | 4000 | 84.6
PXXPD2ES | Shenzhen BenWei Lighting Technology Co. Ltd. | BenWei | BW-T8D-1200-18W-40 | Linear Replacement Lamp | Four-Foot | 2-lamp External Driver Lamp-Style Retrofit Kits (UL Type C) | Standard | FALSE | [9 empty] | 42436 |  |  | No |  | 3.1 | 2415 | 127.64 | 18.92 | 17.42 | 0.9024 | 4000 | 84.5
PZRW85V2 | Shenzhen BenWei Lighting Technology Co. Ltd. | BenWei | BW-T8D-1200-12W-35 | Linear Replacement Lamp | Four-Foot | 2-lamp External Driver Lamp-Style Retrofit Kits (UL Type C) | Standard | FALSE | [9 empty] | 42436 |  |  | No |  | 3.1 | 1697 | 140.02 | 12.12 | 19.54 | 0.9022 | 3500 | 82.2
P79AR75N | Shenzhen BenWei Lighting Technology Co. Ltd. | BenWei | BW-T8D-1200-18W-35 | Linear Replacement Lamp | Four-Foot | 2-lamp External Driver Lamp-Style Retrofit Kits (UL Type C) | Standard | FALSE | [9 empty] | 42436 |  |  | No |  | 3.1 | 2325 | 124.93 | 18.61 | 17.85 | 0.9127 | 3500 | 81.9
PE7XBCVG | Espen Technology | Espen | L48T8/850/18G-ID SS | Linear Replacement Lamp | Four-Foot | Internal Driver Lamp-Style Retrofit Kits (UL Type B) | Standard | FALSE | [9 empty] | 42436 |  |  | No |  | 3 | 2200 | 122 | 18 | 20 | 0.9 | 5000 | 83
PDWZMBWB | Espen Technology | Espen | L48T8/850/12G-EB SS | Linear Replacement Lamp | Four-Foot | Replacement Lamps (plug and play) (UL Type A) | Standard | FALSE | [9 empty] | 42436 |  |  | No |  | 3 | 1800 | 116 | 15.5 | 20 | 0.9 | 5000 | 83
P976E8J1 | Espen Technology | Espen | L48T8/850/14G-ID SS | Linear Replacement Lamp | Four-Foot | Internal Driver Lamp-Style Retrofit Kits (UL Type B) | Standard | FALSE | [9 empty] | 42436 |  |  | No |  | 3 | 1800 | 120 | 15 | 20 | 0.9 | 5000 | 83
PTERTX17 | Espen Technology | Espen | L48T8/845/18G-ID SS | Linear Replacement Lamp | Four-Foot | Internal Driver Lamp-Style Retrofit Kits (UL Type B) | Standard | FALSE | [9 empty] | 42436 |  |  | No |  | 3 | 2200 | 122 | 18 | 20 | 0.9 | 4500 | 83
PW9PKEKX | Espen Technology | Espen | L48T8/845/12G-EB SS | Linear Replacement Lamp | Four-Foot | Replacement Lamps (plug and play) (UL Type A) | Standard | FALSE | [9 empty] | 42436 |  |  | No |  | 3 | 1800 | 116 | 15.5 | 20 | 0.9 | 4500 | 83
P6VXUMH9 | Espen Technology | Espen | L48T8/845/14G-ID SS | Linear Replacement Lamp | Four-Foot | Internal Driver Lamp-Style Retrofit Kits (UL Type B) | Standard | FALSE | [9 empty] | 42436 |  |  | No |  | 3 | 1800 | 120 | 15 | 20 | 0.9 | 4500 | 83
PJMNPE1E | Espen Technology | Espen | L48T8/840/18G-ID SS | Linear Replacement Lamp | Four-Foot | Internal Driver Lamp-Style Retrofit Kits (UL Type B) | Standard | FALSE | [9 empty] | 42436 |  |  | No |  | 3 | 2200 | 122 | 18 | 20 | 0.9 | 4000 | 83
PBUF8C98 | Espen Technology | Espen | L48T8/840/12G-EB SS | Linear Replacement Lamp | Four-Foot | Replacement Lamps (plug and play) (UL Type A) | Standard | FALSE | [9 empty] | 42436 |  |  | No |  | 3 | 1800 | 116 | 15.5 | 20 | 0.9 | 4000 | 83
P54CG4GM | Espen Technology | Espen | L48T8/840/14G-ID SS | Linear Replacement Lamp | Four-Foot | Internal Driver Lamp-Style Retrofit Kits (UL Type B) | Standard | FALSE | [9 empty] | 42436 |  |  | No |  | 3 | 1800 | 120 | 15 | 20 | 0.9 | 4000 | 83
PUY2VSTA | Espen Technology | Espen | L48T8/835/18G-ID SS | Linear Replacement Lamp | Four-Foot | Internal Driver Lamp-Style Retrofit Kits (UL Type B) | Standard | FALSE | [9 empty] | 42436 |  |  | No |  | 3 | 2200 | 122 | 18 | 20 | 0.9 | 3500 | 83
P8S31W4P | Espen Technology | Espen | L48T8/835/12G-EB SS | Linear Replacement Lamp | Four-Foot | Replacement Lamps (plug and play) (UL Type A) | Standard | FALSE | [9 empty] | 42436 |  |  | No |  | 3 | 1800 | 116 | 15.5 | 20 | 0.9 | 3500 | 83
P6B439MM | Espen Technology | Espen | L48T8/835/14G-ID SS | Linear Replacement Lamp | Four-Foot | Internal Driver Lamp-Style Retrofit Kits (UL Type B) | Standard | FALSE | [9 empty] | 42436 |  |  | No |  | 3 | 1800 | 120 | 15 | 20 | 0.9 | 3500 | 83
P87RXMRE | Shenzhen BenWei Lighting Technology Co. Ltd | BenWei | BW-T8I-1200-18W-50 | Linear Replacement Lamp | Four-Foot | Internal Driver Lamp-Style Retrofit Kits (UL Type B) | Standard | FALSE | [9 empty] | 42436 | Not Dimmable | Not Dimmable | No |  | 3.1 | 2559 | 143.76 | 17.8 | 18.31 | 0.9012 | 5000 | 85.7
P4HMMKF6 | Shenzhen BenWei Lighting Technology Co. Ltd | BenWei | BW-T8I-1200-22W-50 | Linear Replacement Lamp | Four-Foot | Internal Driver Lamp-Style Retrofit Kits (UL Type B) | Standard | FALSE | [9 empty] | 42436 | Not Dimmable | Not Dimmable | No |  | 3.1 | 3031 | 140.65 | 21.55 | 18.57 | 0.9042 | 5000 | 85
PXB75W7W | Shenzhen BenWei Lighting Technology Co. Ltd | BenWei | BW-T8I-1200-18W-45 | Linear Replacement Lamp | Four-Foot | Internal Driver Lamp-Style Retrofit Kits (UL Type B) | Standard | FALSE | [9 empty] | 42436 | Not Dimmable | Not Dimmable | No |  | 3.1 | 2479 | 140.14 | 17.69 | 16.17 | 0.9021 | 4500 | 81.8
PMU2J1VP | Shenzhen BenWei Lighting Technology Co. Ltd | BenWei | BW-T8I-1200-22W-45 | Linear Replacement Lamp | Four-Foot | Internal Driver Lamp-Style Retrofit Kits (UL Type B) | Standard | FALSE | [9 empty] | 42436 | Not Dimmable | Not Dimmable | No |  | 3.1 | 2921 | 136.62 | 21.38 | 18.64 | 0.9032 | 4500 | 81.6
PFC13GSY | Shenzhen BenWei Lighting Technology Co. Ltd | BenWei | BW-T8I-1200-18W-40 | Linear Replacement Lamp | Four-Foot | Internal Driver Lamp-Style Retrofit Kits (UL Type B) | Standard | FALSE | [9 empty] | 42436 | Not Dimmable | Not Dimmable | No |  | 3.1 | 2479 | 140.14 | 17.69 | 16.17 | 0.9021 | 4000 | 81.8
P5P8PYE1 | Shenzhen BenWei Lighting Technology Co. Ltd | BenWei | BW-T8I-1200-22W-40 | Linear Replacement Lamp | Four-Foot | Internal Driver Lamp-Style Retrofit Kits (UL Type B) | Standard | FALSE | [9 empty] | 42436 | Not Dimmable | Not Dimmable | No |  | 3.1 | 2921 | 136.62 | 21.38 | 18.64 | 0.9032 | 4000 | 81.6
P2S9HVFT | Shenzhen BenWei Lighting Technology Co. Ltd | BenWei | BW-T8I-1200-18W-35 | Linear Replacement Lamp | Four-Foot | Internal Driver Lamp-Style Retrofit Kits (UL Type B) | Standard | FALSE | [9 empty] | 42436 | Not Dimmable | Not Dimmable | No |  | 3.1 | 2479 | 140.14 | 17.69 | 16.17 | 0.9021 | 3500 | 81.8
PS38UGKQ | Shenzhen BenWei Lighting Technology Co. Ltd | BenWei | BW-T8I-1200-22W-35 | Linear Replacement Lamp | Four-Foot | Internal Driver Lamp-Style Retrofit Kits (UL Type B) | Standard | FALSE | [9 empty] | 42436 | Not Dimmable | Not Dimmable | No |  | 3.1 | 2921 | 136.62 | 21.38 | 18.64 | 0.9032 | 3500 | 81.6
PSY84Y58 | EarthTronics Inc. | EarthTronics | LT817830 | Linear Replacement Lamp | Four-Foot | Replacement Lamps (plug and play) (UL Type A) | Standard | TRUE | 2261 | 113.8 | 19.86 | 9.43 | 0.9818 | 3073 | 84.5 | 5 | 50000 | 42433 |  |  | No |  | 3 | 2200 | 112 | 19.5 | 20 | 0.9 | 3000 | 82
P1WA94DK | EarthTronics Inc. | EarthTronics | LT814830 | Linear Replacement Lamp | Four-Foot | Replacement Lamps (plug and play) (UL Type A) | Standard | TRUE | 1870 | 111.2 | 16.82 | 11.02 | 0.9769 | 3071 | 84.6 | 5 | 50000 | 42433 |  |  | No |  | 3 | 1800 | 105 | 17 | 20 | 0.9 | 3000 | 82
PGHQAPF6 | Standard Products Inc. | STANDARD | LED/T5/27W/830/48/ND/STD/SMX | Linear Replacement Lamp | Four-Foot | Replacement Lamps (plug and play) (UL Type A) | Standard | TRUE | 3101 | 106.5 | 29.11 | 16.59 | 0.9662 | 2981 | 82.9 | 5 | 50000 | 42433 |  |  | No |  | 3 | 3100 | 100 | 30 | 20 | 0.9 | 3000 | 83
PDJXKPN6 | COMLEDS OPTOELECTRONICS TECHNOLOGY CO.LIMITED | COMLEDS | Comleds18-WXYG1312-07 (3000K) | Linear Replacement Lamp | Four-Foot | Replacement Lamps (plug and play) (UL Type A) | Standard | TRUE | 2085 | 107.92 | 19.32 | 13.34 | 0.9362 | 2980 | 82.2 | 5 |  | 42433 |  |  | No |  | 3 | 2085 | 107.92 | 19.32 | 13.34 | 0.9362 | 2980 | 82.2
PV9ESFYU | EarthTronics Inc. | EarthTronics | LT818830BP | Linear Replacement Lamp | Four-Foot | Internal Driver Lamp-Style Retrofit Kits (UL Type B) | Standard | TRUE | 2225 | 124.2 | 17.92 | 19.37 | 0.917 | 3080 | 84.1 | 5 | 50000 | 42433 |  |  | No |  | 3 | 2200 | 122 | 18 | 20 | 0.9 | 3000 | 83
PD1G11X8 | Keystone Technologies | Keystone | KT-LED22T8-48GC-830-D-CP | Linear Replacement Lamp | Four-Foot | Internal Driver Lamp-Style Retrofit Kits (UL Type B) | Standard | TRUE | 2586 | 116.7 | 22.16 | 10 | 0.9144 | 3062 | 82.1 | 5 | 50000 | 42433 |  |  | No |  | 3.1 | 2400 | 109 | 22 | 20 | 0.9 | 3000 | 83
PMPZSD9D | Baiyiled lighting America Inc | RayonLED | RO-T84F22CW 5000K | Linear Replacement Lamp | Four-Foot | Internal Driver Lamp-Style Retrofit Kits (UL Type B) | Standard | TRUE | 2116 | 104.55 | 20.24 | 16.96 | 0.9127 | 5115 | 84.2 | 5 | 50000 | 42433 |  |  | NotYetVerified |  | 3 | 2100 | 100 | 22 |  |  | 5000 | 80
P3YK7CVK | Baiyiled lighting America Inc | RayonLED | RO-T84F16CW 3000K | Linear Replacement Lamp | Four-Foot | Internal Driver Lamp-Style Retrofit Kits (UL Type B) | Standard | TRUE | 1641.6 | 100.71 | 16.3 | 15.5 | 0.874 | 2992 | 82.3 | 5 | 50000 | 42433 |  |  | NotYetVerified |  | 3 | 1641.6 | 100.71 | 16.3 | 12.11 | 0.986 | 2992 | 82
P15Q9GED | Keystone Technologies | Keystone | KT-LED22T8-48GC-850-D-CP | Linear Replacement Lamp | Four-Foot | Internal Driver Lamp-Style Retrofit Kits (UL Type B) | Standard | FALSE | [9 empty] | 42433 |  |  | No |  | 3.1 | 2600 | 118 | 22 | 20 | 0.9 | 5000 | 83
PSJBDTWS | Keystone Technologies | Keystone | KT-LED22T8-48GC-840-D-CP | Linear Replacement Lamp | Four-Foot | Internal Driver Lamp-Style Retrofit Kits (UL Type B) | Standard | FALSE | [9 empty] | 42433 |  |  | No |  | 3.1 | 2500 | 114 | 22 | 20 | 0.9 | 4000 | 83
PF7CKFSD | Keystone Technologies | Keystone | KT-LED22T8-48GC-835-D-CP | Linear Replacement Lamp | Four-Foot | Internal Driver Lamp-Style Retrofit Kits (UL Type B) | Standard | FALSE | [9 empty] | 42433 |  |  | No |  | 3.1 | 2450 | 111 | 22 | 20 | 0.9 | 3500 | 83
PK8SNUMC | Standard Products Inc. | STANDARD | LED/T5/27W/850/48/ND/STD/SMX | Linear Replacement Lamp | Four-Foot | Replacement Lamps (plug and play) (UL Type A) | Standard | FALSE | [9 empty] | 42433 |  |  | No |  | 3 | 3400 | 100 | 30 | 20 | 0.9 | 5000 | 83
PQ89G93T | Standard Products Inc. | STANDARD | LED/T5/27W/840/48/ND/STD/SMX | Linear Replacement Lamp | Four-Foot | Replacement Lamps (plug and play) (UL Type A) | Standard | FALSE | [9 empty] | 42433 |  |  | No |  | 3 | 3250 | 100 | 30 | 20 | 0.9 | 4000 | 83
PSHNSQCJ | Standard Products Inc. | STANDARD | LED/T5/27W/835/48/ND/STD/SMX | Linear Replacement Lamp | Four-Foot | Replacement Lamps (plug and play) (UL Type A) | Standard | FALSE | [9 empty] | 42433 |  |  | No |  | 3 | 3150 | 100 | 30 | 20 | 0.9 | 3500 | 83
P1U5JMZC | EarthTronics Inc. | EarthTronics | LT818850BP | Linear Replacement Lamp | Four-Foot | Internal Driver Lamp-Style Retrofit Kits (UL Type B) | Standard | FALSE | [9 empty] | 42433 | Not Dimmable | Not Dimmable | No |  | 3 | 2200 | 122 | 18 | 20 | 0.9 | 5000 | 83
PQ8M3YB5 | EarthTronics Inc. | EarthTronics | LT817850 | Linear Replacement Lamp | Four-Foot | Replacement Lamps (plug and play) (UL Type A) | Standard | FALSE | [9 empty] | 42433 | Not Dimmable | Not Dimmable | No |  | 3 | 2200 | 112 | 19.5 | 20 | 0.9 | 5000 | 82
PU655PQ5 | EarthTronics Inc. | EarthTronics | LT814850 | Linear Replacement Lamp | Four-Foot | Replacement Lamps (plug and play) (UL Type A) | Standard | FALSE | [9 empty] | 42433 | Not Dimmable | Not Dimmable | No |  | 3 | 1800 | 105 | 17 | 20 | 0.9 | 5000 | 82
PWQQ74YQ | EarthTronics Inc. | EarthTronics | LT818840BP | Linear Replacement Lamp | Four-Foot | Internal Driver Lamp-Style Retrofit Kits (UL Type B) | Standard | FALSE | [9 empty] | 42433 | Not Dimmable | Not Dimmable | No |  | 3 | 2200 | 122 | 18 | 20 | 0.9 | 4000 | 83
PEPJ2RAB | EarthTronics Inc. | EarthTronics | LT817840 | Linear Replacement Lamp | Four-Foot | Replacement Lamps (plug and play) (UL Type A) | Standard | FALSE | [9 empty] | 42433 | Not Dimmable | Not Dimmable | No |  | 3 | 2200 | 112 | 19.5 | 20 | 0.9 | 4000 | 82
PE8Y8653 | EarthTronics Inc. | EarthTronics | LT814840 | Linear Replacement Lamp | Four-Foot | Replacement Lamps (plug and play) (UL Type A) | Standard | FALSE | [9 empty] | 42433 | Not Dimmable | Not Dimmable | No |  | 3 | 1800 | 105 | 17 | 20 | 0.9 | 4000 | 82
PZHMCTDG | EarthTronics Inc. | EarthTronics | LT818835BP | Linear Replacement Lamp | Four-Foot | Internal Driver Lamp-Style Retrofit Kits (UL Type B) | Standard | FALSE | [9 empty] | 42433 | Not Dimmable | Not Dimmable | No |  | 3 | 2200 | 122 | 18 | 20 | 0.9 | 3500 | 83
P5TS1DC7 | EarthTronics Inc. | EarthTronics | LT817835 | Linear Replacement Lamp | Four-Foot | Replacement Lamps (plug and play) (UL Type A) | Standard | FALSE | [9 empty] | 42433 | Not Dimmable | Not Dimmable | No |  | 3 | 2200 | 112 | 19.5 | 20 | 0.9 | 3500 | 82
PTMJ8PNQ | EarthTronics Inc. | EarthTronics | LT814835 | Linear Replacement Lamp | Four-Foot | Replacement Lamps (plug and play) (UL Type A) | Standard | FALSE | [9 empty] | 42433 | Not Dimmable | Not Dimmable | No |  | 3 | 1800 | 105 | 17 | 20 | 0.9 | 3500 | 82
P64772MM | COMLEDS OPTOELECTRONICS TECHNOLOGY CO.LIMITED | COMLEDS | Comleds18-WXYG1312-07 (5000K) | Linear Replacement Lamp | Four-Foot | Replacement Lamps (plug and play) (UL Type A) | Standard | FALSE | [9 empty] | 42433 | Not Dimmable | Not Dimmable | No |  | 3 | 2145 | 110.34 | 19.44 | 13.85 | 0.9355 | 4983 | 81.7
P25P4M1G | COMLEDS OPTOELECTRONICS TECHNOLOGY CO.LIMITED | COMLEDS | Comleds18-WXYG1312-07 (4500K) | Linear Replacement Lamp | Four-Foot | Replacement Lamps (plug and play) (UL Type A) | Standard | FALSE | [9 empty] | 42433 | Not Dimmable | Not Dimmable | No |  | 3 | 2130 | 109.91 | 19.38 | 13.34 | 0.9362 | 2980 | 82.2
PKPHBJS9 | COMLEDS OPTOELECTRONICS TECHNOLOGY CO.LIMITED | COMLEDS | Comleds18-WXYG1312-07 (4000K) | Linear Replacement Lamp | Four-Foot | Replacement Lamps (plug and play) (UL Type A) | Standard | FALSE | [9 empty] | 42433 | Not Dimmable | Not Dimmable | No |  | 3 | 2115 | 109.13 | 19.38 | 13.34 | 0.9362 | 2980 | 82.2
PEC74UPN | COMLEDS OPTOELECTRONICS TECHNOLOGY CO.LIMITED | COMLEDS | Comleds18-WXYG1312-07 (3500K) | Linear Replacement Lamp | Four-Foot | Replacement Lamps (plug and play) (UL Type A) | Standard | FALSE | [9 empty] | 42433 | Not Dimmable | Not Dimmable | No |  | 3 | 2100 | 108.36 | 19.38 | 13.34 | 0.9362 | 2980 | 82.2
PM12KYAZ | Baiyiled lighting America Inc | RayonLED | RO-T84F16CW 5000K | Linear Replacement Lamp | Four-Foot | Internal Driver Lamp-Style Retrofit Kits (UL Type B) | Standard | FALSE | [9 empty] | 42433 | Not Dimmable | Not Dimmable | NotYetVerified |  | 3 | 1600 | 100 | 16 | 12.11 | 0.986 | 5000 | 82
PCT5TNPJ | Baiyiled lighting America Inc | RayonLED | RO-T84F16CW 4000K | Linear Replacement Lamp | Four-Foot | Internal Driver Lamp-Style Retrofit Kits (UL Type B) | Standard | FALSE | [9 empty] | 42433 | Not Dimmable | Not Dimmable | NotYetVerified |  | 3 | 1600 | 100 | 16 | 12.11 | 0.986 | 4000 | 82
PP2GXKY3 | Baiyiled lighting America Inc | RayonLED | RO-T84F16CW 3500K | Linear Replacement Lamp | Four-Foot | Internal Driver Lamp-Style Retrofit Kits (UL Type B) | Standard | FALSE | [9 empty] | 42433 | Not Dimmable | Not Dimmable | NotYetVerified |  | 3 | 1600 | 100 | 16 | 12.11 | 0.986 | 3500 | 82
PWVC74CM | ETECH LED | E TECH LED | BB-T84-A1-13-40 | Linear Replacement Lamp | Four-Foot | Internal Driver Lamp-Style Retrofit Kits (UL Type B) | Standard | TRUE | 1776 | 135.78 | 13.08 | 13.52 | 0.922 | 3984 | 82.5 | 5 | 50000 | 42432 |  |  | NotYetVerified | Internal Driver | 3 | 1776 | 135.78 | 13.08 | 20 | 0.9 | 4000 | 80
P1RNEYHT | ETECH LED | E TECH LED | FF-T84-A2-13-40 | Linear Replacement Lamp | Four-Foot | Dual Mode Internal Driver (UL Type A and Type B) | Standard | TRUE | 1699 | 119.48 | 14.22 | 14.45 | 0.9042 | 3988 | 82.6 | 5 | 50000 | 42432 |  |  | NotYetVerified | Nominal wattage 13W | 3 | 1700 | 130 | 14.2 | 20 | 0.9 | 4000 | 81
P37ARR4U | ETECH LED | E TECH LED | FF-T84-A2-13-40-CLR | Linear Replacement Lamp | Four-Foot | Dual Mode Internal Driver (UL Type A and Type B) | Standard | TRUE | 1930 | 135.06 | 14.3 | 14.92 | 0.9034 | 3996 | 82.7 | 5 | 50000 | 42432 |  |  | NotYetVerified | Nominal wattage 13w | 3 | 1930 | 135 | 14.3 | 20 | 0.9 | 4000 | 82.7
PATTJ4TS | ETECH LED | E TECH LED | FF-T84-A2-13-50-CLR | Linear Replacement Lamp | Four-Foot | Dual Mode Internal Driver (UL Type A and Type B) | Standard | FALSE | [9 empty] | 42432 | Not Dimmable | Not Dimmable | NotYetVerified | Nominal wattage 13w | 3 | 1930 | 135 | 14.3 | 20 | 0.9 | 5000 | 82.7
PR7CZSE8 | ETECH LED | E TECH LED | BB-T84-A1-13-50 | Linear Replacement Lamp | Four-Foot | Internal Driver Lamp-Style Retrofit Kits (UL Type B) | Standard | FALSE | [9 empty] | 42432 | Not Dimmable | Not Dimmable | NotYetVerified | Internal Driver | 3 | 1832 | 138.89 | 13.19 | 20 | 0.9 | 5000 | 80
PGYKQRS1 | ETECH LED | E TECH LED | BB-T84-A1-13-45 | Linear Replacement Lamp | Four-Foot | Internal Driver Lamp-Style Retrofit Kits (UL Type B) | Standard | FALSE | [9 empty] | 42432 | Not Dimmable | Not Dimmable | NotYetVerified | Internal Driver | 3 | 1776 | 135.78 | 13.08 | 20 | 0.9 | 4500 | 80
PHHGGPY9 | ETECH LED | E TECH LED | FF-T84-A2-13-50 | Linear Replacement Lamp | Four-Foot | Dual Mode Internal Driver (UL Type A and Type B) | Standard | FALSE | [9 empty] | 42432 | Not Dimmable | Not Dimmable | NotYetVerified | Nominal wattage 13W | 3 | 1700 | 130 | 14.2 | 20 | 0.9 | 4000 | 81
PYSG168V | Nelco LED Limited | NL | NL-56HO-48-27W830-T5 | Linear Replacement Lamp | Four-Foot | Replacement Lamps (plug and play) (UL Type A) | Standard | TRUE | 3331 | 107.3 | 31.04 | 16.22 | 0.9694 | 2977 | 83.2 | 5 | 50000 | 42431 |  |  | No |  | 3 | 3100 | 103 | 30 | 20 | 0.9 | 3000 | 82
PMZM5X8Y | Winstar Productsllc | Winstar | WIN-4T-22W-T PLE (3000K) | Linear Replacement Lamp | Four-Foot | Internal Driver Lamp-Style Retrofit Kits (UL Type B) | Standard | TRUE | 2923 | 133.78 | 21.85 | 18.24 | 0.9395 | 2990 | 81.9 | 5 | 50000 | 42431 |  |  | No |  | 3 | 2923 | 133.78 | 21.85 | 18.24 | 0.93 | 3000 | 81.9
PE9PGM9R | LED LEADER INC. | LED LEADER | L4GA-19T8LEDMVBF30 | Linear Replacement Lamp | Four-Foot | Dual Mode Internal Driver (UL Type A and Type B) | Standard | TRUE | 2518 | 130.53 | 19.29 | 12.44 | 0.9265 | 2993 | 82.6 | 5 | 50000 | 42431 |  |  | No |  | 3.1 | 2540 | 131.06 | 19.38 | 12.6 | 0.9148 | 3000 | 82.6
P84V4TQ4 | Winstar Productsllc | Winstar | WIN-4T-22W-M PLE (3000K) | Linear Replacement Lamp | Four-Foot | Internal Driver Lamp-Style Retrofit Kits (UL Type B) | Standard | TRUE | 2671 | 123.6 | 21.61 | 18.65 | 0.9173 | 2995 | 82.4 | 5 | 50000 | 42431 |  |  | No |  | 3 | 2693 | 123.93 | 21.73 | 18.65 | 0.9173 | 3000 | 82.4
PHJUTXHJ | Winstar Productsllc | Winstar | WIN-4T-15W-M PLE (3000K) | Linear Replacement Lamp | Four-Foot | Internal Driver Lamp-Style Retrofit Kits (UL Type B) | Standard | TRUE | 1838 | 125.46 | 14.65 | 16.34 | 0.9126 | 2981 | 82.3 | 5 | 50000 | 42431 |  |  | No |  | 3 | 1837 | 128.46 | 14.3 | 16.34 | 0.9126 | 3000 | 82.3
PDXPTJVX | Winstar Productsllc | Winstar | WIN-4T-18W-MA PLE (3000K) | Linear Replacement Lamp | Four-Foot | Internal Driver Lamp-Style Retrofit Kits (UL Type B) | Standard | TRUE | 2250 | 125.14 | 17.98 | 17.81 | 0.9057 | 3015 | 82.4 | 5 | 50000 | 42431 |  |  | No |  | 3 | 2247 | 127.16 | 17.67 | 17.81 | 0.9057 | 3000 | 82.4
P1JDZQYF | Winstar Productsllc | Winstar | WIN-4T-15W-T PLE (3000K) | Linear Replacement Lamp | Four-Foot | Internal Driver Lamp-Style Retrofit Kits (UL Type B) | Standard | TRUE | 1989 | 135.77 | 14.65 | 16.43 | 0.9031 | 2989 | 82 | 5 | 50000 | 42431 |  |  | No |  | 3 | 1998 | 138.65 | 14.41 | 16.43 | 0.9031 | 3000 | 82
PWM15JPW | Winstar Productsllc | Winstar | WIN-4T-18W-TA PLE (3000K) | Linear Replacement Lamp | Four-Foot | Internal Driver Lamp-Style Retrofit Kits (UL Type B) | Standard | TRUE | 2452 | 136.98 | 17.9 | 17.55 | 0.9001 | 2998 | 81.8 | 5 | 50000 | 42431 |  |  | No |  | 3 | 2423 | 137.36 | 17.64 | 17.55 | 0.9001 | 3000 | 81.8
PEJZCFSV | LED LEADER INC. | LED LEADER | L4GA-19T8LEDMVBF50 | Linear Replacement Lamp | Four-Foot | Dual Mode Internal Driver (UL Type A and Type B) | Standard | FALSE | [9 empty] | 42431 |  |  | No |  | 3.1 | 2632 | 135.24 | 19.46 | 12.56 | 0.9252 | 5000 | 82.5
P6APHJQ3 | LED LEADER INC. | LED LEADER | L4GA-19T8LEDMVBF45 | Linear Replacement Lamp | Four-Foot | Dual Mode Internal Driver (UL Type A and Type B) | Standard | FALSE | [9 empty] | 42431 |  |  | No |  | 3.1 | 2609 | 134.35 | 19.42 | 12.6 | 0.9148 | 4500 | 82.6
PD85ESXT | LED LEADER INC. | LED LEADER | L4GA-19T8LEDMVBF40 | Linear Replacement Lamp | Four-Foot | Dual Mode Internal Driver (UL Type A and Type B) | Standard | FALSE | [9 empty] | 42431 |  |  | No |  | 3.1 | 2586 | 133.16 | 19.42 | 12.6 | 0.9148 | 4000 | 82.6
PUYBC42N | LED LEADER INC. | LED LEADER | L4GA-19T8LEDMVBF35 | Linear Replacement Lamp | Four-Foot | Dual Mode Internal Driver (UL Type A and Type B) | Standard | FALSE | [9 empty] | 42431 |  |  | No |  | 3.1 | 2563 | 131.98 | 19.42 | 12.6 | 0.9148 | 3500 | 82.6
PKVCDCYD | Nelco LED Limited | NL | NL-56HO-48-27W845-T5 | Linear Replacement Lamp | Four-Foot | Replacement Lamps (plug and play) (UL Type A) | Standard | FALSE | [9 empty] | 42431 |  |  | No |  | 3 | 3400 | 113 | 30 | 20 | 0.9 | 5000 | 82
PP5GB82D | Nelco LED Limited | NL | NL-56HO-48-27W835-T5 | Linear Replacement Lamp | Four-Foot | Replacement Lamps (plug and play) (UL Type A) | Standard | FALSE | [9 empty] | 42431 |  |  | No |  | 3 | 3300 | 110 | 30 | 20 | 0.9 | 4500 | 82
PZBCXRY6 | Nelco LED Limited | NL | NL-56HO-48-27W850-T5 | Linear Replacement Lamp | Four-Foot | Replacement Lamps (plug and play) (UL Type A) | Standard | FALSE | [9 empty] | 42431 |  |  | No |  | 3 | 3250 | 108 | 30 | 20 | 0.9 | 4000 | 82
PE5D4Y6V | Nelco LED Limited | NL | NL-56HO-48-27W840-T5 | Linear Replacement Lamp | Four-Foot | Replacement Lamps (plug and play) (UL Type A) | Standard | FALSE | [9 empty] | 42431 |  |  | No |  | 3 | 3150 | 105 | 30 | 20 | 0.9 | 3500 | 82
PQYV7QBH | Winstar Productsllc | Winstar | WIN-4T-18W-MA PLE (5000K) | Linear Replacement Lamp | Four-Foot | Internal Driver Lamp-Style Retrofit Kits (UL Type B) | Standard | FALSE | [9 empty] | 42431 | Not Dimmable | Not Dimmable | No |  | 3 | 2390 | 133.89 | 17.85 | 17.81 | 0.9101 | 5000 | 82.5
P6GYBSYP | Winstar Productsllc | Winstar | WIN-4T-22W-M PLE (5000K) | Linear Replacement Lamp | Four-Foot | Internal Driver Lamp-Style Retrofit Kits (UL Type B) | Standard | FALSE | [9 empty] | 42431 | Not Dimmable | Not Dimmable | No |  | 3 | 2858 | 130.03 | 21.98 | 18.33 | 0.9326 | 5000 | 82.4
P2HDA72C | Winstar Productsllc | Winstar | WIN-4T-15W-M PLE (5000K) | Linear Replacement Lamp | Four-Foot | Internal Driver Lamp-Style Retrofit Kits (UL Type B) | Standard | FALSE | [9 empty] | 42431 | Not Dimmable | Not Dimmable | No |  | 3 | 1985 | 134.49 | 14.76 | 16.34 | 0.9021 | 5000 | 82.4
PN9B3MYC | Winstar Productsllc | Winstar | WIN-4T-22W-T PLE (5000K) | Linear Replacement Lamp | Four-Foot | Internal Driver Lamp-Style Retrofit Kits (UL Type B) | Standard | FALSE | [9 empty] | 42431 | Not Dimmable | Not Dimmable | No |  | 3 | 3123 | 141.44 | 22.08 | 18.24 | 0.94 | 5000 | 82.1
PUX3JCTZ | Winstar Productsllc | Winstar | WIN-4T-15W-T PLE (5000K) | Linear Replacement Lamp | Four-Foot | Internal Driver Lamp-Style Retrofit Kits (UL Type B) | Standard | FALSE | [9 empty] | 42431 | Not Dimmable | Not Dimmable | No |  | 3 | 2152 | 145.6 | 14.78 | 16.43 | 0.91 | 5000 | 82
PG9BTP2Y | Winstar Productsllc | Winstar | WIN-4T-18W-T PLE (5000K) | Linear Replacement Lamp | Four-Foot | Internal Driver Lamp-Style Retrofit Kits (UL Type B) | Standard | FALSE | [9 empty] | 42431 | Not Dimmable | Not Dimmable | No |  | 3 | 2590 | 144.29 | 17.95 | 17.55 | 0.9181 | 5000 | 81.9
PZWBRVRA | Winstar Productsllc | Winstar | WIN-4T-22W-M PLE (4000K) | Linear Replacement Lamp | Four-Foot | Internal Driver Lamp-Style Retrofit Kits (UL Type B) | Standard | FALSE | [9 empty] | 42431 | Not Dimmable | Not Dimmable | No |  | 3 | 2693 | 123.93 | 21.73 | 18.65 | 0.9173 | 4000 | 82.4
P9Q4HUD7 | Winstar Productsllc | Winstar | WIN-4T-18W-MA PLE (4000K) | Linear Replacement Lamp | Four-Foot | Internal Driver Lamp-Style Retrofit Kits (UL Type B) | Standard | FALSE | [9 empty] | 42431 | Not Dimmable | Not Dimmable | No |  | 3 | 2247 | 127.16 | 17.67 | 17.81 | 0.9057 | 4000 | 82.4
P5XBMEKE | Winstar Productsllc | Winstar | WIN-4T-15W-M PLE (4000K) | Linear Replacement Lamp | Four-Foot | Internal Driver Lamp-Style Retrofit Kits (UL Type B) | Standard | FALSE | [9 empty] | 42431 | Not Dimmable | Not Dimmable | No |  | 3 | 1837 | 128.46 | 14.3 | 16.34 | 0.9126 | 4000 | 82.3
P7HN2G6C | Winstar Productsllc | Winstar | WIN-4T-15W-T PLE (4000K) | Linear Replacement Lamp | Four-Foot | Internal Driver Lamp-Style Retrofit Kits (UL Type B) | Standard | FALSE | [9 empty] | 42431 | Not Dimmable | Not Dimmable | No |  | 3 | 1998 | 138.65 | 14.41 | 16.43 | 0.9031 | 4000 | 82
P73UJYFT | Winstar Productsllc | Winstar | WIN-4T-22W-T PLE (4000K) | Linear Replacement Lamp | Four-Foot | Internal Driver Lamp-Style Retrofit Kits (UL Type B) | Standard | FALSE | [9 empty] | 42431 | Not Dimmable | Not Dimmable | No |  | 3 | 2923 | 133.78 | 21.85 | 18.24 | 0.93 | 4000 | 81.9
PP3NHPVU | Winstar Productsllc | Winstar | WIN-4T-18W-TA PLE (4000K) | Linear Replacement Lamp | Four-Foot | Internal Driver Lamp-Style Retrofit Kits (UL Type B) | Standard | FALSE | [9 empty] | 42431 | Not Dimmable | Not Dimmable | No |  | 3 | 2423 | 137.36 | 17.64 | 17.55 | 0.9001 | 4000 | 81.8
PT5VZD6N | Winstar Productsllc | Winstar | WIN-4T-22W-M PLE (3500K) | Linear Replacement Lamp | Four-Foot | Internal Driver Lamp-Style Retrofit Kits (UL Type B) | Standard | FALSE | [9 empty] | 42431 | Not Dimmable | Not Dimmable | No |  | 3 | 2693 | 123.93 | 21.73 | 18.65 | 0.9173 | 3500 | 82.4
PQ4VQ8TT | Winstar Productsllc | Winstar | WIN-4T-18W-MA PLE (3500K) | Linear Replacement Lamp | Four-Foot | Internal Driver Lamp-Style Retrofit Kits (UL Type B) | Standard | FALSE | [9 empty] | 42431 | Not Dimmable | Not Dimmable | No |  | 3 | 2247 | 127.16 | 17.67 | 17.81 | 0.9057 | 3500 | 82.4
P6WMVDY5 | Winstar Productsllc | Winstar | WIN-4T-22W-T PLE (3500K) | Linear Replacement Lamp | Four-Foot | Internal Driver Lamp-Style Retrofit Kits (UL Type B) | Standard | FALSE | [9 empty] | 42431 | Not Dimmable | Not Dimmable | No |  | 3 | 2923 | 133.78 | 21.85 | 18.24 | 0.93 | 3500 | 81.9
PX1GFDTS | Winstar Productsllc | Winstar | WIN-4T-18W-TA PLE (3500K) | Linear Replacement Lamp | Four-Foot | Internal Driver Lamp-Style Retrofit Kits (UL Type B) | Standard | FALSE | [9 empty] | 42431 | Not Dimmable | Not Dimmable | No |  | 3 | 2423 | 137.36 | 17.64 | 17.55 | 0.9001 | 3500 | 81.8
PPRN917G | Shenzhen Syhdee Co.Ltd. | SYHDEE | SYH-GL08-AC1218(3000K) | Linear Replacement Lamp | Four-Foot | Replacement Lamps (plug and play) (UL Type A) | Standard | TRUE | 2157 | 116.4 | 18.53 | 7.2 | 0.975 | 3004 | 80.8 | 5 | 50000 | 42430 |  |  | No |  | 3.1 | 2000 | 111.11 | 18 | 15 | 0.9 | 3000 | 81
PUS99UWJ | Jiangmen POTOP Opto-Electronic Technology CO.Ltd | POTOP | PT-T8-30L-221200F-AD | Linear Replacement Lamp | Four-Foot | Internal Driver Lamp-Style Retrofit Kits (UL Type B) | Standard | TRUE | 2286.9 | 109.06 | 20.97 | 9.6 | 0.921 | 2957 | 83.2 | 5 | 50000 | 42430 |  |  | No |  | 3.1 | 2400 | 109.06 | 22 | 9.6 | 0.921 | 3000 | 80
P9BQWTR5 | MAX BRIGHT LIGHTING CO. LIMITED | Max Bright Lighting Co. Ltd | MB-T8WW-B-112-M | Linear Replacement Lamp | Four-Foot | Internal Driver Lamp-Style Retrofit Kits (UL Type B) | Standard | TRUE | 1826.1 | 110.21 | 16.57 | 24.85 | 0.903 | 2984 | 82.1 | 5 |  | 42430 |  |  | No |  | 3.1 | 1950 | 108.3 | 18 | 20 | 0.9 | 3000 | 80
PBHNG3RY | Jiangmen POTOP Opto-Electronic Technology CO.Ltd | POTOP | PT-T8-50L-221200F-AD | Linear Replacement Lamp | Four-Foot | Internal Driver Lamp-Style Retrofit Kits (UL Type B) | Standard | FALSE | [9 empty] | 42430 |  |  | No |  | 3.1 | 2400 | 109.06 | 22 | 9.6 | 0.921 | 5000 | 80
PN7F56WC | Jiangmen POTOP Opto-Electronic Technology CO.Ltd | POTOP | PT-T8-45L-221200F-AD | Linear Replacement Lamp | Four-Foot | Internal Driver Lamp-Style Retrofit Kits (UL Type B) | Standard | FALSE | [9 empty] | 42430 |  |  | No |  | 3.1 | 2400 | 109.06 | 22 | 9.6 | 0.921 | 4500 | 80
PQ692XKQ | Jiangmen POTOP Opto-Electronic Technology CO.Ltd | POTOP | PT-T8-40L-221200F-AD | Linear Replacement Lamp | Four-Foot | Internal Driver Lamp-Style Retrofit Kits (UL Type B) | Standard | FALSE | [9 empty] | 42430 |  |  | No |  | 3.1 | 2400 | 109.06 | 22 | 9.6 | 0.921 | 4000 | 80
P8HF7HWH | Jiangmen POTOP Opto-Electronic Technology CO.Ltd | POTOP | PT-T8-35L-221200F-AD | Linear Replacement Lamp | Four-Foot | Internal Driver Lamp-Style Retrofit Kits (UL Type B) | Standard | FALSE | [9 empty] | 42430 |  |  | No |  | 3.1 | 2400 | 109.06 | 22 | 9.6 | 0.921 | 3500 | 80
PAAZ32W8 | Shenzhen Syhdee Co.Ltd. | SYHDEE | SYH-GL08-AC1218(5000K) | Linear Replacement Lamp | Four-Foot | Replacement Lamps (plug and play) (UL Type A) | Standard | FALSE | [9 empty] | 42430 |  |  | No |  | 3.1 | 2200 | 122.22 | 18 | 15 | 0.9 | 5000 | 81
P8DR46AV | Shenzhen Syhdee Co.Ltd. | SYHDEE | SYH-GL08-AC1218(4500K) | Linear Replacement Lamp | Four-Foot | Replacement Lamps (plug and play) (UL Type A) | Standard | FALSE | [9 empty] | 42430 |  |  | No |  | 3.1 | 2200 | 122.22 | 18 | 15 | 0.9 | 4500 | 81
PHG86CF9 | Shenzhen Syhdee Co.Ltd. | SYHDEE | SYH-GL08-AC1218(4000K) | Linear Replacement Lamp | Four-Foot | Replacement Lamps (plug and play) (UL Type A) | Standard | FALSE | [9 empty] | 42430 |  |  | No |  | 3.1 | 2200 | 122.22 | 18 | 15 | 0.9 | 4000 | 81
PCC7F8PQ | Shenzhen Syhdee Co.Ltd. | SYHDEE | SYH-GL08-AC1218(3500K) | Linear Replacement Lamp | Four-Foot | Replacement Lamps (plug and play) (UL Type A) | Standard | FALSE | [9 empty] | 42430 |  |  | No |  | 3.1 | 2000 | 111.11 | 18 | 15 | 0.9 | 3500 | 81
PKPV6ZYW | MAX BRIGHT LIGHTING CO. LIMITED | Max Bright Lighting Co. Ltd | MB-T8PW-B-112-M | Linear Replacement Lamp | Four-Foot | Internal Driver Lamp-Style Retrofit Kits (UL Type B) | Standard | FALSE | [9 empty] | 42430 | Not Dimmable | Not Dimmable | No |  | 3.1 | 2160 | 120 | 18 | 20 | 0.9 | 5000 | 80
PY22K9PU | MAX BRIGHT LIGHTING CO. LIMITED | Max Bright Lighting Co. Ltd | MB-T8NW-B-112-M | Linear Replacement Lamp | Four-Foot | Internal Driver Lamp-Style Retrofit Kits (UL Type B) | Standard | FALSE | [9 empty] | 42430 | Not Dimmable | Not Dimmable | No |  | 3.1 | 2050 | 113.9 | 18 | 20 | 0.9 | 4000 | 80
P38PWHA5 | Bravoled Lighting Manufacturing Co. Ltd. | Bravoled | BL-T8-15W 1200 BQET+(3000K) [Frosted Lens] | Linear Replacement Lamp | Four-Foot | Replacement Lamps (plug and play) (UL Type A) | Standard | TRUE | 1696.521 | 100.208 | 16.93 | 18.05 | 0.964 | 2916 | 82.2 | 5 | 50000 | 42429 |  |  | No |  | 3 | 1696.521 | 100.208 | 16.93 | 16.98 | 0.974 | 3000 | 82.2
PSAA5D5J | RemPhos Technologies LLC | Remphos | RPT-TOTALTUBEG2-T8-48IN-3000K | Linear Replacement Lamp | Four-Foot | Dual Mode Internal Driver (UL Type A and Type B) | Standard | TRUE | 1826 | 128.59 | 14.2 | 14.33 | 0.9362 | 2932 | 82.3 | 5 | 50000 | 42429 |  |  | No |  | 3 | 1826 | 128.59 | 12 | 14.33 | 0.9362 | 3000 | 82.3
P8B1U3SW | RemPhos Technologies LLC | Remphos | RPT-TOTALTUBEHOG2-T8-48IN-3000K | Linear Replacement Lamp | Four-Foot | Dual Mode Internal Driver (UL Type A and Type B) | Standard | TRUE | 2296 | 132.11 | 17.38 | 14.95 | 0.9341 | 2934 | 82.4 | 5 | 50000 | 42429 |  |  | No |  | 3 | 2296 | 132.11 | 16 | 14.95 | 0.9341 | 3000 | 82.4
P7XV6F6C | RemPhos Technologies LLC | Remphos | RPT-TOTALTUBEMOG2-T8-48IN-3000K | Linear Replacement Lamp | Four-Foot | Dual Mode Internal Driver (UL Type A and Type B) | Standard | TRUE | 2082 | 131.36 | 15.85 | 14.96 | 0.9226 | 2930 | 82.3 | 5 | 50000 | 42429 |  |  | No |  | 3 | 2082 | 131.36 | 14 | 15.02 | 0.933 | 3000 | 82.3
P844DRU5 | RemPhos Technologies LLC | Remphos | RPT-TOTALTUBEMOG2-T8-48IN-5000K | Linear Replacement Lamp | Four-Foot | Dual Mode Internal Driver (UL Type A and Type B) | Standard | FALSE | [9 empty] | 42429 |  |  | No |  | 3 | 2135 | 133.27 | 14 | 15.11 | 0.9344 | 5000 | 83
PMHR1P29 | RemPhos Technologies LLC | Remphos | RPT-TOTALTUBEHOG2-T8-48IN-5000K | Linear Replacement Lamp | Four-Foot | Dual Mode Internal Driver (UL Type A and Type B) | Standard | FALSE | [9 empty] | 42429 |  |  | No |  | 3 | 2354 | 134.05 | 16 | 14.49 | 0.9326 | 5000 | 83
PWC9DUB2 | RemPhos Technologies LLC | Remphos | RPT-TOTALTUBEG2-T8-48IN-5000K | Linear Replacement Lamp | Four-Foot | Dual Mode Internal Driver (UL Type A and Type B) | Standard | FALSE | [9 empty] | 42429 |  |  | No |  | 3 | 1871 | 130.38 | 12 | 14.57 | 0.9264 | 5000 | 82.4
PECCUSVN | RemPhos Technologies LLC | Remphos | RPT-TOTALTUBEHOG2-T8-48IN-4000K | Linear Replacement Lamp | Four-Foot | Dual Mode Internal Driver (UL Type A and Type B) | Standard | FALSE | [9 empty] | 42429 |  |  | No |  | 3 | 2334 | 133.6 | 16 | 14.95 | 0.9341 | 4000 | 82.4
PJ11X4XA | RemPhos Technologies LLC | Remphos | RPT-TOTALTUBEMOG2-T8-48IN-4000K | Linear Replacement Lamp | Four-Foot | Dual Mode Internal Driver (UL Type A and Type B) | Standard | FALSE | [9 empty] | 42429 |  |  | No |  | 3 | 2118 | 132.87 | 14 | 15.02 | 0.933 | 4000 | 82.3
PWE8Y3UX | RemPhos Technologies LLC | Remphos | RPT-TOTALTUBEG2-T8-48IN-4000K | Linear Replacement Lamp | Four-Foot | Dual Mode Internal Driver (UL Type A and Type B) | Standard | FALSE | [9 empty] | 42429 |  |  | No |  | 3 | 1856 | 129.97 | 12 | 14.33 | 0.9362 | 4000 | 82.3
PZTMF8MV | RemPhos Technologies LLC | Remphos | RPT-TOTALTUBEHOG2-T8-48IN-3500K | Linear Replacement Lamp | Four-Foot | Dual Mode Internal Driver (UL Type A and Type B) | Standard | FALSE | [9 empty] | 42429 |  |  | No |  | 3 | 2315 | 132.51 | 16 | 14.95 | 0.9341 | 3500 | 82.4
PAA6WJCC | RemPhos Technologies LLC | Remphos | RPT-TOTALTUBEMOG2-T8-48IN-3500K | Linear Replacement Lamp | Four-Foot | Dual Mode Internal Driver (UL Type A and Type B) | Standard | FALSE | [9 empty] | 42429 |  |  | No |  | 3 | 2100 | 131.74 | 14 | 15.02 | 0.933 | 3500 | 82.3
PUMCGN4Q | RemPhos Technologies LLC | Remphos | RPT-TOTALTUBEG2-T8-48IN-3500K | Linear Replacement Lamp | Four-Foot | Dual Mode Internal Driver (UL Type A and Type B) | Standard | FALSE | [9 empty] | 42429 |  |  | No |  | 3 | 1841 | 128.92 | 12 | 14.33 | 0.9362 | 3500 | 82.3
P7YPA748 | Bravoled Lighting Manufacturing Co. Ltd. | Bravoled | BL-T8-15W 1200 BQET+(5000K) [Frosted Lens] | Linear Replacement Lamp | Four-Foot | Replacement Lamps (plug and play) (UL Type A) | Standard | FALSE | [9 empty] | 42429 | Not Dimmable | Not Dimmable | No |  | 3 | 1843.79 | 109.1 | 16.9 | 14.68 | 0.975 | 5000 | 82.5
PHBYQ77F | Bravoled Lighting Manufacturing Co. Ltd. | Bravoled | BL-T8-15W 1200 BQET+(4500K) [Frosted Lens] | Linear Replacement Lamp | Four-Foot | Replacement Lamps (plug and play) (UL Type A) | Standard | FALSE | [9 empty] | 42429 | Not Dimmable | Not Dimmable | No |  | 3 | 1724.097 | 101.897 | 16.92 | 15.11 | 0.982 | 4500 | 84.6
P1YDSWHF | Bravoled Lighting Manufacturing Co. Ltd. | Bravoled | BL-T8-15W 1200 BQET+(4000K) [Frosted Lens] | Linear Replacement Lamp | Four-Foot | Replacement Lamps (plug and play) (UL Type A) | Standard | FALSE | [9 empty] | 42429 | Not Dimmable | Not Dimmable | No |  | 3 | 1724.097 | 101.897 | 16.92 | 15.11 | 0.982 | 4000 | 84.6
PTSEMCG7 | Bravoled Lighting Manufacturing Co. Ltd. | Bravoled | BL-T8-15W 1200 BQET+(3500K) [Frosted Lens] | Linear Replacement Lamp | Four-Foot | Replacement Lamps (plug and play) (UL Type A) | Standard | FALSE | [9 empty] | 42429 | Not Dimmable | Not Dimmable | No |  | 3 | 1696.521 | 100.208 | 16.93 | 16.98 | 0.974 | 3500 | 82.2
P5XZ7RZ8 | US LED | Star-T8 | ST1-2-UNV-4-S-35 [120V Only] | Linear Replacement Lamp | Four-Foot | Internal Driver Lamp-Style Retrofit Kits (UL Type B) | Standard | TRUE | 1818 | 118.1 | 15.4 | 17.1 | 0.98 | 3500 | 84 | 5 | 50000 | 42426 |  |  | No |  | 3.1 | 1818 | 118.1 | 15.4 | 17.1 | 0.97 | 3500 | 84
P9BYFNJ3 | Nexus Electrical | Luceco | L18T8EG1TBC30-US | Linear Replacement Lamp | Four-Foot | Replacement Lamps (plug and play) (UL Type A) | Standard | TRUE | 2330 | 106.3 | 21.92 | 10.89 | 0.9768 | 2970 | 83.5 | 5 | 50000 | 42426 |  |  | No |  | 3 | 2200 | 100 | 22 | 20 | 0.9 | 3000 | 82
PSUZQXK2 | YES LED Lighting Inc. | YES LED lighting Inc. | YT8NB-412W-30C | Linear Replacement Lamp | Four-Foot | Internal Driver Lamp-Style Retrofit Kits (UL Type B) | Standard | TRUE | 1850 | 143.3 | 12.91 | 16.71 | 0.9316 | 2971 | 81.8 | 5 | 50000 | 42426 |  |  | No |  | 3 | 1860 | 148.44 | 12.53 | 16.71 | 0.9316 | 3000 | 81.8
PSV2315S | YES LED Lighting Inc. | YES LED lighting Inc. | YT8NB-415W-30F | Linear Replacement Lamp | Four-Foot | Internal Driver Lamp-Style Retrofit Kits (UL Type B) | Standard | TRUE | 1838 | 125.46 | 14.65 | 16.34 | 0.9126 | 2981 | 82.3 | 5 | 50000 | 42426 |  |  | No |  | 3 | 1837 | 128.46 | 14.3 | 16.34 | 0.9126 | 3000 | 82.3
PQ562VCU | YES LED Lighting Inc. | YES LED lighting Inc. | YT8NB-412W-30F | Linear Replacement Lamp | Four-Foot | 2-lamp External Driver Lamp-Style Retrofit Kits (UL Type C) | Standard | TRUE | 1754 | 136.29 | 12.87 | 16.98 | 0.9104 | 2971 | 82.2 | 5 | 50000 | 42426 |  |  | No |  | 3 | 1740 | 138.54 | 12.56 | 16.98 | 0.9104 | 3000 | 82.2
P1P7Z4SV | YES LED Lighting Inc. | YES LED lighting Inc. | YT8NB-418W-30F | Linear Replacement Lamp | Four-Foot | Internal Driver Lamp-Style Retrofit Kits (UL Type B) | Standard | TRUE | 2250 | 125.14 | 17.98 | 17.81 | 0.9057 | 3015 | 82.4 | 5 | 50000 | 42426 |  |  | No |  | 3 | 2247 | 127.16 | 17.67 | 17.81 | 0.9057 | 3000 | 82.4
P9ECQXA3 | YES LED Lighting Inc. | YES LED lighting Inc. | YT8NB-415W-30C | Linear Replacement Lamp | Four-Foot | Internal Driver Lamp-Style Retrofit Kits (UL Type B) | Standard | TRUE | 1989 | 135.77 | 14.65 | 16.43 | 0.9031 | 2989 | 82 | 5 | 50000 | 42426 |  |  | No |  | 3 | 1998 | 138.65 | 14.41 | 16.43 | 0.9031 | 3000 | 82
PG4JZ1WG | YES LED Lighting Inc. | YES LED lighting Inc. | YT8NB-418W-30C | Linear Replacement Lamp | Four-Foot | Internal Driver Lamp-Style Retrofit Kits (UL Type B) | Standard | TRUE | 2452 | 136.98 | 17.9 | 17.55 | 0.9001 | 2998 | 81.8 | 5 | 50000 | 42426 |  |  | No |  | 3 | 2423 | 137.36 | 17.64 | 17.55 | 0.9001 | 3000 | 81.8
P178JCJM | Nexus Electrical | Luceco | L18T8EG1TBP30-US | Linear Replacement Lamp | Four-Foot | Internal Driver Lamp-Style Retrofit Kits (UL Type B) | Standard | TRUE | 2013.364 | 113.371 | 17.759 | 16.69 | 0.8981 | 2930 | 81.8 | 5 | 50000 | 42426 |  |  | NotYetVerified | Internal Driver | 3 | 2000 | 112 | 18 | 16.69 | 0.965 | 3000 | 82
P6K5WPY3 | YES LED Lighting Inc. | YES LED lighting Inc. | YT8NB-418W-50F | Linear Replacement Lamp | Four-Foot | Internal Driver Lamp-Style Retrofit Kits (UL Type B) | Standard | FALSE | [9 empty] | 42426 |  |  | No |  | 3 | 2390 | 133.89 | 17.85 | 17.81 | 0.9101 | 5000 | 82.5
PTHW8Z1F | YES LED Lighting Inc. | YES LED lighting Inc. | YT8NB-412W-50F | Linear Replacement Lamp | Four-Foot | 2-lamp External Driver Lamp-Style Retrofit Kits (UL Type C) | Standard | FALSE | [9 empty] | 42426 |  |  | No |  | 3 | 1855 | 145.04 | 12.79 | 16.98 | 0.9209 | 5000 | 82.5
P37KVASJ | YES LED Lighting Inc. | YES LED lighting Inc. | YT8NB-415W-50F | Linear Replacement Lamp | Four-Foot | Internal Driver Lamp-Style Retrofit Kits (UL Type B) | Standard | FALSE | [9 empty] | 42426 |  |  | No |  | 3 | 1985 | 134.49 | 14.76 | 16.34 | 0.9021 | 5000 | 82.4
P369PX64 | YES LED Lighting Inc. | YES LED lighting Inc. | YT8NB-412W-50C | Linear Replacement Lamp | Four-Foot | Internal Driver Lamp-Style Retrofit Kits (UL Type B) | Standard | FALSE | [9 empty] | 42426 |  |  | No |  | 3 | 1982 | 155.45 | 12.75 | 16.94 | 0.9187 | 5000 | 82.2
PYNTTZAE | YES LED Lighting Inc. | YES LED lighting Inc. | YT8NB-415W-50C | Linear Replacement Lamp | Four-Foot | Internal Driver Lamp-Style Retrofit Kits (UL Type B) | Standard | FALSE | [9 empty] | 42426 |  |  | No |  | 3 | 2152 | 145.6 | 14.78 | 16.43 | 0.91 | 5000 | 82
P35CRCX1 | YES LED Lighting Inc. | YES LED lighting Inc. | YT8NB-418W-50C | Linear Replacement Lamp | Four-Foot | Internal Driver Lamp-Style Retrofit Kits (UL Type B) | Standard | FALSE | [9 empty] | 42426 |  |  | No |  | 3 | 2590 | 144.29 | 17.95 | 17.55 | 0.9181 | 5000 | 81.9
P9QAPN8U | YES LED Lighting Inc. | YES LED lighting Inc. | YT8NB-418W-40F | Linear Replacement Lamp | Four-Foot | Internal Driver Lamp-Style Retrofit Kits (UL Type B) | Standard | FALSE | [9 empty] | 42426 |  |  | No |  | 3 | 2247 | 127.16 | 17.67 | 17.81 | 0.9057 | 4000 | 82.4
PKFF68RD | YES LED Lighting Inc. | YES LED lighting Inc. | YT8NB-415W-40F | Linear Replacement Lamp | Four-Foot | Internal Driver Lamp-Style Retrofit Kits (UL Type B) | Standard | FALSE | [9 empty] | 42426 |  |  | No |  | 3 | 1837 | 128.46 | 14.3 | 16.34 | 0.9126 | 4000 | 82.3
PY5F2NAC | YES LED Lighting Inc. | YES LED lighting Inc. | YT8NB-412W-40F | Linear Replacement Lamp | Four-Foot | 2-lamp External Driver Lamp-Style Retrofit Kits (UL Type C) | Standard | FALSE | [9 empty] | 42426 |  |  | No |  | 3 | 1740 | 138.54 | 12.56 | 16.98 | 0.9104 | 4000 | 82.2
PP77ST4D | YES LED Lighting Inc. | YES LED lighting Inc. | YT8NB-415W-40C | Linear Replacement Lamp | Four-Foot | Internal Driver Lamp-Style Retrofit Kits (UL Type B) | Standard | FALSE | [9 empty] | 42426 |  |  | No |  | 3 | 1998 | 138.65 | 14.41 | 16.43 | 0.9031 | 4000 | 82
PXZX4FEZ | YES LED Lighting Inc. | YES LED lighting Inc. | YT8NB-418W-40C | Linear Replacement Lamp | Four-Foot | Internal Driver Lamp-Style Retrofit Kits (UL Type B) | Standard | FALSE | [9 empty] | 42426 |  |  | No |  | 3 | 2423 | 137.36 | 17.64 | 17.55 | 0.9001 | 4000 | 81.8
PA9D2CGD | YES LED Lighting Inc. | YES LED lighting Inc. | YT8NB-412W-40C | Linear Replacement Lamp | Four-Foot | Internal Driver Lamp-Style Retrofit Kits (UL Type B) | Standard | FALSE | [9 empty] | 42426 |  |  | No |  | 3 | 1860 | 148.44 | 12.53 | 16.71 | 0.9316 | 4000 | 81.8
PUY5QVVP | Revolution Lighting Technologies | Revolution Lighting Technologies | 204033-302 | Linear Replacement Lamp | Four-Foot | Internal Driver Lamp-Style Retrofit Kits (UL Type B) | Standard | FALSE | [9 empty] | 42426 |  |  | NotYetVerified | Internal Driver | 3 | 2600 | 150 | 18 | 20 | 0.9 | 3500 | 80
PU16VT59 | Revolution Lighting Technologies | Revolution Lighting Technologies | 204033-312 | Linear Replacement Lamp | Four-Foot | Internal Driver Lamp-Style Retrofit Kits (UL Type B) | Standard | FALSE | [9 empty] | 42426 |  |  | NotYetVerified | Internal Driver | 3 | 2600 | 150 | 18 | 20 | 0.9 | 3500 | 80
PSVCHXKZ | Revolution Lighting Technologies | Revolution Lighting Technologies | 204003-302 | Linear Replacement Lamp | Four-Foot | Internal Driver Lamp-Style Retrofit Kits (UL Type B) | Standard | FALSE | [9 empty] | 42426 |  |  | NotYetVerified | Internal Driver | 3 | 2600 | 150 | 18 | 20 | 0.9 | 3500 | 80
P2P8373A | Revolution Lighting Technologies | Revolution Lighting Technologies | 204003-312 | Linear Replacement Lamp | Four-Foot | Internal Driver Lamp-Style Retrofit Kits (UL Type B) | Standard | FALSE | [9 empty] | 42426 |  |  | NotYetVerified | Internal Driver | 3 | 2600 | 150 | 18 | 20 | 0.9 | 3500 | 80
P4N7ETAV | US LED | Star-T8 | ST1-2-UNV-4-S-40 [120V Only] | Linear Replacement Lamp | Four-Foot | Internal Driver Lamp-Style Retrofit Kits (UL Type B) | Standard | FALSE | [9 empty] | 42426 |  |  | No |  | 3.1 | 1967 | 126.9 | 15.5 | 17 | 0.97 | 3930 | 83
PFR7DG3U | Nexus Electrical | Luceco | L18T8EG1TBC50-US | Linear Replacement Lamp | Four-Foot | Replacement Lamps (plug and play) (UL Type A) | Standard | FALSE | [9 empty] | 42426 | Not Dimmable | Not Dimmable | No |  | 3 | 2400 | 109 | 22 | 20 | 0.9 | 5000 | 82
PC3H6JTX | Nexus Electrical | Luceco | L18T8EG1TBP50-US | Linear Replacement Lamp | Four-Foot | Internal Driver Lamp-Style Retrofit Kits (UL Type B) | Standard | FALSE | [9 empty] | 42426 | Not Dimmable | Not Dimmable | NotYetVerified | Internal Driver | 3 | 2200 | 112 | 18 | 16.69 | 0.965 | 5000 | 82
PKRFAMPM | Nexus Electrical | Luceco | L18T8EG1TBC45-US | Linear Replacement Lamp | Four-Foot | Replacement Lamps (plug and play) (UL Type A) | Standard | FALSE | [9 empty] | 42426 | Not Dimmable | Not Dimmable | No |  | 3 | 2350 | 107 | 22 | 20 | 0.9 | 4500 | 82
PWSEB6S1 | Nexus Electrical | Luceco | L18T8EG1TBP45-US | Linear Replacement Lamp | Four-Foot | Internal Driver Lamp-Style Retrofit Kits (UL Type B) | Standard | FALSE | [9 empty] | 42426 | Not Dimmable | Not Dimmable | NotYetVerified | Internal Driver | 3 | 2150 | 112 | 18 | 16.69 | 0.965 | 4500 | 82
PNAC9TQ4 | Nexus Electrical | Luceco | L18T8EG1TBC40-US | Linear Replacement Lamp | Four-Foot | Replacement Lamps (plug and play) (UL Type A) | Standard | FALSE | [9 empty] | 42426 | Not Dimmable | Not Dimmable | No |  | 3 | 2300 | 105 | 22 | 20 | 0.9 | 4000 | 82
PYHTX99Z | Nexus Electrical | Luceco | L18T8EG1TBP40-US | Linear Replacement Lamp | Four-Foot | Internal Driver Lamp-Style Retrofit Kits (UL Type B) | Standard | FALSE | [9 empty] | 42426 | Not Dimmable | Not Dimmable | NotYetVerified | Internal Driver | 3 | 2100 | 112 | 18 | 16.69 | 0.965 | 4000 | 82
P6TZMDCB | Nexus Electrical | Luceco | L18T8EG1TBC35-US | Linear Replacement Lamp | Four-Foot | Replacement Lamps (plug and play) (UL Type A) | Standard | FALSE | [9 empty] | 42426 | Not Dimmable | Not Dimmable | No |  | 3 | 2250 | 102 | 22 | 20 | 0.9 | 3500 | 82
P4N8Z4RC | Nexus Electrical | Luceco | L18T8EG1TBP35-US | Linear Replacement Lamp | Four-Foot | Internal Driver Lamp-Style Retrofit Kits (UL Type B) | Standard | FALSE | [9 empty] | 42426 | Not Dimmable | Not Dimmable | NotYetVerified | Internal Driver | 3 | 2050 | 112 | 18 | 16.69 | 0.965 | 3500 | 82
PZ77FZ2T | Gu Yuan Optoelectronic Technology Co Ltd | GY | L16W-48T8/830 | Linear Replacement Lamp | Four-Foot | Replacement Lamps (plug and play) (UL Type A) | Standard | TRUE | 2261.8 | 115.5 | 19.59 | 8.39 | 0.968 | 3018 | 82.7 | 5 | 50000 | 42425 |  |  | No |  | 3.1 | 2100 | 115 | 19 | 15 | 0.98 | 3000 | 80
PA28QY5K | Gu Yuan Optoelectronic Technology Co Ltd | GY | L14W-48T8/830 | Linear Replacement Lamp | Four-Foot | Replacement Lamps (plug and play) (UL Type A) | Standard | TRUE | 1884.5 | 112.9 | 16.69 | 10.51 | 0.958 | 3016 | 82.8 | 5 | 50000 | 42425 |  |  | No |  | 3.1 | 1850 | 115 | 16.5 | 15 | 0.98 | 3000 | 80
P1JMKAJ8 | Gu Yuan Optoelectronic Technology Co Ltd | GY | L12W-48T8/830 | Linear Replacement Lamp | Four-Foot | Replacement Lamps (plug and play) (UL Type A) | Standard | TRUE | 1562.8 | 103.4 | 15.11 | 11.8 | 0.953 | 3009 | 83 | 5 | 50000 | 42425 |  |  | No |  | 3 | 1560 | 105 | 15 | 15 | 0.98 | 3000 | 80
PTC41QMU | Gu Yuan Optoelectronic Technology Co Ltd | GY | L16W-48T8/850 | Linear Replacement Lamp | Four-Foot | Replacement Lamps (plug and play) (UL Type A) | Standard | FALSE | [9 empty] | 42425 |  |  | No |  | 3.1 | 2300 | 120 | 19 | 15 | 0.98 | 5000 | 80
PA3SVD4Y | Gu Yuan Optoelectronic Technology Co Ltd | GY | L14W-48T8/850 | Linear Replacement Lamp | Four-Foot | Replacement Lamps (plug and play) (UL Type A) | Standard | FALSE | [9 empty] | 42425 |  |  | No |  | 3.1 | 2000 | 120 | 16.5 | 15 | 0.98 | 5000 | 80
PH2YVC78 | Gu Yuan Optoelectronic Technology Co Ltd | GY | L12W-48T8/850 | Linear Replacement Lamp | Four-Foot | Replacement Lamps (plug and play) (UL Type A) | Standard | FALSE | [9 empty] | 42425 |  |  | No |  | 3 | 1650 | 110 | 15 | 15 | 0.98 | 5000 | 80
PSYPKZ6B | Gu Yuan Optoelectronic Technology Co Ltd | GY | L16W-48T8/840 | Linear Replacement Lamp | Four-Foot | Replacement Lamps (plug and play) (UL Type A) | Standard | FALSE | [9 empty] | 42425 |  |  | No |  | 3.1 | 2300 | 120 | 19 | 15 | 0.98 | 4000 | 80
PWAKXJGG | Gu Yuan Optoelectronic Technology Co Ltd | GY | L14W-48T8/840 | Linear Replacement Lamp | Four-Foot | Replacement Lamps (plug and play) (UL Type A) | Standard | FALSE | [9 empty] | 42425 |  |  | No |  | 3.1 | 2000 | 120 | 16.5 | 15 | 0.98 | 4000 | 80
P92J67TS | Gu Yuan Optoelectronic Technology Co Ltd | GY | L12W-48T8/840 | Linear Replacement Lamp | Four-Foot | Replacement Lamps (plug and play) (UL Type A) | Standard | FALSE | [9 empty] | 42425 |  |  | No |  | 3 | 1650 | 110 | 15 | 15 | 0.98 | 4000 | 80
PSV138JC | Gu Yuan Optoelectronic Technology Co Ltd | GY | L16W-48T8/835 | Linear Replacement Lamp | Four-Foot | Replacement Lamps (plug and play) (UL Type A) | Standard | FALSE | [9 empty] | 42425 |  |  | No |  | 3.1 | 2100 | 115 | 19 | 15 | 0.98 | 3500 | 80
PJPCFSJM | Gu Yuan Optoelectronic Technology Co Ltd | GY | L14W-48T8/835 | Linear Replacement Lamp | Four-Foot | Replacement Lamps (plug and play) (UL Type A) | Standard | FALSE | [9 empty] | 42425 |  |  | No |  | 3.1 | 1850 | 115 | 16.5 | 15 | 0.98 | 3500 | 80
P8DD7BTC | Gu Yuan Optoelectronic Technology Co Ltd | GY | L12W-48T8/835 | Linear Replacement Lamp | Four-Foot | Replacement Lamps (plug and play) (UL Type A) | Standard | FALSE | [9 empty] | 42425 |  |  | No |  | 3 | 1560 | 105 | 15 | 15 | 0.98 | 3500 | 80
P213HY45 | Espen Technology | Espen | L48T8/835/15G-XT H | Linear Replacement Lamp | Four-Foot | 2-lamp External Driver Lamp-Style Retrofit Kits (UL Type C) | Standard | TRUE | 2211.2 | 128.71 | 17.18 | 9.2 | 0.972 | 3460 | 84 | 5 | 60000 | 42423 |  |  | Yes |  | 3.1 | 2211.2 | 128.71 | 17.18 | 5.4 | 0.998 | 3460 | 84
PTY372RX | Envirotech Lighting | Envirotech Lighting | ENV-LED-T8H-4-12-40 | Linear Replacement Lamp | Four-Foot | Replacement Lamps (plug and play) (UL Type A) | Standard | TRUE | 1776.33 | 118.9 | 14.94 | 9.91 | 0.9661 | 4107 | 83.2 | 5 | 50000 | 42423 |  |  | No |  | 3.1 | 1600 | 133 | 12 | 10 | 0.9 | 4000 | 80
PXBN9W32 | Espen Technology | Espen | L48T8/830/15G-XT N | Linear Replacement Lamp | Four-Foot | 2-lamp External Driver Lamp-Style Retrofit Kits (UL Type C) | Standard | TRUE | 1810 | 127.02 | 14.25 | 12 | 0.962 | 2924 | 82.8 | 5 | 60000 | 42423 |  |  | Yes |  | 3.1 | 1810 | 127.02 | 14.25 | 5.2 | 0.997 | 2924 | 82.8
PWKV9H9T | JIAXING SUPER LIGHTING ELECTRIC APPLIANCE CO.LTD | SUPER | T5L-IDDM14-3200-4ft-ABA | Linear Replacement Lamp | Four-Foot | Replacement Lamps (plug and play) (UL Type A) | Standard | TRUE | 2922 | 107.4 | 27.2 | 10.2 | 0.947 | 3083 | 85 | 5 | 50000 | 42423 |  |  | No |  | 3.1 | 3000 | 107 | 28 | 20 | 0.9 | 3000 | 82
PQRMAXFV | ETECH LED | E TECH LED | T54-A5-25-30-N | Linear Replacement Lamp | Four-Foot | 2-lamp External Driver Lamp-Style Retrofit Kits (UL Type C) | Standard | TRUE | 2680 | 111.64 | 24 | 18.92 | 0.9457 | 2890 | 81 | 5 | 50000 | 42423 |  |  | NotYetVerified | External Driver | 3 | 2680 | 111.64 | 24 |  |  | 3000 | 80
PMNT4M21 | JIAXING SUPER LIGHTING ELECTRIC APPLIANCE CO.LTD | SUPER | T5L-IDDM14-2800-4ft-ABA | Linear Replacement Lamp | Four-Foot | Replacement Lamps (plug and play) (UL Type A) | Standard | TRUE | 2508 | 104.2 | 24.1 | 9.9 | 0.935 | 3080 | 85 | 5 | 50000 | 42423 |  |  | No |  | 3 | 2600 | 104 | 25 | 20 | 0.9 | 3000 | 82
P2VCDXP6 | ETECH LED | E TECH LED | T54-A5-30-30-N | Linear Replacement Lamp | Four-Foot | 2-lamp External Driver Lamp-Style Retrofit Kits (UL Type C) | Standard | TRUE | 2961 | 106.24 | 27.87 | 17.21 | 0.9249 | 2893 | 81 | 5 | 50000 | 42423 |  |  | NotYetVerified |  | 3 | 2961 | 106.24 | 27.87 |  |  | 3000 | 80
P8BPZUB4 | CH Lighting Co.Ltd. | CH | CH1128-48-13W 830-5 | Linear Replacement Lamp | Four-Foot | Replacement Lamps (plug and play) (UL Type A) | Standard | TRUE | 1645.8 | 112.6 | 14.61 | 12.23 | 0.922 | 2930 | 84.5 | 5 | 50000 | 42423 |  |  | No |  | 3.1 | 1600 | 112 | 16 | 12 | 0.98 | 3000 | 83
PRDFRET7 | ETECH LED | E TECH LED | T54-A5-30-30-N-CLR | Linear Replacement Lamp | Four-Foot | 2-lamp External Driver Lamp-Style Retrofit Kits (UL Type C) | Standard | TRUE | 3184 | 116.23 | 27.39 | 18.86 | 0.9215 | 2886 | 80.9 | 5 | 50000 | 42423 |  |  | NotYetVerified | External Driver | 3 | 3184 | 116.23 | 27.39 |  |  | 3000 | 80
P1CRT7AN | ETECH LED | E TECH LED | T54-A5-22-30-N-CLR | Linear Replacement Lamp | Four-Foot | 2-lamp External Driver Lamp-Style Retrofit Kits (UL Type C) | Standard | TRUE | 2523 | 116.21 | 21.71 | 16.87 | 0.9137 | 2900 | 81.2 | 5 | 50000 | 42423 |  |  | NotYetVerified | External Driver | 3 | 2523 | 116.21 | 21.71 | 16.37 | 0.9 | 3000 | 81
PC6HZ6UH | ETECH LED | E TECH LED | T54-A5-25-30-N-CLR | Linear Replacement Lamp | Four-Foot | 2-lamp External Driver Lamp-Style Retrofit Kits (UL Type C) | Standard | TRUE | 2911 | 120.28 | 24.2 | 18.9 | 0.909 | 2884 | 80.8 | 5 | 50000 | 42423 |  |  | NotYetVerified | External Driver | 3 | 2911 | 120.28 | 24.2 |  |  | 3000 | 80
PAAEU8BD | ETECH LED | E TECH LED | T54-A5-22-30-N | Linear Replacement Lamp | Four-Foot | 2-lamp External Driver Lamp-Style Retrofit Kits (UL Type C) | Standard | TRUE | 2397 | 110.38 | 21.71 | 16.37 | 0.9065 | 2906 | 81.3 | 5 | 50000 | 42423 |  |  | NotYetVerified | External Driver | 3 | 2397 | 110.38 | 21.71 | 16.37 | 0.9 | 3000 | 81
PXXUG8H3 | ETECH LED | E TECH LED | T54-A5-15-30-N | Linear Replacement Lamp | Four-Foot | 2-lamp External Driver Lamp-Style Retrofit Kits (UL Type C) | Standard | TRUE | 1677 | 106.8 | 15.8 | 18.17 | 0.871 | 2977 | 82 | 5 | 50000 | 42423 |  |  | NotYetVerified |  | 3 | 1677 | 106.8 | 15.8 |  |  | 3000 | 82
PXSY9S6E | JIAXING SUPER LIGHTING ELECTRIC APPLIANCE CO.LTD | SUPER | T5L-IDDM14-3200-4ft-EBA | Linear Replacement Lamp | Four-Foot | Replacement Lamps (plug and play) (UL Type A) | Standard | FALSE | [9 empty] | 42423 |  |  | No |  | 3.1 | 3200 | 114 | 28 | 20 | 0.9 | 5000 | 82
PD8PHC4D | JIAXING SUPER LIGHTING ELECTRIC APPLIANCE CO.LTD | SUPER | T5L-IDDM14-2800-4ft-EBA | Linear Replacement Lamp | Four-Foot | Replacement Lamps (plug and play) (UL Type A) | Standard | FALSE | [9 empty] | 42423 |  |  | No |  | 3 | 2800 | 112 | 25 | 20 | 0.9 | 5000 | 82
PR4KPHZH | JIAXING SUPER LIGHTING ELECTRIC APPLIANCE CO.LTD | SUPER | T5L-IDDM14-3200-4ft-DBA | Linear Replacement Lamp | Four-Foot | Replacement Lamps (plug and play) (UL Type A) | Standard | FALSE | [9 empty] | 42423 |  |  | No |  | 3.1 | 3200 | 114 | 28 | 20 | 0.9 | 4500 | 82
PRKW9JK3 | JIAXING SUPER LIGHTING ELECTRIC APPLIANCE CO.LTD | SUPER | T5L-IDDM14-2800-4ft-DBA | Linear Replacement Lamp | Four-Foot | Replacement Lamps (plug and play) (UL Type A) | Standard | FALSE | [9 empty] | 42423 |  |  | No |  | 3 | 2800 | 112 | 25 | 20 | 0.9 | 4500 | 82
PQ16N953 | JIAXING SUPER LIGHTING ELECTRIC APPLIANCE CO.LTD | SUPER | T5L-IDDM14-3200-4ft-CBA | Linear Replacement Lamp | Four-Foot | Replacement Lamps (plug and play) (UL Type A) | Standard | FALSE | [9 empty] | 42423 |  |  | No |  | 3.1 | 3200 | 114 | 28 | 20 | 0.9 | 4000 | 82
P2MEVW6E | JIAXING SUPER LIGHTING ELECTRIC APPLIANCE CO.LTD | SUPER | T5L-IDDM14-2800-4ft-CBA | Linear Replacement Lamp | Four-Foot | Replacement Lamps (plug and play) (UL Type A) | Standard | FALSE | [9 empty] | 42423 |  |  | No |  | 3 | 2800 | 112 | 25 | 20 | 0.9 | 4000 | 82
PQVXP198 | JIAXING SUPER LIGHTING ELECTRIC APPLIANCE CO.LTD | SUPER | T5L-IDDM14-3200-4ft-BBA | Linear Replacement Lamp | Four-Foot | Replacement Lamps (plug and play) (UL Type A) | Standard | FALSE | [9 empty] | 42423 |  |  | No |  | 3.1 | 3000 | 107 | 28 | 20 | 0.9 | 3500 | 82
PMCS5SJ1 | JIAXING SUPER LIGHTING ELECTRIC APPLIANCE CO.LTD | SUPER | T5L-IDDM14-2800-4ft-BBA | Linear Replacement Lamp | Four-Foot | Replacement Lamps (plug and play) (UL Type A) | Standard | FALSE | [9 empty] | 42423 |  |  | No |  | 3 | 2600 | 104 | 25 | 20 | 0.9 | 3500 | 82
PMN867VJ | CH Lighting Co.Ltd. | CH | CH1128-48-13W 850-5 | Linear Replacement Lamp | Four-Foot | Replacement Lamps (plug and play) (UL Type A) | Standard | FALSE | [9 empty] | 42423 |  |  | No |  | 3.1 | 1800 | 125 | 16 | 12 | 0.98 | 5000 | 83
PFF9YS33 | CH Lighting Co.Ltd. | CH | CH1128-48-13W 845-5 | Linear Replacement Lamp | Four-Foot | Replacement Lamps (plug and play) (UL Type A) | Standard | FALSE | [9 empty] | 42423 |  |  | No |  | 3.1 | 1750 | 120 | 16 | 12 | 0.98 | 4500 | 83
PFRWMB61 | CH Lighting Co.Ltd. | CH | CH1128-48-13W 840-5 | Linear Replacement Lamp | Four-Foot | Replacement Lamps (plug and play) (UL Type A) | Standard | FALSE | [9 empty] | 42423 |  |  | No |  | 3.1 | 1700 | 118 | 16 | 12 | 0.98 | 4000 | 83
PAD54566 | CH Lighting Co.Ltd. | CH | CH1128-48-13W 835-5 | Linear Replacement Lamp | Four-Foot | Replacement Lamps (plug and play) (UL Type A) | Standard | FALSE | [9 empty] | 42423 |  |  | No |  | 3.1 | 1650 | 115 | 16 | 12 | 0.98 | 3500 | 83
P6WG8KY8 | Espen Technology | Espen | L48T8/850/15G-XT H | Linear Replacement Lamp | Four-Foot | 2-lamp External Driver Lamp-Style Retrofit Kits (UL Type C) | Standard | FALSE | [9 empty] | 42423 |  |  | Yes |  | 3.1 | 2209.2 | 128.22 | 17.23 | 5.4 | 0.998 | 4989 | 84.6
PPV6BJSU | Espen Technology | Espen | L48T8/850/15G-XT N | Linear Replacement Lamp | Four-Foot | 2-lamp External Driver Lamp-Style Retrofit Kits (UL Type C) | Standard | FALSE | [9 empty] | 42423 |  |  | Yes |  | 3.1 | 1811.8 | 123.08 | 14.72 | 5.4 | 0.997 | 4981 | 84.7
P4SJF8AD | Espen Technology | Espen | L48T8/840/15G-XT H | Linear Replacement Lamp | Four-Foot | 2-lamp External Driver Lamp-Style Retrofit Kits (UL Type C) | Standard | FALSE | [9 empty] | 42423 |  |  | Yes |  | 3.1 | 2201.8 | 128.91 | 17.08 | 5.4 | 0.998 | 4129 | 83.9
PZV5E4MK | Espen Technology | Espen | L48T8/840/15G-XT N | Linear Replacement Lamp | Four-Foot | 2-lamp External Driver Lamp-Style Retrofit Kits (UL Type C) | Standard | FALSE | [9 empty] | 42423 |  |  | Yes |  | 3.1 | 1816.3 | 124.15 | 14.63 | 5.2 | 0.997 | 4127 | 84
P1A95V4V | Espen Technology | Espen | L48T8/835/15G-XT N | Linear Replacement Lamp | Four-Foot | 2-lamp External Driver Lamp-Style Retrofit Kits (UL Type C) | Standard | FALSE | [9 empty] | 42423 |  |  | Yes |  | 3.1 | 1817.3 | 123.29 | 14.74 | 5.2 | 0.997 | 3451 | 84
PNMR5NJ8 | Espen Technology | Espen | L48T8/830/15G-XT H | Linear Replacement Lamp | Four-Foot | 2-lamp External Driver Lamp-Style Retrofit Kits (UL Type C) | Standard | FALSE | [9 empty] | 42423 |  |  | Yes |  | 3.1 | 2203.9 | 128.73 | 17.12 | 5.4 | 0.998 | 2928 | 82.7
PMMANCWQ | Envirotech Lighting | Envirotech Lighting | ENV-LED-T8H-4-12-50 | Linear Replacement Lamp | Four-Foot | Replacement Lamps (plug and play) (UL Type A) | Standard | FALSE | [9 empty] | 42423 |  |  | No |  | 3.1 | 1600 | 133 | 12 | 10 | 0.9 | 5000 | 80
P3HGZY4A | ETECH LED | E TECH LED | T54-A5-15-50-N-CLR | Linear Replacement Lamp | Four-Foot | 2-lamp External Driver Lamp-Style Retrofit Kits (UL Type C) | Standard | FALSE | [9 empty] | 42423 | Not Dimmable | Not Dimmable | NotYetVerified |  | 3 | 1778 | 109.1 | 16.3 | 15.21 | 0.9822 | 5000 | 82.1
P14KAHU8 | ETECH LED | E TECH LED | T54-A5-15-50-N | Linear Replacement Lamp | Four-Foot | 2-lamp External Driver Lamp-Style Retrofit Kits (UL Type C) | Standard | FALSE | [9 empty] | 42423 | Not Dimmable | Not Dimmable | NotYetVerified |  | 3 | 1778 | 109.1 | 16.3 | 15.21 | 0.9822 | 5000 | 82.1
PGBRJUN7 | ETECH LED | E TECH LED | T54-A5-22-50-N-CLR | Linear Replacement Lamp | Four-Foot | 2-lamp External Driver Lamp-Style Retrofit Kits (UL Type C) | Standard | FALSE | [9 empty] | 42423 | Not Dimmable | Not Dimmable | NotYetVerified | External Driver | 3 | 2523 | 116.21 | 21.71 | 16.37 | 0.9 | 5000 | 81
PX8ZSN1C | ETECH LED | E TECH LED | T54-A5-22-50-N | Linear Replacement Lamp | Four-Foot | 2-lamp External Driver Lamp-Style Retrofit Kits (UL Type C) | Standard | FALSE | [9 empty] | 42423 | Not Dimmable | Not Dimmable | NotYetVerified | External Driver | 3 | 2397 | 110.38 | 21.71 | 16.37 | 0.9 | 5000 | 81
P4QU9DAY | ETECH LED | E TECH LED | T54-A5-30-50-N-CLR | Linear Replacement Lamp | Four-Foot | 2-lamp External Driver Lamp-Style Retrofit Kits (UL Type C) | Standard | FALSE | [9 empty] | 42423 | Not Dimmable | Not Dimmable | NotYetVerified | External Driver | 3 | 3184 | 116.23 | 27.39 |  |  | 5000 | 80
P42XT7X4 | ETECH LED | E TECH LED | T54-A5-30-50-N | Linear Replacement Lamp | Four-Foot | 2-lamp External Driver Lamp-Style Retrofit Kits (UL Type C) | Standard | FALSE | [9 empty] | 42423 | Not Dimmable | Not Dimmable | NotYetVerified |  | 3 | 2961 | 106.24 | 27.87 |  |  | 5000 | 80
PE9Z8PDZ | ETECH LED | E TECH LED | T54-A5-25-50-N-CLR | Linear Replacement Lamp | Four-Foot | 2-lamp External Driver Lamp-Style Retrofit Kits (UL Type C) | Standard | FALSE | [9 empty] | 42423 | Not Dimmable | Not Dimmable | NotYetVerified | External Driver | 3 | 2911 | 120.28 | 24.2 |  |  | 5000 | 80
PMS82RGG | ETECH LED | E TECH LED | T54-A5-25-50-N | Linear Replacement Lamp | Four-Foot | 2-lamp External Driver Lamp-Style Retrofit Kits (UL Type C) | Standard | FALSE | [9 empty] | 42423 | Not Dimmable | Not Dimmable | NotYetVerified | External Driver | 3 | 2680 | 111.64 | 24 |  |  | 5000 | 80
PS2RKBW7 | ETECH LED | E TECH LED | T54-A5-22-50-D-CLR | Linear Replacement Lamp | Four-Foot | 2-lamp External Driver Lamp-Style Retrofit Kits (UL Type C) | Standard | FALSE | [9 empty] | 42423 | Dimmable | Continuous Below 10 | NotYetVerified | External Driver | 3 | 2523 | 116.21 | 21.71 | 16.37 | 0.9 | 5000 | 81
PUJYB6VR | ETECH LED | E TECH LED | T54-A5-22-50-D | Linear Replacement Lamp | Four-Foot | 2-lamp External Driver Lamp-Style Retrofit Kits (UL Type C) | Standard | FALSE | [9 empty] | 42423 | Dimmable | Continuous Below 10 | NotYetVerified | External Driver | 3 | 2397 | 110.38 | 21.71 | 16.37 | 0.9 | 5000 | 81
PZU93YF3 | ETECH LED | E TECH LED | T54-A5-30-50-D-CLR | Linear Replacement Lamp | Four-Foot | 2-lamp External Driver Lamp-Style Retrofit Kits (UL Type C) | Standard | FALSE | [9 empty] | 42423 | Dimmable | Continuous Below 10 | NotYetVerified | External Driver | 3 | 3184 | 116.23 | 27.39 |  |  | 5000 | 80
PW7Y5285 | ETECH LED | E TECH LED | T54-A5-30-50-D | Linear Replacement Lamp | Four-Foot | 2-lamp External Driver Lamp-Style Retrofit Kits (UL Type C) | Standard | FALSE | [9 empty] | 42423 | Dimmable | Continuous Below 10 | NotYetVerified | External Driver | 3 | 2961 | 106.24 | 27.87 |  |  | 5000 | 80
PQQKD8NU | ETECH LED | E TECH LED | T54-A5-25-50-D-CLR | Linear Replacement Lamp | Four-Foot | 2-lamp External Driver Lamp-Style Retrofit Kits (UL Type C) | Standard | FALSE | [9 empty] | 42423 | Dimmable | Continuous Below 10 | NotYetVerified | External Driver | 3 | 2911 | 120.28 | 24.2 |  |  | 5000 | 80
P7WHX3R3 | ETECH LED | E TECH LED | T54-A5-25-50-D | Linear Replacement Lamp | Four-Foot | 2-lamp External Driver Lamp-Style Retrofit Kits (UL Type C) | Standard | FALSE | [9 empty] | 42423 | Dimmable | Continuous Below 10 | NotYetVerified | External Driver | 3 | 2680 | 111.64 | 24 |  |  | 5000 | 80
P9YDJWCM | ETECH LED | E TECH LED | T54-A5-22-45-N-CLR | Linear Replacement Lamp | Four-Foot | 2-lamp External Driver Lamp-Style Retrofit Kits (UL Type C) | Standard | FALSE | [9 empty] | 42423 | Not Dimmable | Not Dimmable | NotYetVerified | External Driver | 3 | 2523 | 116.21 | 21.71 | 16.37 | 0.9 | 4500 | 81
P2XY1H9A | ETECH LED | E TECH LED | T54-A5-22-45-N | Linear Replacement Lamp | Four-Foot | 2-lamp External Driver Lamp-Style Retrofit Kits (UL Type C) | Standard | FALSE | [9 empty] | 42423 | Not Dimmable | Not Dimmable | NotYetVerified | External Driver | 3 | 2397 | 110.38 | 21.71 | 16.37 | 0.9 | 4500 | 81
PW1MKMKH | ETECH LED | E TECH LED | T54-A5-15-45-N | Linear Replacement Lamp | Four-Foot | 2-lamp External Driver Lamp-Style Retrofit Kits (UL Type C) | Standard | FALSE | [9 empty] | 42423 | Not Dimmable | Not Dimmable | NotYetVerified |  | 3 | 1650 | 101.2 | 16.3 | 16.72 | 0.9 | 4500 | 80
PT8D4VD5 | ETECH LED | E TECH LED | T54-A5-15-45-N-CLR | Linear Replacement Lamp | Four-Foot | 2-lamp External Driver Lamp-Style Retrofit Kits (UL Type C) | Standard | FALSE | [9 empty] | 42423 | Not Dimmable | Not Dimmable | NotYetVerified |  | 3 | 1650 | 101.2 | 16.3 | 16.72 | 0.9 | 4500 | 80
PBVGA7ND | ETECH LED | E TECH LED | T54-A5-30-45-N-CLR | Linear Replacement Lamp | Four-Foot | 2-lamp External Driver Lamp-Style Retrofit Kits (UL Type C) | Standard | FALSE | [9 empty] | 42423 | Not Dimmable | Not Dimmable | NotYetVerified | External Driver | 3 | 3184 | 116.23 | 27.39 |  |  | 4500 | 80
PF8BW682 | ETECH LED | E TECH LED | T54-A5-30-45-N | Linear Replacement Lamp | Four-Foot | 2-lamp External Driver Lamp-Style Retrofit Kits (UL Type C) | Standard | FALSE | [9 empty] | 42423 | Not Dimmable | Not Dimmable | NotYetVerified |  | 3 | 2961 | 106.24 | 27.87 |  |  | 4500 | 80
PXS9HFZG | ETECH LED | E TECH LED | T54-A5-25-45-N-CLR | Linear Replacement Lamp | Four-Foot | 2-lamp External Driver Lamp-Style Retrofit Kits (UL Type C) | Standard | FALSE | [9 empty] | 42423 | Not Dimmable | Not Dimmable | NotYetVerified | External Driver | 3 | 2911 | 120.28 | 24.2 |  |  | 4500 | 80
P4TWBU6D | ETECH LED | E TECH LED | T54-A5-25-45-N | Linear Replacement Lamp | Four-Foot | 2-lamp External Driver Lamp-Style Retrofit Kits (UL Type C) | Standard | FALSE | [9 empty] | 42423 | Not Dimmable | Not Dimmable | NotYetVerified | External Driver | 3 | 2680 | 111.64 | 24 |  |  | 4500 | 80
PX1BFHJ4 | ETECH LED | E TECH LED | T54-A5-22-45-D-CLR | Linear Replacement Lamp | Four-Foot | 2-lamp External Driver Lamp-Style Retrofit Kits (UL Type C) | Standard | FALSE | [9 empty] | 42423 | Dimmable | Continuous Below 10 | NotYetVerified | External Driver | 3 | 2523 | 116.21 | 21.71 | 16.37 | 0.9 | 4500 | 81
PVDBAKY3 | ETECH LED | E TECH LED | T54-A5-22-45-D | Linear Replacement Lamp | Four-Foot | 2-lamp External Driver Lamp-Style Retrofit Kits (UL Type C) | Standard | FALSE | [9 empty] | 42423 | Dimmable | Continuous Below 10 | NotYetVerified | External Driver | 3 | 2397 | 110.38 | 21.71 | 16.37 | 0.9 | 4500 | 81
P932ZZBJ | ETECH LED | E TECH LED | T54-A5-30-45-D-CLR | Linear Replacement Lamp | Four-Foot | 2-lamp External Driver Lamp-Style Retrofit Kits (UL Type C) | Standard | FALSE | [9 empty] | 42423 | Dimmable | Continuous Below 10 | NotYetVerified | External Driver | 3 | 3184 | 116.23 | 27.39 |  |  | 4500 | 80
PGPQMWGF | ETECH LED | E TECH LED | T54-A5-30-45-D | Linear Replacement Lamp | Four-Foot | 2-lamp External Driver Lamp-Style Retrofit Kits (UL Type C) | Standard | FALSE | [9 empty] | 42423 | Dimmable | Continuous Below 10 | NotYetVerified |  | 3 | 2961 | 106.24 | 27.87 |  |  | 4500 | 80
PFT8V1W7 | ETECH LED | E TECH LED | T54-A5-25-45-D-CLR | Linear Replacement Lamp | Four-Foot | 2-lamp External Driver Lamp-Style Retrofit Kits (UL Type C) | Standard | FALSE | [9 empty] | 42423 | Dimmable | Continuous Below 10 | NotYetVerified | External Driver | 3 | 2911 | 120.28 | 24.2 |  |  | 4500 | 80
PJ6QTJXU | ETECH LED | E TECH LED | T54-A5-25-45-D | Linear Replacement Lamp | Four-Foot | 2-lamp External Driver Lamp-Style Retrofit Kits (UL Type C) | Standard | FALSE | [9 empty] | 42423 | Dimmable | Continuous Below 10 | NotYetVerified | External Driver | 3 | 2680 | 111.64 | 24 |  |  | 4500 | 80
PVUW3AP1 | ETECH LED | E TECH LED | T54-A5-22-40-N-CLR | Linear Replacement Lamp | Four-Foot | 2-lamp External Driver Lamp-Style Retrofit Kits (UL Type C) | Standard | FALSE | [9 empty] | 42423 | Not Dimmable | Not Dimmable | NotYetVerified | External Driver | 3 | 2523 | 116.21 | 21.71 | 16.37 | 0.9 | 4000 | 81
PW7WJ1CA | ETECH LED | E TECH LED | T54-A5-22-40-N | Linear Replacement Lamp | Four-Foot | 2-lamp External Driver Lamp-Style Retrofit Kits (UL Type C) | Standard | FALSE | [9 empty] | 42423 | Not Dimmable | Not Dimmable | NotYetVerified | External Driver | 3 | 2397 | 110.38 | 21.71 | 16.37 | 0.9 | 4000 | 81
PXJKPE6N | ETECH LED | E TECH LED | T54-A5-15-40-N | Linear Replacement Lamp | Four-Foot | 2-lamp External Driver Lamp-Style Retrofit Kits (UL Type C) | Standard | FALSE | [9 empty] | 42423 | Not Dimmable | Not Dimmable | NotYetVerified |  | 3 | 1650 | 101.2 | 16.3 | 16.72 | 0.9 | 4000 | 80
PN47Y8D6 | ETECH LED | E TECH LED | T54-A5-15-40-N-CLR | Linear Replacement Lamp | Four-Foot | 2-lamp External Driver Lamp-Style Retrofit Kits (UL Type C) | Standard | FALSE | [9 empty] | 42423 | Not Dimmable | Not Dimmable | NotYetVerified |  | 3 | 1650 | 101.2 | 16.3 | 16.72 | 0.9 | 4000 | 80
PUWJK2WF | ETECH LED | E TECH LED | T54-A5-30-40-N-CLR | Linear Replacement Lamp | Four-Foot | 2-lamp External Driver Lamp-Style Retrofit Kits (UL Type C) | Standard | FALSE | [9 empty] | 42423 | Not Dimmable | Not Dimmable | NotYetVerified | External Driver | 3 | 3184 | 116.23 | 27.39 |  |  | 4000 | 80
PBQE3MCJ | ETECH LED | E TECH LED | T54-A5-30-40-N | Linear Replacement Lamp | Four-Foot | 2-lamp External Driver Lamp-Style Retrofit Kits (UL Type C) | Standard | FALSE | [9 empty] | 42423 | Not Dimmable | Not Dimmable | NotYetVerified |  | 3 | 2961 | 106.24 | 27.87 |  |  | 4000 | 80
PZ9776UK | ETECH LED | E TECH LED | T54-A5-25-40-N-CLR | Linear Replacement Lamp | Four-Foot | 2-lamp External Driver Lamp-Style Retrofit Kits (UL Type C) | Standard | FALSE | [9 empty] | 42423 | Not Dimmable | Not Dimmable | NotYetVerified | External Driver | 3 | 2911 | 120.28 | 24.2 |  |  | 4000 | 80
PX5Q1QQF | ETECH LED | E TECH LED | T54-A5-25-40-N | Linear Replacement Lamp | Four-Foot | 2-lamp External Driver Lamp-Style Retrofit Kits (UL Type C) | Standard | FALSE | [9 empty] | 42423 | Not Dimmable | Not Dimmable | NotYetVerified | External Driver | 3 | 2680 | 111.64 | 24 |  |  | 4000 | 80
P6S67DA8 | ETECH LED | E TECH LED | T54-A5-22-40-D-CLR | Linear Replacement Lamp | Four-Foot | 2-lamp External Driver Lamp-Style Retrofit Kits (UL Type C) | Standard | FALSE | [9 empty] | 42423 | Dimmable | Continuous Below 10 | NotYetVerified | External Driver | 3 | 2523 | 116.21 | 21.71 | 16.37 | 0.9 | 4000 | 81
PZADP489 | ETECH LED | E TECH LED | T54-A5-22-40-D | Linear Replacement Lamp | Four-Foot | 2-lamp External Driver Lamp-Style Retrofit Kits (UL Type C) | Standard | FALSE | [9 empty] | 42423 | Dimmable | Continuous Below 10 | NotYetVerified | External Driver | 3 | 2397 | 110.38 | 21.71 | 16.37 | 0.9 | 4000 | 81
PS7EP72N | ETECH LED | E TECH LED | T54-A5-30-40-D-CLR | Linear Replacement Lamp | Four-Foot | 2-lamp External Driver Lamp-Style Retrofit Kits (UL Type C) | Standard | FALSE | [9 empty] | 42423 | Dimmable | Continuous Below 10 | NotYetVerified | External Driver | 3 | 3184 | 116.23 | 27.39 |  |  | 4000 | 80
PYNYZM3Z | ETECH LED | E TECH LED | T54-A5-30-40-D | Linear Replacement Lamp | Four-Foot | 2-lamp External Driver Lamp-Style Retrofit Kits (UL Type C) | Standard | FALSE | [9 empty] | 42423 | Dimmable | Continuous Below 10 | NotYetVerified | External Driver | 3 | 2961 | 106.24 | 27.87 |  |  | 4000 | 80
PT2JA8FE | ETECH LED | E TECH LED | T54-A5-25-40-D-CLR | Linear Replacement Lamp | Four-Foot | 2-lamp External Driver Lamp-Style Retrofit Kits (UL Type C) | Standard | FALSE | [9 empty] | 42423 | Dimmable | Continuous Below 10 | NotYetVerified | External Driver | 3 | 2911 | 120.28 | 24.2 |  |  | 4000 | 80
P3QBT1MX | ETECH LED | E TECH LED | T54-A5-25-40-D | Linear Replacement Lamp | Four-Foot | 2-lamp External Driver Lamp-Style Retrofit Kits (UL Type C) | Standard | FALSE | [9 empty] | 42423 | Dimmable | Continuous Below 10 | NotYetVerified | External Driver | 3 | 2680 | 111.64 | 24 |  |  | 4000 | 80
P5H9RZ1T | ETECH LED | E TECH LED | T54-A5-22-35-N-CLR | Linear Replacement Lamp | Four-Foot | 2-lamp External Driver Lamp-Style Retrofit Kits (UL Type C) | Standard | FALSE | [9 empty] | 42423 | Not Dimmable | Not Dimmable | NotYetVerified | External Driver | 3 | 2523 | 116.21 | 21.71 | 16.37 | 0.9 | 3500 | 81
PXXKV9XF | ETECH LED | E TECH LED | T54-A5-22-35-N | Linear Replacement Lamp | Four-Foot | 2-lamp External Driver Lamp-Style Retrofit Kits (UL Type C) | Standard | FALSE | [9 empty] | 42423 | Not Dimmable | Not Dimmable | NotYetVerified | External Driver | 3 | 2397 | 110.38 | 21.71 | 16.37 | 0.9 | 3500 | 81
PS851R2T | ETECH LED | E TECH LED | T54-A5-15-35-N | Linear Replacement Lamp | Four-Foot | 2-lamp External Driver Lamp-Style Retrofit Kits (UL Type C) | Standard | FALSE | [9 empty] | 42423 | Not Dimmable | Not Dimmable | NotYetVerified |  | 3 | 1650 | 101.2 | 16.3 | 16.72 | 0.9 | 3500 | 80
P3QSDX4F | ETECH LED | E TECH LED | T54-A5-15-35-N-CLR | Linear Replacement Lamp | Four-Foot | 2-lamp External Driver Lamp-Style Retrofit Kits (UL Type C) | Standard | FALSE | [9 empty] | 42423 | Not Dimmable | Not Dimmable | NotYetVerified |  | 3 | 1650 | 101.2 | 16.3 | 16.72 | 0.9 | 3500 | 80
PN9QEZ38 | ETECH LED | E TECH LED | T54-A5-30-35-N-CLR | Linear Replacement Lamp | Four-Foot | 2-lamp External Driver Lamp-Style Retrofit Kits (UL Type C) | Standard | FALSE | [9 empty] | 42423 | Not Dimmable | Not Dimmable | NotYetVerified | External Driver | 3 | 3184 | 116.23 | 27.39 |  |  | 3500 | 80
PU31Q8FC | ETECH LED | E TECH LED | T54-A5-30-35-N | Linear Replacement Lamp | Four-Foot | 2-lamp External Driver Lamp-Style Retrofit Kits (UL Type C) | Standard | FALSE | [9 empty] | 42423 | Not Dimmable | Not Dimmable | NotYetVerified |  | 3 | 2961 | 106.24 | 27.87 |  |  | 3500 | 80
P37ZUZAX | ETECH LED | E TECH LED | T54-A5-25-35-N-CLR | Linear Replacement Lamp | Four-Foot | 2-lamp External Driver Lamp-Style Retrofit Kits (UL Type C) | Standard | FALSE | [9 empty] | 42423 | Not Dimmable | Not Dimmable | NotYetVerified | External Driver | 3 | 2911 | 120.28 | 24.2 |  |  | 3500 | 80
PPTMN5HS | ETECH LED | E TECH LED | T54-A5-25-35-N | Linear Replacement Lamp | Four-Foot | 2-lamp External Driver Lamp-Style Retrofit Kits (UL Type C) | Standard | FALSE | [9 empty] | 42423 | Not Dimmable | Not Dimmable | NotYetVerified | External Driver | 3 | 2680 | 111.64 | 24 |  |  | 3500 | 80
PJ98T2AR | ETECH LED | E TECH LED | T54-A5-22-35-D-CLR | Linear Replacement Lamp | Four-Foot | 2-lamp External Driver Lamp-Style Retrofit Kits (UL Type C) | Standard | FALSE | [9 empty] | 42423 | Dimmable | Continuous Below 10 | NotYetVerified | External Driver | 3 | 2523 | 116.21 | 21.71 | 16.37 | 0.9 | 3500 | 81
PU6KMRVC | ETECH LED | E TECH LED | T54-A5-22-35-D | Linear Replacement Lamp | Four-Foot | 2-lamp External Driver Lamp-Style Retrofit Kits (UL Type C) | Standard | FALSE | [9 empty] | 42423 | Dimmable | Continuous Below 10 | NotYetVerified | External Driver | 3 | 2397 | 110.38 | 21.71 | 16.37 | 0.9 | 3500 | 81
PQQXU6SD | ETECH LED | E TECH LED | T54-A5-30-35-D-CLR | Linear Replacement Lamp | Four-Foot | 2-lamp External Driver Lamp-Style Retrofit Kits (UL Type C) | Standard | FALSE | [9 empty] | 42423 | Dimmable | Continuous Below 10 | NotYetVerified | External Driver | 3 | 3184 | 116.23 | 27.39 |  |  | 3500 | 80
PYF15C56 | ETECH LED | E TECH LED | T54-A5-30-35-D | Linear Replacement Lamp | Four-Foot | 2-lamp External Driver Lamp-Style Retrofit Kits (UL Type C) | Standard | FALSE | [9 empty] | 42423 | Dimmable | Continuous Below 10 | NotYetVerified | External Driver | 3 | 2961 | 106.24 | 27.87 |  |  | 3500 | 80
PX75VW85 | ETECH LED | E TECH LED | T54-A5-25-35-D-CLR | Linear Replacement Lamp | Four-Foot | 2-lamp External Driver Lamp-Style Retrofit Kits (UL Type C) | Standard | FALSE | [9 empty] | 42423 | Dimmable | Continuous Below 10 | NotYetVerified | External Driver | 3 | 2911 | 120.28 | 24.2 |  |  | 3500 | 80
PNHZWBWS | ETECH LED | E TECH LED | T54-A5-25-35-D | Linear Replacement Lamp | Four-Foot | 2-lamp External Driver Lamp-Style Retrofit Kits (UL Type C) | Standard | FALSE | [9 empty] | 42423 | Dimmable | Continuous Below 10 | NotYetVerified | External Driver | 3 | 2680 | 111.64 | 24 |  |  | 3500 | 80
PWJW89JN | ETECH LED | E TECH LED | T54-A5-15-30-N-CLR | Linear Replacement Lamp | Four-Foot | 2-lamp External Driver Lamp-Style Retrofit Kits (UL Type C) | Standard | FALSE | [9 empty] | 42423 | Not Dimmable | Not Dimmable | NotYetVerified |  | 3 | 1677 | 106.8 | 15.7 | 15.55 | 0.9811 | 3000 | 82
PK9UT4P6 | ETECH LED | E TECH LED | T54-A5-22-30-D-CLR | Linear Replacement Lamp | Four-Foot | 2-lamp External Driver Lamp-Style Retrofit Kits (UL Type C) | Standard | FALSE | [9 empty] | 42423 | Dimmable | Continuous Below 10 | NotYetVerified | External Driver | 3 | 2523 | 116.21 | 21.71 | 16.37 | 0.9 | 3000 | 81
P7KDRVHE | ETECH LED | E TECH LED | T54-A5-22-30-D | Linear Replacement Lamp | Four-Foot | 2-lamp External Driver Lamp-Style Retrofit Kits (UL Type C) | Standard | FALSE | [9 empty] | 42423 | Dimmable | Continuous Below 10 | NotYetVerified | External Driver | 3 | 2397 | 110.38 | 21.71 | 16.37 | 0.9 | 3000 | 81
P7H1CF76 | ETECH LED | E TECH LED | T54-A5-30-30-D-CLR | Linear Replacement Lamp | Four-Foot | 2-lamp External Driver Lamp-Style Retrofit Kits (UL Type C) | Standard | FALSE | [9 empty] | 42423 | Dimmable | Continuous Below 10 | NotYetVerified | External Driver | 3 | 3184 | 116.23 | 27.39 |  |  | 3000 | 80
P28JC26H | ETECH LED | E TECH LED | T54-A5-30-30-D | Linear Replacement Lamp | Four-Foot | 2-lamp External Driver Lamp-Style Retrofit Kits (UL Type C) | Standard | FALSE | [9 empty] | 42423 | Dimmable | Continuous Below 10 | NotYetVerified |  | 3 | 2961 | 106.24 | 27.87 |  |  | 3000 | 80
PMCNUFYR | ETECH LED | E TECH LED | T54-A5-25-30-D-CLR | Linear Replacement Lamp | Four-Foot | 2-lamp External Driver Lamp-Style Retrofit Kits (UL Type C) | Standard | FALSE | [9 empty] | 42423 | Dimmable | Continuous Below 10 | NotYetVerified | External Driver | 3 | 2911 | 120.28 | 24.2 |  |  | 3000 | 80
PW6KH1PR | ETECH LED | E TECH LED | T54-A5-25-30-D | Linear Replacement Lamp | Four-Foot | 2-lamp External Driver Lamp-Style Retrofit Kits (UL Type C) | Standard | FALSE | [9 empty] | 42423 | Dimmable | Continuous Below 10 | NotYetVerified | External Driver | 3 | 2680 | 111.64 | 24 |  |  | 3000 | 80
PVYG9SJ9 | LEEDARSON LIGHTING Co.Ltd / Leedarson Lighting Fixtures Co.Ltd. | Leedarson | 6aG-LT1800SG-A1-04 | Linear Replacement Lamp | Four-Foot | Internal Driver Lamp-Style Retrofit Kits (UL Type B) | Standard | TRUE | 1804.27 | 125.72 | 14.35 | 13.9 | 0.924 | 3590 | 84.3 | 5 | 50000 | 42422 |  |  | No |  | 3.1 | 1800 | 125 | 14 | 13.9 | 0.924 | 3500 | 84
PGGFG1A1 | LEEDARSON LIGHTING Co.Ltd / Leedarson Lighting Fixtures Co.Ltd. | Leedarson | 6aG-LT2200SG-A1-03 | Linear Replacement Lamp | Four-Foot | Internal Driver Lamp-Style Retrofit Kits (UL Type B) | Standard | TRUE | 2176.46 | 128.85 | 16.89 | 19.4 | 0.923 | 3629 | 83.8 | 5 | 50000 | 42422 |  |  | No |  | 3.1 | 2200 | 125 | 17 | 19.4 | 0.923 | 3500 | 83
PMA3HCCK | LEEDARSON LIGHTING Co.Ltd / Leedarson Lighting Fixtures Co.Ltd. | Leedarson | 6aG-LT1800SG-A1-03 | Linear Replacement Lamp | Four-Foot | Internal Driver Lamp-Style Retrofit Kits (UL Type B) | Standard | FALSE | [9 empty] | 42422 | Not Dimmable | Not Dimmable | No |  | 3.1 | 1800 | 125 | 14 | 13.9 | 0.924 | 5000 | 84
PN9WXZ24 | LEEDARSON LIGHTING Co.Ltd / Leedarson Lighting Fixtures Co.Ltd. | Leedarson | 6aG-LT2200SG-A1-02 | Linear Replacement Lamp | Four-Foot | Internal Driver Lamp-Style Retrofit Kits (UL Type B) | Standard | FALSE | [9 empty] | 42422 | Not Dimmable | Not Dimmable | No |  | 3.1 | 2200 | 125 | 17 | 19.4 | 0.923 | 5000 | 83
P9YN3ZAV | LEEDARSON LIGHTING Co.Ltd / Leedarson Lighting Fixtures Co.Ltd. | Leedarson | 6aG-LT1800SG-A1-02 | Linear Replacement Lamp | Four-Foot | Internal Driver Lamp-Style Retrofit Kits (UL Type B) | Standard | FALSE | [9 empty] | 42422 | Not Dimmable | Not Dimmable | No |  | 3.1 | 1800 | 125 | 14 | 13.9 | 0.924 | 4000 | 84
P366NF8Q | LEEDARSON LIGHTING Co.Ltd / Leedarson Lighting Fixtures Co.Ltd. | Leedarson | 6aG-LT2200SG-A1-01 | Linear Replacement Lamp | Four-Foot | Internal Driver Lamp-Style Retrofit Kits (UL Type B) | Standard | FALSE | [9 empty] | 42422 | Not Dimmable | Not Dimmable | No |  | 3.1 | 2200 | 125 | 17 | 19.4 | 0.923 | 4000 | 83
PF378KMS | CH Lighting Co.Ltd. | CH | CH1118-48-13W 830-5 | Linear Replacement Lamp | Four-Foot | Replacement Lamps (plug and play) (UL Type A) | Standard | TRUE | 1792 | 100.9 | 17.76 | 13.76 | 0.9668 | 2963 | 83 | 5 | 50000 | 42418 |  |  | No |  | 3 | 1600 | 100 | 16 | 20 | 0.9 | 3000 | 83
PY3REHWT | Intelligent Energy Optimizers LLC | Intelligent Energy Optimizers LLC | OptieoLED18W(3000K) | Linear Replacement Lamp | Four-Foot | Internal Driver Lamp-Style Retrofit Kits (UL Type B) | Standard | TRUE | 2448 | 138.78 | 17.64 | 16.27 | 0.9053 | 2950 | 82.2 | 5 | 50000 | 42418 |  |  | No |  | 3.1 | 2437 | 140.22 | 17.38 | 16.27 | 0.9053 | 3000 | 82.2
P5ANCR84 | Intelligent Energy Optimizers LLC | Intelligent Energy Optimizers LLC | OptieoLED16W(3000K) | Linear Replacement Lamp | Four-Foot | Internal Driver Lamp-Style Retrofit Kits (UL Type B) | Standard | TRUE | 2235 | 138.56 | 16.13 | 19.28 | 0.9027 | 2931 | 81.9 | 5 | 50000 | 42418 |  |  | No |  | 3.1 | 2223 | 140.16 | 15.86 | 19.28 | 0.9027 | 3000 | 81.9
PRSE117G | CH Lighting Co.Ltd. | CH | CH1118-48-13W 850-5 | Linear Replacement Lamp | Four-Foot | Replacement Lamps (plug and play) (UL Type A) | Standard | FALSE | [9 empty] | 42418 |  |  | No |  | 3 | 1800 | 112 | 16 | 20 | 0.9 | 5000 | 83
PMRDYW1V | CH Lighting Co.Ltd. | CH | CH1118-48-13W 845-5 | Linear Replacement Lamp | Four-Foot | Replacement Lamps (plug and play) (UL Type A) | Standard | FALSE | [9 empty] | 42418 |  |  | No |  | 3 | 1750 | 109 | 16 | 20 | 0.9 | 4500 | 83
PDYQUQB5 | CH Lighting Co.Ltd. | CH | CH1118-48-13W 840-5 | Linear Replacement Lamp | Four-Foot | Replacement Lamps (plug and play) (UL Type A) | Standard | FALSE | [9 empty] | 42418 |  |  | No |  | 3 | 1700 | 106 | 16 | 20 | 0.9 | 4000 | 83
PFM6X3QG | CH Lighting Co.Ltd. | CH | CH1118-48-13W 835-5 | Linear Replacement Lamp | Four-Foot | Replacement Lamps (plug and play) (UL Type A) | Standard | FALSE | [9 empty] | 42418 |  |  | No |  | 3 | 1650 | 103 | 16 | 20 | 0.9 | 3500 | 83
PAXZ7JAP | Intelligent Energy Optimizers LLC | Intelligent Energy Optimizers LLC | OptieoLED16W(5000K) | Linear Replacement Lamp | Four-Foot | Internal Driver Lamp-Style Retrofit Kits (UL Type B) | Standard | FALSE | [9 empty] | 42418 |  |  | No |  | 3.1 | 2253 | 142.41 | 15.82 | 19.82 | 0.9043 | 5000 | 83.9
PZCFY8UD | Intelligent Energy Optimizers LLC | Intelligent Energy Optimizers LLC | OptieoLED18W(5000K) | Linear Replacement Lamp | Four-Foot | Internal Driver Lamp-Style Retrofit Kits (UL Type B) | Standard | FALSE | [9 empty] | 42418 |  |  | No |  | 3.1 | 2503 | 142.62 | 17.55 | 16.02 | 0.9026 | 5000 | 83.8
P664GPFF | Intelligent Energy Optimizers LLC | Intelligent Energy Optimizers LLC | OptieoLED18W(4500K) | Linear Replacement Lamp | Four-Foot | Internal Driver Lamp-Style Retrofit Kits (UL Type B) | Standard | FALSE | [9 empty] | 42418 |  |  | No |  | 3.1 | 2486.5 | 142.37 | 17.47 | 16.27 | 0.9053 | 4500 | 82.2
P1DSHHUY | Intelligent Energy Optimizers LLC | Intelligent Energy Optimizers LLC | OptieoLED16W(4500K) | Linear Replacement Lamp | Four-Foot | Internal Driver Lamp-Style Retrofit Kits (UL Type B) | Standard | FALSE | [9 empty] | 42418 |  |  | No |  | 3.1 | 2245.5 | 141.76 | 15.84 | 19.28 | 0.9027 | 4500 | 81.9
PVBZFERD | Intelligent Energy Optimizers LLC | Intelligent Energy Optimizers LLC | OptieoLED18W(4000K) | Linear Replacement Lamp | Four-Foot | Internal Driver Lamp-Style Retrofit Kits (UL Type B) | Standard | FALSE | [9 empty] | 42418 |  |  | No |  | 3.1 | 2470 | 141.43 | 17.47 | 16.27 | 0.9053 | 4000 | 82.2
P36TZ78Q | Intelligent Energy Optimizers LLC | Intelligent Energy Optimizers LLC | OptieoLED16W(4000K) | Linear Replacement Lamp | Four-Foot | Internal Driver Lamp-Style Retrofit Kits (UL Type B) | Standard | FALSE | [9 empty] | 42418 |  |  | No |  | 3.1 | 2238 | 141.29 | 15.84 | 19.28 | 0.9027 | 4000 | 81.9
P6GGY2K3 | Intelligent Energy Optimizers LLC | Intelligent Energy Optimizers LLC | OptieoLED18W(3500K) | Linear Replacement Lamp | Four-Foot | Internal Driver Lamp-Style Retrofit Kits (UL Type B) | Standard | FALSE | [9 empty] | 42418 |  |  | No |  | 3.1 | 2453.5 | 140.48 | 17.47 | 16.27 | 0.9053 | 3500 | 82.2
PGM2C897 | Intelligent Energy Optimizers LLC | Intelligent Energy Optimizers LLC | OptieoLED16W(3500K) | Linear Replacement Lamp | Four-Foot | Internal Driver Lamp-Style Retrofit Kits (UL Type B) | Standard | FALSE | [9 empty] | 42418 |  |  | No |  | 3.1 | 2230.5 | 140.81 | 15.84 | 19.28 | 0.9027 | 3500 | 81.9
PTV56ABX | CH Lighting Co.Ltd. | CH | CH1118-48-18W 830-5 | Linear Replacement Lamp | Four-Foot | Replacement Lamps (plug and play) (UL Type A) | Standard | TRUE | 2249 | 105.7 | 21.28 | 10.84 | 0.9757 | 2969 | 82.9 | 5 | 50000 | 42417 |  |  | No |  | 3 | 2200 | 100 | 22 | 20 | 0.9 | 3000 | 83
PN56PGXC | CH Lighting Co.Ltd. | CH | CH1118-48-15W 830-5 | Linear Replacement Lamp | Four-Foot | Replacement Lamps (plug and play) (UL Type A) | Standard | TRUE | 1901 | 101 | 18.84 | 13.14 | 0.9697 | 2966 | 82.8 | 5 | 50000 | 42417 |  |  | No |  | 3 | 1800 | 100 | 18 | 20 | 0.9 | 3000 | 82
PDDHKAF6 | James Trading Company Limited | JAMES | ZY-T5-18W1200 BONX (3500K) ONE DRIVER FOR ONE LED TUBE | Linear Replacement Lamp | Four-Foot | 2-lamp External Driver Lamp-Style Retrofit Kits (UL Type C) | Standard | TRUE | 2232 | 122.43 | 18.23 | 14.05 | 0.9133 | 3447 | 83.6 | 5 | 50000 | 42417 |  |  | No | Lastx represents either s for single-end power input or T for double-end inputs | 3.1 | 2232 | 122.43 | 18.23 | 20 | 0.9 | 3500 | 83
PPDXFZMX | James Trading Company Limited | JAMES | ZY-T5-18W1200 BONT (3500K) ONE DRIVER FOR TWO LED TUBE | Linear Replacement Lamp | Four-Foot | 2-lamp External Driver Lamp-Style Retrofit Kits (UL Type C) | Standard | TRUE | 2206 | 121.34 | 18.18 | 14.45 | 0.9095 | 3469 | 83.8 | 5 | 50000 | 42417 |  |  | No |  | 3.1 | 2206 | 121.34 | 18.18 | 20 | 0.9 | 3500 | 83.8
PZZ22PBH | CH Lighting Co.Ltd. | CH | CH1118-48-18W 850-5 | Linear Replacement Lamp | Four-Foot | Replacement Lamps (plug and play) (UL Type A) | Standard | FALSE | [9 empty] | 42417 |  |  | No |  | 3 | 2400 | 109 | 22 | 20 | 0.9 | 5000 | 83
P7MP6WYZ | CH Lighting Co.Ltd. | CH | CH1118-48-15W 850-5 | Linear Replacement Lamp | Four-Foot | Replacement Lamps (plug and play) (UL Type A) | Standard | FALSE | [9 empty] | 42417 |  |  | No |  | 3 | 2000 | 111 | 18 | 20 | 0.9 | 5000 | 82
PC97X4J4 | CH Lighting Co.Ltd. | CH | CH1118-48-18W 845-5 | Linear Replacement Lamp | Four-Foot | Replacement Lamps (plug and play) (UL Type A) | Standard | FALSE | [9 empty] | 42417 |  |  | No |  | 3 | 2350 | 107 | 22 | 20 | 0.9 | 4500 | 83
PX3R89UF | CH Lighting Co.Ltd. | CH | CH1118-48-15W 845-5 | Linear Replacement Lamp | Four-Foot | Replacement Lamps (plug and play) (UL Type A) | Standard | FALSE | [9 empty] | 42417 |  |  | No |  | 3 | 1950 | 108 | 18 | 20 | 0.9 | 4500 | 82
PKQCU3AK | CH Lighting Co.Ltd. | CH | CH1118-48-18W 840-5 | Linear Replacement Lamp | Four-Foot | Replacement Lamps (plug and play) (UL Type A) | Standard | FALSE | [9 empty] | 42417 |  |  | No |  | 3 | 2300 | 105 | 22 | 20 | 0.9 | 4000 | 83
PBPD287K | CH Lighting Co.Ltd. | CH | CH1118-48-15W 840-5 | Linear Replacement Lamp | Four-Foot | Replacement Lamps (plug and play) (UL Type A) | Standard | FALSE | [9 empty] | 42417 |  |  | No |  | 3 | 1900 | 105 | 18 | 20 | 0.9 | 4000 | 82
P516BT98 | CH Lighting Co.Ltd. | CH | CH1118-48-18W 835-5 | Linear Replacement Lamp | Four-Foot | Replacement Lamps (plug and play) (UL Type A) | Standard | FALSE | [9 empty] | 42417 |  |  | No |  | 3 | 2250 | 102 | 22 | 20 | 0.9 | 3500 | 83
PEPAS6J4 | CH Lighting Co.Ltd. | CH | CH1118-48-15W 835-5 | Linear Replacement Lamp | Four-Foot | Replacement Lamps (plug and play) (UL Type A) | Standard | FALSE | [9 empty] | 42417 |  |  | No |  | 3 | 1850 | 102 | 18 | 20 | 0.9 | 3500 | 82
PBEUERSB | James Trading Company Limited | JAMES | ZY-T5-18W1200 BONT (5000K) ONE DRIVER FOR TWO LED TUBE | Linear Replacement Lamp | Four-Foot | 2-lamp External Driver Lamp-Style Retrofit Kits (UL Type C) | Standard | FALSE | [9 empty] | 42417 |  |  | No |  | 3.1 | 2206 | 121.34 | 18.18 | 20 | 0.9 | 5000 | 83.8
P1ZDY5RV | James Trading Company Limited | JAMES | ZY-T5-18W1200 BONX (5000K) ONE DRIVER FOR ONE LED TUBE | Linear Replacement Lamp | Four-Foot | 2-lamp External Driver Lamp-Style Retrofit Kits (UL Type C) | Standard | FALSE | [9 empty] | 42417 |  |  | No | Lastx represents either s for single-end power input or T for double-end inputs | 3.1 | 2232 | 122.43 | 18.23 | 20 | 0.9 | 5000 | 83
PZEFHGKN | James Trading Company Limited | JAMES | ZY-T5-18W1200 BODT (5000K) ONE DRIVER FOR TWO LED TUBE | Linear Replacement Lamp | Four-Foot | 2-lamp External Driver Lamp-Style Retrofit Kits (UL Type C) | Standard | FALSE | [9 empty] | 42417 |  |  | No |  | 3.1 | 2206 | 121.34 | 18.18 | 20 | 0.9 | 5000 | 83.8
PG27VM7P | James Trading Company Limited | JAMES | ZY-T5-18W1200 BODX (5000K) ONE DRIVER FOR ONE LED TUBE | Linear Replacement Lamp | Four-Foot | 2-lamp External Driver Lamp-Style Retrofit Kits (UL Type C) | Standard | FALSE | [9 empty] | 42417 |  |  | No | Lastx represents either s for single-end power input or T for double-end inputs | 3.1 | 2232 | 122.43 | 18.23 | 20 | 0.9 | 5000 | 83
PYB3PCZC | James Trading Company Limited | JAMES | ZY-T5-18W1200 BONT (4500K) ONE DRIVER FOR TWO LED TUBE | Linear Replacement Lamp | Four-Foot | 2-lamp External Driver Lamp-Style Retrofit Kits (UL Type C) | Standard | FALSE | [9 empty] | 42417 |  |  | No |  | 3.1 | 2206 | 121.34 | 18.18 | 20 | 0.9 | 4500 | 83.8
PSX8SXFX | James Trading Company Limited | JAMES | ZY-T5-18W1200 BONX (4500K) ONE DRIVER FOR ONE LED TUBE | Linear Replacement Lamp | Four-Foot | 2-lamp External Driver Lamp-Style Retrofit Kits (UL Type C) | Standard | FALSE | [9 empty] | 42417 |  |  | No | Lastx represents either s for single-end power input or T for double-end inputs | 3.1 | 2232 | 122.43 | 18.23 | 20 | 0.9 | 4500 | 83
PVBYQ9PU | James Trading Company Limited | JAMES | ZY-T5-18W1200 BODT (4500K) ONE DRIVER FOR TWO LED TUBE | Linear Replacement Lamp | Four-Foot | 2-lamp External Driver Lamp-Style Retrofit Kits (UL Type C) | Standard | FALSE | [9 empty] | 42417 |  |  | No |  | 3.1 | 2206 | 121.34 | 18.18 | 20 | 0.9 | 4500 | 83.8
PXX9D1AC | James Trading Company Limited | JAMES | ZY-T5-18W1200 BODX (4500K) ONE DRIVER FOR ONE LED TUBE | Linear Replacement Lamp | Four-Foot | 2-lamp External Driver Lamp-Style Retrofit Kits (UL Type C) | Standard | FALSE | [9 empty] | 42417 |  |  | No | Lastx represents either s for single-end power input or T for double-end inputs | 3.1 | 2232 | 122.43 | 18.23 | 20 | 0.9 | 4500 | 83
P7C7QKAZ | James Trading Company Limited | JAMES | ZY-T5-18W1200 BONT (4000K) ONE DRIVER FOR TWO LED TUBE | Linear Replacement Lamp | Four-Foot | 2-lamp External Driver Lamp-Style Retrofit Kits (UL Type C) | Standard | FALSE | [9 empty] | 42417 |  |  | No |  | 3.1 | 2206 | 121.34 | 18.18 | 20 | 0.9 | 4000 | 83.8
P6KXGUCT | James Trading Company Limited | JAMES | ZY-T5-18W1200 BONX (4000K) ONE DRIVER FOR ONE LED TUBE | Linear Replacement Lamp | Four-Foot | 2-lamp External Driver Lamp-Style Retrofit Kits (UL Type C) | Standard | FALSE | [9 empty] | 42417 |  |  | No | Lastx represents either s for single-end power input or T for double-end inputs | 3.1 | 2232 | 122.43 | 18.23 | 20 | 0.9 | 4000 | 83
P5HTU3KZ | James Trading Company Limited | JAMES | ZY-T5-18W1200 BODT (4000K) ONE DRIVER FOR TWO LED TUBE | Linear Replacement Lamp | Four-Foot | 2-lamp External Driver Lamp-Style Retrofit Kits (UL Type C) | Standard | FALSE | [9 empty] | 42417 |  |  | No |  | 3.1 | 2206 | 121.34 | 18.18 | 20 | 0.9 | 4000 | 83.8
P296YHD7 | James Trading Company Limited | JAMES | ZY-T5-18W1200 BODX (4000K) ONE DRIVER FOR ONE LED TUBE | Linear Replacement Lamp | Four-Foot | 2-lamp External Driver Lamp-Style Retrofit Kits (UL Type C) | Standard | FALSE | [9 empty] | 42417 |  |  | No | Lastx represents either s for single-end power input or T for double-end inputs | 3.1 | 2232 | 122.43 | 18.23 | 20 | 0.9 | 4000 | 83
PWXZ35DN | James Trading Company Limited | JAMES | ZY-T5-18W1200 BODT (3500K) ONE DRIVER FOR TWO LED TUBE | Linear Replacement Lamp | Four-Foot | 2-lamp External Driver Lamp-Style Retrofit Kits (UL Type C) | Standard | FALSE | [9 empty] | 42417 |  |  | No |  | 3.1 | 2206 | 121.34 | 18.18 | 20 | 0.9 | 3500 | 83.8
PHNVJE2S | James Trading Company Limited | JAMES | ZY-T5-18W1200 BODX (3500K) ONE DRIVER FOR ONE LED TUBE | Linear Replacement Lamp | Four-Foot | 2-lamp External Driver Lamp-Style Retrofit Kits (UL Type C) | Standard | FALSE | [9 empty] | 42417 |  |  | No | Lastx represents either s for single-end power input or T for double-end inputs | 3.1 | 2232 | 122.43 | 18.23 | 20 | 0.9 | 3500 | 83
PFMBB8B4 | Reonac Energy Systems Inc. | Think Green | LED-THK-TUBE-128-4K4P-28W | Linear Replacement Lamp | Four-Foot | Replacement Lamps (plug and play) (UL Type A) | Standard | TRUE | 1925.37 | 134 | 14.39 | 9 | 0.97 | 4069 | 86 | 5 | 50000 | 42416 |  |  | No |  | 3.1 | 2803.71 | 123 | 22.8 | 11 | 0.93 | 4086 | 85
PQB5GA49 | Green Creative LTD | GREEN CREATIVE | 24T5HO/4F/830/DIR | Linear Replacement Lamp | Four-Foot | Replacement Lamps (plug and play) (UL Type A) | Standard | TRUE | 3076 | 109.7 | 28 | 9.5 | 0.954 | 2932 | 85 | 5 | 50000 | 42416 |  |  | No |  | 3.1 | 3000 | 107 | 28 | 9.5 | 0.95 | 3000 | 80
PHENGE63 | Reonac Energy Systems Inc. | Think Green | LED-THK-TUBE-128-5K4P-28W | Linear Replacement Lamp | Four-Foot | Replacement Lamps (plug and play) (UL Type A) | Standard | FALSE | [9 empty] | 42416 |  |  | No |  | 3.1 | 2931.74 | 129 | 22.8 | 6 | 1 | 5074 | 84
P4BSNNQR | Green Creative LTD | GREEN CREATIVE | 24T5HO/4F/850/DIR | Linear Replacement Lamp | Four-Foot | Replacement Lamps (plug and play) (UL Type A) | Standard | FALSE | [9 empty] | 42416 |  |  | No |  | 3.1 | 3200 | 114 | 28 | 9.5 | 0.95 | 5000 | 80
PNPUJPYQ | Green Creative LTD | GREEN CREATIVE | 24T5HO/4F/840/DIR | Linear Replacement Lamp | Four-Foot | Replacement Lamps (plug and play) (UL Type A) | Standard | FALSE | [9 empty] | 42416 |  |  | No |  | 3.1 | 3050 | 109 | 28 | 9.5 | 0.95 | 4000 | 80
PPDY8UF4 | Green Creative LTD | GREEN CREATIVE | 24T5HO/4F/835/DIR | Linear Replacement Lamp | Four-Foot | Replacement Lamps (plug and play) (UL Type A) | Standard | FALSE | [9 empty] | 42416 |  |  | No |  | 3.1 | 3000 | 107 | 28 | 9.5 | 0.95 | 3500 | 80
PQE48H8C | Intelligent Energy Optimizers LLC | OptieoLED | OptieoLED10W(4000K) | Linear Replacement Lamp | Four-Foot | Internal Driver Lamp-Style Retrofit Kits (UL Type B) | Standard | TRUE | 1517 | 153.611 | 9.88 | 19.11 | 0.937 | 4084 | 82.1 | 5 | 50000 | 42412 |  |  | No |  | 3.1 | 1517.677 | 153.611 | 9.88 | 19.11 | 0.9451 | 4000 | 82.1
PH1EBQSE | Hong Kong Low Carbon Lighting Limited | Low Carbon | LKB-T812-EK14-18-IN (3000K) | Linear Replacement Lamp | Four-Foot | Internal Driver Lamp-Style Retrofit Kits (UL Type B) | Standard | TRUE | 2296 | 128.56 | 17.86 | 18.15 | 0.9247 | 2920 | 81.5 | 5 | 50000 | 42412 |  |  | No |  | 3.1 | 2296 | 128.56 | 17.86 | 18.15 | 0.9247 | 3000 | 81.5
PG6F3VMG | Hong Kong Low Carbon Lighting Limited | Low Carbon | LKB-T812-EK96-12-IN (3000K) | Linear Replacement Lamp | Four-Foot | Internal Driver Lamp-Style Retrofit Kits (UL Type B) | Standard | TRUE | 1605 | 128.4 | 12.5 | 18.05 | 0.9205 | 2917 | 82.5 | 5 | 50000 | 42412 |  |  | No |  | 3.1 | 1608 | 129.57 | 12.41 | 18.05 | 0.9205 | 3000 | 82.5
PT3FE8NR | Intelligent Energy Optimizers LLC | OptieoLED | OptieoLED10W(5000K) | Linear Replacement Lamp | Four-Foot | Internal Driver Lamp-Style Retrofit Kits (UL Type B) | Standard | FALSE | [9 empty] | 42412 |  |  | No |  | 3.1 | 1551.187 | 157.641 | 9.84 | 19.04 | 0.9452 | 5000 | 82.4
P9G84EMA | Intelligent Energy Optimizers LLC | OptieoLED | OptieoLED10W(4500K) | Linear Replacement Lamp | Four-Foot | Internal Driver Lamp-Style Retrofit Kits (UL Type B) | Standard | FALSE | [9 empty] | 42412 |  |  | No |  | 3.1 | 1517.677 | 153.611 | 9.88 | 19.11 | 0.9451 | 4500 | 82.1
P1SPYG1R | Hong Kong Low Carbon Lighting Limited | Low Carbon | LKB-T812-EK14-18-IN (5000K) | Linear Replacement Lamp | Four-Foot | Internal Driver Lamp-Style Retrofit Kits (UL Type B) | Standard | FALSE | [9 empty] | 42412 |  |  | No |  | 3.1 | 2420 | 135.04 | 17.92 | 18.11 | 0.9251 | 5000 | 84
PP5HXB2C | Hong Kong Low Carbon Lighting Limited | Low Carbon | LKB-T812-EK96-12-IN (5000K) | Linear Replacement Lamp | Four-Foot | Internal Driver Lamp-Style Retrofit Kits (UL Type B) | Standard | FALSE | [9 empty] | 42412 |  |  | No |  | 3.1 | 1710 | 136.58 | 12.52 | 18.96 | 0.9214 | 5000 | 83.6
PZKBVBJC | Hong Kong Low Carbon Lighting Limited | Low Carbon | LKB-T812-EK96-12-IN (4500K) | Linear Replacement Lamp | Four-Foot | Internal Driver Lamp-Style Retrofit Kits (UL Type B) | Standard | FALSE | [9 empty] | 42412 |  |  | No |  | 3.1 | 1686 | 135.31 | 12.46 | 18.05 | 0.9205 | 4500 | 82.5
PVA495Q5 | Hong Kong Low Carbon Lighting Limited | Low Carbon | LKB-T812-EK14-18-IN (4500K) | Linear Replacement Lamp | Four-Foot | Internal Driver Lamp-Style Retrofit Kits (UL Type B) | Standard | FALSE | [9 empty] | 42412 |  |  | No |  | 3.1 | 2389 | 133.54 | 17.89 | 18.15 | 0.9247 | 4500 | 81.5
PXJDNC9X | Hong Kong Low Carbon Lighting Limited | Low Carbon | LKB-T812-EK96-12-IN (4000K) | Linear Replacement Lamp | Four-Foot | Internal Driver Lamp-Style Retrofit Kits (UL Type B) | Standard | FALSE | [9 empty] | 42412 |  |  | No |  | 3.1 | 1660 | 133.23 | 12.46 | 18.05 | 0.9205 | 4000 | 82.5
PJFMZD8Y | Hong Kong Low Carbon Lighting Limited | Low Carbon | LKB-T812-EK14-18-IN (4000K) | Linear Replacement Lamp | Four-Foot | Internal Driver Lamp-Style Retrofit Kits (UL Type B) | Standard | FALSE | [9 empty] | 42412 |  |  | No |  | 3.1 | 2358 | 131.81 | 17.89 | 18.15 | 0.9247 | 4000 | 81.5
PWD5UG3P | Hong Kong Low Carbon Lighting Limited | Low Carbon | LKB-T812-EK96-12-IN (3500K) | Linear Replacement Lamp | Four-Foot | Internal Driver Lamp-Style Retrofit Kits (UL Type B) | Standard | FALSE | [9 empty] | 42412 |  |  | No |  | 3.1 | 1634 | 131.14 | 12.46 | 18.05 | 0.9205 | 3500 | 82.5
P35J742G | Hong Kong Low Carbon Lighting Limited | Low Carbon | LKB-T812-EK14-18-IN (3500K) | Linear Replacement Lamp | Four-Foot | Internal Driver Lamp-Style Retrofit Kits (UL Type B) | Standard | FALSE | [9 empty] | 42412 |  |  | No |  | 3.1 | 2327 | 130.07 | 17.89 | 18.15 | 0.9247 | 3500 | 81.5
PJHPTKHH | Gu Yuan Optoelectronic Technology Co Ltd | GY | GY-T8-4F-830-18W | Linear Replacement Lamp | Four-Foot | Dual Mode Internal Driver (UL Type A and Type B) | Standard | TRUE | 2252.8 | 109.5 | 20.57 | 7.08 | 0.976 | 3013 | 82.7 | 5 | 50000 | 42411 |  |  | No |  | 3.1 | 2100 | 110 | 18 | 15 | 0.98 | 3000 | 80
PXPPV791 | Gu Yuan Optoelectronic Technology Co Ltd | GY | GY-T8-4F-830-14W | Linear Replacement Lamp | Four-Foot | Dual Mode Internal Driver (UL Type A and Type B) | Standard | TRUE | 1785.5 | 109.1 | 16.36 | 10.42 | 0.961 | 3004 | 83 | 5 | 50000 | 42411 |  |  | No |  | 3.1 | 1750 | 110 | 14 | 15 | 0.98 | 3000 | 80
PC3KGAMM | Gu Yuan Optoelectronic Technology Co Ltd | GY | GY-T8-4F-850-18W | Linear Replacement Lamp | Four-Foot | Dual Mode Internal Driver (UL Type A and Type B) | Standard | FALSE | [9 empty] | 42411 |  |  | No |  | 3.1 | 2300 | 115 | 18 | 15 | 0.98 | 5000 | 80
PP68F7YZ | Gu Yuan Optoelectronic Technology Co Ltd | GY | GY-T8-4F-850-14W | Linear Replacement Lamp | Four-Foot | Dual Mode Internal Driver (UL Type A and Type B) | Standard | FALSE | [9 empty] | 42411 |  |  | No |  | 3.1 | 1900 | 115 | 14 | 15 | 0.98 | 5000 | 80
PUAW16PM | Gu Yuan Optoelectronic Technology Co Ltd | GY | GY-T8-4F-840-18W | Linear Replacement Lamp | Four-Foot | Dual Mode Internal Driver (UL Type A and Type B) | Standard | FALSE | [9 empty] | 42411 |  |  | No |  | 3.1 | 2300 | 115 | 18 | 15 | 0.98 | 4000 | 80
PYHN1TCD | Gu Yuan Optoelectronic Technology Co Ltd | GY | GY-T8-4F-840-14W | Linear Replacement Lamp | Four-Foot | Dual Mode Internal Driver (UL Type A and Type B) | Standard | FALSE | [9 empty] | 42411 |  |  | No |  | 3.1 | 1900 | 115 | 14 | 15 | 0.98 | 4000 | 80
PKJ6FCT7 | Gu Yuan Optoelectronic Technology Co Ltd | GY | GY-T8-4F-835-18W | Linear Replacement Lamp | Four-Foot | Dual Mode Internal Driver (UL Type A and Type B) | Standard | FALSE | [9 empty] | 42411 |  |  | No |  | 3.1 | 2100 | 110 | 18 | 15 | 0.98 | 3500 | 80
PXPUS1F9 | Gu Yuan Optoelectronic Technology Co Ltd | GY | GY-T8-4F-835-14W | Linear Replacement Lamp | Four-Foot | Dual Mode Internal Driver (UL Type A and Type B) | Standard | FALSE | [9 empty] | 42411 |  |  | No |  | 3.1 | 1750 | 110 | 14 | 15 | 0.98 | 3500 | 80
P9PAWMZ8U | Kumho Electric | earthcare | FLT5-54W/28W IU 410 | Linear Replacement Lamp | Four-Foot | Replacement Lamps (plug and play) (UL Type A) | Standard | TRUE | 1925.37 | 134 | 14.39 | 9 | 0.97 | 4069 | 86 | 5 | 50000 | 42410 |  |  | No |  | 3.1 | 2803.71 | 123 | 22.8 | 11 | 0.93 | 4086 | 85
PDDRE7U4V | Kumho Electric | earthcare | FLT5-54W/28W IU 500 | Linear Replacement Lamp | Four-Foot | Replacement Lamps (plug and play) (UL Type A) | Standard | FALSE | [9 empty] | 42410 |  |  | No |  | 3.1 | 2931.74 | 129 | 22.8 | 6 | 1 | 5074 | 84
P81E3W3T | US Green Lighting Inc. | US Green Lighting Inc. | L/T84F/14/XU/840/K001 | Linear Replacement Lamp | Four-Foot | Replacement Lamps (plug and play) (UL Type A) | Standard | TRUE | 1910.4 | 119.03 | 16.05 | 8.2 | 0.9836 | 4017 | 85.4 | 5 | 50000 | 42409 |  |  | No |  | 3.1 | 1800 | 119 | 16.3 | 8.2 | 0.9836 | 4000 | 80
PYW4NF2R | Trans-Lux Energy Corporation | Trans-Lux Energy Corporation | TL-T8-IDM-1800-4FT-12-ABA | Linear Replacement Lamp | Four-Foot | Dual Mode Internal Driver (UL Type A and Type B) | Standard | TRUE | 1742 | 110 | 15.84 | 12.84 | 0.9602 | 3056 | 84.9 | 5 | 50000 | 42409 |  |  | No |  | 3 | 1800 | 116 | 15.5 | 20 | 0.9 | 3000 | 82
P8YC4X3Q | P.Q.L. Inc. | Superior Life | 90525 | Linear Replacement Lamp | Four-Foot | Internal Driver Lamp-Style Retrofit Kits (UL Type B) | Standard | TRUE | 2128.922 | 110.714 | 19.229 | 16.39 | 0.9107 | 2973 | 81.6 | 5 | 50000 | 42409 |  |  | NotYetVerified | Internal Driver | 3 | 1915 | 100 | 18 | 16.39 | 0.969 | 3000 | 82
PK23GZ52 | Trans-Lux Energy Corporation | Trans-Lux Energy Corporation | TL-T8-IDM-1800-4FT-12-EBA | Linear Replacement Lamp | Four-Foot | Dual Mode Internal Driver (UL Type A and Type B) | Standard | FALSE | [9 empty] | 42409 |  |  | No |  | 3 | 1800 | 116 | 15.5 | 20 | 0.9 | 5000 | 82
PGNJ5RJR | Trans-Lux Energy Corporation | Trans-Lux Energy Corporation | TL-T8-IDM-1800-4FT-12-CBA | Linear Replacement Lamp | Four-Foot | Dual Mode Internal Driver (UL Type A and Type B) | Standard | FALSE | [9 empty] | 42409 |  |  | No |  | 3 | 1800 | 116 | 15.5 | 20 | 0.9 | 4000 | 82
P42GBK6V | Trans-Lux Energy Corporation | Trans-Lux Energy Corporation | TL-T8-IDM-1800-4FT-12-BBA | Linear Replacement Lamp | Four-Foot | Dual Mode Internal Driver (UL Type A and Type B) | Standard | FALSE | [9 empty] | 42409 |  |  | No |  | 3 | 1800 | 116 | 15.5 | 20 | 0.9 | 3500 | 82
P1UB78B7 | P.Q.L. Inc. | Superior Life | 90539 | Linear Replacement Lamp | Four-Foot | Internal Driver Lamp-Style Retrofit Kits (UL Type B) | Standard | FALSE | [9 empty] | 42409 |  |  | NotYetVerified |  | 3 | 1915 | 100 | 18 | 16.39 | 0.969 | 4500 | 82
PD9NVRWB | P.Q.L. Inc. | Superior Life | 90537 | Linear Replacement Lamp | Four-Foot | Internal Driver Lamp-Style Retrofit Kits (UL Type B) | Standard | FALSE | [9 empty] | 42409 |  |  | NotYetVerified |  | 3 | 1915 | 100 | 18 | 16.39 | 0.969 | 4000 | 82
PY22VRDD | P.Q.L. Inc. | Superior Life | 90535 | Linear Replacement Lamp | Four-Foot | Internal Driver Lamp-Style Retrofit Kits (UL Type B) | Standard | FALSE | [9 empty] | 42409 |  |  | NotYetVerified | Internal Driver | 3 | 1915 | 100 | 18 | 16.39 | 0.969 | 3500 | 82
P22WFNFH | US Green Lighting Inc. | US Green Lighting Inc. | L/T84F/14/XU/850/K001 | Linear Replacement Lamp | Four-Foot | Replacement Lamps (plug and play) (UL Type A) | Standard | FALSE | [9 empty] | 42409 | Not Yet Verified | Not Yet Verified | No | Product de-listed on 3/25/2016 re-listed on 7/26/2016 due to update | 3.1 | 1800 | 121 | 16.3 | 8.2 | 0.9836 | 5000 | 80
PST315NY | CH Lighting Co.Ltd. | CH | CH1152-48-22W 830-5 | Linear Replacement Lamp | Four-Foot | Internal Driver Lamp-Style Retrofit Kits (UL Type B) | Standard | TRUE | 2586 | 116.7 | 22.16 | 10 | 0.9144 | 3062 | 82.1 | 5 | 50000 | 42408 |  |  | No |  | 3.1 | 2400 | 109 | 22 | 20 | 0.9 | 3000 | 83
PT2AQFWF | CH Lighting Co.Ltd. | CH | CH1152-48-22W 850-5 | Linear Replacement Lamp | Four-Foot | Internal Driver Lamp-Style Retrofit Kits (UL Type B) | Standard | FALSE | [9 empty] | 42408 |  |  | No |  | 3.1 | 2600 | 118 | 22 | 20 | 0.9 | 5000 | 83
PCJRYZ5N | CH Lighting Co.Ltd. | CH | CH1152-48-22W 845-5 | Linear Replacement Lamp | Four-Foot | Internal Driver Lamp-Style Retrofit Kits (UL Type B) | Standard | FALSE | [9 empty] | 42408 |  |  | No |  | 3.1 | 2550 | 116 | 22 | 20 | 0.9 | 4500 | 83
PR3P6SNY | CH Lighting Co.Ltd. | CH | CH1152-48-22W 840-5 | Linear Replacement Lamp | Four-Foot | Internal Driver Lamp-Style Retrofit Kits (UL Type B) | Standard | FALSE | [9 empty] | 42408 |  |  | No |  | 3.1 | 2500 | 114 | 22 | 20 | 0.9 | 4000 | 83
P5PVKM5B | CH Lighting Co.Ltd. | CH | CH1152-48-22W 835-5 | Linear Replacement Lamp | Four-Foot | Internal Driver Lamp-Style Retrofit Kits (UL Type B) | Standard | FALSE | [9 empty] | 42408 |  |  | No |  | 3.1 | 2450 | 111 | 22 | 20 | 0.9 | 3500 | 83
PVXMSGEU | Lunera Lighting | Lunera | HN-T8-D-48-17W-830-G1 | Linear Replacement Lamp | Four-Foot | Replacement Lamps (plug and play) (UL Type A) | Standard | TRUE | 2261 | 113.8 | 19.86 | 9.43 | 0.9818 | 3073 | 84.5 | 5 | 50000 | 42405 |  |  | No |  | 3 | 2200 | 112 | 19.5 | 20 | 0.9 | 3000 | 82
PSMT192V | Lunera Lighting | Lunera | HN-T8-D-48-14W-830-G1 | Linear Replacement Lamp | Four-Foot | Replacement Lamps (plug and play) (UL Type A) | Standard | TRUE | 1870 | 111.2 | 16.82 | 11.02 | 0.9769 | 3071 | 84.6 | 5 | 50000 | 42405 |  |  | No |  | 3 | 1800 | 105 | 17 | 20 | 0.9 | 3000 | 82
P8EWSKBN | Baiyiled lighting America Inc | RayonLED | RO-UL-15W | Linear Replacement Lamp | Four-Foot | Internal Driver Lamp-Style Retrofit Kits (UL Type B) | Standard | TRUE | 1743 | 111.23 | 15.67 | 19.27 | 0.9084 | 2908 | 81.5 | 5 | 50000 | 42405 |  |  | NotYetVerified | Internal Driver | 3 | 1745 | 114.35 | 15.26 | 19.27 | 0.9084 | 3000 | 81.5
PDZT21R9 | Baiyiled lighting America Inc | RayonLED | RO-UL-20W | Linear Replacement Lamp | Four-Foot | Replacement Lamps (plug and play) (UL Type A) | Standard | TRUE | 2129 | 105.66 | 20.15 | 16.56 | 0.9029 | 2958 | 82.6 | 5 | 50000 | 42405 |  |  | No |  | 3 | 2129 | 105.66 | 19.89 | 16.56 | 0.9029 | 3000 | 82.6
PCX2STN9 | Baiyiled lighting America Inc | RayonLED | RO-UL-R15W | Linear Replacement Lamp | Four-Foot | Replacement Lamps (plug and play) (UL Type A) | Standard | TRUE | 1732 | 114.55 | 15.12 | 15.64 | 0.9024 | 3002 | 80.6 | 5 | 50000 | 42405 |  |  | No |  | 3 | 1732 | 114.55 | 15.12 | 15.64 | 0.9024 | 3000 | 80.6
PSX7NSDR | Baiyiled lighting America Inc | RayonLED | RO-UL-18W | Linear Replacement Lamp | Four-Foot | Replacement Lamps (plug and play) (UL Type A) | Standard | TRUE | 1943 | 106.82 | 18.19 | 18.74 | 0.9023 | 2967 | 83.1 | 5 | 50000 | 42405 |  |  | No |  | 3 | 1943 | 106.82 | 18.19 | 18.74 | 0.9023 | 3000 | 83.1
PYAE7XS5 | Baiyiled lighting America Inc | RayonLED | RO-UL-R18W | Linear Replacement Lamp | Four-Foot | Replacement Lamps (plug and play) (UL Type A) | Standard | TRUE | 1826 | 102.62 | 17.71 | 16.32 | 0.9011 | 3016 | 80.7 | 5 | 50000 | 42405 |  |  | No |  | 3 | 1839 | 102.62 | 17.92 | 16.32 | 0.9011 | 3000 | 80.7
PTQ5WA7Z | Lunera Lighting | Lunera | HN-T8-D-48-17W-850-G1 | Linear Replacement Lamp | Four-Foot | Replacement Lamps (plug and play) (UL Type A) | Standard | FALSE | [9 empty] | 42405 |  |  | No |  | 3 | 2200 | 112 | 19.5 | 20 | 0.9 | 5000 | 82
P3MS1A92 | Lunera Lighting | Lunera | HN-T8-D-48-14W-850-G1 | Linear Replacement Lamp | Four-Foot | Replacement Lamps (plug and play) (UL Type A) | Standard | FALSE | [9 empty] | 42405 |  |  | No |  | 3 | 1800 | 105 | 17 | 20 | 0.9 | 5000 | 82
PHNAQDFC | Lunera Lighting | Lunera | HN-T8-D-48-17W-840-G1 | Linear Replacement Lamp | Four-Foot | Replacement Lamps (plug and play) (UL Type A) | Standard | FALSE | [9 empty] | 42405 |  |  | No |  | 3 | 2200 | 112 | 19.5 | 20 | 0.9 | 4000 | 82
P5A5VE6U | Lunera Lighting | Lunera | HN-T8-D-48-14W-840-G1 | Linear Replacement Lamp | Four-Foot | Replacement Lamps (plug and play) (UL Type A) | Standard | FALSE | [9 empty] | 42405 |  |  | No |  | 3 | 1800 | 105 | 17 | 20 | 0.9 | 4000 | 82
P5826HX6 | Lunera Lighting | Lunera | HN-T8-D-48-17W-835-G1 | Linear Replacement Lamp | Four-Foot | Replacement Lamps (plug and play) (UL Type A) | Standard | FALSE | [9 empty] | 42405 |  |  | No |  | 3 | 2200 | 112 | 19.5 | 20 | 0.9 | 3500 | 82
PF59DC17 | Lunera Lighting | Lunera | HN-T8-D-48-14W-835-G1 | Linear Replacement Lamp | Four-Foot | Replacement Lamps (plug and play) (UL Type A) | Standard | FALSE | [9 empty] | 42405 |  |  | No |  | 3 | 1800 | 105 | 17 | 20 | 0.9 | 3500 | 82
PSYE477K | Baiyiled lighting America Inc | RayonLED | RO-UL-20P | Linear Replacement Lamp | Four-Foot | Replacement Lamps (plug and play) (UL Type A) | Standard | FALSE | [9 empty] | 42405 | Not Dimmable | Not Dimmable | No |  | 3 | 2239 | 111.67 | 20.05 | 16.83 | 0.9098 | 5000 | 82.9
PM2DJJB2 | Baiyiled lighting America Inc | RayonLED | RO-UL-15P | Linear Replacement Lamp | Four-Foot | Internal Driver Lamp-Style Retrofit Kits (UL Type B) | Standard | FALSE | [9 empty] | 42405 | Not Dimmable | Not Dimmable | NotYetVerified | Internal Driver | 3 | 1797 | 117.37 | 15.31 | 19.29 | 0.9037 | 5000 | 82.7
PNWC7B5V | Baiyiled lighting America Inc | RayonLED | RO-UL-18P | Linear Replacement Lamp | Four-Foot | Replacement Lamps (plug and play) (UL Type A) | Standard | FALSE | [9 empty] | 42405 | Not Dimmable | Not Dimmable | No |  | 3 | 2040 | 111.84 | 18.24 | 18.85 | 0.9036 | 5000 | 82.7
P8PV2YRK | Baiyiled lighting America Inc | RayonLED | RO-UL-R15P | Linear Replacement Lamp | Four-Foot | Replacement Lamps (plug and play) (UL Type A) | Standard | FALSE | [9 empty] | 42405 | Not Dimmable | Not Dimmable | No |  | 3 | 1813 | 118.34 | 15.32 | 15.24 | 0.9066 | 5000 | 80.3
PB1KGCAX | Baiyiled lighting America Inc | RayonLED | RO-UL-R18P | Linear Replacement Lamp | Four-Foot | Replacement Lamps (plug and play) (UL Type A) | Standard | FALSE | [9 empty] | 42405 | Not Dimmable | Not Dimmable | No |  | 3 | 1943 | 107.17 | 18.13 | 16.24 | 0.9014 | 5000 | 80
PD4T63J8 | Baiyiled lighting America Inc | RayonLED | RO-UL-18N | Linear Replacement Lamp | Four-Foot | Replacement Lamps (plug and play) (UL Type A) | Standard | FALSE | [9 empty] | 42405 | Not Dimmable | Not Dimmable | No |  | 3 | 1994 | 109.44 | 18.22 | 18.5 | 0.9027 | 4000 | 82.5
P3ES26WR | Baiyiled lighting America Inc | RayonLED | RO-UL-20N | Linear Replacement Lamp | Four-Foot | Replacement Lamps (plug and play) (UL Type A) | Standard | FALSE | [9 empty] | 42405 | Not Dimmable | Not Dimmable | No |  | 3 | 2188 | 109.62 | 19.96 | 17.32 | 0.9041 | 4000 | 82.5
P78DE7KB | Baiyiled lighting America Inc | RayonLED | RO-UL-R18N | Linear Replacement Lamp | Four-Foot | Replacement Lamps (plug and play) (UL Type A) | Standard | FALSE | [9 empty] | 42405 | Not Dimmable | Not Dimmable | No |  | 3 | 1890 | 103.39 | 18.28 | 13.95 | 0.9087 | 4000 | 81.8
PEBMGFGP | Baiyiled lighting America Inc | RayonLED | RO-UL-R15N | Linear Replacement Lamp | Four-Foot | Replacement Lamps (plug and play) (UL Type A) | Standard | FALSE | [9 empty] | 42405 | Not Dimmable | Not Dimmable | No |  | 3 | 1766 | 116.34 | 15.18 | 12.6 | 0.9123 | 4000 | 81.8
PP6FYK2K | Baiyiled lighting America Inc | RayonLED | RO-UL-15N | Linear Replacement Lamp | Four-Foot | Internal Driver Lamp-Style Retrofit Kits (UL Type B) | Standard | FALSE | [9 empty] | 42405 | Not Dimmable | Not Dimmable | NotYetVerified | Internal Driver | 3 | 1745 | 114.35 | 15.26 | 19.27 | 0.9084 | 4000 | 81.5
PV68Q4A8 | Fusion Lamps | Fusion Lamps | FLED22T8/830DIRECTG2 | Linear Replacement Lamp | Four-Foot | Replacement Lamps (plug and play) (UL Type A) | Standard | TRUE | 2241.882 | 100.763 | 22.249 | 7.38 | 0.9672 | 2932 | 81.5 | 5 | 50000 | 42403 |  |  | NotYetVerified | Internal Driver; operates off existing fluorescent ballast | 3 | 2200 | 100 | 22 | 7.38 | 0.9672 | 3000 | 82
P5QRSVTH | Fusion Lamps | Fusion Lamps | FLED16T8/830DIRECTG2 | Linear Replacement Lamp | Four-Foot | Replacement Lamps (plug and play) (UL Type A) | Standard | TRUE | 1779 | 101.7 | 17.5 | 13.71 | 0.9661 | 2979 | 83.5 | 5 | 50000 | 42403 |  |  | No |  | 3 | 1600 | 100 | 16 | 20 | 0.9 | 3000 | 83
P7WH1DYC | Fusion Lamps | Fusion Lamps | FLED16T8/850DIRECTG2 | Linear Replacement Lamp | Four-Foot | Replacement Lamps (plug and play) (UL Type A) | Standard | FALSE | [9 empty] | 42403 |  |  | No |  | 3 | 1800 | 112.5 | 16 | 20 | 0.9 | 5000 | 83
PSHAAMX8 | Fusion Lamps | Fusion Lamps | FLED22T8/850DIRECTG2 | Linear Replacement Lamp | Four-Foot | Replacement Lamps (plug and play) (UL Type A) | Standard | FALSE | [9 empty] | 42403 |  |  | NotYetVerified |  | 3 | 2400 | 100 | 22 | 7.38 | 0.996 | 5000 | 82
P64P1GX6 | Fusion Lamps | Fusion Lamps | FLED16T8/840DIRECTG2 | Linear Replacement Lamp | Four-Foot | Replacement Lamps (plug and play) (UL Type A) | Standard | FALSE | [9 empty] | 42403 |  |  | No |  | 3 | 1700 | 106.3 | 16 | 20 | 0.9 | 4000 | 83
PMDHQ5TM | Fusion Lamps | Fusion Lamps | FLED22T8/840DIRECTG2 | Linear Replacement Lamp | Four-Foot | Replacement Lamps (plug and play) (UL Type A) | Standard | FALSE | [9 empty] | 42403 |  |  | NotYetVerified |  | 3 | 2300 | 100 | 22 | 7.38 | 0.9672 | 4000 | 82
PHJWJUWN | Fusion Lamps | Fusion Lamps | FLED16T8/835DIRECTG2 | Linear Replacement Lamp | Four-Foot | Replacement Lamps (plug and play) (UL Type A) | Standard | FALSE | [9 empty] | 42403 |  |  | No |  | 3 | 1650 | 103.1 | 16 | 20 | 0.9 | 3500 | 83
PGR8X465 | Fusion Lamps | Fusion Lamps | FLED22T8/835DIRECTG2 | Linear Replacement Lamp | Four-Foot | Replacement Lamps (plug and play) (UL Type A) | Standard | FALSE | [9 empty] | 42403 |  |  | NotYetVerified |  | 3 | 2250 | 100 | 22 | 7.38 | 0.9672 | 3500 | 82
P4UGXHNP | LEEDARSON LIGHTING Co.Ltd / Leedarson Lighting Fixtures Co.Ltd. | Leedarson | 6aG-LT2200SG-A2-04 | Linear Replacement Lamp | Four-Foot | Replacement Lamps (plug and play) (UL Type A) | Standard | TRUE | 2345.9 | 121.93 | 19.24 | 7.2 | 0.987 | 4021 | 85.4 | 5 | 50000 | 42402 |  |  | No |  | 3.1 | 2200 | 120 | 19.4 | 7.2 | 0.987 | 4000 | 80
PSFETHQ2 | LEEDARSON LIGHTING Co.Ltd / Leedarson Lighting Fixtures Co.Ltd. | Leedarson | 6aG-LT1800SG-A2-01 | Linear Replacement Lamp | Four-Foot | Replacement Lamps (plug and play) (UL Type A) | Standard | TRUE | 1910.4 | 119.03 | 16.05 | 8.2 | 0.9836 | 4017 | 85.4 | 5 | 50000 | 42402 |  |  | No |  | 3.1 | 1800 | 119 | 16.3 | 8.2 | 0.9836 | 4000 | 80
PZ44ASZ6 | Metrosphere Light Corp. | METROSPHERE | MET-CRBC-4/15/120/3/FR (3000K) (Frosted Lens) | Linear Replacement Lamp | Four-Foot | Replacement Lamps (plug and play) (UL Type A) | Standard | TRUE | 1714.8 | 103.99 | 16.49 | 5.3 | 0.98 | 2971 | 83 | 5 | 50000 | 42402 |  |  | No |  | 3 | 1714.8 | 103.99 | 16.49 | 4.3 | 0.999 | 2971 | 83
PYNXSZ9YN | TOGGLED | TOGGLED | D416-40311 | Linear Replacement Lamp | Four-Foot | Internal Driver Lamp-Style Retrofit Kits (UL Type B) | Standard | TRUE | 1747 | 110.4 | 15.82 | 18.9 | 0.976 | 4062 | 84.9 | 5 | 50000 | 42402 |  |  | No |  | 3.1 | 1700 | 106.25 | 16 | 17.7 | 0.978 | 4000 | 80
PTVY6DGW | Green Ray LED International LLC | Green Ray LED | GR-T5-422AM*2-41C-DWRV2 | Linear Replacement Lamp | Four-Foot | 2-lamp External Driver Lamp-Style Retrofit Kits (UL Type C) | Standard | TRUE | 2951.1 | 134.1 | 22 | 17.26 | 0.9395 | 3990 | 81.3 | 5 | 50000 | 42402 |  |  | No |  | 3.1 | 5280 | 120 | 44 | 17.26 | 0.9395 | 4100 | 80
PN9SMTXU | Green Ray LED International LLC | Green Ray LED | GR-T5-422AM*2-41F-DWRV2 | Linear Replacement Lamp | Four-Foot | 2-lamp External Driver Lamp-Style Retrofit Kits (UL Type C) | Standard | TRUE | 2864.1 | 130.4 | 21.9 | 17.08 | 0.9395 | 3981 | 81.8 | 5 | 50000 | 42402 |  |  | No |  | 3.1 | 5280 | 120 | 44 | 17.08 | 0.9395 | 4100 | 80
PQ85Y99E | Infinite Energy Solutions LLC | IES | IES-T8-20W1200-30K-F-EX | Linear Replacement Lamp | Four-Foot | 2-lamp External Driver Lamp-Style Retrofit Kits (UL Type C) | Standard | TRUE | 2141 | 105.62 | 20.27 | 7 | 0.939 | 3001 | 82.7 | 5 | 50000 | 42402 |  |  | No |  | 3 | 2100 | 105 | 20 | 15 | 0.9 | 3000 | 81
P444K2KK | Green Ray LED International LLC | Green Ray LED | GR-T5-415AM*2-41F-DWRV2 | Linear Replacement Lamp | Four-Foot | 2-lamp External Driver Lamp-Style Retrofit Kits (UL Type C) | Standard | TRUE | 2224 | 133.17 | 16.7 | 17.17 | 0.9302 | 4045 | 82.1 | 5 | 50000 | 42402 |  |  | No |  | 3.1 | 3600 | 120 | 30 | 17.17 | 0.9943 | 4000 | 80
PTF2CU7N | Infinite Energy Solutions LLC | IES | IES-T8-18W1200-30K-F-EX | Linear Replacement Lamp | Four-Foot | 2-lamp External Driver Lamp-Style Retrofit Kits (UL Type C) | Standard | TRUE | 1930.1 | 111.7 | 17.28 | 9.3 | 0.911 | 3028 | 83.3 | 5 | 50000 | 42402 |  |  | No |  | 3 | 1900 | 105.5556 | 18 | 15 | 0.9 | 3000 | 81
PY8NDW9P | ShenZhen Ruizi Light Electricity Technology Co.Ltd. | ERVAN | L05C 1200MM F 3000K | Linear Replacement Lamp | Four-Foot | Internal Driver Lamp-Style Retrofit Kits (UL Type B) | Standard | TRUE | 2274 | 124.94 | 18.2 | 13.52 | 0.9104 | 2880 | 81.7 | 5 | 50000 | 42402 |  |  | No |  | 3.1 | 2274 | 124.94 | 18.2 | 13.52 | 0.9104 | 3000 | 81.7
P83GBB52 | ShenZhen Ruizi Light Electricity Technology Co.Ltd. | ERVAN | L05C 1200MM C 3000K | Linear Replacement Lamp | Four-Foot | Internal Driver Lamp-Style Retrofit Kits (UL Type B) | Standard | TRUE | 2497 | 135.56 | 18.42 | 13.14 | 0.9103 | 2934 | 82.4 | 5 | 50000 | 42402 |  |  | No |  | 3.1 | 2497 | 135.56 | 18.42 | 13.14 | 0.9103 | 3000 | 82.4
P1AJHTZN | Infinite Energy Solutions LLC | IES | IES-T8-15W1200-30K-F-EX | Linear Replacement Lamp | Four-Foot | 2-lamp External Driver Lamp-Style Retrofit Kits (UL Type C) | Standard | TRUE | 1576.3 | 110.08 | 14.32 | 13.4 | 0.883 | 2993 | 81.3 | 5 | 50000 | 42402 |  |  | No |  | 3 | 1600 | 106.6667 | 15 | 15 | 0.9 | 3000 | 81
PCM6GYG77 | TOGGLED | TOGGLED | D416-50311 | Linear Replacement Lamp | Four-Foot | Internal Driver Lamp-Style Retrofit Kits (UL Type B) | Standard | FALSE | [9 empty] | 42402 |  |  | No |  | 3 | 1700 | 106.25 | 16 | 17.7 | 0.978 | 5000 | 80
PWCB14DZ | Metrosphere Light Corp. | METROSPHERE | MET-CRBC-4/15/120/5/FR (5000K) (Frosted Lens) | Linear Replacement Lamp | Four-Foot | Replacement Lamps (plug and play) (UL Type A) | Standard | FALSE | [9 empty] | 42402 |  |  | No |  | 3 | 1800 | 120 | 15 | 4.3 | 0.999 | 5000 | 83
PA8EPM26 | Metrosphere Light Corp. | METROSPHERE | MET-CRBC-4/15/120/4/FR (4000K) (Frosted Lens) | Linear Replacement Lamp | Four-Foot | Replacement Lamps (plug and play) (UL Type A) | Standard | FALSE | [9 empty] | 42402 |  |  | No |  | 3 | 1800 | 120 | 15 | 4.3 | 0.999 | 4000 | 83
P1MQUF5F | Green Ray LED International LLC | Green Ray LED | GR-T5-422AM*2-50C-DWRV2 | Linear Replacement Lamp | Four-Foot | 2-lamp External Driver Lamp-Style Retrofit Kits (UL Type C) | Standard | FALSE | [9 empty] | 42402 |  |  | No |  | 3.1 | 5280 | 120 | 44 | 17.26 | 0.9395 | 5000 | 80
PPP2G3ZK | Green Ray LED International LLC | Green Ray LED | GR-T5-415AM*2-50F-DWRV2 | Linear Replacement Lamp | Four-Foot | 2-lamp External Driver Lamp-Style Retrofit Kits (UL Type C) | Standard | FALSE | [9 empty] | 42402 |  |  | No |  | 3.1 | 3600 | 120 | 30 | 17.17 | 0.9943 | 5000 | 80
PYHYZ19T | Green Ray LED International LLC | Green Ray LED | GR-T5-422AM*2-50F-DWRV2 | Linear Replacement Lamp | Four-Foot | 2-lamp External Driver Lamp-Style Retrofit Kits (UL Type C) | Standard | FALSE | [9 empty] | 42402 |  |  | No |  | 3.1 | 5280 | 120 | 44 | 17.08 | 0.9395 | 5000 | 80
P4SE829N | Infinite Energy Solutions LLC | IES | IES-T8-20W1200-50K-F-EX | Linear Replacement Lamp | Four-Foot | 2-lamp External Driver Lamp-Style Retrofit Kits (UL Type C) | Standard | FALSE | [9 empty] | 42402 | Not Dimmable | Not Dimmable | No |  | 3 | 2300 | 115 | 20 | 15 | 0.9 | 5000 | 81
PU9T12XN | Infinite Energy Solutions LLC | IES | IES-T8-18W1200-50K-F-EX | Linear Replacement Lamp | Four-Foot | 2-lamp External Driver Lamp-Style Retrofit Kits (UL Type C) | Standard | FALSE | [9 empty] | 42402 | Not Dimmable | Not Dimmable | No |  | 3 | 2100 | 116.6667 | 18 | 15 | 0.9 | 5000 | 81
PSXMZYNG | Infinite Energy Solutions LLC | IES | IES-T8-15W1200-50K-F-EX | Linear Replacement Lamp | Four-Foot | 2-lamp External Driver Lamp-Style Retrofit Kits (UL Type C) | Standard | FALSE | [9 empty] | 42402 | Not Dimmable | Not Dimmable | No |  | 3 | 1700 | 113.3333 | 15 | 15 | 0.9 | 5000 | 81
P99GN1KG | Infinite Energy Solutions LLC | IES | IES-T8-20W1200-40K-F-EX | Linear Replacement Lamp | Four-Foot | 2-lamp External Driver Lamp-Style Retrofit Kits (UL Type C) | Standard | FALSE | [9 empty] | 42402 | Not Dimmable | Not Dimmable | No |  | 3 | 2300 | 115 | 20 | 15 | 0.9 | 4000 | 81
PWUR2ZR8 | Infinite Energy Solutions LLC | IES | IES-T8-18W1200-40K-F-EX | Linear Replacement Lamp | Four-Foot | 2-lamp External Driver Lamp-Style Retrofit Kits (UL Type C) | Standard | FALSE | [9 empty] | 42402 | Not Dimmable | Not Dimmable | No |  | 3 | 2100 | 116.6667 | 18 | 15 | 0.9 | 4000 | 81
P8K9V7JB | Infinite Energy Solutions LLC | IES | IES-T8-15W1200-40K-F-EX | Linear Replacement Lamp | Four-Foot | 2-lamp External Driver Lamp-Style Retrofit Kits (UL Type C) | Standard | FALSE | [9 empty] | 42402 | Not Dimmable | Not Dimmable | No |  | 3 | 1700 | 113.3333 | 15 | 15 | 0.9 | 4000 | 81
PBPNGVG4 | LEEDARSON LIGHTING Co.Ltd / Leedarson Lighting Fixtures Co.Ltd. | Leedarson | 6aG-LT1800SG-A2-02 | Linear Replacement Lamp | Four-Foot | Replacement Lamps (plug and play) (UL Type A) | Standard | FALSE | [9 empty] | 42402 | Not Dimmable | Not Dimmable | No |  | 3.1 | 1800 | 121 | 16.3 | 8.2 | 0.9836 | 5000 | 80
PW64S5SK | LEEDARSON LIGHTING Co.Ltd / Leedarson Lighting Fixtures Co.Ltd. | Leedarson | 6aG-LT2200SG-A2-05 | Linear Replacement Lamp | Four-Foot | Replacement Lamps (plug and play) (UL Type A) | Standard | FALSE | [9 empty] | 42402 | Not Dimmable | Not Dimmable | No |  | 3.1 | 2200 | 125 | 19.4 | 7.2 | 0.987 | 5000 | 80
P6PN48GV | ShenZhen Ruizi Light Electricity Technology Co.Ltd. | ERVAN | L05C 1200MM C 5000K | Linear Replacement Lamp | Four-Foot | Internal Driver Lamp-Style Retrofit Kits (UL Type B) | Standard | FALSE | [9 empty] | 42402 | Not Dimmable | Not Dimmable | No |  | 3.1 | 2566 | 138.68 | 18.5 | 13.21 | 0.911 | 5000 | 82.3
PB2FN1VJ | ShenZhen Ruizi Light Electricity Technology Co.Ltd. | ERVAN | L05C 1200MM F 5000K | Linear Replacement Lamp | Four-Foot | Internal Driver Lamp-Style Retrofit Kits (UL Type B) | Standard | FALSE | [9 empty] | 42402 | Not Dimmable | Not Dimmable | No |  | 3.1 | 2354 | 128.52 | 18.32 | 13.61 | 0.9059 | 5000 | 82
PXAY8Y21 | ShenZhen Ruizi Light Electricity Technology Co.Ltd. | ERVAN | L05C 1200MM C 4000K | Linear Replacement Lamp | Four-Foot | Internal Driver Lamp-Style Retrofit Kits (UL Type B) | Standard | FALSE | [9 empty] | 42402 | Not Dimmable | Not Dimmable | No |  | 3.1 | 2532 | 137.16 | 18.46 | 13.14 | 0.9103 | 4000 | 82.4
PUFF8YMX | ShenZhen Ruizi Light Electricity Technology Co.Ltd. | ERVAN | L05C 1200MM F 4000K | Linear Replacement Lamp | Four-Foot | Internal Driver Lamp-Style Retrofit Kits (UL Type B) | Standard | FALSE | [9 empty] | 42402 | Not Dimmable | Not Dimmable | No |  | 3.1 | 2314 | 126.73 | 18.26 | 13.52 | 0.9104 | 4000 | 81.7
P7TEUBAF | Green Lumens | Green Lumens | GL-T8-1200ECS(L30K120C) | Linear Replacement Lamp | Four-Foot | 2-lamp External Driver Lamp-Style Retrofit Kits (UL Type C) | Standard | TRUE | 1901.8 | 122.78 | 15.49 | 11.28 | 0.963 | 3023 | 83.3 | 5 | 50000 | 42401 |  |  | NotYetVerified |  | 3 | 1901.8 | 122.78 | 15.49 | 20 | 0.9 | 3000 | 83.3
PTE73X8X | Green Lumens | Green Lumens | GL-T8-1200EFS(L30K120C) | Linear Replacement Lamp | Four-Foot | 2-lamp External Driver Lamp-Style Retrofit Kits (UL Type C) | Standard | TRUE | 1802 | 116.33 | 15.49 | 11.28 | 0.963 | 3033 | 83.6 | 5 | 50000 | 42401 |  |  | NotYetVerified |  | 3 | 1802 | 116.33 | 15.49 | 20 | 0.9 | 3000 | 83.6
P4GHMSU1 | Green Lumens | Green Lumens | GL-T8-1200ECS(L30K120CGX2XX42VT2) | Linear Replacement Lamp | Four-Foot | 2-lamp External Driver Lamp-Style Retrofit Kits (UL Type C) | Standard | TRUE | 2335 | 143.52 | 16.27 | 13.2 | 0.9483 | 2963 | 82 | 5 | 50000 | 42401 |  |  | NotYetVerified | External Driver | 3 | 2335 | 143.52 | 16.27 | 13.2 | 0.9483 | 3000 | 82
P55DAXD6 | Green Lumens | Green Lumens | GL-T8-1200EFS(L30K120CGX2XX42VT2) | Linear Replacement Lamp | Four-Foot | 2-lamp External Driver Lamp-Style Retrofit Kits (UL Type C) | Standard | TRUE | 2099 | 130.13 | 16.13 | 13.24 | 0.9399 | 2970 | 82.4 | 5 | 50000 | 42401 |  |  | NotYetVerified | External Driver | 3 | 2099 | 130.13 | 16.13 | 13.24 | 0.9399 | 3000 | 82.4
PZR83PQM | Sunritek Technology Co.Ltd | Sunritek | ST-DTP12-18WC(4500K) | Linear Replacement Lamp | Four-Foot | Internal Driver Lamp-Style Retrofit Kits (UL Type B) | Standard | FALSE | [9 empty] | 42401 |  |  | No | Internal Driver | 3 | 2600 | 150 | 18 | 20 | 0.9 | 4500 | 80
PYXA9GBS | Sunritek Technology Co.Ltd | Sunritek | ST-DTA12-18WC(4500K) | Linear Replacement Lamp | Four-Foot | Internal Driver Lamp-Style Retrofit Kits (UL Type B) | Standard | FALSE | [9 empty] | 42401 |  |  | No | Internal Driver | 3 | 2600 | 150 | 18 | 20 | 0.9 | 4500 | 80
PVNBXTE8 | Sunritek Technology Co.Ltd | Sunritek | ST-DTP12-18WF(4500K) | Linear Replacement Lamp | Four-Foot | Internal Driver Lamp-Style Retrofit Kits (UL Type B) | Standard | FALSE | [9 empty] | 42401 |  |  | No | Internal Driver | 3 | 2600 | 150 | 18 | 20 | 0.9 | 4500 | 80
PAD6QY75 | Sunritek Technology Co.Ltd | Sunritek | ST-DTA12-18WF(4500K) | Linear Replacement Lamp | Four-Foot | Internal Driver Lamp-Style Retrofit Kits (UL Type B) | Standard | FALSE | [9 empty] | 42401 |  |  | No | Internal Driver | 3 | 2600 | 150 | 18 | 20 | 0.9 | 4500 | 80
PN6C6MGU | Sunritek Technology Co.Ltd | Sunritek | ST-DTP12-18WC(3500K) | Linear Replacement Lamp | Four-Foot | Internal Driver Lamp-Style Retrofit Kits (UL Type B) | Standard | FALSE | [9 empty] | 42401 |  |  | No | Internal Driver | 3 | 2600 | 150 | 18 | 20 | 0.9 | 3500 | 80
PCNA2GBU | Sunritek Technology Co.Ltd | Sunritek | ST-DTA12-18WF(3500K) | Linear Replacement Lamp | Four-Foot | Internal Driver Lamp-Style Retrofit Kits (UL Type B) | Standard | FALSE | [9 empty] | 42401 |  |  | No | Internal Driver | 3 | 2600 | 150 | 18 | 20 | 0.9 | 3500 | 80
P9AVFZMJ | Sunritek Technology Co.Ltd | Sunritek | ST-DTA12-18WC(3500K) | Linear Replacement Lamp | Four-Foot | Internal Driver Lamp-Style Retrofit Kits (UL Type B) | Standard | FALSE | [9 empty] | 42401 |  |  | No | Internal Driver | 3 | 2600 | 150 | 18 | 20 | 0.9 | 3500 | 80
P1UZ95HN | Sunritek Technology Co.Ltd | Sunritek | ST-DTP12-18WF(3500K) | Linear Replacement Lamp | Four-Foot | Internal Driver Lamp-Style Retrofit Kits (UL Type B) | Standard | FALSE | [9 empty] | 42401 |  |  | No | Internal Driver | 3 | 2600 | 150 | 18 | 20 | 0.9 | 3500 | 80
PB15KKBU | Green Lumens | Green Lumens | GL-T8-1200ECS(L50K120C) | Linear Replacement Lamp | Four-Foot | 2-lamp External Driver Lamp-Style Retrofit Kits (UL Type C) | Standard | FALSE | [9 empty] | 42401 |  |  | NotYetVerified |  | 3 | 1924.3 | 124.6 | 15.44 | 20 | 0.9 | 5000 | 83.8
PVUSGJU4 | Green Lumens | Green Lumens | GL-T8-1200EFS(L50K120CGX2XX42VT2) | Linear Replacement Lamp | Four-Foot | 2-lamp External Driver Lamp-Style Retrofit Kits (UL Type C) | Standard | FALSE | [9 empty] | 42401 |  |  | NotYetVerified | External Driver | 3 | 2287 | 140.48 | 16.28 | 13.62 | 0.9397 | 5000 | 82.1
PKTYSH65 | Green Lumens | Green Lumens | GL-T8-1200ECS(L50K120CGX2XX42VT2) | Linear Replacement Lamp | Four-Foot | 2-lamp External Driver Lamp-Style Retrofit Kits (UL Type C) | Standard | FALSE | [9 empty] | 42401 |  |  | NotYetVerified | External Driver | 3 | 2539 | 150.33 | 16.89 | 13.08 | 0.9432 | 5000 | 81.9
PDDWHGXB | Green Lumens | Green Lumens | GL-T8-1200ECS(L45K120C) | Linear Replacement Lamp | Four-Foot | 2-lamp External Driver Lamp-Style Retrofit Kits (UL Type C) | Standard | FALSE | [9 empty] | 42401 |  |  | NotYetVerified |  | 3 | 1901.8 | 122.78 | 15.49 | 20 | 0.9 | 4500 | 83.3
PWJCXH4G | Green Lumens | Green Lumens | GL-T8-1200EFS(L45K120CGX2XX42VT2) | Linear Replacement Lamp | Four-Foot | 2-lamp External Driver Lamp-Style Retrofit Kits (UL Type C) | Standard | FALSE | [9 empty] | 42401 |  |  | NotYetVerified | External Driver | 3 | 2099 | 130.13 | 16.13 | 13.24 | 0.9399 | 4500 | 82.4
PWW8J5K6 | Green Lumens | Green Lumens | GL-T8-1200ECS(L45K120CGX2XX42VT2) | Linear Replacement Lamp | Four-Foot | 2-lamp External Driver Lamp-Style Retrofit Kits (UL Type C) | Standard | FALSE | [9 empty] | 42401 |  |  | NotYetVerified | External Driver | 3 | 2335 | 143.52 | 16.27 | 13.2 | 0.9483 | 4500 | 82
PU8DB9QF | Green Lumens | Green Lumens | GL-T8-1200ECS(L40K120C) | Linear Replacement Lamp | Four-Foot | 2-lamp External Driver Lamp-Style Retrofit Kits (UL Type C) | Standard | FALSE | [9 empty] | 42401 |  |  | NotYetVerified |  | 3 | 1901.8 | 122.78 | 15.49 | 20 | 0.9 | 4000 | 83.3
PVFV5H7G | Green Lumens | Green Lumens | GL-T8-1200EFS(L40K120CGX2XX42VT2) | Linear Replacement Lamp | Four-Foot | 2-lamp External Driver Lamp-Style Retrofit Kits (UL Type C) | Standard | FALSE | [9 empty] | 42401 |  |  | NotYetVerified | External Driver | 3 | 2099 | 130.13 | 16.13 | 13.24 | 0.9399 | 4000 | 82.4
PZ14361E | Green Lumens | Green Lumens | GL-T8-1200ECS(L40K120CGX2XX42VT2) | Linear Replacement Lamp | Four-Foot | 2-lamp External Driver Lamp-Style Retrofit Kits (UL Type C) | Standard | FALSE | [9 empty] | 42401 |  |  | NotYetVerified | External Driver | 3 | 2335 | 143.52 | 16.27 | 13.2 | 0.9483 | 4000 | 82
PNHFKY3T | Green Lumens | Green Lumens | GL-T8-1200ECS(L35K120C) | Linear Replacement Lamp | Four-Foot | 2-lamp External Driver Lamp-Style Retrofit Kits (UL Type C) | Standard | FALSE | [9 empty] | 42401 |  |  | NotYetVerified |  | 3 | 1901.8 | 122.78 | 15.49 | 20 | 0.9 | 3500 | 83.3
PQD58873 | Green Lumens | Green Lumens | GL-T8-1200EFCS(L35K120CGX2XX42VT2) | Linear Replacement Lamp | Four-Foot | 2-lamp External Driver Lamp-Style Retrofit Kits (UL Type C) | Standard | FALSE | [9 empty] | 42401 |  |  | NotYetVerified | External Driver | 3 | 2099 | 130.13 | 16.13 | 13.24 | 0.9399 | 3500 | 82.4
PSDG9QEP | Green Lumens | Green Lumens | GL-T8-1200ECS(L35K120CGX2XX42VT2) | Linear Replacement Lamp | Four-Foot | 2-lamp External Driver Lamp-Style Retrofit Kits (UL Type C) | Standard | FALSE | [9 empty] | 42401 |  |  | NotYetVerified | External Driver | 3 | 2335 | 143.52 | 16.27 | 13.2 | 0.9483 | 3500 | 82
PFBH18NE | Sunpark | SUNPARK | T8-48EB-17W-2200lm-830 | Linear Replacement Lamp | Four-Foot | Replacement Lamps (plug and play) (UL Type A) | Standard | TRUE | 2261 | 113.8 | 19.86 | 9.43 | 0.9818 | 3073 | 84.5 | 5 | 50000 | 42398 |  |  | No |  | 3 | 2200 | 112 | 19.5 | 20 | 0.9 | 3000 | 82
PAEMF3QY | Sunpark | SUNPARK | T8-48EB-14W-1800lm-830 | Linear Replacement Lamp | Four-Foot | Replacement Lamps (plug and play) (UL Type A) | Standard | TRUE | 1870 | 111.2 | 16.82 | 11.02 | 0.9769 | 3071 | 84.6 | 5 | 50000 | 42398 |  |  | No |  | 3 | 1800 | 105 | 17 | 20 | 0.9 | 3000 | 82
PG7X4HVV | DAGR Lighting | DAGR | TL1200.18W.100-277VAC.3000K.120D.C.D.DE | Linear Replacement Lamp | Four-Foot | 2-lamp External Driver Lamp-Style Retrofit Kits (UL Type C) | Standard | TRUE | 2091 | 117.41 | 17.81 | 11.25 | 0.973 | 3037 | 83.4 | 5 |  | 42398 |  |  | NotYetVerified | External Driver | 3 | 2090 | 117 | 18 |  |  | 3000 | 83
PRBBXF21 | DAGR Lighting | DAGR | TL1200.18W.100-277VAC.3000K.120D.F.D.DE | Linear Replacement Lamp | Four-Foot | 2-lamp External Driver Lamp-Style Retrofit Kits (UL Type C) | Standard | TRUE | 1976 | 110.9 | 17.81 | 11.25 | 0.973 | 3045 | 83.8 | 5 |  | 42398 |  |  | NotYetVerified | External Driver | 3 | 1970 | 110 | 18 |  |  | 3000 | 80
PCSRYAA7 | DAGR Lighting | DAGR | TL1200.18W.277-347VAC.3000K.120D.C.S.DI | Linear Replacement Lamp | Four-Foot | Internal Driver Lamp-Style Retrofit Kits (UL Type B) | Standard | TRUE | 2136 | 119.66 | 17.85 | 8.87 | 0.948 | 3026 | 83.4 | 5 | 50000 | 42398 |  |  | NotYetVerified | Internal Driver | 3 | 2136 | 119.66 | 17.85 |  |  | 3000 | 83.4
PMX58CQ3 | DAGR Lighting | DAGR | TL1200.18W.277-347VAC.3000K.120D.F.S.DI | Linear Replacement Lamp | Four-Foot | Internal Driver Lamp-Style Retrofit Kits (UL Type B) | Standard | TRUE | 1951 | 109.3 | 17.85 | 8.87 | 0.948 | 3026 | 83.4 | 5 | 50000 | 42398 |  |  | NotYetVerified | Internal Driver | 3 | 1951 | 109.3 | 17.85 |  |  | 3000 | 83.4
PQVHGFD9 | DAGR Lighting | DAGR | TL1200.18W.277-347VAC.3000K.120D.C.D.DE | Linear Replacement Lamp | Four-Foot | 2-lamp External Driver Lamp-Style Retrofit Kits (UL Type C) | Standard | TRUE | 2182 | 123.21 | 17.71 | 10.67 | 0.94 | 3053 | 83 | 5 |  | 42398 |  |  | NotYetVerified | External Driver | 3 | 2140 | 120 | 18 |  |  | 3000 | 83
PVAAKBJP | DAGR Lighting | DAGR | TL1200.18W.277-347VAC.3000K.120D.F.D.DE | Linear Replacement Lamp | Four-Foot | 2-lamp External Driver Lamp-Style Retrofit Kits (UL Type C) | Standard | TRUE | 1968 | 110.44 | 17.82 | 9.42 | 0.94 | 3033 | 84 | 5 |  | 42398 |  |  | NotYetVerified | External Driver | 3 | 1968 | 110 | 18 |  |  | 3000 | 84
P359G9AA | DAGR Lighting | DAGR | TL1200.18W.277-347VAC.3500K.120D.F.D.DE | Linear Replacement Lamp | Four-Foot | 2-lamp External Driver Lamp-Style Retrofit Kits (UL Type C) | Standard | TRUE | 1968 | 110.44 | 17.82 | 9.42 | 0.94 | 3033 | 84 | 5 |  | 42398 |  |  | NotYetVerified | External Driver | 3 | 1968 | 110 | 18 |  |  | 3000 | 84
P2Q84NXR | DAGR Lighting | DAGR | TL1200.18W.100-277VAC.3000K.120D.C.S.DI | Linear Replacement Lamp | Four-Foot | Internal Driver Lamp-Style Retrofit Kits (UL Type B) | Standard | TRUE | 2573 | 138.6 | 18.56 | 16.82 | 0.9194 | 2963 | 82.1 | 5 | 50000 | 42398 |  |  | NotYetVerified | Internal Driver | 3 | 2573 | 138.6 | 18.56 | 16.82 | 0.9194 | 3000 | 82.1
PEV3RA71 | Sunpark | SUNPARK | T8-48SP-18W-2200lm-830 | Linear Replacement Lamp | Four-Foot | Internal Driver Lamp-Style Retrofit Kits (UL Type B) | Standard | TRUE | 2225 | 124.2 | 17.92 | 19.37 | 0.917 | 3080 | 84.1 | 5 | 50000 | 42398 |  |  | No |  | 3 | 2200 | 122 | 18 | 20 | 0.9 | 3000 | 83
PNVPVVRY | DAGR Lighting | DAGR | TL1200.18W.100-277VAC.3000K.120D.F.S.DI | Linear Replacement Lamp | Four-Foot | Internal Driver Lamp-Style Retrofit Kits (UL Type B) | Standard | TRUE | 2463 | 132.13 | 18.64 | 16.55 | 0.9138 | 2958 | 82.4 | 5 | 50000 | 42398 |  |  | NotYetVerified | Internal Driver | 3 | 2463 | 132.13 | 18.64 | 16.55 | 0.9138 | 3000 | 82.4
P5S137BD | Sunpark | SUNPARK | T8-48SP-15W-1800lm-830 | Linear Replacement Lamp | Four-Foot | Internal Driver Lamp-Style Retrofit Kits (UL Type B) | Standard | TRUE | 1934 | 128.1 | 15.1 | 16.58 | 0.906 | 3065 | 84.6 | 5 | 50000 | 42398 |  |  | No |  | 3 | 1800 | 120 | 15 | 20 | 0.9 | 3000 | 83
PC7C82WW | DAGR Lighting | DAGR | TL1200.18W.277-347VAC.5000K.120D.F.D.DE | Linear Replacement Lamp | Four-Foot | 2-lamp External Driver Lamp-Style Retrofit Kits (UL Type C) | Standard | FALSE | [9 empty] | 42398 |  |  | NotYetVerified | External Driver | 3 | 2036 | 114 | 18 |  |  | 5000 | 84
PERBMBJW | DAGR Lighting | DAGR | TL1200.18W.277-347VAC.5000K.120D.C.S.DI | Linear Replacement Lamp | Four-Foot | Internal Driver Lamp-Style Retrofit Kits (UL Type B) | Standard | FALSE | [9 empty] | 42398 |  |  | NotYetVerified | Internal Driver | 3 | 2173 | 120.99 | 17.96 |  |  | 5000 | 84.2
PSWA4Q6K | DAGR Lighting | DAGR | TL1200.18W.277-347VAC.5000K.120D.F.S.DI | Linear Replacement Lamp | Four-Foot | Internal Driver Lamp-Style Retrofit Kits (UL Type B) | Standard | FALSE | [9 empty] | 42398 |  |  | NotYetVerified | Internal Driver | 3 | 2043 | 113.75 | 17.96 |  |  | 5000 | 84.2
PMM9Z39X | DAGR Lighting | DAGR | TL1200.18W.100-277VAC.5000K.120D.C.D.DE | Linear Replacement Lamp | Four-Foot | 2-lamp External Driver Lamp-Style Retrofit Kits (UL Type C) | Standard | FALSE | [9 empty] | 42398 |  |  | NotYetVerified | External Driver | 3 | 2170 | 120 | 18 |  |  | 5000 | 84
PZTV3FNH | DAGR Lighting | DAGR | TL1200.18W.100-277VAC.5000K.120D.F.S.DI | Linear Replacement Lamp | Four-Foot | Internal Driver Lamp-Style Retrofit Kits (UL Type B) | Standard | FALSE | [9 empty] | 42398 |  |  | NotYetVerified | Internal Driver | 3 | 2644 | 142.09 | 18.61 | 17.96 | 0.9252 | 5000 | 81.6
PGPG352P | DAGR Lighting | DAGR | TL1200.18W.100-277VAC.5000K.120D.C.S.DI | Linear Replacement Lamp | Four-Foot | Internal Driver Lamp-Style Retrofit Kits (UL Type B) | Standard | FALSE | [9 empty] | 42398 |  |  | NotYetVerified | Internal Driver | 3 | 2778 | 150.94 | 18.4 | 17.28 | 0.9152 | 5000 | 81.4
PFYE884U | DAGR Lighting | DAGR | TL1200.18W.100-277VAC.5000K.120D.F.D.DE | Linear Replacement Lamp | Four-Foot | 2-lamp External Driver Lamp-Style Retrofit Kits (UL Type C) | Standard | FALSE | [9 empty] | 42398 |  |  | NotYetVerified | External Driver | 3 | 2000 | 110 | 18 |  |  | 5000 | 80
PVABHGC4 | DAGR Lighting | DAGR | TL1200.18W.277-347VAC.4500K.120D.C.S.DI | Linear Replacement Lamp | Four-Foot | Internal Driver Lamp-Style Retrofit Kits (UL Type B) | Standard | FALSE | [9 empty] | 42398 |  |  | NotYetVerified | Internal Driver | 3 | 2136 | 119.66 | 17.85 |  |  | 4500 | 83.4
PRPQ37D4 | DAGR Lighting | DAGR | TL1200.18W.277-347VAC.4500K.120D.F.S.DI | Linear Replacement Lamp | Four-Foot | Internal Driver Lamp-Style Retrofit Kits (UL Type B) | Standard | FALSE | [9 empty] | 42398 |  |  | NotYetVerified | Internal Driver | 3 | 1951 | 109.3 | 17.85 |  |  | 4500 | 83.4
P8CJ9R69 | DAGR Lighting | DAGR | TL1200.18W.100-277VAC.4500K.120D.C.D.DE | Linear Replacement Lamp | Four-Foot | 2-lamp External Driver Lamp-Style Retrofit Kits (UL Type C) | Standard | FALSE | [9 empty] | 42398 |  |  | NotYetVerified | External Driver | 3 | 2090 | 117 | 18 |  |  | 4500 | 83
P29NTNHW | DAGR Lighting | DAGR | TL1200.18W.100-277VAC.4500K.120D.F.S.DI | Linear Replacement Lamp | Four-Foot | Internal Driver Lamp-Style Retrofit Kits (UL Type B) | Standard | FALSE | [9 empty] | 42398 |  |  | NotYetVerified | Internal Driver | 3 | 2463 | 132.13 | 18.64 | 16.55 | 0.9138 | 4500 | 82.4
PQX8S4KG | DAGR Lighting | DAGR | TL1200.18W.100-277VAC.4500K.120D.C.S.DI | Linear Replacement Lamp | Four-Foot | Internal Driver Lamp-Style Retrofit Kits (UL Type B) | Standard | FALSE | [9 empty] | 42398 |  |  | NotYetVerified | Internal Driver | 3 | 2573 | 138.6 | 18.56 | 16.82 | 0.9194 | 4500 | 82.1
P5P52ZW2 | DAGR Lighting | DAGR | TL1200.18W.100-277VAC.4500K.120D.F.D.DE | Linear Replacement Lamp | Four-Foot | 2-lamp External Driver Lamp-Style Retrofit Kits (UL Type C) | Standard | FALSE | [9 empty] | 42398 |  |  | NotYetVerified | External Driver | 3 | 1970 | 110 | 18 |  |  | 4500 | 80
PWEJ6YBW | DAGR Lighting | DAGR | TL1200.18W.277-347VAC.4000K.120D.C.S.DI | Linear Replacement Lamp | Four-Foot | Internal Driver Lamp-Style Retrofit Kits (UL Type B) | Standard | FALSE | [9 empty] | 42398 |  |  | NotYetVerified | Internal Driver | 3 | 2136 | 119.66 | 17.85 |  |  | 4000 | 83.4
PPK6SMXS | DAGR Lighting | DAGR | TL1200.18W.277-347VAC.4000K.120D.F.S.DI | Linear Replacement Lamp | Four-Foot | Internal Driver Lamp-Style Retrofit Kits (UL Type B) | Standard | FALSE | [9 empty] | 42398 |  |  | NotYetVerified | Internal Driver | 3 | 1951 | 109.3 | 17.85 |  |  | 4000 | 83.4
PARX6N75 | DAGR Lighting | DAGR | TL1200.18W.100-277VAC.4000K.120D.C.D.DE | Linear Replacement Lamp | Four-Foot | 2-lamp External Driver Lamp-Style Retrofit Kits (UL Type C) | Standard | FALSE | [9 empty] | 42398 |  |  | NotYetVerified | External Driver | 3 | 2090 | 117 | 18 |  |  | 4000 | 83
PZ3CT8CN | DAGR Lighting | DAGR | TL1200.18W.100-277VAC.4000K.120D.F.S.DI | Linear Replacement Lamp | Four-Foot | Internal Driver Lamp-Style Retrofit Kits (UL Type B) | Standard | FALSE | [9 empty] | 42398 |  |  | NotYetVerified | Internal Driver | 3 | 2463 | 132.13 | 18.64 | 16.55 | 0.9138 | 4000 | 82.4
PWY5AJSY | DAGR Lighting | DAGR | TL1200.18W.100-277VAC.4000K.120D.C.S.DI | Linear Replacement Lamp | Four-Foot | Internal Driver Lamp-Style Retrofit Kits (UL Type B) | Standard | FALSE | [9 empty] | 42398 |  |  | NotYetVerified | Internal Driver | 3 | 2573 | 138.6 | 18.56 | 16.82 | 0.9194 | 4000 | 82.1
PUEJGSFH | DAGR Lighting | DAGR | TL1200.18W.100-277VAC.4000K.120D.F.D.DE | Linear Replacement Lamp | Four-Foot | 2-lamp External Driver Lamp-Style Retrofit Kits (UL Type C) | Standard | FALSE | [9 empty] | 42398 |  |  | NotYetVerified | External Driver | 3 | 1970 | 110 | 18 |  |  | 4000 | 80
P87XM6ZT | DAGR Lighting | DAGR | TL1200.18W.277-347VAC.3500K.120D.C.S.DI | Linear Replacement Lamp | Four-Foot | Internal Driver Lamp-Style Retrofit Kits (UL Type B) | Standard | FALSE | [9 empty] | 42398 |  |  | NotYetVerified | Internal Driver | 3 | 2136 | 119.66 | 17.85 |  |  | 3500 | 83.4
PBZFRUCC | DAGR Lighting | DAGR | TL1200.18W.277-347VAC.3500K.120D.F.S.DI | Linear Replacement Lamp | Four-Foot | Internal Driver Lamp-Style Retrofit Kits (UL Type B) | Standard | FALSE | [9 empty] | 42398 |  |  | NotYetVerified | Internal Driver | 3 | 1951 | 109.3 | 17.85 |  |  | 3500 | 83.4
PDSX417S | DAGR Lighting | DAGR | TL1200.18W.100-277VAC.3500K.120D.C.D.DE | Linear Replacement Lamp | Four-Foot | 2-lamp External Driver Lamp-Style Retrofit Kits (UL Type C) | Standard | FALSE | [9 empty] | 42398 |  |  | NotYetVerified | External Driver | 3 | 2090 | 117 | 18 |  |  | 3500 | 83
PTYA4SQT | DAGR Lighting | DAGR | TL1200.18W.100-277VAC.3500K.120D.F.S.DI | Linear Replacement Lamp | Four-Foot | Internal Driver Lamp-Style Retrofit Kits (UL Type B) | Standard | FALSE | [9 empty] | 42398 |  |  | NotYetVerified | Internal Driver | 3 | 2463 | 132.13 | 18.64 | 16.55 | 0.9138 | 3500 | 82.4
P3D1PX72 | DAGR Lighting | DAGR | TL1200.18W.100-277VAC.3500K.120D.C.S.DI | Linear Replacement Lamp | Four-Foot | Internal Driver Lamp-Style Retrofit Kits (UL Type B) | Standard | FALSE | [9 empty] | 42398 |  |  | NotYetVerified | Internal Driver | 3 | 2573 | 138.6 | 18.56 | 16.82 | 0.9194 | 3500 | 82.1
P9VYAYPP | DAGR Lighting | DAGR | TL1200.18W.100-277VAC.3500K.120D.F.D.DE | Linear Replacement Lamp | Four-Foot | 2-lamp External Driver Lamp-Style Retrofit Kits (UL Type C) | Standard | FALSE | [9 empty] | 42398 |  |  | NotYetVerified | External Driver | 3 | 1970 | 110 | 18 |  |  | 3500 | 80
PWK39765 | Sunpark | SUNPARK | T8-48SP-18W-2200lm-850 | Linear Replacement Lamp | Four-Foot | Internal Driver Lamp-Style Retrofit Kits (UL Type B) | Standard | FALSE | [9 empty] | 42398 |  |  | No |  | 3 | 2200 | 122 | 18 | 20 | 0.9 | 5000 | 83
PY8UV9RE | Sunpark | SUNPARK | T8-48SP-15W-1800lm-850 | Linear Replacement Lamp | Four-Foot | Internal Driver Lamp-Style Retrofit Kits (UL Type B) | Standard | FALSE | [9 empty] | 42398 |  |  | No |  | 3 | 1800 | 120 | 15 | 20 | 0.9 | 5000 | 83
PEK3PF5D | Sunpark | SUNPARK | T8-48EB-17W-2200lm-850 | Linear Replacement Lamp | Four-Foot | Replacement Lamps (plug and play) (UL Type A) | Standard | FALSE | [9 empty] | 42398 |  |  | No |  | 3 | 2200 | 112 | 19.5 | 20 | 0.9 | 5000 | 82
PAXEVZT1 | Sunpark | SUNPARK | T8-48EB-14W-1800lm-850 | Linear Replacement Lamp | Four-Foot | Replacement Lamps (plug and play) (UL Type A) | Standard | FALSE | [9 empty] | 42398 |  |  | No |  | 3 | 1800 | 105 | 17 | 20 | 0.9 | 5000 | 82
PYZRH4MB | Sunpark | SUNPARK | T8-48SP-18W-2200lm-845 | Linear Replacement Lamp | Four-Foot | Internal Driver Lamp-Style Retrofit Kits (UL Type B) | Standard | FALSE | [9 empty] | 42398 |  |  | No |  | 3 | 2200 | 122 | 18 | 20 | 0.9 | 4500 | 83
PB4BMZG2 | Sunpark | SUNPARK | T8-48SP-15W-1800lm-845 | Linear Replacement Lamp | Four-Foot | Internal Driver Lamp-Style Retrofit Kits (UL Type B) | Standard | FALSE | [9 empty] | 42398 |  |  | No |  | 3 | 1800 | 120 | 15 | 20 | 0.9 | 4500 | 83
PR9PZWY7 | Sunpark | SUNPARK | T8-48EB-17W-2200lm-845 | Linear Replacement Lamp | Four-Foot | Replacement Lamps (plug and play) (UL Type A) | Standard | FALSE | [9 empty] | 42398 |  |  | No |  | 3 | 2200 | 112 | 19.5 | 20 | 0.9 | 4500 | 82
PAYM3D49 | Sunpark | SUNPARK | T8-48EB-14W-1800lm-845 | Linear Replacement Lamp | Four-Foot | Replacement Lamps (plug and play) (UL Type A) | Standard | FALSE | [9 empty] | 42398 |  |  | No |  | 3 | 1800 | 105 | 17 | 20 | 0.9 | 4500 | 82
PS3BYEQ3 | Sunpark | SUNPARK | T8-48SP-18W-2200lm-840 | Linear Replacement Lamp | Four-Foot | Internal Driver Lamp-Style Retrofit Kits (UL Type B) | Standard | FALSE | [9 empty] | 42398 |  |  | No |  | 3 | 2200 | 122 | 18 | 20 | 0.9 | 4000 | 83
PA39MSZZ | Sunpark | SUNPARK | T8-48SP-15W-1800lm-840 | Linear Replacement Lamp | Four-Foot | Internal Driver Lamp-Style Retrofit Kits (UL Type B) | Standard | FALSE | [9 empty] | 42398 |  |  | No |  | 3 | 1800 | 120 | 15 | 20 | 0.9 | 4000 | 83
P9XMVNBA | Sunpark | SUNPARK | T8-48EB-17W-2200lm-840 | Linear Replacement Lamp | Four-Foot | Replacement Lamps (plug and play) (UL Type A) | Standard | FALSE | [9 empty] | 42398 |  |  | No |  | 3 | 2200 | 112 | 19.5 | 20 | 0.9 | 4000 | 82
PK71S1JF | Sunpark | SUNPARK | T8-48EB-14W-1800lm-840 | Linear Replacement Lamp | Four-Foot | Replacement Lamps (plug and play) (UL Type A) | Standard | FALSE | [9 empty] | 42398 |  |  | No |  | 3 | 1800 | 105 | 17 | 20 | 0.9 | 4000 | 82
PPUNXJ7E | Sunpark | SUNPARK | T8-48SP-18W-2200lm-835 | Linear Replacement Lamp | Four-Foot | Internal Driver Lamp-Style Retrofit Kits (UL Type B) | Standard | FALSE | [9 empty] | 42398 |  |  | No |  | 3 | 2200 | 122 | 18 | 20 | 0.9 | 3500 | 83
P1V5N9PA | Sunpark | SUNPARK | T8-48SP-15W-1800lm-835 | Linear Replacement Lamp | Four-Foot | Internal Driver Lamp-Style Retrofit Kits (UL Type B) | Standard | FALSE | [9 empty] | 42398 |  |  | No |  | 3 | 1800 | 120 | 15 | 20 | 0.9 | 3500 | 83
P782814V | Sunpark | SUNPARK | T8-48EB-17W-2200lm-835 | Linear Replacement Lamp | Four-Foot | Replacement Lamps (plug and play) (UL Type A) | Standard | FALSE | [9 empty] | 42398 |  |  | No |  | 3 | 2200 | 112 | 19.5 | 20 | 0.9 | 3500 | 82
P83QNCZV | Sunpark | SUNPARK | T8-48EB-14W-1800lm-835 | Linear Replacement Lamp | Four-Foot | Replacement Lamps (plug and play) (UL Type A) | Standard | FALSE | [9 empty] | 42398 |  |  | No |  | 3 | 1800 | 105 | 17 | 20 | 0.9 | 3500 | 82
PD2HWQMM | Teslights LLC | Teslights | T84P12M150F50S | Linear Replacement Lamp | Four-Foot | Internal Driver Lamp-Style Retrofit Kits (UL Type B) | Standard | TRUE | 1572 | 138.26 | 11.37 | 13.97 | 0.9231 | 4927 | 82.8 | 5 | 50000 | 42397 |  |  | No |  | 3.1 | 1572 | 138.26 | 11.37 | 13.97 | 0.9231 | 5000 | 82.8
PAXKM8AA | Teslights LLC | Teslights | T84P12M150F41S | Linear Replacement Lamp | Four-Foot | Internal Driver Lamp-Style Retrofit Kits (UL Type B) | Standard | TRUE | 1553 | 136.11 | 11.41 | 13.97 | 0.9226 | 3962 | 82.4 | 5 | 50000 | 42397 |  |  | No |  | 3.1 | 1553 | 136.11 | 11.41 | 13.97 | 0.9226 | 4100 | 82.4
P8ETTNA9 | Teslights LLC | Teslights | T84P15M120F41S | Linear Replacement Lamp | Four-Foot | Internal Driver Lamp-Style Retrofit Kits (UL Type B) | Standard | TRUE | 1842 | 120.79 | 15.25 | 13.75 | 0.9213 | 3989 | 82.6 | 5 | 50000 | 42397 |  |  | No |  | 3.1 | 1842 | 120.79 | 15.25 | 13.75 | 0.9213 | 4100 | 82.6
PA3R8DNT | Teslights LLC | Teslights | T84P15E120F41S | Linear Replacement Lamp | Four-Foot | 2-lamp External Driver Lamp-Style Retrofit Kits (UL Type C) | Standard | TRUE | 1841 | 118.24 | 15.57 | 16.76 | 0.9076 | 3982 | 82.6 | 5 | 50000 | 42397 |  |  | No |  | 3.1 | 1835 | 120.17 | 15.27 | 16.76 | 0.9076 | 4100 | 82.6
PSJ6RRJ5 | Teslights LLC | Teslights | T84P12E150F41S | Linear Replacement Lamp | Four-Foot | 2-lamp External Driver Lamp-Style Retrofit Kits (UL Type C) | Standard | TRUE | 1631 | 134.57 | 12.12 | 17.54 | 0.9072 | 3998 | 82.8 | 5 | 50000 | 42397 |  |  | No |  | 3.1 | 1627 | 136.49 | 11.92 | 17.54 | 0.9072 | 4100 | 82.8
P7FZFVY6 | Teslights LLC | Teslights | T84P12E150F50S | Linear Replacement Lamp | Four-Foot | 2-lamp External Driver Lamp-Style Retrofit Kits (UL Type C) | Standard | TRUE | 1642 | 136.72 | 12.01 | 17.68 | 0.9064 | 4965 | 83.1 | 5 | 50000 | 42397 |  |  | No |  | 3.1 | 1639 | 138.55 | 11.83 | 17.68 | 0.9064 | 5000 | 83.1
PFV99D6S | Teslights LLC | Teslights | T84P15E120F50S | Linear Replacement Lamp | Four-Foot | 2-lamp External Driver Lamp-Style Retrofit Kits (UL Type C) | Standard | FALSE | [9 empty] | 42397 | Dimmable | Continuous Above 10 | No |  | 3.1 | 1847.845 | 121.011 | 15.27 | 16.92 | 0.9065 | 5000 | 82.9
PDFJV2Y6 | Teslights LLC | Teslights | T84P15M120F50S | Linear Replacement Lamp | Four-Foot | Internal Driver Lamp-Style Retrofit Kits (UL Type B) | Standard | FALSE | [9 empty] | 42397 | Dimmable | Continuous Above 10 | No |  | 3.1 | 1864.104 | 122.236 | 15.25 | 13.75 | 0.9213 | 5000 | 82.9
PKGHN9NC | Teslights LLC | Teslights | T84P15E120C50S | Linear Replacement Lamp | Four-Foot | 2-lamp External Driver Lamp-Style Retrofit Kits (UL Type C) | Standard | FALSE | [9 empty] | 42397 | Dimmable | Continuous Above 10 | No |  | 3.1 | 2137.957 | 140.01 | 15.27 | 16.72 | 0.9054 | 5000 | 82.5
P971VFHC | Teslights LLC | Teslights | T84P15M120C50S | Linear Replacement Lamp | Four-Foot | Internal Driver Lamp-Style Retrofit Kits (UL Type B) | Standard | FALSE | [9 empty] | 42397 | Dimmable | Continuous Above 10 | No |  | 3.1 | 2199.643 | 144.239 | 15.25 | 13.75 | 0.9213 | 5000 | 82.5
PPU7VX8G | Teslights LLC | Teslights | T84P12E150C50S | Linear Replacement Lamp | Four-Foot | 2-lamp External Driver Lamp-Style Retrofit Kits (UL Type C) | Standard | FALSE | [9 empty] | 42397 | Dimmable | Continuous Above 10 | No |  | 3.1 | 1895.174 | 158.858 | 11.93 | 17.69 | 0.9057 | 5000 | 82.3
P8GAWTCW | Teslights LLC | Teslights | T84P12M150C50S | Linear Replacement Lamp | Four-Foot | Internal Driver Lamp-Style Retrofit Kits (UL Type B) | Standard | FALSE | [9 empty] | 42397 | Dimmable | Continuous Above 10 | No |  | 3.1 | 1856.008 | 158.227 | 11.73 | 13.93 | 0.9235 | 5000 | 82.1
PYFG8D1S | Teslights LLC | Teslights | T84P12E150C41S | Linear Replacement Lamp | Four-Foot | 2-lamp External Driver Lamp-Style Retrofit Kits (UL Type C) | Standard | FALSE | [9 empty] | 42397 | Dimmable | Continuous Above 10 | No |  | 3.1 | 1882 | 157.75 | 11.93 | 17.52 | 0.9071 | 4100 | 82.3
PTET8VB4 | Teslights LLC | Teslights | T84P15M120C41S | Linear Replacement Lamp | Four-Foot | Internal Driver Lamp-Style Retrofit Kits (UL Type B) | Standard | FALSE | [9 empty] | 42397 | Dimmable | Continuous Above 10 | No |  | 3.1 | 2173.56 | 142.529 | 15.25 | 13.75 | 0.9213 | 4100 | 82.3
PHH9776K | Teslights LLC | Teslights | T84P15E120C41S | Linear Replacement Lamp | Four-Foot | 2-lamp External Driver Lamp-Style Retrofit Kits (UL Type C) | Standard | FALSE | [9 empty] | 42397 | Dimmable | Continuous Above 10 | No |  | 3.1 | 2123.095 | 139.037 | 15.27 | 16.54 | 0.9063 | 4100 | 82.1
PGGEUEAV | Teslights LLC | Teslights | T84P12M150C41S | Linear Replacement Lamp | Four-Foot | Internal Driver Lamp-Style Retrofit Kits (UL Type B) | Standard | FALSE | [9 empty] | 42397 | Dimmable | Continuous Above 10 | No |  | 3.1 | 1834 | 156.35 | 11.73 | 13.93 | 0.9235 | 4100 | 82.1
PBTMRTD6 | Fusion Lamps | Fusion Lamps | FLED18T8/830/DUAL | Linear Replacement Lamp | Four-Foot | Dual Mode Internal Driver (UL Type A and Type B) | Standard | TRUE | 2212 | 107 | 20.68 | 9.03 | 0.9744 | 3067 | 84.5 | 5 | 50000 | 42396 |  |  | No |  | 3.1 | 2200 | 107 | 20.5 | 20 | 0.9 | 3000 | 82
PY44N2M8 | Fusion Lamps | Fusion Lamps | FLED18T8/850/DUAL | Linear Replacement Lamp | Four-Foot | Dual Mode Internal Driver (UL Type A and Type B) | Standard | FALSE | [9 empty] | 42396 |  |  | No |  | 3.1 | 2200 | 107 | 20.5 | 20 | 0.9 | 5000 | 82
PRUPYPRU | Fusion Lamps | Fusion Lamps | FLED18T8/840/DUAL | Linear Replacement Lamp | Four-Foot | Dual Mode Internal Driver (UL Type A and Type B) | Standard | FALSE | [9 empty] | 42396 |  |  | No |  | 3.1 | 2200 | 107 | 20.5 | 20 | 0.9 | 4000 | 82
P1AUMZ86 | Fusion Lamps | Fusion Lamps | FLED18T8/835/DUAL | Linear Replacement Lamp | Four-Foot | Dual Mode Internal Driver (UL Type A and Type B) | Standard | FALSE | [9 empty] | 42396 |  |  | No |  | 3.1 | 2200 | 107 | 20.5 | 20 | 0.9 | 3500 | 82
PAVZ4YK6 | LEDVANCE LLC (formerly OSRAM SYLVANIA INC) | SYLVANIA | LED25T5HOL48FG850SUBG6 | Linear Replacement Lamp | Four-Foot | Replacement Lamps (plug and play) (UL Type A) | Standard | FALSE | [9 empty] | 42396 | Dimmable | Continuous Above 10 | No |  | 4.1 | 3500 | 125 | 28 | 20 | 0.9 | 5000 | 82
PKYZW4EX | LEDVANCE LLC (formerly OSRAM SYLVANIA INC) | SYLVANIA | LED25T5HOL48FG841SUBG6 | Linear Replacement Lamp | Four-Foot | Replacement Lamps (plug and play) (UL Type A) | Standard | FALSE | [9 empty] | 42396 | Dimmable | Continuous Above 10 | No |  | 4.1 | 3500 | 125 | 28 | 20 | 0.9 | 4000 | 82
PDG157YQ | LEDVANCE LLC (formerly OSRAM SYLVANIA INC) | SYLVANIA | LED25T5HOL48FG835SUBG6 | Linear Replacement Lamp | Four-Foot | Replacement Lamps (plug and play) (UL Type A) | Standard | FALSE | [9 empty] | 42396 | Dimmable | Continuous Above 10 | No |  | 4.1 | 3200 | 115 | 28 | 20 | 0.9 | 3500 | 82
PNGUXZUY | Philips Lighting North America Corporation | Philips | 9290012267 | Linear Replacement Lamp | Four-Foot | Replacement Lamps (plug and play) (UL Type A) | Standard | TRUE | 2422 | 117 | 20.75 | 10.3 | 0.9873 | 3511 | 82.4 | 5 | 50000 | 42395 |  |  | No |  | 3.1 | 2400 | 120 | 20 | 8 | 0.9 | 3500 | 82
PJXB5V92 | Espen Technology | Espen | L48T8/840/15G-EB-AC | Linear Replacement Lamp | Four-Foot | Replacement Lamps (plug and play) (UL Type A) | Standard | TRUE | 2247 | 114.5 | 19.63 | 12.9 | 0.9719 | 4079 | 83.5 | 5 | 50000 | 42395 |  |  | No |  | 3 | 2200 | 115.8 | 19 | 20 | 0.9 | 4000 | 83
P95BETNA | Espen Technology | Espen | L48T8/830/15G-EB-AC | Linear Replacement Lamp | Four-Foot | Replacement Lamps (plug and play) (UL Type A) | Standard | TRUE | 2241.882 | 100.763 | 22.249 | 7.38 | 0.9672 | 2932 | 81.5 | 5 | 50000 | 42395 |  |  | NotYetVerified |  | 3 | 2200 | 100 | 22 | 7.38 | 0.9672 | 3000 | 82
P9BA8MBA | Disruptive SSL | DISRUPTIVE SSL | DXTH19 (3000K) | Linear Replacement Lamp | Four-Foot | Dual Mode Internal Driver (UL Type A and Type B) | Standard | TRUE | 2518 | 130.53 | 19.29 | 12.44 | 0.9265 | 2993 | 82.6 | 5 | 50000 | 42395 |  |  | No |  | 3.1 | 2540 | 131.06 | 19.38 | 12.6 | 0.9148 | 3000 | 82.6
P41YNPBW | Energy Planning Associates | Envirobrite | RLTDT1530F | Linear Replacement Lamp | Four-Foot | Dual Mode Internal Driver (UL Type A and Type B) | Standard | TRUE | 1820 | 114.34 | 15.91 | 13.6 | 0.9232 | 2897 | 84 | 5 |  | 42395 |  |  | NotYetVerified |  | 3 | 1820 | 114.34 | 15.91 | 13.6 | 0.9305 | 3000 | 83.6
PTFPBCPE | Energy Planning Associates | Envirobrite | RLTDT1830F | Linear Replacement Lamp | Four-Foot | Dual Mode Internal Driver (UL Type A and Type B) | Standard | TRUE | 1945 | 110.85 | 18.82 | 12.9 | 0.9012 | 2913 | 84 | 5 |  | 42395 |  |  | NotYetVerified |  | 3 | 1945 | 110.85 | 17.55 | 12.9 | 0.9028 | 3000 | 83.8
PS8REP3K | Philips Lighting North America Corporation | Philips | 9290012269 | Linear Replacement Lamp | Four-Foot | Replacement Lamps (plug and play) (UL Type A) | Standard | FALSE | [9 empty] | 42395 |  |  | No |  | 3.1 | 2500 | 125 | 20 | 8 | 0.9 | 5000 | 82
PZ5C8FWR | Philips Lighting North America Corporation | Philips | 9290012268 | Linear Replacement Lamp | Four-Foot | Replacement Lamps (plug and play) (UL Type A) | Standard | FALSE | [9 empty] | 42395 |  |  | No |  | 3.1 | 2500 | 125 | 20 | 8 | 0.9 | 4000 | 82
PG78RSRN | Espen Technology | Espen | L48T8/850/15G-EB-AC | Linear Replacement Lamp | Four-Foot | Replacement Lamps (plug and play) (UL Type A) | Standard | FALSE | [9 empty] | 42395 |  |  | No |  | 3 | 2300 | 121.1 | 19 | 20 | 0.9 | 5000 | 83
PB8EH5KG | Espen Technology | Espen | L48T8/845/15G-EB-AC | Linear Replacement Lamp | Four-Foot | Replacement Lamps (plug and play) (UL Type A) | Standard | FALSE | [9 empty] | 42395 |  |  | No |  | 3 | 2250 | 118.4 | 19 | 20 | 0.9 | 4500 | 83
PGKTMED2 | Espen Technology | Espen | L48T8/835/15G-EB-AC | Linear Replacement Lamp | Four-Foot | Replacement Lamps (plug and play) (UL Type A) | Standard | FALSE | [9 empty] | 42395 |  |  | NotYetVerified |  | 3 | 2250 | 100 | 22 | 7.38 | 0.9672 | 3500 | 82
P9GCZE9S | Energy Planning Associates | Envirobrite | RLTDT1550F | Linear Replacement Lamp | Four-Foot | Dual Mode Internal Driver (UL Type A and Type B) | Standard | FALSE | [9 empty] | 42395 |  |  | NotYetVerified |  | 3 | 1901 | 119.71 | 15.88 | 10.9 | 0.9232 | 5000 | 82
PZQC45NY | Energy Planning Associates | Envirobrite | RLTDT1850F | Linear Replacement Lamp | Four-Foot | Dual Mode Internal Driver (UL Type A and Type B) | Standard | FALSE | [9 empty] | 42395 |  |  | NotYetVerified |  | 3 | 2175 | 115.57 | 18.82 | 10.6 | 0.9356 | 5000 | 82
PUTUB5NJ | Energy Planning Associates | Envirobrite | RLTDT1840F | Linear Replacement Lamp | Four-Foot | Dual Mode Internal Driver (UL Type A and Type B) | Standard | FALSE | [9 empty] | 42395 |  |  | NotYetVerified |  | 3 | 1945 | 110.85 | 17.55 | 12.9 | 0.9028 | 4000 | 83.8
PQGWQG8Q | Energy Planning Associates | Envirobrite | RLTDT1540F | Linear Replacement Lamp | Four-Foot | Dual Mode Internal Driver (UL Type A and Type B) | Standard | FALSE | [9 empty] | 42395 |  |  | NotYetVerified |  | 3 | 1820 | 114.34 | 15.91 | 13.6 | 0.9305 | 4000 | 83.6
PYH65JDN | Disruptive SSL | DISRUPTIVE SSL | DXTH19 (4500K) | Linear Replacement Lamp | Four-Foot | Dual Mode Internal Driver (UL Type A and Type B) | Standard | FALSE | [9 empty] | 42395 | Not Yet Verified | Not Yet Verified | No |  | 3.1 | 2632 | 135.24 | 19.46 | 12.56 | 0.9252 | 5000 | 82.5
P64781JQ | Disruptive SSL | DISRUPTIVE SSL | DXTH19 (4000K) | Linear Replacement Lamp | Four-Foot | Dual Mode Internal Driver (UL Type A and Type B) | Standard | FALSE | [9 empty] | 42395 | Not Yet Verified | Not Yet Verified | No |  | 3.1 | 2609 | 134.35 | 19.42 | 12.6 | 0.9148 | 4500 | 82.6
PPCPEXT1 | Disruptive SSL | DISRUPTIVE SSL | DXTH19 (3500K) | Linear Replacement Lamp | Four-Foot | Dual Mode Internal Driver (UL Type A and Type B) | Standard | FALSE | [9 empty] | 42395 | Not Yet Verified | Not Yet Verified | No |  | 3.1 | 2586 | 133.16 | 19.42 | 12.6 | 0.9148 | 4000 | 82.6
PQWHVDAC | Disruptive SSL | DISRUPTIVE SSL | DXTH19 (5000K) | Linear Replacement Lamp | Four-Foot | Dual Mode Internal Driver (UL Type A and Type B) | Standard | FALSE | [9 empty] | 42395 | Not Yet Verified | Not Yet Verified | No |  | 3.1 | 2563 | 131.98 | 19.42 | 12.6 | 0.9148 | 3500 | 82.6
PGJ3TNRT | InLine Electrical Resources | IER | IER-1222D-3500K | Linear Replacement Lamp | Four-Foot | Replacement Lamps (plug and play) (UL Type A) | Standard | TRUE | 2468.1 | 118.23 | 20.88 | 8.9 | 0.99 | 3452 | 82.1 | 5 | 50000 | 42394 |  |  | No |  | 3 | 2450 | 118 | 22 | 10.3 | 0.989 | 3500 | 80
PBGMWVU2 | InLine Electrical Resources | IER | IER-1218D-3500K | Linear Replacement Lamp | Four-Foot | Replacement Lamps (plug and play) (UL Type A) | Standard | TRUE | 2207 | 116.43 | 18.96 | 10.4 | 0.989 | 3431 | 82 | 5 | 50000 | 42394 |  |  | No |  | 3 | 2200 | 116 | 18 | 10.4 | 0.988 | 3500 | 80
PSXZ7JNU | Green Lumens | Green Lumens | GL-T8-1200EC (L30K120C) | Linear Replacement Lamp | Four-Foot | 2-lamp External Driver Lamp-Style Retrofit Kits (UL Type C) | Standard | TRUE | 2091 | 117.41 | 17.81 | 11.25 | 0.973 | 3037 | 83.4 | 5 |  | 42394 |  |  | NotYetVerified | External Driver | 3 | 2090 | 117 | 18 |  |  | 3000 | 83
P1JS3Q2Z | Green Lumens | Green Lumens | GL-T8-1200EF (L30K120C) | Linear Replacement Lamp | Four-Foot | 2-lamp External Driver Lamp-Style Retrofit Kits (UL Type C) | Standard | TRUE | 1976 | 110.9 | 17.81 | 11.25 | 0.973 | 3045 | 83.8 | 5 |  | 42394 |  |  | NotYetVerified | External Driver | 3 | 1970 | 110 | 18 |  |  | 3000 | 80
PJACBUYU | JIAXING SUPER LIGHTING ELECTRIC APPLIANCE CO.LTD | SUPER | T8L-IDBH13-2200-4ft-ABA | Linear Replacement Lamp | Four-Foot | Dual Mode Internal Driver (UL Type A and Type B) | Standard | TRUE | 2126 | 107.9 | 19.7 | 9.42 | 0.9724 | 3070 | 84.6 | 5 | 50000 | 42394 |  |  | No |  | 3.1 | 2200 | 113 | 19.5 | 20 | 0.9 | 3000 | 82
PGU9EA5X | InLine Electrical Resources | IER | IER-1212D-3500K | Linear Replacement Lamp | Four-Foot | Replacement Lamps (plug and play) (UL Type A) | Standard | TRUE | 1597.8 | 133.26 | 11.9 | 10.3 | 0.972 | 3431 | 82 | 5 | 50000 | 42394 |  |  | No |  | 3 | 1600 | 133 | 12 | 11 | 0.972 | 3500 | 80
PMPPYC51 | Lumen Impact LLC | Lumen Impact | LI-LT8-4FTC(30K120CGSA) | Linear Replacement Lamp | Four-Foot | Replacement Lamps (plug and play) (UL Type A) | Standard | TRUE | 1998 | 118.29 | 16.89 | 9.58 | 0.9656 | 2954 | 81.7 | 5 | 50000 | 42394 |  |  | NotYetVerified | Internal driver; compatible with existing fluorescent ballast | 3 | 1998 | 118.29 | 16.89 | 9.58 | 0.9656 | 3000 | 81.7
PTE83DPB | Green Lumens | Green Lumens | GL-T8-4FTC(30K120CGSA) | Linear Replacement Lamp | Four-Foot | Replacement Lamps (plug and play) (UL Type A) | Standard | TRUE | 1998 | 118.29 | 16.89 | 9.58 | 0.9656 | 2954 | 81.7 | 5 | 50000 | 42394 |  |  | NotYetVerified | Internal driver; compatible with existing fluorescent ballast | 3 | 1998 | 118.29 | 16.89 | 9.58 | 0.9656 | 3000 | 81.7
P1HT8ZDF | Linmore LED Labs | Linmore LED | LL-T8-4-BC-18W-C-30K | Linear Replacement Lamp | Four-Foot | Replacement Lamps (plug and play) (UL Type A) | Standard | TRUE | 1998 | 118.29 | 16.89 | 9.58 | 0.9656 | 2954 | 81.7 | 5 | 50000 | 42394 |  |  | NotYetVerified | Internal driver; compatible with existing fluorescent ballast | 3 | 1998 | 118.29 | 16.89 | 9.58 | 0.9656 | 3000 | 81.7
PGUGEBWE | Lumen Impact LLC | Lumen Impact | LI-LT8-4FTF(30K120CGSA) | Linear Replacement Lamp | Four-Foot | Replacement Lamps (plug and play) (UL Type A) | Standard | TRUE | 1863 | 110.7 | 16.83 | 9.23 | 0.9628 | 2944 | 82.3 | 5 | 50000 | 42394 |  |  | NotYetVerified | Internal driver; compatible with existing fluorescent ballast | 3 | 1863 | 110.7 | 16.83 | 9.49 | 0.9641 | 3000 | 82.3
PRMPP15H | Green Lumens | Green Lumens | GL-T8-4FTF(30K120CGSA) | Linear Replacement Lamp | Four-Foot | Replacement Lamps (plug and play) (UL Type A) | Standard | TRUE | 1863 | 110.7 | 16.83 | 9.23 | 0.9628 | 2944 | 82.3 | 5 | 50000 | 42394 |  |  | NotYetVerified | Internal driver; compatible with existing fluorescent ballast | 3 | 1863 | 110.7 | 16.83 | 9.49 | 0.9641 | 3000 | 82.3
PQ9BCKKB | Linmore LED Labs | Linmore LED | LL-T8-4-BC-18W-F-30K | Linear Replacement Lamp | Four-Foot | Replacement Lamps (plug and play) (UL Type A) | Standard | TRUE | 1863 | 110.7 | 16.83 | 9.23 | 0.9628 | 2944 | 82.3 | 5 | 50000 | 42394 |  |  | NotYetVerified | Internal driver; compatible with existing fluorescent ballast | 3 | 1863 | 110.7 | 16.83 | 9.49 | 0.9641 | 3000 | 82.3
P3WGCV64 | Green Lumens | Green Lumens | GL-T8-1200EF(L30K120CT2) | Linear Replacement Lamp | Four-Foot | 2-lamp External Driver Lamp-Style Retrofit Kits (UL Type C) | Standard | TRUE | 1952.8 | 109.9 | 17.92 | 12.36 | 0.951 | 3020 | 83.5 | 5 | 50000 | 42394 |  |  | NotYetVerified | External Driver | 3 | 1900 | 105 | 18 |  | 0.9 | 3000 | 80
P6JYAWEE | GE Lighting Solutions | GE Lighting | LED15T8/G/4/830 [LED15T8/DR/D2L] | Linear Replacement Lamp | Four-Foot | 2-lamp External Driver Lamp-Style Retrofit Kits (UL Type C) | Standard | TRUE | 1871 | 124 | 15.1 | 17.01 | 0.958 | 3090 | 81.2 | 5 | 50000 | 42394 |  |  | No | Updated on 3/10/2017 | 4.1 | 1700 | 113.3 | 15 | 20 | 0.9 | 3000 | 80
PCSRZ5HQ | Sharp Manufacturing Company of America | Sharp | D-48T81FJ4 | Linear Replacement Lamp | Four-Foot | Internal Driver Lamp-Style Retrofit Kits (UL Type B) | Standard | TRUE | 1879.4 | 120.07 | 15.65 | 16.1 | 0.901 | 3834 | 85 | 5 | 50000 | 42394 |  |  | No |  | 3 | 1800 | 120 | 15 | 16.1 | 0.95 | 4000 | 82
PSHSMS6B | Sharp Manufacturing Company of America | Sharp | D-48T81KJ4 | Linear Replacement Lamp | Four-Foot | Internal Driver Lamp-Style Retrofit Kits (UL Type B) | Standard | TRUE | 2214.09 | 115.58 | 19.16 | 16.1 | 0.896 | 3816 | 85.1 | 5 | 50000 | 42394 |  |  | No |  | 3 | 2200 | 120 | 18 | 16.1 | 0.95 | 4000 | 82
PG8JYWK8 | JIAXING SUPER LIGHTING ELECTRIC APPLIANCE CO.LTD | SUPER | T8L-IDBH13-2200-4ft-EBA | Linear Replacement Lamp | Four-Foot | Dual Mode Internal Driver (UL Type A and Type B) | Standard | FALSE | [9 empty] | 42394 |  |  | No |  | 3.1 | 2200 | 113 | 19.5 | 20 | 0.9 | 5000 | 82
PYJBB9J7 | JIAXING SUPER LIGHTING ELECTRIC APPLIANCE CO.LTD | SUPER | T8L-IDBH13-2200-4ft-DBA | Linear Replacement Lamp | Four-Foot | Dual Mode Internal Driver (UL Type A and Type B) | Standard | FALSE | [9 empty] | 42394 |  |  | No |  | 3.1 | 2200 | 113 | 19.5 | 20 | 0.9 | 4500 | 82
PUZ9P7JW | JIAXING SUPER LIGHTING ELECTRIC APPLIANCE CO.LTD | SUPER | T8L-IDBH13-2200-4ft-CBA | Linear Replacement Lamp | Four-Foot | Dual Mode Internal Driver (UL Type A and Type B) | Standard | FALSE | [9 empty] | 42394 |  |  | No |  | 3.1 | 2200 | 113 | 19.5 | 20 | 0.9 | 4000 | 82
P281911J | JIAXING SUPER LIGHTING ELECTRIC APPLIANCE CO.LTD | SUPER | T8L-IDBH13-2200-4ft-BBA | Linear Replacement Lamp | Four-Foot | Dual Mode Internal Driver (UL Type A and Type B) | Standard | FALSE | [9 empty] | 42394 |  |  | No |  | 3.1 | 2200 | 113 | 19.5 | 20 | 0.9 | 3500 | 82
P9SA5PB1 | Lumen Impact LLC | Lumen Impact | LI-LT8-4FTF(50K120CGSA) | Linear Replacement Lamp | Four-Foot | Replacement Lamps (plug and play) (UL Type A) | Standard | FALSE | [9 empty] | 42394 |  |  | NotYetVerified | Internal driver; compatible with existing fluorescent ballast | 3 | 1927 | 113.22 | 17.02 | 9.13 | 0.9681 | 5000 | 81.8
PNAXKD6J | Lumen Impact LLC | Lumen Impact | LI-LT8-4FTC(50K120CGSA) | Linear Replacement Lamp | Four-Foot | Replacement Lamps (plug and play) (UL Type A) | Standard | FALSE | [9 empty] | 42394 |  |  | NotYetVerified | Internal driver; compatible with existing fluorescent ballast | 3 | 2094 | 121.67 | 17.21 | 9.36 | 0.9422 | 5000 | 81.5
PSGRCA5P | Lumen Impact LLC | Lumen Impact | LI-LT8-4FTF(45K120CGSA) | Linear Replacement Lamp | Four-Foot | Replacement Lamps (plug and play) (UL Type A) | Standard | FALSE | [9 empty] | 42394 |  |  | NotYetVerified | Internal driver; compatible with existing fluorescent ballast | 3 | 1863 | 110.7 | 16.83 | 9.49 | 0.9641 | 4500 | 82.3
PR7GG956 | Lumen Impact LLC | Lumen Impact | LI-LT8-4FTC(45K120CGSA) | Linear Replacement Lamp | Four-Foot | Replacement Lamps (plug and play) (UL Type A) | Standard | FALSE | [9 empty] | 42394 |  |  | NotYetVerified | Internal driver; compatible with existing fluorescent ballast | 3 | 1998 | 118.29 | 16.89 | 9.58 | 0.9656 | 4500 | 81.7
PD3KBE16 | Lumen Impact LLC | Lumen Impact | LI-LT8-4FTF(40K120CGSA) | Linear Replacement Lamp | Four-Foot | Replacement Lamps (plug and play) (UL Type A) | Standard | FALSE | [9 empty] | 42394 |  |  | NotYetVerified | Internal driver; compatible with existing fluorescent ballast | 3 | 1863 | 110.7 | 16.83 | 9.49 | 0.9641 | 4000 | 82.3
P8TCMMDP | Lumen Impact LLC | Lumen Impact | LI-LT8-4FTC(40K120CGSA) | Linear Replacement Lamp | Four-Foot | Replacement Lamps (plug and play) (UL Type A) | Standard | FALSE | [9 empty] | 42394 |  |  | NotYetVerified | Internal driver; compatible with existing fluorescent ballast | 3 | 1998 | 118.29 | 16.89 | 9.58 | 0.9656 | 4000 | 81.7
PN3P2JHT | Lumen Impact LLC | Lumen Impact | LI-LT8-4FTF(35K120CGSA) | Linear Replacement Lamp | Four-Foot | Replacement Lamps (plug and play) (UL Type A) | Standard | FALSE | [9 empty] | 42394 |  |  | NotYetVerified | Internal driver; compatible with existing fluorescent ballast | 3 | 1863 | 110.7 | 16.83 | 9.49 | 0.9641 | 3500 | 82.3
P1ADK8JM | Lumen Impact LLC | Lumen Impact | LI-LT8-4FTC(35K120CGSA) | Linear Replacement Lamp | Four-Foot | Replacement Lamps (plug and play) (UL Type A) | Standard | FALSE | [9 empty] | 42394 |  |  | NotYetVerified | Internal driver; compatible with existing fluorescent ballast | 3 | 1998 | 118.29 | 16.89 | 9.58 | 0.9656 | 3500 | 81.7
PVKCSY9J | Sharp Manufacturing Company of America | Sharp | D-48T81KM4 | Linear Replacement Lamp | Four-Foot | Internal Driver Lamp-Style Retrofit Kits (UL Type B) | Standard | FALSE | [9 empty] | 42394 |  |  | No |  | 3 | 2200 | 120 | 18 | 16.3 | 0.95 | 5000 | 82
PKRT8NV5 | Sharp Manufacturing Company of America | Sharp | D-48T81FM4 | Linear Replacement Lamp | Four-Foot | Internal Driver Lamp-Style Retrofit Kits (UL Type B) | Standard | FALSE | [9 empty] | 42394 |  |  | No |  | 3 | 1800 | 120 | 15 | 16.2 | 0.95 | 5000 | 82
PNE48EFE | Green Lumens | Green Lumens | GL-T8-1200EC (L50K120C) | Linear Replacement Lamp | Four-Foot | 2-lamp External Driver Lamp-Style Retrofit Kits (UL Type C) | Standard | FALSE | [9 empty] | 42394 |  |  | NotYetVerified | External Driver | 3 | 2170 | 120 | 18 |  |  | 5000 | 84
P26RUA2D | Green Lumens | Green Lumens | GL-T8-4FTF(50K120CGSA) | Linear Replacement Lamp | Four-Foot | Replacement Lamps (plug and play) (UL Type A) | Standard | FALSE | [9 empty] | 42394 |  |  | NotYetVerified | Internal driver; compatible with existing fluorescent ballast | 3 | 1927 | 113.22 | 17.02 | 9.13 | 0.9681 | 5000 | 81.8
PKY3866Q | Green Lumens | Green Lumens | GL-T8-4FTC(50K120CGSA) | Linear Replacement Lamp | Four-Foot | Replacement Lamps (plug and play) (UL Type A) | Standard | FALSE | [9 empty] | 42394 |  |  | NotYetVerified | Internal driver; compatible with existing fluorescent ballast | 3 | 2094 | 121.67 | 17.21 | 9.36 | 0.9422 | 5000 | 81.5
PZ6AKHME | Green Lumens | Green Lumens | GL-T8-1200EF (L50K120C) | Linear Replacement Lamp | Four-Foot | 2-lamp External Driver Lamp-Style Retrofit Kits (UL Type C) | Standard | FALSE | [9 empty] | 42394 |  |  | NotYetVerified | External Driver | 3 | 2000 | 110 | 18 |  |  | 5000 | 80
PCMKNGDR | Green Lumens | Green Lumens | GL-T8-1200EC(L50K120CT2) | Linear Replacement Lamp | Four-Foot | 2-lamp External Driver Lamp-Style Retrofit Kits (UL Type C) | Standard | FALSE | [9 empty] | 42394 |  |  | NotYetVerified | External Driver | 3 | 2000 | 115 | 18 |  | 0.9 | 5000 | 80
PW6WTG6U | Green Lumens | Green Lumens | GL-T8-1200EF(L50K120CT2) | Linear Replacement Lamp | Four-Foot | 2-lamp External Driver Lamp-Style Retrofit Kits (UL Type C) | Standard | FALSE | [9 empty] | 42394 |  |  | NotYetVerified | External Driver | 3 | 1900 | 105 | 18 |  | 0.9 | 5000 | 80
PU6K2UJU | Green Lumens | Green Lumens | GL-T8-1200EC (L45K120C) | Linear Replacement Lamp | Four-Foot | 2-lamp External Driver Lamp-Style Retrofit Kits (UL Type C) | Standard | FALSE | [9 empty] | 42394 |  |  | NotYetVerified | External Driver | 3 | 2090 | 117 | 18 |  |  | 4500 | 83
PUN95XRF | Green Lumens | Green Lumens | GL-T8-4FTF(45K120CGSA) | Linear Replacement Lamp | Four-Foot | Replacement Lamps (plug and play) (UL Type A) | Standard | FALSE | [9 empty] | 42394 |  |  | NotYetVerified | Internal driver; compatible with existing fluorescent ballast | 3 | 1863 | 110.7 | 16.83 | 9.49 | 0.9641 | 4500 | 82.3
PCWV3J2W | Green Lumens | Green Lumens | GL-T8-4FTC(45K120CGSA) | Linear Replacement Lamp | Four-Foot | Replacement Lamps (plug and play) (UL Type A) | Standard | FALSE | [9 empty] | 42394 |  |  | NotYetVerified | Internal driver; compatible with existing fluorescent ballast | 3 | 1998 | 118.29 | 16.89 | 9.58 | 0.9656 | 4500 | 81.7
P5MCM2X4 | Green Lumens | Green Lumens | GL-T8-1200EC(L45K120CT2) | Linear Replacement Lamp | Four-Foot | 2-lamp External Driver Lamp-Style Retrofit Kits (UL Type C) | Standard | FALSE | [9 empty] | 42394 |  |  | NotYetVerified | External Driver | 3 | 2000 | 115 | 18 |  | 0.9 | 4500 | 80
P1QE1D9B | Green Lumens | Green Lumens | GL-T8-1200EF (L45K120C) | Linear Replacement Lamp | Four-Foot | 2-lamp External Driver Lamp-Style Retrofit Kits (UL Type C) | Standard | FALSE | [9 empty] | 42394 |  |  | NotYetVerified | External Driver | 3 | 1970 | 110 | 18 |  |  | 4500 | 80
PZRPV2F4 | Green Lumens | Green Lumens | GL-T8-1200EF(L45K120CT2) | Linear Replacement Lamp | Four-Foot | 2-lamp External Driver Lamp-Style Retrofit Kits (UL Type C) | Standard | FALSE | [9 empty] | 42394 |  |  | NotYetVerified | External Driver | 3 | 1900 | 105 | 18 |  | 0.9 | 4500 | 80
P53TMEDE | Green Lumens | Green Lumens | GL-T8-1200EC (L40K120C) | Linear Replacement Lamp | Four-Foot | 2-lamp External Driver Lamp-Style Retrofit Kits (UL Type C) | Standard | FALSE | [9 empty] | 42394 |  |  | NotYetVerified | External Driver | 3 | 2090 | 117 | 18 |  |  | 4000 | 83
P482HDFQ | Green Lumens | Green Lumens | GL-T8-4FTF(40K120CGSA) | Linear Replacement Lamp | Four-Foot | Replacement Lamps (plug and play) (UL Type A) | Standard | FALSE | [9 empty] | 42394 |  |  | NotYetVerified | Internal driver; compatible with existing fluorescent ballast | 3 | 1863 | 110.7 | 16.83 | 9.49 | 0.9641 | 4000 | 82.3
PVCVRK6G | Green Lumens | Green Lumens | GL-T8-4FTC(40K120CGSA) | Linear Replacement Lamp | Four-Foot | Replacement Lamps (plug and play) (UL Type A) | Standard | FALSE | [9 empty] | 42394 |  |  | NotYetVerified | Internal driver; compatible with existing fluorescent ballast | 3 | 1998 | 118.29 | 16.89 | 9.58 | 0.9656 | 4000 | 81.7
PMZAZEH9 | Green Lumens | Green Lumens | GL-T8-1200EC(L40K120CT2) | Linear Replacement Lamp | Four-Foot | 2-lamp External Driver Lamp-Style Retrofit Kits (UL Type C) | Standard | FALSE | [9 empty] | 42394 |  |  | NotYetVerified | External Driver | 3 | 2000 | 115 | 18 |  | 0.9 | 4000 | 80
P94E7QA7 | Green Lumens | Green Lumens | GL-T8-1200EF (L40K120C) | Linear Replacement Lamp | Four-Foot | 2-lamp External Driver Lamp-Style Retrofit Kits (UL Type C) | Standard | FALSE | [9 empty] | 42394 |  |  | NotYetVerified | External Driver | 3 | 1970 | 110 | 18 |  |  | 4000 | 80
PGAWCDEY | Green Lumens | Green Lumens | GL-T8-1200EF(L40K120CT2) | Linear Replacement Lamp | Four-Foot | 2-lamp External Driver Lamp-Style Retrofit Kits (UL Type C) | Standard | FALSE | [9 empty] | 42394 |  |  | NotYetVerified |  | 3 | 1900 | 105 | 18 |  | 0.9 | 4000 | 80
PQ519QPR | Green Lumens | Green Lumens | GL-T8-1200EC (L35K120C) | Linear Replacement Lamp | Four-Foot | 2-lamp External Driver Lamp-Style Retrofit Kits (UL Type C) | Standard | FALSE | [9 empty] | 42394 |  |  | NotYetVerified | External Driver | 3 | 2090 | 117 | 18 |  |  | 3500 | 83
PWNMA2RQ | Green Lumens | Green Lumens | GL-T8-4FTF(35K120CGSA) | Linear Replacement Lamp | Four-Foot | Replacement Lamps (plug and play) (UL Type A) | Standard | FALSE | [9 empty] | 42394 |  |  | NotYetVerified | Internal driver; compatible with existing fluorescent ballast | 3 | 1863 | 110.7 | 16.83 | 9.49 | 0.9641 | 3500 | 82.3
PSRYPQ7G | Green Lumens | Green Lumens | GL-T8-4FTC(35K120CGSA) | Linear Replacement Lamp | Four-Foot | Replacement Lamps (plug and play) (UL Type A) | Standard | FALSE | [9 empty] | 42394 |  |  | NotYetVerified | Internal driver; compatible with existing fluorescent ballast | 3 | 1998 | 118.29 | 16.89 | 9.58 | 0.9656 | 3500 | 81.7
P78F81KN | Green Lumens | Green Lumens | GL-T8-1200EC(L35K120CT2) | Linear Replacement Lamp | Four-Foot | 2-lamp External Driver Lamp-Style Retrofit Kits (UL Type C) | Standard | FALSE | [9 empty] | 42394 |  |  | NotYetVerified | External Driver | 3 | 2000 | 115 | 18 |  | 0.9 | 3500 | 80
PU9NVVUH | Green Lumens | Green Lumens | GL-T8-1200EF (L35K120C) | Linear Replacement Lamp | Four-Foot | 2-lamp External Driver Lamp-Style Retrofit Kits (UL Type C) | Standard | FALSE | [9 empty] | 42394 |  |  | NotYetVerified | External Driver | 3 | 1970 | 110 | 18 |  |  | 3500 | 80
PS82PZZP | Green Lumens | Green Lumens | GL-T8-1200EF(L35K120CT2) | Linear Replacement Lamp | Four-Foot | 2-lamp External Driver Lamp-Style Retrofit Kits (UL Type C) | Standard | FALSE | [9 empty] | 42394 |  |  | NotYetVerified |  | 3 | 1900 | 105 | 18 |  | 0.9 | 3500 | 80
PTBUZNQA | Green Lumens | Green Lumens | GL-T8-1200EC(L30K120CT2) | Linear Replacement Lamp | Four-Foot | 2-lamp External Driver Lamp-Style Retrofit Kits (UL Type C) | Standard | FALSE | [9 empty] | 42394 |  |  | NotYetVerified | External Driver | 3 | 2000 | 115 | 18 |  | 0.9 | 3000 | 80
PMXWM91Z | GE Lighting Solutions | GE Lighting | LED15T8/G/4/850 [LED15T8/DR/D2L] | Linear Replacement Lamp | Four-Foot | 2-lamp External Driver Lamp-Style Retrofit Kits (UL Type C) | Standard | FALSE | [9 empty] | 42394 |  |  | No | Updated on 3/10/2017 | 4.1 | 1800 | 120 | 15 | 20 | 0.9 | 5000 | 80
P5RWCKHR | GE Lighting Solutions | GE Lighting | LED15T8/G/4/840 [LED15T8/DR/D2L] | Linear Replacement Lamp | Four-Foot | 2-lamp External Driver Lamp-Style Retrofit Kits (UL Type C) | Standard | FALSE | [9 empty] | 42394 |  |  | No | Updated on 3/10/2017 | 4.1 | 1800 | 120 | 15 | 20 | 0.9 | 4000 | 80
PH2S12RU | GE Lighting Solutions | GE Lighting | LED15T8/G/4/835 [LED15T8/DR/D2L] | Linear Replacement Lamp | Four-Foot | 2-lamp External Driver Lamp-Style Retrofit Kits (UL Type C) | Standard | FALSE | [9 empty] | 42394 |  |  | No | Updated on 3/10/2017 | 4.1 | 1750 | 116.7 | 15 | 20 | 0.9 | 3500 | 80
PBGBCABR | Linmore LED Labs | Linmore LED | LL-T8-4-BC-18W-F-50K | Linear Replacement Lamp | Four-Foot | Replacement Lamps (plug and play) (UL Type A) | Standard | FALSE | [9 empty] | 42394 | Not Dimmable | Not Dimmable | NotYetVerified | Internal driver; compatible with existing fluorescent ballast | 3 | 1927 | 113.22 | 17.02 | 9.13 | 0.9681 | 5000 | 81.8
PBXVK5W3 | Linmore LED Labs | Linmore LED | LL-T8-4-BC-18W-C-50K | Linear Replacement Lamp | Four-Foot | Replacement Lamps (plug and play) (UL Type A) | Standard | FALSE | [9 empty] | 42394 | Not Dimmable | Not Dimmable | NotYetVerified | Internal driver; compatible with existing fluorescent ballast | 3 | 2094 | 121.67 | 17.21 | 9.36 | 0.9422 | 5000 | 81.5
P46UX993 | Linmore LED Labs | Linmore LED | LL-T8-4-BC-18W-F-45K | Linear Replacement Lamp | Four-Foot | Replacement Lamps (plug and play) (UL Type A) | Standard | FALSE | [9 empty] | 42394 | Not Dimmable | Not Dimmable | NotYetVerified | Internal driver; compatible with existing fluorescent ballast | 3 | 1863 | 110.7 | 16.83 | 9.49 | 0.9641 | 4500 | 82.3
PKQWQBDG | Linmore LED Labs | Linmore LED | LL-T8-4-BC-18W-C-45K | Linear Replacement Lamp | Four-Foot | Replacement Lamps (plug and play) (UL Type A) | Standard | FALSE | [9 empty] | 42394 | Not Dimmable | Not Dimmable | NotYetVerified | Internal driver; compatible with existing fluorescent ballast | 3 | 1998 | 118.29 | 16.89 | 9.58 | 0.9656 | 4500 | 81.7
PQ2A7WBQ | Linmore LED Labs | Linmore LED | LL-T8-4-BC-18W-F-40K | Linear Replacement Lamp | Four-Foot | Replacement Lamps (plug and play) (UL Type A) | Standard | FALSE | [9 empty] | 42394 | Not Dimmable | Not Dimmable | NotYetVerified | Internal driver; compatible with existing fluorescent ballast | 3 | 1863 | 110.7 | 16.83 | 9.49 | 0.9641 | 4000 | 82.3
P56T4RYT | Linmore LED Labs | Linmore LED | LL-T8-4-BC-18W-C-40K | Linear Replacement Lamp | Four-Foot | Replacement Lamps (plug and play) (UL Type A) | Standard | FALSE | [9 empty] | 42394 | Not Dimmable | Not Dimmable | NotYetVerified | Internal driver; compatible with existing fluorescent ballast | 3 | 1998 | 118.29 | 16.89 | 9.58 | 0.9656 | 4000 | 81.7
PC8ZF4XG | Linmore LED Labs | Linmore LED | LL-T8-4-BC-18W-F-35K | Linear Replacement Lamp | Four-Foot | Replacement Lamps (plug and play) (UL Type A) | Standard | FALSE | [9 empty] | 42394 | Not Dimmable | Not Dimmable | NotYetVerified | Internal driver; compatible with existing fluorescent ballast | 3 | 1863 | 110.7 | 16.83 | 9.49 | 0.9641 | 3500 | 82.3
P4Z2M7W5 | Linmore LED Labs | Linmore LED | LL-T8-4-BC-18W-C-35K | Linear Replacement Lamp | Four-Foot | Replacement Lamps (plug and play) (UL Type A) | Standard | FALSE | [9 empty] | 42394 | Not Dimmable | Not Dimmable | NotYetVerified | Internal driver; compatible with existing fluorescent ballast | 3 | 1998 | 118.29 | 16.89 | 9.58 | 0.9656 | 3500 | 81.7
PBS7271W | InLine Electrical Resources | IER | IER-1212D-5000K | Linear Replacement Lamp | Four-Foot | Replacement Lamps (plug and play) (UL Type A) | Standard | FALSE | [9 empty] | 42394 | Not Dimmable | Not Dimmable | No |  | 3 | 1600 | 133 | 12 | 11 | 0.972 | 5000 | 80
PVE6596Y | InLine Electrical Resources | IER | IER-1218D-5000K | Linear Replacement Lamp | Four-Foot | Replacement Lamps (plug and play) (UL Type A) | Standard | FALSE | [9 empty] | 42394 | Not Dimmable | Not Dimmable | No |  | 3 | 2300 | 116 | 18 | 10.4 | 0.988 | 5000 | 80
PAM492ZA | InLine Electrical Resources | IER | IER-1222D-5000K | Linear Replacement Lamp | Four-Foot | Replacement Lamps (plug and play) (UL Type A) | Standard | FALSE | [9 empty] | 42394 | Not Dimmable | Not Dimmable | No |  | 3 | 2550 | 118 | 22 | 10.3 | 0.989 | 5000 | 80
PSRRE7HE | InLine Electrical Resources | IER | IER-1212D-4000K | Linear Replacement Lamp | Four-Foot | Replacement Lamps (plug and play) (UL Type A) | Standard | FALSE | [9 empty] | 42394 | Not Dimmable | Not Dimmable | No |  | 3 | 1600 | 133 | 12 | 11 | 0.972 | 4000 | 80
P8C35DY8 | InLine Electrical Resources | IER | IER-1218D-4000K | Linear Replacement Lamp | Four-Foot | Replacement Lamps (plug and play) (UL Type A) | Standard | FALSE | [9 empty] | 42394 | Not Dimmable | Not Dimmable | No |  | 3 | 2200 | 116 | 18 | 10.4 | 0.988 | 4000 | 80
PVP6WNTB | InLine Electrical Resources | IER | IER-1222D-4000K | Linear Replacement Lamp | Four-Foot | Replacement Lamps (plug and play) (UL Type A) | Standard | FALSE | [9 empty] | 42394 | Not Dimmable | Not Dimmable | No |  | 3 | 2450 | 118 | 22 | 10.3 | 0.989 | 4000 | 80
PDKSRNM1 | AB Tech Solution INC | SmartPwrNet | ABTS-T8-18W-30K | Linear Replacement Lamp | Four-Foot | Replacement Lamps (plug and play) (UL Type A) | Standard | TRUE | 2285.1 | 113.63 | 20.11 | 5.2 | 0.987 | 2910 | 82.2 | 5 | 50000 | 42391 |  |  | No |  | 3 | 2050 | 113.89 | 18 | 20 | 0.98 | 3000 | 80
PXGJ8BVW | AB Tech Solution INC | SmartPwrNet | ABTS-T8-15W-30K | Linear Replacement Lamp | Four-Foot | Replacement Lamps (plug and play) (UL Type A) | Standard | TRUE | 2072.2 | 121.11 | 17.11 | 6.1 | 0.981 | 2995 | 82.6 | 5 | 50000 | 42391 |  |  | No |  | 3 | 1750 | 116.67 | 15 | 20 | 0.98 | 3000 | 80
PXKP9Z2W | Parth I Inc dba Midwest circuits | Midwest circuits | MC-T8-4-18W-BCUW | Linear Replacement Lamp | Four-Foot | Replacement Lamps (plug and play) (UL Type A) | Standard | TRUE | 2209 | 114.69 | 19.26 | 10.58 | 0.9751 | 2897 | 82.7 | 5 | 50000 | 42391 |  |  | No |  | 3 | 2209 | 114.69 | 19.26 | 10.58 | 0.9751 | 3000 | 82.7
P3TR8AMW | Ledxpert Lighting Incorporated | LEDXPERT | EBT8M4-22W-AL(Frosted 3000K) | Linear Replacement Lamp | Four-Foot | Replacement Lamps (plug and play) (UL Type A) | Standard | TRUE | 2564.9 | 120.5 | 21.29 | 1.71 | 0.944 | 2902 | 83.8 | 5 | 50000 | 42391 |  |  | No |  | 3.1 | 2650 | 120.45 | 22 | 15 | 0.9 | 3000 | 80
P651ZBJJ | James Trading Company Limited | JAMES | ZY-T8-18W1200 BONT 4000K CLEAR LENS ONE DRIVER FOR TWO TUBE | Linear Replacement Lamp | Four-Foot | 2-lamp External Driver Lamp-Style Retrofit Kits (UL Type C) | Standard | TRUE | 2759 | 152.75 | 18.06 | 15.87 | 0.922 | 3941 | 81 | 5 | 50000 | 42391 |  |  | No |  | 3.1 | 2690 | 147.89 | 18.19 | 15.87 | 0.922 | 4000 | 83.8
PDPUCZRE | Aura Light US Inc. | Aura Light | 9811503 9811504 | Linear Replacement Lamp | Four-Foot | 2-lamp External Driver Lamp-Style Retrofit Kits (UL Type C) | Standard | TRUE | 2326 | 129.37 | 17.98 | 16.83 | 0.9214 | 3983 | 83.8 | 5 | 50000 | 42391 |  |  | NotYetVerified | Superlux US EXT 2-lamps18w/4FT 40K frostednon-dimmable | 3.1 | 2400 | 130 | 19 |  | 0.95 | 4000 | 80
P8MP6DR3 | James Trading Company Limited | JAMES | ZY-T8-18W1200 BONT 4000K FROSTED LENS ONE DRIVER FOR TWO TUBE | Linear Replacement Lamp | Four-Foot | 2-lamp External Driver Lamp-Style Retrofit Kits (UL Type C) | Standard | TRUE | 2493 | 136.29 | 18.29 | 16.83 | 0.9214 | 3959 | 81.3 |  |  | 42391 |  |  | No |  | 3.1 | 2326 | 129.37 | 17.98 | 16.83 | 0.9214 | 4000 | 83.8
P4YRYGAV | James Trading Company Limited | JAMES | ZY-T8-18W1200 BONT 4000K CLEAR LENS ONE DRIVER FOR ONE TUBE | Linear Replacement Lamp | Four-Foot | 2-lamp External Driver Lamp-Style Retrofit Kits (UL Type C) | Standard | TRUE | 2778 | 153.31 | 18.12 | 15.38 | 0.9171 | 3947 | 81.4 | 5 | 50000 | 42391 |  |  | No |  | 3.1 | 2702 | 148.38 | 18.21 | 15.38 | 0.9171 | 4000 | 83.8
P9CQPCG3 | Anhui Sanan Technology Co. Ltd. | Lightera | T162P4-N-K05-40 | Linear Replacement Lamp | Four-Foot | Internal Driver Lamp-Style Retrofit Kits (UL Type B) | Standard | TRUE | 1999.3 | 123.72 | 16.16 | 18.11 | 0.916 | 4014 | 82.9 | 5 | 50000 | 42391 |  |  | No |  | 3.1 | 1600 | 100 | 16 | 20 | 0.9 | 4000 | 80
P9FN2B8H | Anhui Sanan Technology Co. Ltd. | Lightera | T162W4-N-K05-40 | Linear Replacement Lamp | Four-Foot | Internal Driver Lamp-Style Retrofit Kits (UL Type B) | Standard | TRUE | 2179.3 | 131.21 | 16.61 | 17.99 | 0.916 | 4046 | 83.1 | 5 | 50000 | 42391 |  |  | No |  | 3.1 | 1600 | 100 | 16 | 20 | 0.9 | 4000 | 80
PV4SPAQZ | Parth I Inc dba Midwest circuits | Midwest circuits | MC-T8-4-20W-BCUW | Linear Replacement Lamp | Four-Foot | Replacement Lamps (plug and play) (UL Type A) | Standard | TRUE | 2511 | 115.93 | 21.66 | 6.15 | 0.9149 | 2908 | 82.3 | 5 | 50000 | 42391 |  |  | No |  | 3 | 2511 | 115.93 | 21.66 | 6.15 | 0.9149 | 3000 | 82.3
PMTYN7NJ | Aura Light US Inc. | Aura Light | 9810348 9810349 | Linear Replacement Lamp | Four-Foot | 2-lamp External Driver Lamp-Style Retrofit Kits (UL Type C) | Standard | TRUE | 2382 | 131.24 | 18.15 | 15.26 | 0.9103 | 3987 | 83.8 | 5 | 50000 | 42391 |  |  | NotYetVerified | Superlux US EXT 18w/4FT 40K frostednon-dimmable | 3.1 | 2400 | 130 | 19 |  | 0.95 | 4000 | 80
PAA2H71S | James Trading Company Limited | JAMES | ZY-T8-18W1200 BONT 4000K FROSTED LENS ONE DRIVER FOR ONE TUBE | Linear Replacement Lamp | Four-Foot | 2-lamp External Driver Lamp-Style Retrofit Kits (UL Type C) | Standard | TRUE | 2505 | 137.65 | 18.2 | 15.26 | 0.9103 | 3943 | 83.8 | 5 | 50000 | 42391 |  |  | No |  | 3.1 | 2382 | 131.24 | 18.15 | 15.26 | 0.9103 | 4000 | 83.8
PV85WDMK | VOOTU Inc. | VOOTU | VT-T812-18WC04 3000K | Linear Replacement Lamp | Four-Foot | Replacement Lamps (plug and play) (UL Type A) | Standard | TRUE | 2384 | 128.73 | 18.52 | 12.15 | 0.9054 | 2873 | 81.4 | 5 | 50000 | 42391 |  |  | NotYetVerified |  | 3.1 | 2384 | 128.73 | 18.52 | 12.15 | 0.9054 | 3000 | 81.4
P5MB5VZT | VOOTU Inc. | VOOTU | VT-T812-22WC04 3000K | Linear Replacement Lamp | Four-Foot | Replacement Lamps (plug and play) (UL Type A) | Standard | TRUE | 2782 | 123.43 | 22.54 | 15.42 | 0.9038 | 2896 | 81.9 | 5 | 50000 | 42391 |  |  | NotYetVerified |  | 3.1 | 2782 | 123.43 | 22.54 | 15.42 | 0.9038 | 3000 | 81.9
PEAZY4NC | VOOTU Inc. | VOOTU | VT-T812-22WF04 3000K | Linear Replacement Lamp | Four-Foot | Replacement Lamps (plug and play) (UL Type A) | Standard | TRUE | 2381 | 105.96 | 22.47 | 15.02 | 0.9031 | 2915 | 82.3 | 5 | 50000 | 42391 |  |  | NotYetVerified |  | 3 | 2381 | 105.96 | 22.47 | 15.02 | 0.9031 | 3000 | 82.3
PUVRUK61 | VOOTU Inc. | VOOTU | VT-T812-18WF04 3000K | Linear Replacement Lamp | Four-Foot | Replacement Lamps (plug and play) (UL Type A) | Standard | TRUE | 2025 | 110.35 | 18.35 | 18.74 | 0.9021 | 2889 | 81.9 | 5 | 50000 | 42391 |  |  | NotYetVerified |  | 3.1 | 2025 | 110.35 | 18.35 | 18.74 | 0.902 | 3000 | 81.9
P352RZTQ | Ledxpert Lighting Incorporated | LEDXPERT | EBT8M4-22W-AL(Frosted 5000K) | Linear Replacement Lamp | Four-Foot | Replacement Lamps (plug and play) (UL Type A) | Standard | FALSE | [9 empty] | 42391 |  |  | No |  | 3.1 | 3070 | 139.55 | 22 | 15 | 0.9 | 5000 | 80
PEPVWBPS | Ledxpert Lighting Incorporated | LEDXPERT | EBT8M4-22W-AL(Frosted 4500K) | Linear Replacement Lamp | Four-Foot | Replacement Lamps (plug and play) (UL Type A) | Standard | FALSE | [9 empty] | 42391 |  |  | No |  | 3.1 | 3070 | 139.55 | 22 | 15 | 0.9 | 4500 | 80
PFSRD9Y5 | Ledxpert Lighting Incorporated | LEDXPERT | EBT8M4-22W-AL(Frosted 4000K) | Linear Replacement Lamp | Four-Foot | Replacement Lamps (plug and play) (UL Type A) | Standard | FALSE | [9 empty] | 42391 |  |  | No |  | 3.1 | 3070 | 139.55 | 22 | 15 | 0.9 | 4000 | 80
P8V8KR85 | Ledxpert Lighting Incorporated | LEDXPERT | EBT8M4-22W-AL(Frosted 3500K) | Linear Replacement Lamp | Four-Foot | Replacement Lamps (plug and play) (UL Type A) | Standard | FALSE | [9 empty] | 42391 |  |  | No |  | 3.1 | 2650 | 120.45 | 22 | 15 | 0.9 | 3500 | 80
P42T2WMV | VOOTU Inc. | VOOTU | VT-T812-18WF04 5000K | Linear Replacement Lamp | Four-Foot | Replacement Lamps (plug and play) (UL Type A) | Standard | FALSE | [9 empty] | 42391 |  |  | NotYetVerified |  | 3.1 | 2087 | 112.26 | 18.59 | 18.43 | 0.9015 | 5000 | 83.1
PXUBWZVH | VOOTU Inc. | VOOTU | VT-T812-22WC04 5000K | Linear Replacement Lamp | Four-Foot | Replacement Lamps (plug and play) (UL Type A) | Standard | FALSE | [9 empty] | 42391 |  |  | NotYetVerified |  | 3.1 | 2839 | 124.57 | 22.79 | 15.39 | 0.9069 | 5000 | 83
PK51D9ZJ | VOOTU Inc. | VOOTU | VT-T812-18WC04 5000K | Linear Replacement Lamp | Four-Foot | Replacement Lamps (plug and play) (UL Type A) | Standard | FALSE | [9 empty] | 42391 |  |  | NotYetVerified |  | 3.1 | 2431 | 130.49 | 18.63 | 12.01 | 0.9022 | 5000 | 83
PRJNQXAH | VOOTU Inc. | VOOTU | VT-T812-22WF04 5000K | Linear Replacement Lamp | Four-Foot | Replacement Lamps (plug and play) (UL Type A) | Standard | FALSE | [9 empty] | 42391 |  |  | NotYetVerified |  | 3 | 2462 | 108.75 | 22.64 | 14.87 | 0.9058 | 5000 | 82.8
PPQ1V2EW | VOOTU Inc. | VOOTU | VT-T812-22WF04 4500K | Linear Replacement Lamp | Four-Foot | Replacement Lamps (plug and play) (UL Type A) | Standard | FALSE | [9 empty] | 42391 |  |  | NotYetVerified |  | 3 | 2381 | 105.96 | 22.47 | 15.02 | 0.9031 | 4500 | 82.3
PM4T7F73 | VOOTU Inc. | VOOTU | VT-T812-18WF04 4500K | Linear Replacement Lamp | Four-Foot | Replacement Lamps (plug and play) (UL Type A) | Standard | FALSE | [9 empty] | 42391 |  |  | NotYetVerified |  | 3.1 | 2025 | 110.35 | 18.35 | 18.74 | 0.902 | 4500 | 81.9
P18WE98N | VOOTU Inc. | VOOTU | VT-T812-22WC04 4500K | Linear Replacement Lamp | Four-Foot | Replacement Lamps (plug and play) (UL Type A) | Standard | FALSE | [9 empty] | 42391 |  |  | NotYetVerified |  | 3.1 | 2782 | 123.43 | 22.54 | 15.42 | 0.9038 | 4500 | 81.9
PZXADFFP | VOOTU Inc. | VOOTU | VT-T812-18WC04 4500K | Linear Replacement Lamp | Four-Foot | Replacement Lamps (plug and play) (UL Type A) | Standard | FALSE | [9 empty] | 42391 |  |  | NotYetVerified |  | 3.1 | 2384 | 128.73 | 18.52 | 12.15 | 0.9054 | 4500 | 81.4
PC8AR8ND | VOOTU Inc. | VOOTU | VT-T812-22WF04 4000K | Linear Replacement Lamp | Four-Foot | Replacement Lamps (plug and play) (UL Type A) | Standard | FALSE | [9 empty] | 42391 |  |  | NotYetVerified |  | 3 | 2381 | 105.96 | 22.47 | 15.02 | 0.9031 | 4000 | 82.3
PCRBVHU6 | VOOTU Inc. | VOOTU | VT-T812-18WF04 4000K | Linear Replacement Lamp | Four-Foot | Replacement Lamps (plug and play) (UL Type A) | Standard | FALSE | [9 empty] | 42391 |  |  | NotYetVerified |  | 3.1 | 2025 | 110.35 | 18.35 | 18.74 | 0.902 | 4000 | 81.9
PPZU1FPH | VOOTU Inc. | VOOTU | VT-T812-22WC04 4000K | Linear Replacement Lamp | Four-Foot | Replacement Lamps (plug and play) (UL Type A) | Standard | FALSE | [9 empty] | 42391 |  |  | NotYetVerified |  | 3.1 | 2782 | 123.43 | 22.54 | 15.42 | 0.9038 | 4000 | 81.9
PDQ3VFSQ | VOOTU Inc. | VOOTU | VT-T812-18WC04 4000K | Linear Replacement Lamp | Four-Foot | Replacement Lamps (plug and play) (UL Type A) | Standard | FALSE | [9 empty] | 42391 |  |  | NotYetVerified |  | 3.1 | 2384 | 128.73 | 18.52 | 12.15 | 0.9054 | 4000 | 81.4
P4G8BZUR | VOOTU Inc. | VOOTU | VT-T812-22WF04 3500K | Linear Replacement Lamp | Four-Foot | Replacement Lamps (plug and play) (UL Type A) | Standard | FALSE | [9 empty] | 42391 |  |  | NotYetVerified |  | 3 | 2381 | 105.96 | 22.47 | 15.02 | 0.9031 | 3500 | 82.3
PFPB3GBF | VOOTU Inc. | VOOTU | VT-T812-18WF04 3500K | Linear Replacement Lamp | Four-Foot | Replacement Lamps (plug and play) (UL Type A) | Standard | FALSE | [9 empty] | 42391 |  |  | NotYetVerified |  | 3.1 | 2025 | 110.35 | 18.35 | 18.74 | 0.902 | 3500 | 81.9
PH9K8DHH | VOOTU Inc. | VOOTU | VT-T812-22WC04 3500K | Linear Replacement Lamp | Four-Foot | Replacement Lamps (plug and play) (UL Type A) | Standard | FALSE | [9 empty] | 42391 |  |  | NotYetVerified |  | 3.1 | 2782 | 123.43 | 22.54 | 15.42 | 0.9038 | 3500 | 81.9
PCYTW1KV | VOOTU Inc. | VOOTU | VT-T812-18WC04 3500K | Linear Replacement Lamp | Four-Foot | Replacement Lamps (plug and play) (UL Type A) | Standard | FALSE | [9 empty] | 42391 |  |  | NotYetVerified |  | 3.1 | 2384 | 128.73 | 18.52 | 12.15 | 0.9054 | 3500 | 81.4
PH31696Y | James Trading Company Limited | JAMES | ZY-T8-18W1200 BONT 5000K FROSTED LENS ONE DRIVER FOR TWO TUBE | Linear Replacement Lamp | Four-Foot | 2-lamp External Driver Lamp-Style Retrofit Kits (UL Type C) | Standard | FALSE | [9 empty] | 42391 |  |  | No |  | 3.1 | 2326 | 129.37 | 17.98 | 16.83 | 0.9214 | 5000 | 83.8
P9MXWYXT | James Trading Company Limited | JAMES | ZY-T8-18W1200 BONT 5000K CLEAR LENS ONE DRIVER FOR TWO TUBE | Linear Replacement Lamp | Four-Foot | 2-lamp External Driver Lamp-Style Retrofit Kits (UL Type C) | Standard | FALSE | [9 empty] | 42391 |  |  | No |  | 3.1 | 2690 | 147.89 | 18.19 | 15.87 | 0.922 | 5000 | 83.8
PWM1Q78J | James Trading Company Limited | JAMES | ZY-T8-18W1200 BONT 5000K CLEAR LENS ONE DRIVER FOR ONE TUBE | Linear Replacement Lamp | Four-Foot | 2-lamp External Driver Lamp-Style Retrofit Kits (UL Type C) | Standard | FALSE | [9 empty] | 42391 |  |  | No |  | 3.1 | 2702 | 148.38 | 18.21 | 15.38 | 0.9171 | 5000 | 83.8
PEVZKDPK | James Trading Company Limited | JAMES | ZY-T8-18W1200 BONT 5000K FROSTED LENS ONE DRIVER FOR ONE TUBE | Linear Replacement Lamp | Four-Foot | 2-lamp External Driver Lamp-Style Retrofit Kits (UL Type C) | Standard | FALSE | [9 empty] | 42391 |  |  | No |  | 3.1 | 2382 | 131.24 | 18.15 | 15.26 | 0.9103 | 5000 | 83.8
PD8NVZRN | James Trading Company Limited | JAMES | ZY-T8-18W1200 BONT 4500K FROSTED LENS ONE DRIVER FOR TWO TUBE | Linear Replacement Lamp | Four-Foot | 2-lamp External Driver Lamp-Style Retrofit Kits (UL Type C) | Standard | FALSE | [9 empty] | 42391 |  |  | No |  | 3.1 | 2326 | 129.37 | 17.98 | 16.83 | 0.9214 | 4500 | 83.8
PJ66SQ2B | James Trading Company Limited | JAMES | ZY-T8-18W1200 BONT 4500K CLEAR LENS ONE DRIVER FOR TWO TUBE | Linear Replacement Lamp | Four-Foot | 2-lamp External Driver Lamp-Style Retrofit Kits (UL Type C) | Standard | FALSE | [9 empty] | 42391 |  |  | No |  | 3.1 | 2690 | 147.89 | 18.19 | 15.87 | 0.922 | 4500 | 83.8
PG3PJNGB | James Trading Company Limited | JAMES | ZY-T8-18W1200 BONT 4500K CLEAR LENS ONE DRIVER FOR ONE TUBE | Linear Replacement Lamp | Four-Foot | 2-lamp External Driver Lamp-Style Retrofit Kits (UL Type C) | Standard | FALSE | [9 empty] | 42391 |  |  | No |  | 3.1 | 2702 | 148.38 | 18.21 | 15.38 | 0.9171 | 4500 | 83.8
PUTGKP4A | James Trading Company Limited | JAMES | ZY-T8-18W1200 BONT 4500K FROSTED LENS ONE DRIVER FOR ONE TUBE | Linear Replacement Lamp | Four-Foot | 2-lamp External Driver Lamp-Style Retrofit Kits (UL Type C) | Standard | FALSE | [9 empty] | 42391 |  |  | No |  | 3.1 | 2382 | 131.24 | 18.15 | 15.26 | 0.9103 | 4500 | 83.8
PZ5FY94A | Anhui Sanan Technology Co. Ltd. | Lightera | T162W4-N-K06-50 | Linear Replacement Lamp | Four-Foot | Internal Driver Lamp-Style Retrofit Kits (UL Type B) | Standard | FALSE | [9 empty] | 42391 | Not Dimmable | Not Dimmable | No |  | 3 | 1600 | 100 | 16 | 20 | 0.9 | 5000 | 80
PGA1BXCM | Anhui Sanan Technology Co. Ltd. | Lightera | T162W4-N-K05-50 | Linear Replacement Lamp | Four-Foot | Internal Driver Lamp-Style Retrofit Kits (UL Type B) | Standard | FALSE | [9 empty] | 42391 | Not Dimmable | Not Dimmable | No |  | 3 | 1600 | 100 | 16 | 20 | 0.9 | 5000 | 80
P9CKK2V7 | Anhui Sanan Technology Co. Ltd. | Lightera | T162P4-N-K06-50 | Linear Replacement Lamp | Four-Foot | Internal Driver Lamp-Style Retrofit Kits (UL Type B) | Standard | FALSE | [9 empty] | 42391 | Not Dimmable | Not Dimmable | No |  | 3 | 1600 | 100 | 16 | 20 | 0.9 | 5000 | 80
P57YZ6U4 | Anhui Sanan Technology Co. Ltd. | Lightera | T162P4-N-K05-50 | Linear Replacement Lamp | Four-Foot | Internal Driver Lamp-Style Retrofit Kits (UL Type B) | Standard | FALSE | [9 empty] | 42391 | Not Dimmable | Not Dimmable | No |  | 3 | 1600 | 100 | 16 | 20 | 0.9 | 5000 | 80
PW937NS7 | Anhui Sanan Technology Co. Ltd. | Lightera | T162W4-N-K06-40 | Linear Replacement Lamp | Four-Foot | Internal Driver Lamp-Style Retrofit Kits (UL Type B) | Standard | FALSE | [9 empty] | 42391 | Not Dimmable | Not Dimmable | No |  | 3 | 1600 | 100 | 16 | 20 | 0.9 | 4000 | 80
PH848YWA | Anhui Sanan Technology Co. Ltd. | Lightera | T162P4-N-K06-40 | Linear Replacement Lamp | Four-Foot | Internal Driver Lamp-Style Retrofit Kits (UL Type B) | Standard | FALSE | [9 empty] | 42391 | Not Dimmable | Not Dimmable | No |  | 3 | 1600 | 100 | 16 | 20 | 0.9 | 4000 | 80
PPU5J31N | Parth I Inc dba Midwest circuits | Midwest circuits | MC-T8-4-18W-BCUD | Linear Replacement Lamp | Four-Foot | Replacement Lamps (plug and play) (UL Type A) | Standard | FALSE | [9 empty] | 42391 | Not Dimmable | Not Dimmable | No |  | 3 | 2268 | 118.87 | 19.08 | 10.95 | 0.9744 | 5000 | 84.2
PMA8ERK2 | Parth I Inc dba Midwest circuits | Midwest circuits | MC-T8-4-20W-BCUD | Linear Replacement Lamp | Four-Foot | Replacement Lamps (plug and play) (UL Type A) | Standard | FALSE | [9 empty] | 42391 | Not Dimmable | Not Dimmable | No |  | 3 | 2631 | 120.63 | 21.81 | 6.39 | 0.9093 | 5000 | 84
P3PMFPVD | Parth I Inc dba Midwest circuits | Midwest circuits | MC-T8-4-18W-BCUH | Linear Replacement Lamp | Four-Foot | Replacement Lamps (plug and play) (UL Type A) | Standard | FALSE | [9 empty] | 42391 | Not Dimmable | Not Dimmable | No |  | 3 | 2251 | 117.73 | 19.12 | 10.62 | 0.9745 | 4500 | 85.2
P7C3MFTE | Parth I Inc dba Midwest circuits | Midwest circuits | MC-T8-4-20W-BCUH | Linear Replacement Lamp | Four-Foot | Replacement Lamps (plug and play) (UL Type A) | Standard | FALSE | [9 empty] | 42391 | Not Dimmable | Not Dimmable | No |  | 3 | 2605 | 119.66 | 21.77 | 5.87 | 0.911 | 4500 | 84.4
PMJ3EG8E | Parth I Inc dba Midwest circuits | Midwest circuits | MC-T8-4-18W-BCUN | Linear Replacement Lamp | Four-Foot | Replacement Lamps (plug and play) (UL Type A) | Standard | FALSE | [9 empty] | 42391 | Not Dimmable | Not Dimmable | No |  | 3 | 2234 | 116.66 | 19.15 | 10.62 | 0.9745 | 4000 | 85.2
P21S99D5 | Parth I Inc dba Midwest circuits | Midwest circuits | MC-T8-4-20W-BCUN | Linear Replacement Lamp | Four-Foot | Replacement Lamps (plug and play) (UL Type A) | Standard | FALSE | [9 empty] | 42391 | Not Dimmable | Not Dimmable | No |  | 3 | 2579 | 118.74 | 21.72 | 5.87 | 0.911 | 4000 | 84.4
PT55G7GY | Parth I Inc dba Midwest circuits | Midwest circuits | MC-T8-4-18W-BCUB | Linear Replacement Lamp | Four-Foot | Replacement Lamps (plug and play) (UL Type A) | Standard | FALSE | [9 empty] | 42391 | Not Dimmable | Not Dimmable | No |  | 3 | 2221 | 115.62 | 19.21 | 10.58 | 0.9751 | 3500 | 82.7
P1XK6SMQ | Parth I Inc dba Midwest circuits | Midwest circuits | MC-T8-4-20W-BCUB | Linear Replacement Lamp | Four-Foot | Replacement Lamps (plug and play) (UL Type A) | Standard | FALSE | [9 empty] | 42391 | Not Dimmable | Not Dimmable | No |  | 3 | 2545 | 117.34 | 21.69 | 6.15 | 0.9149 | 3500 | 82.3
PZYHCN5G | AB Tech Solution INC | SmartPwrNet | ABTS-T8-18W-50K | Linear Replacement Lamp | Four-Foot | Replacement Lamps (plug and play) (UL Type A) | Standard | FALSE | [9 empty] | 42391 | Not Dimmable | Not Dimmable | No |  | 3 | 2250 | 125 | 18 | 20 | 0.98 | 5000 | 80
P3FF71TK | AB Tech Solution INC | SmartPwrNet | ABTS-T8-15W-50K | Linear Replacement Lamp | Four-Foot | Replacement Lamps (plug and play) (UL Type A) | Standard | FALSE | [9 empty] | 42391 | Not Dimmable | Not Dimmable | No |  | 3 | 1850 | 123.33 | 15 | 20 | 0.98 | 5000 | 80
PT7MJ5AS | AB Tech Solution INC | SmartPwrNet | ABTS-T8-18W-45K | Linear Replacement Lamp | Four-Foot | Replacement Lamps (plug and play) (UL Type A) | Standard | FALSE | [9 empty] | 42391 | Not Dimmable | Not Dimmable | No |  | 3 | 2250 | 125 | 18 | 20 | 0.98 | 4500 | 80
PPEGSKHK | AB Tech Solution INC | SmartPwrNet | ABTS-T8-15W-45K | Linear Replacement Lamp | Four-Foot | Replacement Lamps (plug and play) (UL Type A) | Standard | FALSE | [9 empty] | 42391 | Not Dimmable | Not Dimmable | No |  | 3 | 1850 | 123.33 | 15 | 20 | 0.98 | 4500 | 80
P7SR4NFV | AB Tech Solution INC | SmartPwrNet | ABTS-T8-18W-40K | Linear Replacement Lamp | Four-Foot | Replacement Lamps (plug and play) (UL Type A) | Standard | FALSE | [9 empty] | 42391 | Not Dimmable | Not Dimmable | No |  | 3 | 2250 | 125 | 18 | 20 | 0.98 | 4000 | 80
P4RF22HW | AB Tech Solution INC | SmartPwrNet | ABTS-T8-15W-40K | Linear Replacement Lamp | Four-Foot | Replacement Lamps (plug and play) (UL Type A) | Standard | FALSE | [9 empty] | 42391 | Not Dimmable | Not Dimmable | No |  | 3 | 1850 | 123.33 | 15 | 20 | 0.98 | 4000 | 80
PASPJKVZ | AB Tech Solution INC | SmartPwrNet | ABTS-T8-18W-35K | Linear Replacement Lamp | Four-Foot | Replacement Lamps (plug and play) (UL Type A) | Standard | FALSE | [9 empty] | 42391 | Not Dimmable | Not Dimmable | No |  | 3 | 2050 | 113.89 | 18 | 20 | 0.98 | 3500 | 80
PJZTG12C | AB Tech Solution INC | SmartPwrNet | ABTS-T8-15W-35K | Linear Replacement Lamp | Four-Foot | Replacement Lamps (plug and play) (UL Type A) | Standard | FALSE | [9 empty] | 42391 | Not Dimmable | Not Dimmable | No |  | 3 | 1750 | 116.67 | 15 | 20 | 0.98 | 3500 | 80
PVCF3VWT | AXP Technology Inc | AXP | AXP-T8-G-2200-4-30-BD | Linear Replacement Lamp | Four-Foot | Dual Mode Internal Driver (UL Type A and Type B) | Standard | TRUE | 2212 | 107 | 20.68 | 9.03 | 0.9744 | 3067 | 84.5 | 5 | 50000 | 42390 |  |  | No |  | 3.1 | 2200 | 107 | 20.5 | 20 | 0.9 | 3000 | 82
PBB1EX6E | AXP Technology Inc | AXP | AXP-T8-G-1800-4-30-BD | Linear Replacement Lamp | Four-Foot | Dual Mode Internal Driver (UL Type A and Type B) | Standard | TRUE | 1742 | 110 | 15.84 | 12.84 | 0.9602 | 3056 | 84.9 | 5 | 50000 | 42390 |  |  | No |  | 3 | 1800 | 116 | 15.5 | 20 | 0.9 | 3000 | 82
P4CRHZ7P | The Home Depot | Commercial Electric | 542961XX(41-50) | Linear Replacement Lamp | Four-Foot | Internal Driver Lamp-Style Retrofit Kits (UL Type B) | Standard | TRUE | 1863.3 | 129.94 | 14.34 | 17.23 | 0.95 | 4044 | 86.3 | 5 | 50000 | 42390 |  |  | No |  | 3 | 1800 | 120 | 15 | 13.4 | 0.99 | 4000 | 80
P4YT2KUK | Anhui Sanan Technology Co. Ltd. | Lightera | T182P4-N-K05-40 | Linear Replacement Lamp | Four-Foot | Internal Driver Lamp-Style Retrofit Kits (UL Type B) | Standard | TRUE | 2086.7 | 117.56 | 17.75 | 17.85 | 0.928 | 4014 | 82.9 | 5 | 50000 | 42390 |  |  | No |  | 3.1 | 1800 | 100 | 18 | 20 | 0.9 | 4000 | 80
P3AT31G6 | WING (SHANGHAI) INTERNATIONAL TRADE CO LTD | TOPSTAR | L48T8-830-15P-G2-BP | Linear Replacement Lamp | Four-Foot | Internal Driver Lamp-Style Retrofit Kits (UL Type B) | Standard | TRUE | 1753 | 116.2 | 15.08 | 24.1 | 0.909 | 2963 | 83.9 | 5 | 50000 | 42390 |  |  | No |  | 3.1 | 1750 | 115 | 15 | 24 | 0.98 | 3000 | 83
PJYW5PU3 | SHENZHEN R&Z LED WORLD CO.LTD | RZ | RZTL-T8R120-18W(3000K) | Linear Replacement Lamp | Four-Foot | Internal Driver Lamp-Style Retrofit Kits (UL Type B) | Standard | TRUE | 2448 | 138.78 | 17.64 | 16.27 | 0.9053 | 2950 | 82.2 | 5 | 50000 | 42390 |  |  | No |  | 3.1 | 2437 | 140.22 | 17.38 | 16.27 | 0.9053 | 3000 | 82.2
PY2GJUEK | SHENZHEN R&Z LED WORLD CO.LTD | RZ | RZTL-T8R120-16W(3000K) | Linear Replacement Lamp | Four-Foot | Internal Driver Lamp-Style Retrofit Kits (UL Type B) | Standard | TRUE | 2235 | 138.56 | 16.13 | 19.28 | 0.9027 | 2931 | 81.9 | 5 | 50000 | 42390 |  |  | No |  | 3.1 | 2223 | 140.16 | 15.86 | 19.28 | 0.9027 | 3000 | 81.9
PG1HY5P8 | The Home Depot | Commercial Electric | 542961XX(61-70) | Linear Replacement Lamp | Four-Foot | Internal Driver Lamp-Style Retrofit Kits (UL Type B) | Standard | FALSE | [9 empty] | 42390 |  |  | No |  | 3 | 1900 | 126.67 | 15 | 13.4 | 0.99 | 5000 | 80
PW6R1FP2 | Anhui Sanan Technology Co. Ltd. | Lightera | T182P4-N-K05-50 | Linear Replacement Lamp | Four-Foot | Internal Driver Lamp-Style Retrofit Kits (UL Type B) | Standard | FALSE | [9 empty] | 42390 | Not Dimmable | Not Dimmable | No |  | 3 | 1800 | 100 | 18 | 20 | 0.9 | 5000 | 80
PD31T3N6 | Anhui Sanan Technology Co. Ltd. | Lightera | T182P4-N-K06-50 | Linear Replacement Lamp | Four-Foot | Internal Driver Lamp-Style Retrofit Kits (UL Type B) | Standard | FALSE | [9 empty] | 42390 | Not Dimmable | Not Dimmable | No |  | 3 | 1800 | 100 | 18 | 20 | 0.9 | 5000 | 80
PKNSFJ8H | Anhui Sanan Technology Co. Ltd. | Lightera | T182P4-N-K06-40 | Linear Replacement Lamp | Four-Foot | Internal Driver Lamp-Style Retrofit Kits (UL Type B) | Standard | FALSE | [9 empty] | 42390 | Not Dimmable | Not Dimmable | No |  | 3 | 1800 | 100 | 18 | 20 | 0.9 | 4000 | 80
P6TT1NDH | WING (SHANGHAI) INTERNATIONAL TRADE CO LTD | TOPSTAR | L48T8-850-15P-G2-BP | Linear Replacement Lamp | Four-Foot | Internal Driver Lamp-Style Retrofit Kits (UL Type B) | Standard | FALSE | [9 empty] | 42390 | Not Dimmable | Not Dimmable | No |  | 3.1 | 1800 | 120 | 15 | 24 | 0.98 | 5000 | 83
P8VCVFXC | WING (SHANGHAI) INTERNATIONAL TRADE CO LTD | TOPSTAR | L48T8-845-15P-G2-BP | Linear Replacement Lamp | Four-Foot | Internal Driver Lamp-Style Retrofit Kits (UL Type B) | Standard | FALSE | [9 empty] | 42390 | Not Dimmable | Not Dimmable | No |  | 3.1 | 1800 | 120 | 15 | 24 | 0.98 | 4500 | 83
PFHQK2RZ | WING (SHANGHAI) INTERNATIONAL TRADE CO LTD | TOPSTAR | L48T8-840-15P-G2-BP | Linear Replacement Lamp | Four-Foot | Internal Driver Lamp-Style Retrofit Kits (UL Type B) | Standard | FALSE | [9 empty] | 42390 | Not Dimmable | Not Dimmable | No |  | 3.1 | 1800 | 120 | 15 | 24 | 0.98 | 4000 | 83
P9HSKJJR | WING (SHANGHAI) INTERNATIONAL TRADE CO LTD | TOPSTAR | L48T8-835-15P-G2-BP | Linear Replacement Lamp | Four-Foot | Internal Driver Lamp-Style Retrofit Kits (UL Type B) | Standard | FALSE | [9 empty] | 42390 | Not Dimmable | Not Dimmable | No |  | 3.1 | 1750 | 115 | 15 | 24 | 0.98 | 3500 | 83
PH4WQ5XM | SHENZHEN R&Z LED WORLD CO.LTD | RZ | RZTL-T8R120-16W(5000K) | Linear Replacement Lamp | Four-Foot | Internal Driver Lamp-Style Retrofit Kits (UL Type B) | Standard | FALSE | [9 empty] | 42390 | Not Dimmable | Not Dimmable | No |  | 3.1 | 2253 | 142.41 | 15.82 | 19.82 | 0.9043 | 5000 | 83.9
PDYKH12J | SHENZHEN R&Z LED WORLD CO.LTD | RZ | RZTL-T8R120-18W(5000K) | Linear Replacement Lamp | Four-Foot | Internal Driver Lamp-Style Retrofit Kits (UL Type B) | Standard | FALSE | [9 empty] | 42390 | Not Dimmable | Not Dimmable | No |  | 3.1 | 2503 | 142.62 | 17.55 | 16.02 | 0.9026 | 5000 | 83.8
P6SJPMMT | SHENZHEN R&Z LED WORLD CO.LTD | RZ | RZTL-T8R120-18W(4500K) | Linear Replacement Lamp | Four-Foot | Internal Driver Lamp-Style Retrofit Kits (UL Type B) | Standard | FALSE | [9 empty] | 42390 | Not Dimmable | Not Dimmable | No |  | 3.1 | 2486.5 | 142.37 | 17.47 | 16.27 | 0.9053 | 4500 | 82.2
PN3Q9WCP | SHENZHEN R&Z LED WORLD CO.LTD | RZ | RZTL-T8R120-16W(4500K) | Linear Replacement Lamp | Four-Foot | Internal Driver Lamp-Style Retrofit Kits (UL Type B) | Standard | FALSE | [9 empty] | 42390 | Not Dimmable | Not Dimmable | No |  | 3.1 | 2245.5 | 141.76 | 15.84 | 19.28 | 0.9027 | 4500 | 81.9
PHZ6B82J | SHENZHEN R&Z LED WORLD CO.LTD | RZ | RZTL-T8R120-18W(4000K) | Linear Replacement Lamp | Four-Foot | Internal Driver Lamp-Style Retrofit Kits (UL Type B) | Standard | FALSE | [9 empty] | 42390 | Not Dimmable | Not Dimmable | No |  | 3.1 | 2470 | 141.43 | 17.47 | 16.27 | 0.9053 | 4000 | 82.2
PNG7BSED | SHENZHEN R&Z LED WORLD CO.LTD | RZ | RZTL-T8R120-16W(4000K) | Linear Replacement Lamp | Four-Foot | Internal Driver Lamp-Style Retrofit Kits (UL Type B) | Standard | FALSE | [9 empty] | 42390 | Not Dimmable | Not Dimmable | No |  | 3.1 | 2238 | 141.29 | 15.84 | 19.28 | 0.9027 | 4000 | 81.9
P6HJX7FC | SHENZHEN R&Z LED WORLD CO.LTD | RZ | RZTL-T8R120-18W(3500K) | Linear Replacement Lamp | Four-Foot | Internal Driver Lamp-Style Retrofit Kits (UL Type B) | Standard | FALSE | [9 empty] | 42390 | Not Dimmable | Not Dimmable | No |  | 3.1 | 2453.5 | 140.48 | 17.47 | 16.27 | 0.9053 | 3500 | 82.2
PU1Q95XH | SHENZHEN R&Z LED WORLD CO.LTD | RZ | RZTL-T8R120-16W(3500K) | Linear Replacement Lamp | Four-Foot | Internal Driver Lamp-Style Retrofit Kits (UL Type B) | Standard | FALSE | [9 empty] | 42390 | Not Dimmable | Not Dimmable | No |  | 3.1 | 2230.5 | 140.81 | 15.84 | 19.28 | 0.9027 | 3500 | 81.9
PA335M8R | AXP Technology Inc | AXP | AXP-T8-G-2200-4-50-BD | Linear Replacement Lamp | Four-Foot | Dual Mode Internal Driver (UL Type A and Type B) | Standard | FALSE | [9 empty] | 42390 | Not Dimmable | Not Dimmable | No |  | 3.1 | 2200 | 107 | 20.5 | 20 | 0.9 | 5000 | 82
PBHV6NYT | AXP Technology Inc | AXP | AXP-T8-G-1800-4-50-BD | Linear Replacement Lamp | Four-Foot | Dual Mode Internal Driver (UL Type A and Type B) | Standard | FALSE | [9 empty] | 42390 | Not Dimmable | Not Dimmable | No |  | 3 | 1800 | 116 | 15.5 | 20 | 0.9 | 5000 | 82
P8JUYW1X | AXP Technology Inc | AXP | AXP-T8-G-2200-4-45-BD | Linear Replacement Lamp | Four-Foot | Dual Mode Internal Driver (UL Type A and Type B) | Standard | FALSE | [9 empty] | 42390 | Not Dimmable | Not Dimmable | No |  | 3.1 | 2200 | 107 | 20.5 | 20 | 0.9 | 4500 | 82
P4CRV8JQ | AXP Technology Inc | AXP | AXP-T8-G-1800-4-45-BD | Linear Replacement Lamp | Four-Foot | Dual Mode Internal Driver (UL Type A and Type B) | Standard | FALSE | [9 empty] | 42390 | Not Dimmable | Not Dimmable | No |  | 3 | 1800 | 116 | 15.5 | 20 | 0.9 | 4500 | 82
P8B9X3WG | AXP Technology Inc | AXP | AXP-T8-G-2200-4-40-BD | Linear Replacement Lamp | Four-Foot | Dual Mode Internal Driver (UL Type A and Type B) | Standard | FALSE | [9 empty] | 42390 | Not Dimmable | Not Dimmable | No |  | 3.1 | 2200 | 107 | 20.5 | 20 | 0.9 | 4000 | 82
PAUJBEAX | AXP Technology Inc | AXP | AXP-T8-G-1800-4-40-BD | Linear Replacement Lamp | Four-Foot | Dual Mode Internal Driver (UL Type A and Type B) | Standard | FALSE | [9 empty] | 42390 | Not Dimmable | Not Dimmable | No |  | 3 | 1800 | 116 | 15.5 | 20 | 0.9 | 4000 | 82
PAT7Z95C | AXP Technology Inc | AXP | AXP-T8-G-2200-4-35-BD | Linear Replacement Lamp | Four-Foot | Dual Mode Internal Driver (UL Type A and Type B) | Standard | FALSE | [9 empty] | 42390 | Not Dimmable | Not Dimmable | No |  | 3.1 | 2200 | 107 | 20.5 | 20 | 0.9 | 3500 | 82
PYHNYH9S | AXP Technology Inc | AXP | AXP-T8-G-1800-4-35-BD | Linear Replacement Lamp | Four-Foot | Dual Mode Internal Driver (UL Type A and Type B) | Standard | FALSE | [9 empty] | 42390 | Not Dimmable | Not Dimmable | No |  | 3 | 1800 | 116 | 15.5 | 20 | 0.9 | 3500 | 82
PJ8NWWQU | Keystone Technologies | Keystone | KT-LED17T8-48G-830-S | Linear Replacement Lamp | Four-Foot | Replacement Lamps (plug and play) (UL Type A) | Standard | TRUE | 2261 | 113.8 | 19.86 | 9.43 | 0.9818 | 3073 | 84.5 | 5 | 50000 | 42389 |  |  | No |  | 3 | 2200 | 112 | 19.5 | 20 | 0.9 | 3000 | 82
P49W569X | Keystone Technologies | Keystone | KT-LED17T8-48GC-830-S | Linear Replacement Lamp | Four-Foot | Replacement Lamps (plug and play) (UL Type A) | Standard | TRUE | 2220 | 111.2 | 19.96 | 9.4 | 0.9818 | 3071 | 84.5 | 5 | 50000 | 42389 |  |  | No |  | 3 | 2200 | 112 | 19.5 | 20 | 0.9 | 3000 | 82
PV2V848P | Keystone Technologies | Keystone | KT-LED14T8-48G-830-S | Linear Replacement Lamp | Four-Foot | Replacement Lamps (plug and play) (UL Type A) | Standard | TRUE | 1870 | 111.2 | 16.82 | 11.02 | 0.9769 | 3071 | 84.6 | 5 | 50000 | 42389 |  |  | No |  | 3 | 1800 | 105 | 17 | 20 | 0.9 | 3000 | 82
PRJG6ACF | Keystone Technologies | Keystone | KT-LED12T8-48G-830-S | Linear Replacement Lamp | Four-Foot | Replacement Lamps (plug and play) (UL Type A) | Standard | TRUE | 1849 | 115.2 | 16.05 | 11.53 | 0.9752 | 3066 | 84.6 | 5 | 50000 | 42389 |  |  | No |  | 3 | 1800 | 116 | 15.5 | 20 | 0.9 | 3000 | 83
PFMSGGJB | ECO Lighting Solutions | ECO | ECO-T8-18W1200 BIXX Ballast Compatible LED Tube [2700K] | Linear Replacement Lamp | Four-Foot | Dual Mode Internal Driver (UL Type A and Type B) | Standard | TRUE | 2231 | 106.7 | 20.9 | 11.36 | 0.967 | 2682 | 81.5 | 5 | 50000 | 42389 |  |  | NotYetVerified | Internal driver; operates off existing fluorescent ballast | 3 | 2212 | 122.9 | 18 | 7.68 | 0.9928 | 2700 | 82.4
PN74ZH64 | ECO Lighting Solutions | ECO | ECO-T8-18W1200 BIXX Ballast Compatible LED Tube [4000K] | Linear Replacement Lamp | Four-Foot | Dual Mode Internal Driver (UL Type A and Type B) | Standard | TRUE | 2261 | 105.6 | 21.42 | 11.36 | 0.9667 | 3987 | 81.5 | 5 | 50000 | 42389 |  |  | NotYetVerified |  | 3 | 2212 | 122.9 | 18 | 7.68 | 0.9928 | 4000 | 82.4
PVRBXVN7 | ECO Lighting Solutions | ECO | ECO-T8-15W1200 BIXX Ballast Compatible LED Tube [2700K Frosted] | Linear Replacement Lamp | Four-Foot | Dual Mode Internal Driver (UL Type A and Type B) | Standard | TRUE | 1929 | 109 | 17.7 | 17.9 | 0.9557 | 2655 | 81.6 | 5 | 50000 | 42389 |  |  | NotYetVerified | Internal driver; operates off existing fluorescent ballast | 3 | 2040 | 120 | 17.7 | 8.75 | 0.9936 | 2700 | 82
P9XYUAS6 | ECO Lighting Solutions | ECO | ECO-T818W4FT plug and play LED tube [Frosted 3000K] | Linear Replacement Lamp | Four-Foot | Replacement Lamps (plug and play) (UL Type A) | Standard | TRUE | 1839 | 109.79 | 16.75 | 9.52 | 0.9366 | 3001 | 82.7 | 5 | 50000 | 42389 |  |  | NotYetVerified |  | 3 | 2072 | 121.31 | 17.08 | 12.5 | 0.9156 | 3000 | 82.2
PWERYHDY | Anhui Sanan Technology Co. Ltd. | Lightera | T182W4-N-K05-40 | Linear Replacement Lamp | Four-Foot | Internal Driver Lamp-Style Retrofit Kits (UL Type B) | Standard | TRUE | 2396.4 | 131.45 | 18.23 | 16.16 | 0.927 | 4051 | 83.1 | 5 | 50000 | 42389 |  |  | No |  | 3.1 | 1800 | 100 | 18 | 20 | 0.9 | 4000 | 80
PGPXVQDK | Anhui Sanan Technology Co. Ltd. | Lightera | T222W4-N-K05-40 | Linear Replacement Lamp | Four-Foot | Internal Driver Lamp-Style Retrofit Kits (UL Type B) | Standard | TRUE | 2859.8 | 130.4 | 21.93 | 18.86 | 0.923 | 4055 | 83.1 | 5 | 50000 | 42389 |  |  | No |  | 3 | 2200 | 100 | 22 | 20 | 0.9 | 4000 | 80
PR3CM8GE | ECO Lighting Solutions | ECO | ECO-T8-13W1200 BIXX LED tube [4000K Frosted] | Linear Replacement Lamp | Four-Foot | Internal Driver Lamp-Style Retrofit Kits (UL Type B) | Standard | TRUE | 1776 | 135.78 | 13.08 | 13.52 | 0.922 | 3984 | 82.5 | 5 | 50000 | 42389 |  |  | NotYetVerified | Internal Driver | 3 | 1776 | 135.78 | 13.08 | 20 | 0.9 | 4000 | 80
PKVM1VG5 | Green Country Lights LLC | Green Country Lights LLC | DG201622-3-F30 | Linear Replacement Lamp | Four-Foot | Internal Driver Lamp-Style Retrofit Kits (UL Type B) | Standard | TRUE | 2108 | 100.52 | 20.97 | 15.77 | 0.9139 | 3037 | 84.1 | 5 | 50000 | 42389 |  |  | NotYetVerified |  | 3 | 2108 | 100.52 | 20.97 | 15.77 | 0.9139 | 3000 | 84.1
PDJFWWQB | Green Country Lights LLC | Green Country Lights LLC | DG201613-5-F30 | Linear Replacement Lamp | Four-Foot | Internal Driver Lamp-Style Retrofit Kits (UL Type B) | Standard | TRUE | 1696.2 | 127.06 | 13.35 | 16.47 | 0.9109 | 2996 | 84.2 | 5 | 50000 | 42389 |  |  | NotYetVerified |  | 3.1 | 1696.2 | 127.06 | 13.35 | 16.47 | 0.9109 | 3000 | 84.2
PJ6QWFPF | ECO Lighting Solutions | ECO | ECO-T816WFT plug and play LED tube [Frosted 3000K] | Linear Replacement Lamp | Four-Foot | Replacement Lamps (plug and play) (UL Type A) | Standard | TRUE | 2072 | 121.1 | 17.08 | 12.9 | 0.9081 | 2932 | 82.2 | 5 | 50000 | 42389 |  |  | NotYetVerified | Nominal wattage 16W | 3 | 2072 | 121.31 | 17.08 | 20 | 0.9 | 3000 | 81.8
PZR5WVR9 | Anhui Sanan Technology Co. Ltd. | Lightera | T222P4-N-K05-40 | Linear Replacement Lamp | Four-Foot | Internal Driver Lamp-Style Retrofit Kits (UL Type B) | Standard | TRUE | 2684.3 | 122.74 | 21.87 | 21.46 | 0.908 | 4021 | 82.9 | 5 | 50000 | 42389 |  |  | No |  | 3.1 | 2200 | 100 | 22 | 20 | 0.9 | 4000 | 80
PDVUA8UB | Atlantic LED LLC | AtlanticLED | AELED4FT8FBG15468(50C) | Linear Replacement Lamp | Four-Foot | Replacement Lamps (plug and play) (UL Type A) | Standard | TRUE | 2146 | 114.58 | 18.73 | 9.64 | 0.9026 | 5108 | 84.1 |  |  | 42389 |  |  | No |  | 3 | 2146 | 114.58 | 18.73 | 9.64 | 0.9026 | 5000 | 84.1
PKVDBHVZ | Atlantic LED LLC | AtlanticLED | AELED4FT8FBG15468(40C) | Linear Replacement Lamp | Four-Foot | Replacement Lamps (plug and play) (UL Type A) | Standard | TRUE | 2102 | 113.32 | 18.55 | 9.82 | 0.9017 | 4082 | 83.5 | 5 | 50000 | 42389 |  |  | No |  | 3.1 | 2102 | 113.32 | 18.55 | 9.82 | 0.9017 | 4000 | 83.5
PQ9E5YWG | ECO Lighting Solutions | ECO | ECO-T8-15W1200 BIXX [3000K Frosted] | Linear Replacement Lamp | Four-Foot | Internal Driver Lamp-Style Retrofit Kits (UL Type B) | Standard | TRUE | 1799 | 107.7 | 16.7 | 18.35 | 0.8804 | 3120 | 81.7 | 5 | 50000 | 42389 |  |  | NotYetVerified |  | 3 | 1750 | 130 | 14 |  | 0.9 | 3000 | 70
PSN39K7G | ECO Lighting Solutions | ECO | ECO-T8-18W1200 BIXX [3000K Frosted] | Linear Replacement Lamp | Four-Foot | Internal Driver Lamp-Style Retrofit Kits (UL Type B) | Standard | TRUE | 2036 | 117 | 17.4 | 15.1 | 0.8786 | 3038 | 82.4 | 5 | 50000 | 42389 |  |  | NotYetVerified | Internal Driver | 3 | 2036 | 117 | 17.4 | 20 | 0.9 | 3000 | 82.4
PN6SRMTF | Atlantic LED LLC | AtlanticLED | AELED4FT8FBG15468(45C) | Linear Replacement Lamp | Four-Foot | Replacement Lamps (plug and play) (UL Type A) | Standard | FALSE | [9 empty] | 42389 |  |  | No |  | 3 | 2102 | 113.32 | 18.55 | 9.82 | 0.9017 | 4500 | 83.5
P96K68NB | Green Country Lights LLC | Green Country Lights LLC | DG201613-5-F50 | Linear Replacement Lamp | Four-Foot | Internal Driver Lamp-Style Retrofit Kits (UL Type B) | Standard | FALSE | [9 empty] | 42389 |  |  | NotYetVerified |  | 3.1 | 1736.8 | 131.17 | 13.24 | 15.59 | 0.9126 | 5000 | 85.1
PSE61N5E | Green Country Lights LLC | Green Country Lights LLC | DG201622-3-C50 | Linear Replacement Lamp | Four-Foot | Internal Driver Lamp-Style Retrofit Kits (UL Type B) | Standard | FALSE | [9 empty] | 42389 |  |  | NotYetVerified |  | 3 | 2323.86 | 105.63 | 22 | 15.77 | 0.9139 | 5000 | 84.1
PESZVH4X | Green Country Lights LLC | Green Country Lights LLC | DG201622-3-F50 | Linear Replacement Lamp | Four-Foot | Internal Driver Lamp-Style Retrofit Kits (UL Type B) | Standard | FALSE | [9 empty] | 42389 |  |  | NotYetVerified |  | 3 | 2282.72 | 103.76 | 22 | 15.77 | 0.9139 | 5000 | 84.1
PE25P2XM | Green Country Lights LLC | Green Country Lights LLC | DG201618-4-F50 | Linear Replacement Lamp | Four-Foot | Internal Driver Lamp-Style Retrofit Kits (UL Type B) | Standard | FALSE | [9 empty] | 42389 |  |  | NotYetVerified |  | 3.1 | 2012.76 | 111.82 | 18 | 15.74 | 0.9105 | 5000 | 84.1
P7EHG53S | Green Country Lights LLC | Green Country Lights LLC | DG201613-5-C50 | Linear Replacement Lamp | Four-Foot | Internal Driver Lamp-Style Retrofit Kits (UL Type B) | Standard | FALSE | [9 empty] | 42389 |  |  | NotYetVerified |  | 3.1 | 1735.89 | 133.53 | 13 | 15.46 | 0.9136 | 5000 | 84.1
PUE1DSYR | Green Country Lights LLC | Green Country Lights LLC | DG201618-4-C50 | Linear Replacement Lamp | Four-Foot | Internal Driver Lamp-Style Retrofit Kits (UL Type B) | Standard | FALSE | [9 empty] | 42389 |  |  | NotYetVerified |  | 3.1 | 2048.94 | 113.83 | 18 | 15.74 | 0.9105 | 5000 | 84
PSVD4NZF | Green Country Lights LLC | Green Country Lights LLC | DG2013-3 | Linear Replacement Lamp | Four-Foot | Internal Driver Lamp-Style Retrofit Kits (UL Type B) | Standard | FALSE | [9 empty] | 42389 |  |  | NotYetVerified |  | 3.1 | 1759.04 | 109.94 | 16 | 15.37 | 0.9212 | 5000 | 84
PBTAXAY6 | Green Country Lights LLC | Green Country Lights LLC | DG201316-3-F50 | Linear Replacement Lamp | Four-Foot | Internal Driver Lamp-Style Retrofit Kits (UL Type B) | Standard | FALSE | [9 empty] | 42389 |  |  | NotYetVerified |  | 3.1 | 1728 | 108 | 16 | 15.37 | 0.9212 | 5000 | 84
PUZ8HA7P | Green Country Lights LLC | Green Country Lights LLC | DG201613-5-F40 | Linear Replacement Lamp | Four-Foot | Internal Driver Lamp-Style Retrofit Kits (UL Type B) | Standard | FALSE | [9 empty] | 42389 |  |  | NotYetVerified |  | 3.1 | 1696.2 | 127.06 | 13.35 | 16.47 | 0.9109 | 4000 | 84.2
PYGESRCE | Green Country Lights LLC | Green Country Lights LLC | DG201622-3-C40 | Linear Replacement Lamp | Four-Foot | Internal Driver Lamp-Style Retrofit Kits (UL Type B) | Standard | FALSE | [9 empty] | 42389 |  |  | NotYetVerified |  | 3 | 2251.26 | 102.33 | 22 | 15.77 | 0.9139 | 4000 | 84.1
PJ66A8AA | Green Country Lights LLC | Green Country Lights LLC | DG201622-3-F40 | Linear Replacement Lamp | Four-Foot | Internal Driver Lamp-Style Retrofit Kits (UL Type B) | Standard | FALSE | [9 empty] | 42389 |  |  | NotYetVerified |  | 3 | 2108 | 100.52 | 20.97 | 15.77 | 0.9139 | 4000 | 84.1
PEVVDMBA | Green Country Lights LLC | Green Country Lights LLC | DG201613-5--C40 | Linear Replacement Lamp | Four-Foot | Internal Driver Lamp-Style Retrofit Kits (UL Type B) | Standard | FALSE | [9 empty] | 42389 |  |  | NotYetVerified |  | 3.1 | 1734.6 | 129.35 | 13.34 | 15.46 | 0.9136 | 4000 | 84.1
PFFM43K4 | Green Country Lights LLC | Green Country Lights LLC | DG201316-3-C40 | Linear Replacement Lamp | Four-Foot | Internal Driver Lamp-Style Retrofit Kits (UL Type B) | Standard | FALSE | [9 empty] | 42389 |  |  | NotYetVerified |  | 3 | 1704 | 106.5 | 16 | 15.37 | 0.9212 | 4000 | 84
P9XWHEA7 | Green Country Lights LLC | Green Country Lights LLC | DG201316-3-F40 | Linear Replacement Lamp | Four-Foot | Internal Driver Lamp-Style Retrofit Kits (UL Type B) | Standard | FALSE | [9 empty] | 42389 |  |  | NotYetVerified |  | 3 | 1697 | 104.62 | 16.22 | 15.37 | 0.9212 | 4000 | 84
PQFR1GP4 | Green Country Lights LLC | Green Country Lights LLC | DG201618-4-C40 | Linear Replacement Lamp | Four-Foot | Internal Driver Lamp-Style Retrofit Kits (UL Type B) | Standard | FALSE | [9 empty] | 42389 |  |  | NotYetVerified |  | 3.1 | 1984.86 | 110.27 | 18 | 15.74 | 0.9105 | 4000 | 83.5
PZ7BZWRW | Green Country Lights LLC | Green Country Lights LLC | DG201618-4-F40 | Linear Replacement Lamp | Four-Foot | Internal Driver Lamp-Style Retrofit Kits (UL Type B) | Standard | FALSE | [9 empty] | 42389 |  |  | NotYetVerified |  | 3.1 | 1810 | 108.32 | 16.71 | 15.74 | 0.9105 | 4000 | 83.2
PKKXV1W2 | Green Country Lights LLC | Green Country Lights LLC | DG201622-3-C30 | Linear Replacement Lamp | Four-Foot | Internal Driver Lamp-Style Retrofit Kits (UL Type B) | Standard | FALSE | [9 empty] | 42389 |  |  | NotYetVerified |  | 3 | 2251.26 | 102.33 | 22 | 15.77 | 0.9139 | 3000 | 84.1
PSU2U1K7 | Green Country Lights LLC | Green Country Lights LLC | DG201613-5-C30 | Linear Replacement Lamp | Four-Foot | Internal Driver Lamp-Style Retrofit Kits (UL Type B) | Standard | FALSE | [9 empty] | 42389 |  |  | NotYetVerified |  | 3.1 | 1734.6 | 129.35 | 13.34 | 15.46 | 0.9136 | 3000 | 84.1
PTVAEHXU | Green Country Lights LLC | Green Country Lights LLC | DG201316-3-C30 | Linear Replacement Lamp | Four-Foot | Internal Driver Lamp-Style Retrofit Kits (UL Type B) | Standard | FALSE | [9 empty] | 42389 |  |  | NotYetVerified |  | 3 | 1704 | 106.5 | 16 | 15.37 | 0.9212 | 3000 | 84
PUY5WNAD | Green Country Lights LLC | Green Country Lights LLC | DG201316-3-F30 | Linear Replacement Lamp | Four-Foot | Internal Driver Lamp-Style Retrofit Kits (UL Type B) | Standard | FALSE | [9 empty] | 42389 |  |  | NotYetVerified |  | 3 | 1697 | 104.62 | 16.22 | 15.37 | 0.9212 | 3000 | 84
PNFHEDZE | Green Country Lights LLC | Green Country Lights LLC | DG201618-4-C30 | Linear Replacement Lamp | Four-Foot | Internal Driver Lamp-Style Retrofit Kits (UL Type B) | Standard | FALSE | [9 empty] | 42389 |  |  | NotYetVerified |  | 3.1 | 1984.86 | 110.27 | 18 | 15.74 | 0.9105 | 3000 | 83.5
PMYA2MWR | Green Country Lights LLC | Green Country Lights LLC | DG201618-4-F30 | Linear Replacement Lamp | Four-Foot | Internal Driver Lamp-Style Retrofit Kits (UL Type B) | Standard | FALSE | [9 empty] | 42389 |  |  | NotYetVerified |  | 3.1 | 1810 | 108.32 | 16.71 | 15.74 | 0.9105 | 3000 | 83.2
PCAHUQS2 | Keystone Technologies | Keystone | KT-LED12T8-48G-850-S | Linear Replacement Lamp | Four-Foot | Replacement Lamps (plug and play) (UL Type A) | Standard | FALSE | [9 empty] | 42389 |  |  | No |  | 3 | 1800 | 116 | 15.5 | 20 | 0.9 | 5000 | 83
PSVHPFAB | Keystone Technologies | Keystone | KT-LED17T8-48GC-850-S | Linear Replacement Lamp | Four-Foot | Replacement Lamps (plug and play) (UL Type A) | Standard | FALSE | [9 empty] | 42389 |  |  | No |  | 3 | 2200 | 112 | 19.5 | 20 | 0.9 | 5000 | 82
PGF7FCJ7 | Keystone Technologies | Keystone | KT-LED17T8-48G-850-S | Linear Replacement Lamp | Four-Foot | Replacement Lamps (plug and play) (UL Type A) | Standard | FALSE | [9 empty] | 42389 |  |  | No |  | 3 | 2200 | 112 | 19.5 | 20 | 0.9 | 5000 | 82
PY8WM8BP | Keystone Technologies | Keystone | KT-LED14T8-48G-850-S | Linear Replacement Lamp | Four-Foot | Replacement Lamps (plug and play) (UL Type A) | Standard | FALSE | [9 empty] | 42389 |  |  | No |  | 3 | 1800 | 105 | 17 | 20 | 0.9 | 5000 | 82
P8MQYFK4 | Keystone Technologies | Keystone | KT-LED12T8-48G-840-S | Linear Replacement Lamp | Four-Foot | Replacement Lamps (plug and play) (UL Type A) | Standard | FALSE | [9 empty] | 42389 |  |  | No |  | 3 | 1800 | 116 | 15.5 | 20 | 0.9 | 4000 | 83
PUM4CJRH | Keystone Technologies | Keystone | KT-LED17T8-48GC-840-S | Linear Replacement Lamp | Four-Foot | Replacement Lamps (plug and play) (UL Type A) | Standard | FALSE | [9 empty] | 42389 |  |  | No |  | 3 | 2200 | 112 | 19.5 | 20 | 0.9 | 4000 | 82
PQRADV5P | Keystone Technologies | Keystone | KT-LED17T8-48G-840-S | Linear Replacement Lamp | Four-Foot | Replacement Lamps (plug and play) (UL Type A) | Standard | FALSE | [9 empty] | 42389 |  |  | No |  | 3 | 2200 | 112 | 19.5 | 20 | 0.9 | 4000 | 82
PY3BXJPS | Keystone Technologies | Keystone | KT-LED14T8-48G-840-S | Linear Replacement Lamp | Four-Foot | Replacement Lamps (plug and play) (UL Type A) | Standard | FALSE | [9 empty] | 42389 |  |  | No |  | 3 | 1800 | 105 | 17 | 20 | 0.9 | 4000 | 82
PED4XXEU | Keystone Technologies | Keystone | KT-LED12T8-48G-835-S | Linear Replacement Lamp | Four-Foot | Replacement Lamps (plug and play) (UL Type A) | Standard | FALSE | [9 empty] | 42389 |  |  | No |  | 3 | 1800 | 116 | 15.5 | 20 | 0.9 | 3500 | 83
PMHZ4GEB | Keystone Technologies | Keystone | KT-LED17T8-48G-835-S | Linear Replacement Lamp | Four-Foot | Replacement Lamps (plug and play) (UL Type A) | Standard | FALSE | [9 empty] | 42389 |  |  | No |  | 3 | 2200 | 112 | 19.5 | 20 | 0.9 | 3500 | 82
P8XBRKQM | Keystone Technologies | Keystone | KT-LED17T8-48GC-835-S | Linear Replacement Lamp | Four-Foot | Replacement Lamps (plug and play) (UL Type A) | Standard | FALSE | [9 empty] | 42389 |  |  | No |  | 3 | 2200 | 112 | 19.5 | 20 | 0.9 | 3500 | 82
P679YCZ9 | Keystone Technologies | Keystone | KT-LED14T8-48G-835-S | Linear Replacement Lamp | Four-Foot | Replacement Lamps (plug and play) (UL Type A) | Standard | FALSE | [9 empty] | 42389 |  |  | No |  | 3 | 1800 | 105 | 17 | 20 | 0.9 | 3500 | 82
PVCJ2SP9 | ECO Lighting Solutions | ECO | ECO-T8-18W1200 BIXX Ballast Compatible LED Tube [5000K] | Linear Replacement Lamp | Four-Foot | Dual Mode Internal Driver (UL Type A and Type B) | Standard | FALSE | [9 empty] | 42389 |  |  | NotYetVerified | Internal driver; operates off existing fluorescent ballast | 3 | 2212 | 122.9 | 18 | 7.68 | 0.9928 | 5000 | 82.4
PMBYP5G7 | ECO Lighting Solutions | ECO | ECO-T8-15W1200 BIXX Ballast Compatible LED Tube [5000K Frosted] | Linear Replacement Lamp | Four-Foot | Dual Mode Internal Driver (UL Type A and Type B) | Standard | FALSE | [9 empty] | 42389 |  |  | NotYetVerified | Internal driver; operates off existing fluorescent ballast | 3 | 2040 | 120 | 17.7 | 8.75 | 0.9936 | 5000 | 81.6
PDK49JJ6 | ECO Lighting Solutions | ECO | ECO-T8-15W1200 BIXX Ballast Compatible LED Tube [4500K Frosted] | Linear Replacement Lamp | Four-Foot | Dual Mode Internal Driver (UL Type A and Type B) | Standard | FALSE | [9 empty] | 42389 |  |  | NotYetVerified | Internal driver; operates off existing fluorescent ballast | 3 | 2040 | 120 | 17.7 | 8.75 | 0.9936 | 5000 | 81.6
PVD57JMW | ECO Lighting Solutions | ECO | ECO-T8-15W1200 BIXX [5000K Frosted] | Linear Replacement Lamp | Four-Foot | Internal Driver Lamp-Style Retrofit Kits (UL Type B) | Standard | FALSE | [9 empty] | 42389 |  |  | NotYetVerified |  | 3 | 1850 | 130 | 14 |  | 0.9 | 5000 | 70
PQRWXUD2 | ECO Lighting Solutions | ECO | ECO-T816WFT plug and play LED tube [Frosted 5000K] | Linear Replacement Lamp | Four-Foot | Replacement Lamps (plug and play) (UL Type A) | Standard | FALSE | [9 empty] | 42389 |  |  | NotYetVerified | Nominal wattage 16W | 3 | 2250 | 131.43 | 17.12 | 20 | 0.9 | 5000 | 80.7
PZ3HBDVN | ECO Lighting Solutions | ECO | ECO-T818W4FT plug and play LED tube [Frosted 5000K] | Linear Replacement Lamp | Four-Foot | Replacement Lamps (plug and play) (UL Type A) | Standard | FALSE | [9 empty] | 42389 |  |  | NotYetVerified |  | 3 | 2250 | 131.43 | 17.12 | 12.9 | 0.9081 | 5000 | 80.7
P8AUCKCM | ECO Lighting Solutions | ECO | ECO-T8-13W1200 BIXX LED tube [5000K Frosted] | Linear Replacement Lamp | Four-Foot | Internal Driver Lamp-Style Retrofit Kits (UL Type B) | Standard | FALSE | [9 empty] | 42389 |  |  | NotYetVerified | Internal Driver | 3 | 1832 | 138.89 | 13.19 | 20 | 0.9 | 5000 | 80
P2TU9AA8 | ECO Lighting Solutions | ECO | ECO-T8-18W1200 BIXX [5000K Frosted] | Linear Replacement Lamp | Four-Foot | Internal Driver Lamp-Style Retrofit Kits (UL Type B) | Standard | FALSE | [9 empty] | 42389 |  |  | NotYetVerified | Internal Driver | 3 | 2299 | 134.4 | 17.1 | 15.61 | 0.9 | 4976 | 83
P1W2VWQK | ECO Lighting Solutions | ECO | ECO-T8-18W1200 BIXX Ballast Compatible LED Tube [4500K] | Linear Replacement Lamp | Four-Foot | Dual Mode Internal Driver (UL Type A and Type B) | Standard | FALSE | [9 empty] | 42389 |  |  | NotYetVerified | Internal driver; operates off existing fluorescent ballast | 3 | 2212 | 122.9 | 18 | 7.68 | 0.9928 | 4500 | 82.4
PWJPKS6F | ECO Lighting Solutions | ECO | ECO-T8-18W1200 BIXX [4500K Frosted] | Linear Replacement Lamp | Four-Foot | Internal Driver Lamp-Style Retrofit Kits (UL Type B) | Standard | FALSE | [9 empty] | 42389 |  |  | NotYetVerified | Internal Driver | 3 | 2050 | 105.1 | 19.5 | 15.61 | 0.9 | 4500 | 80
PCQY3AB5 | ECO Lighting Solutions | ECO | ECO-T8-15W1200 BIXX [4500K Frosted] | Linear Replacement Lamp | Four-Foot | Internal Driver Lamp-Style Retrofit Kits (UL Type B) | Standard | FALSE | [9 empty] | 42389 |  |  | NotYetVerified |  | 3 | 1850 | 130 | 14 |  | 0.9 | 4500 | 70
PG3DYHPQ | ECO Lighting Solutions | ECO | ECO-T818W4FT plug and play LED tube [Frosted 4500K] | Linear Replacement Lamp | Four-Foot | Replacement Lamps (plug and play) (UL Type A) | Standard | FALSE | [9 empty] | 42389 |  |  | NotYetVerified |  | 3 | 2072 | 121.31 | 17.08 | 12.5 | 0.9156 | 4500 | 82.2
P4Q718VR | ECO Lighting Solutions | ECO | ECO-T816WFT plug and play LED tube [Frosted 4500K] | Linear Replacement Lamp | Four-Foot | Replacement Lamps (plug and play) (UL Type A) | Standard | FALSE | [9 empty] | 42389 |  |  | NotYetVerified | Nominal wattage 16W | 3 | 2072 | 121.31 | 17.08 | 20 | 0.9 | 4500 | 81.8
PBPEKWN5 | ECO Lighting Solutions | ECO | ECO-T8-13W1200 BIXX LED tube [4500K Frosted] | Linear Replacement Lamp | Four-Foot | Internal Driver Lamp-Style Retrofit Kits (UL Type B) | Standard | FALSE | [9 empty] | 42389 |  |  | NotYetVerified | Internal Driver | 3 | 1776 | 135.78 | 13.08 | 20 | 0.9 | 4500 | 80
PAUTQYAW | ECO Lighting Solutions | ECO | ECO-T8-15W1200 BIXX Ballast Compatible LED Tube [4000K Frosted] | Linear Replacement Lamp | Four-Foot | Dual Mode Internal Driver (UL Type A and Type B) | Standard | FALSE | [9 empty] | 42389 |  |  | NotYetVerified | Internal driver; operates off existing fluorescent ballast | 3 | 2040 | 120 | 17.7 | 8.75 | 0.9936 | 4000 | 81.6
PAR789UQ | ECO Lighting Solutions | ECO | ECO-T8-18W1200 BIXX [4000K Frosted] | Linear Replacement Lamp | Four-Foot | Internal Driver Lamp-Style Retrofit Kits (UL Type B) | Standard | FALSE | [9 empty] | 42389 |  |  | NotYetVerified |  | 3 | 2050 | 105.1 | 19.5 | 15.61 | 0.9 | 4000 | 80
P7VTQ7Z6 | ECO Lighting Solutions | ECO | ECO-T8-15W1200 BIXX [4000K Frosted] | Linear Replacement Lamp | Four-Foot | Internal Driver Lamp-Style Retrofit Kits (UL Type B) | Standard | FALSE | [9 empty] | 42389 |  |  | NotYetVerified |  | 3 | 1850 | 130 | 14 |  | 0.9 | 4000 | 70
PQXT9PHP | ECO Lighting Solutions | ECO | ECO-T818W4FT plug and play LED tube [Frosted 4000K] | Linear Replacement Lamp | Four-Foot | Replacement Lamps (plug and play) (UL Type A) | Standard | FALSE | [9 empty] | 42389 |  |  | NotYetVerified |  | 3 | 2072 | 121.31 | 17.08 | 12.5 | 0.9156 | 4000 | 82.2
P7UH6NKA | ECO Lighting Solutions | ECO | ECO-T816WFT plug and play LED tube [Frosted 4000K] | Linear Replacement Lamp | Four-Foot | Replacement Lamps (plug and play) (UL Type A) | Standard | FALSE | [9 empty] | 42389 |  |  | NotYetVerified | Nominal wattage 16W | 3 | 2072 | 121.31 | 17.08 | 20 | 0.9 | 4000 | 81.8
P92B9USV | ECO Lighting Solutions | ECO | ECO-T8-18W1200 BIXX Ballast Compatible LED Tube [3500K] | Linear Replacement Lamp | Four-Foot | Dual Mode Internal Driver (UL Type A and Type B) | Standard | FALSE | [9 empty] | 42389 |  |  | NotYetVerified | Internal driver; operates off existing fluorescent ballast | 3 | 2212 | 122.9 | 18 | 7.68 | 0.9928 | 3500 | 82.4
P2RD9S2B | ECO Lighting Solutions | ECO | ECO-T8-15W1200 BIXX Ballast Compatible LED Tube [3500K Frosted] | Linear Replacement Lamp | Four-Foot | Dual Mode Internal Driver (UL Type A and Type B) | Standard | FALSE | [9 empty] | 42389 |  |  | NotYetVerified | Internal driver; operates off existing fluorescent ballast | 3 | 2040 | 120 | 17.7 | 8.75 | 0.9936 | 3500 | 81.6
PXCX47KJ | ECO Lighting Solutions | ECO | ECO-T8-18W1200 BIXX [3500K Frosted] | Linear Replacement Lamp | Four-Foot | Internal Driver Lamp-Style Retrofit Kits (UL Type B) | Standard | FALSE | [9 empty] | 42389 |  |  | NotYetVerified | Internal Driver | 3 | 2000 | 102.6 | 19.5 | 15.61 | 0.9 | 3500 | 80
PSH9FFK3 | ECO Lighting Solutions | ECO | ECO-T8-15W1200 BIXX [3500K Frosted] | Linear Replacement Lamp | Four-Foot | Internal Driver Lamp-Style Retrofit Kits (UL Type B) | Standard | FALSE | [9 empty] | 42389 |  |  | NotYetVerified |  | 3 | 1750 | 130 | 14 |  | 0.9 | 3500 | 70
PJWWUWA4 | ECO Lighting Solutions | ECO | ECO-T818W4FT plug and play LED tube [Frosted 3500K] | Linear Replacement Lamp | Four-Foot | Replacement Lamps (plug and play) (UL Type A) | Standard | FALSE | [9 empty] | 42389 |  |  | NotYetVerified |  | 3 | 2072 | 121.31 | 17.08 | 12.5 | 0.9156 | 3500 | 82.2
PVQD4MKU | ECO Lighting Solutions | ECO | ECO-T816WFT plug and play LED tube [Frosted 3500K] | Linear Replacement Lamp | Four-Foot | Replacement Lamps (plug and play) (UL Type A) | Standard | FALSE | [9 empty] | 42389 |  |  | NotYetVerified | Nominal wattage 16W | 3 | 2072 | 121.31 | 17.08 | 20 | 0.9 | 3500 | 81.8
PD3UYKXZ | ECO Lighting Solutions | ECO | ECO-T8-18W1200 BIXX Ballast Compatible LED Tube [3000K] | Linear Replacement Lamp | Four-Foot | Dual Mode Internal Driver (UL Type A and Type B) | Standard | FALSE | [9 empty] | 42389 |  |  | NotYetVerified | Internal driver; operates off existing fluorescent ballast | 3 | 2212 | 122.9 | 18 | 7.68 | 0.9928 | 3000 | 82.4
PDEJ69GR | ECO Lighting Solutions | ECO | ECO-T8-15W1200 BIXX Ballast Compatible LED Tube [3000K Frosted] | Linear Replacement Lamp | Four-Foot | Dual Mode Internal Driver (UL Type A and Type B) | Standard | FALSE | [9 empty] | 42389 |  |  | NotYetVerified | Internal driver; operates off existing fluorescent ballast | 3 | 2040 | 120 | 17.7 | 8.75 | 0.9936 | 3000 | 81.6
PMCM2K2G | Anhui Sanan Technology Co. Ltd. | Lightera | T222W4-N-K06-50 | Linear Replacement Lamp | Four-Foot | Internal Driver Lamp-Style Retrofit Kits (UL Type B) | Standard | FALSE | [9 empty] | 42389 | Not Dimmable | Not Dimmable | No |  | 3 | 2200 | 100 | 22 | 20 | 0.9 | 5000 | 80
PK3VTKDJ | Anhui Sanan Technology Co. Ltd. | Lightera | T222W4-N-K05-50 | Linear Replacement Lamp | Four-Foot | Internal Driver Lamp-Style Retrofit Kits (UL Type B) | Standard | FALSE | [9 empty] | 42389 | Not Dimmable | Not Dimmable | No |  | 3 | 2200 | 100 | 22 | 20 | 0.9 | 5000 | 80
PGBMZYNF | Anhui Sanan Technology Co. Ltd. | Lightera | T222P4-N-K05-50 | Linear Replacement Lamp | Four-Foot | Internal Driver Lamp-Style Retrofit Kits (UL Type B) | Standard | FALSE | [9 empty] | 42389 | Not Dimmable | Not Dimmable | No |  | 3 | 2200 | 100 | 22 | 20 | 0.9 | 5000 | 80
PAG5GDSN | Anhui Sanan Technology Co. Ltd. | Lightera | T222P4-N-K06-50 | Linear Replacement Lamp | Four-Foot | Internal Driver Lamp-Style Retrofit Kits (UL Type B) | Standard | FALSE | [9 empty] | 42389 | Not Dimmable | Not Dimmable | No |  | 3 | 2200 | 100 | 22 | 20 | 0.9 | 5000 | 80
PQ5XXJJX | Anhui Sanan Technology Co. Ltd. | Lightera | T182W4-N-K06-50 | Linear Replacement Lamp | Four-Foot | Internal Driver Lamp-Style Retrofit Kits (UL Type B) | Standard | FALSE | [9 empty] | 42389 | Not Dimmable | Not Dimmable | No |  | 3 | 1800 | 100 | 18 | 20 | 0.9 | 5000 | 80
PHNYS58X | Anhui Sanan Technology Co. Ltd. | Lightera | T182W4-N-K05-50 | Linear Replacement Lamp | Four-Foot | Internal Driver Lamp-Style Retrofit Kits (UL Type B) | Standard | FALSE | [9 empty] | 42389 | Not Dimmable | Not Dimmable | No |  | 3 | 1800 | 100 | 18 | 20 | 0.9 | 5000 | 80
PJXJXBPV | Anhui Sanan Technology Co. Ltd. | Lightera | T222W4-N-K06-40 | Linear Replacement Lamp | Four-Foot | Internal Driver Lamp-Style Retrofit Kits (UL Type B) | Standard | FALSE | [9 empty] | 42389 | Not Dimmable | Not Dimmable | No |  | 3 | 2200 | 100 | 22 | 20 | 0.9 | 4000 | 80
P8YRD6UV | Anhui Sanan Technology Co. Ltd. | Lightera | T222P4-N-K06-40 | Linear Replacement Lamp | Four-Foot | Internal Driver Lamp-Style Retrofit Kits (UL Type B) | Standard | FALSE | [9 empty] | 42389 | Not Dimmable | Not Dimmable | No |  | 3 | 2200 | 100 | 22 | 20 | 0.9 | 4000 | 80
PV3RCS9S | Anhui Sanan Technology Co. Ltd. | Lightera | T182W4-N-K06-40 | Linear Replacement Lamp | Four-Foot | Internal Driver Lamp-Style Retrofit Kits (UL Type B) | Standard | FALSE | [9 empty] | 42389 | Not Dimmable | Not Dimmable | No |  | 3 | 1800 | 100 | 18 | 20 | 0.9 | 4000 | 80
PZ7311XX | Jubilee International INC | Jubilee | Tube-4FT-18W-3K-BCF-JLL | Linear Replacement Lamp | Four-Foot | Replacement Lamps (plug and play) (UL Type A) | Standard | TRUE | 1824.6 | 103.14 | 17.69 | 5.8 | 0.983 | 3010 | 81.2 | 5 | 50000 | 42388 |  |  | No |  | 3 | 1750 | 116.6667 | 17.69 | 15 | 0.9 | 3000 | 81
PJ397QDG | A Plus Lighting LLC | A Plus Lighting | AP-T84-18-WW-01-2C-C | Linear Replacement Lamp | Four-Foot | Replacement Lamps (plug and play) (UL Type A) | Standard | TRUE | 2384 | 128.73 | 18.52 | 12.15 | 0.9054 | 2873 | 81.4 | 5 | 50000 | 42388 |  |  | NotYetVerified |  | 3.1 | 2384 | 128.73 | 18.52 | 12.15 | 0.9054 | 3000 | 81.4
PE6CQ7SF | A Plus Lighting LLC | A Plus Lighting | AP-T84-22-WW-01-2C-C | Linear Replacement Lamp | Four-Foot | Replacement Lamps (plug and play) (UL Type A) | Standard | TRUE | 2782 | 123.43 | 22.54 | 15.42 | 0.9038 | 2896 | 81.9 | 5 | 50000 | 42388 |  |  | NotYetVerified |  | 3.1 | 2782 | 123.43 | 22.54 | 15.42 | 0.9038 | 3000 | 81.9
PH9XAGN8 | A Plus Lighting LLC | A Plus Lighting | AP-T84-22-WW-01-2C-F | Linear Replacement Lamp | Four-Foot | Replacement Lamps (plug and play) (UL Type A) | Standard | TRUE | 2381 | 105.96 | 22.47 | 15.02 | 0.9031 | 2915 | 82.3 | 5 | 50000 | 42388 |  |  | NotYetVerified |  | 3 | 2381 | 105.96 | 22.47 | 15.02 | 0.9031 | 3000 | 82.3
PFVCJWHZ | A Plus Lighting LLC | A Plus Lighting | AP-T84-18-WW-01-2C-F | Linear Replacement Lamp | Four-Foot | Replacement Lamps (plug and play) (UL Type A) | Standard | TRUE | 2025 | 110.35 | 18.35 | 18.74 | 0.9021 | 2889 | 81.9 | 5 | 50000 | 42388 |  |  | NotYetVerified |  | 3.1 | 2025 | 110.35 | 18.35 | 18.74 | 0.902 | 3000 | 81.9
PUBCRY38 | LED Dimensions LLC | LED Dimensions | LED-GT84F15W-AC30KF | Linear Replacement Lamp | Four-Foot | Internal Driver Lamp-Style Retrofit Kits (UL Type B) | Standard | TRUE | 1782.3 | 122.92 | 14.5 | 18.7 | 0.9 | 2967 | 80.8 | 5 | 50000 | 42388 |  |  | No |  | 3 | 1750 | 116.67 | 15 | 15 | 0.9 | 3000 | 81
P7778GZW | LED Dimensions LLC | LED Dimensions | LED-GT84F15W-AC50KF | Linear Replacement Lamp | Four-Foot | Internal Driver Lamp-Style Retrofit Kits (UL Type B) | Standard | FALSE | [9 empty] | 42388 |  |  | No |  | 3 | 1900 | 116.67 | 15 | 15 | 0.9 | 5000 | 81
PMJRHKCQ | LED Dimensions LLC | LED Dimensions | LED-GT84F15W-AC40KF | Linear Replacement Lamp | Four-Foot | Internal Driver Lamp-Style Retrofit Kits (UL Type B) | Standard | FALSE | [9 empty] | 42388 |  |  | No |  | 3 | 1900 | 116.67 | 15 | 15 | 0.9 | 4000 | 81
P4X17BMC | Jubilee International INC | Jubilee | Tube-4FT-18W-5K-BCF-JLL | Linear Replacement Lamp | Four-Foot | Replacement Lamps (plug and play) (UL Type A) | Standard | FALSE | [9 empty] | 42388 | Not Dimmable | Not Dimmable | No |  | 3 | 1900 | 126.6667 | 17.69 | 15 | 0.9 | 5000 | 81
P6TZTBAG | Jubilee International INC | Jubilee | Tube-4FT-18W-4K-BCF-JLL | Linear Replacement Lamp | Four-Foot | Replacement Lamps (plug and play) (UL Type A) | Standard | FALSE | [9 empty] | 42388 | Not Dimmable | Not Dimmable | No |  | 3 | 1900 | 126.6667 | 17.69 | 15 | 0.9 | 4000 | 81
P7H4YY3U | A Plus Lighting LLC | A Plus Lighting | AP-T84-18-KW-01-2C-F | Linear Replacement Lamp | Four-Foot | Replacement Lamps (plug and play) (UL Type A) | Standard | FALSE | [9 empty] | 42388 | Not Dimmable | Not Dimmable | NotYetVerified |  | 3.1 | 2087 | 112.26 | 18.59 | 18.43 | 0.9015 | 5000 | 83.1
P4N7G1JJ | A Plus Lighting LLC | A Plus Lighting | AP-T84-22-KW-01-2C-C | Linear Replacement Lamp | Four-Foot | Replacement Lamps (plug and play) (UL Type A) | Standard | FALSE | [9 empty] | 42388 | Not Dimmable | Not Dimmable | NotYetVerified |  | 3.1 | 2839 | 124.57 | 22.79 | 15.39 | 0.9069 | 5000 | 83
P2A5BYQS | A Plus Lighting LLC | A Plus Lighting | AP-T84-18-KW-01-2C-C | Linear Replacement Lamp | Four-Foot | Replacement Lamps (plug and play) (UL Type A) | Standard | FALSE | [9 empty] | 42388 | Not Dimmable | Not Dimmable | NotYetVerified |  | 3.1 | 2431 | 130.49 | 18.63 | 12.01 | 0.9022 | 5000 | 83
P2DMGESX | A Plus Lighting LLC | A Plus Lighting | AP-T84-22-KW-01-2C-F | Linear Replacement Lamp | Four-Foot | Replacement Lamps (plug and play) (UL Type A) | Standard | FALSE | [9 empty] | 42388 | Not Dimmable | Not Dimmable | NotYetVerified |  | 3 | 2462 | 108.75 | 22.64 | 14.87 | 0.9058 | 5000 | 82.8
P6GT84G6 | A Plus Lighting LLC | A Plus Lighting | AP-T84-22-NW-01-2C-F | Linear Replacement Lamp | Four-Foot | Replacement Lamps (plug and play) (UL Type A) | Standard | FALSE | [9 empty] | 42388 | Not Dimmable | Not Dimmable | NotYetVerified |  | 3 | 2381 | 105.96 | 22.47 | 15.02 | 0.9031 | 4000 | 82.3
P2Q31HEG | A Plus Lighting LLC | A Plus Lighting | AP-T84-18-NW-01-2C-F | Linear Replacement Lamp | Four-Foot | Replacement Lamps (plug and play) (UL Type A) | Standard | FALSE | [9 empty] | 42388 | Not Dimmable | Not Dimmable | NotYetVerified |  | 3.1 | 2025 | 110.35 | 18.35 | 18.74 | 0.902 | 4000 | 81.9
PH8W9PBB | A Plus Lighting LLC | A Plus Lighting | AP-T84-22-NW-01-2C-C | Linear Replacement Lamp | Four-Foot | Replacement Lamps (plug and play) (UL Type A) | Standard | FALSE | [9 empty] | 42388 | Not Dimmable | Not Dimmable | NotYetVerified |  | 3.1 | 2782 | 123.43 | 22.54 | 15.42 | 0.9038 | 4000 | 81.9
PEK7X4H1 | A Plus Lighting LLC | A Plus Lighting | AP-T84-18-NW-01-2C-C | Linear Replacement Lamp | Four-Foot | Replacement Lamps (plug and play) (UL Type A) | Standard | FALSE | [9 empty] | 42388 | Not Dimmable | Not Dimmable | NotYetVerified |  | 3.1 | 2384 | 128.73 | 18.52 | 12.15 | 0.9054 | 4000 | 81.4
PSUDFYB5 | Intelligent Energy Optimizers LLC | Intelligent Energy Optimizers LLC | OptieoLED22W(5000K) | Linear Replacement Lamp | Four-Foot | Internal Driver Lamp-Style Retrofit Kits (UL Type B) | Standard | TRUE | 2976 | 132.68 | 22.43 | 17.15 | 0.9053 | 4932 | 85.2 |  |  | 42384 |  |  | No |  | 3 | 2976 | 132.68 | 22.43 | 17.15 | 0.9053 | 5000 | 85.2
PN7HK1ED | Intelligent Energy Optimizers LLC | Intelligent Energy Optimizers LLC | OptieoLED22W(3000K) | Linear Replacement Lamp | Four-Foot | Internal Driver Lamp-Style Retrofit Kits (UL Type B) | Standard | TRUE | 2863 | 126.79 | 22.58 | 17.09 | 0.9048 | 3021 | 82.7 | 5 | 50000 | 42384 |  |  | No |  | 3.1 | 2863 | 126.79 | 22.58 | 17.09 | 0.9048 | 3000 | 82.7
PV8XUT2P | Intelligent Energy Optimizers LLC | Intelligent Energy Optimizers LLC | OptieoLED22W(4500K) | Linear Replacement Lamp | Four-Foot | Internal Driver Lamp-Style Retrofit Kits (UL Type B) | Standard | FALSE | [9 empty] | 42384 |  |  | No |  | 3 | 2863 | 126.79 | 22.58 | 17.09 | 0.9048 | 4500 | 82.7
PNH98Z2B | Intelligent Energy Optimizers LLC | Intelligent Energy Optimizers LLC | OptieoLED22W(4000K) | Linear Replacement Lamp | Four-Foot | Internal Driver Lamp-Style Retrofit Kits (UL Type B) | Standard | FALSE | [9 empty] | 42384 |  |  | No |  | 3 | 2863 | 126.79 | 22.58 | 17.09 | 0.9048 | 4000 | 82.7
P5RQTZNX | Intelligent Energy Optimizers LLC | Intelligent Energy Optimizers LLC | OptieoLED22W(3500K) | Linear Replacement Lamp | Four-Foot | Internal Driver Lamp-Style Retrofit Kits (UL Type B) | Standard | FALSE | [9 empty] | 42384 |  |  | No |  | 3 | 2863 | 126.79 | 22.58 | 17.09 | 0.9048 | 3500 | 82.7
PBTT518Y | Topaz Lighting Corp. | Topaz | L4T8E/830/13/F/G5-70 | Linear Replacement Lamp | Four-Foot | Replacement Lamps (plug and play) (UL Type A) | Standard | TRUE | 1779 | 101.7 | 17.5 | 13.71 | 0.9661 | 2979 | 83.5 | 5 | 50000 | 42383 |  |  | No |  | 3 | 1600 | 100 | 16 | 20 | 0.9 | 3000 | 83
PZ3KUSPQ | Topaz Lighting Corp. | Topaz | L4T8E/830/15/F/G5-70 | Linear Replacement Lamp | Four-Foot | Replacement Lamps (plug and play) (UL Type A) | Standard | TRUE | 1961.907 | 97.491 | 20.124 | 7.47 | 0.9608 | 2930 | 81.6 | 5 | 50000 | 42383 |  |  | NotYetVerified | Internal Driver; operates off existing fluorescent ballast | 3 | 1800 | 100 | 18 | 7.47 | 0.995 | 3000 | 81
PT8Y2ZK4 | DH Lighting (Shenzhen) Co. Ltd | DH | T8-F12B1830P2H34 | Linear Replacement Lamp | Four-Foot | Internal Driver Lamp-Style Retrofit Kits (UL Type B) | Standard | TRUE | 1786.4 | 100.7 | 17.74 | 11.98 | 0.954 | 2872 | 83.8 | 5 | 50000 | 42383 |  |  | NotYetVerified |  | 3 | 1800 | 100 | 18 | 15 | 0.9 | 3000 | 80
P7Y4ZG24 | DH Lighting (Shenzhen) Co. Ltd | DH | T8-F12B1830P1H34 | Linear Replacement Lamp | Four-Foot | Internal Driver Lamp-Style Retrofit Kits (UL Type B) | Standard | TRUE | 1910.8 | 110.355 | 17.32 | 11.96 | 0.954 | 3038 | 82.4 | 5 | 50000 | 42383 |  |  | NotYetVerified |  | 3 | 1800 | 100 | 18 | 15 | 0.9 | 3000 | 80
PBGWZ8QF | Ampco Lighting Ltd | Ampco | T8GEB-48-UV-17-3-FCZ | Linear Replacement Lamp | Four-Foot | Replacement Lamps (plug and play) (UL Type A) | Standard | TRUE | 1864 | 104.19 | 17.89 | 14.28 | 0.9083 | 2958 | 83.1 | 5 | 50000 | 42383 |  |  | No |  | 3 | 1876 | 104.34 | 17.98 | 14.28 | 0.9083 | 3000 | 83.1
PQV27ETM | Green Lumens | Green Lumens | GL-T8-1200NFM(L40K120CGSS) | Linear Replacement Lamp | Four-Foot | Internal Driver Lamp-Style Retrofit Kits (UL Type B) | Standard | TRUE | 2147 | 143.42 | 14.97 | 15.36 | 0.9057 | 3909 | 82.5 | 5 | 50000 | 42383 |  |  | NotYetVerified |  | 3.1 | 2147 | 143.42 | 14.97 | 15.36 | 0.9057 | 4000 | 82.5
PTVWC9D3 | Ampco Lighting Ltd | Ampco | T8GEB-48-UV-14-3-FCZ | Linear Replacement Lamp | Four-Foot | Replacement Lamps (plug and play) (UL Type A) | Standard | TRUE | 1652 | 108.61 | 15.21 | 16.37 | 0.9049 | 2873 | 82.5 | 5 | 50000 | 42383 |  |  | No |  | 3.1 | 1657 | 109.3 | 15.16 | 16.37 | 0.9049 | 3000 | 82.5
PA42APYZ | Ampco Lighting Ltd | Ampco | T8GEB-48-UV-12-3-FDD | Linear Replacement Lamp | Four-Foot | Replacement Lamps (plug and play) (UL Type A) | Standard | TRUE | 1606 | 111.6 | 14.39 | 9.53 | 0.9043 | 2920 | 83 | 5 | 50000 | 42383 |  |  | No |  | 3.1 | 1608 | 112.06 | 14.35 | 9.53 | 0.9043 | 3000 | 83
P7PNQMPG | Ampco Lighting Ltd | Ampco | T8GH-48-UV-17-3-FCZ | Linear Replacement Lamp | Four-Foot | Internal Driver Lamp-Style Retrofit Kits (UL Type B) | Standard | TRUE | 1951 | 108.63 | 17.96 | 11.35 | 0.9036 | 2898 | 81 | 5 | 50000 | 42383 |  |  | No |  | 3.1 | 1956 | 110.32 | 17.73 | 11.35 | 0.9036 | 3000 | 81
PARTGYMW | Ampco Lighting Ltd | Ampco | T8GEB-48-UV-14-3-FDD | Linear Replacement Lamp | Four-Foot | Replacement Lamps (plug and play) (UL Type A) | Standard | TRUE | 1642 | 100.67 | 16.31 | 8.72 | 0.9031 | 2968 | 82.9 | 5 | 50000 | 42383 |  |  | No |  | 3 | 1655 | 100.98 | 16.39 | 8.72 | 0.9031 | 3000 | 82.9
PFYMRUNY | Ampco Lighting Ltd | Ampco | T8GEB-48-UV-17-3-FDD | Linear Replacement Lamp | Four-Foot | Replacement Lamps (plug and play) (UL Type A) | Standard | TRUE | 1847 | 100.27 | 18.42 | 7.31 | 0.9023 | 2952 | 83.1 | 5 | 50000 | 42383 |  |  | No |  | 3 | 1847 | 100.27 | 18.42 | 7.31 | 0.9023 | 3000 | 83.1
PDX3TMCH | Ampco Lighting Ltd | Ampco | T8GH-48-UV-14-3-FCZ | Linear Replacement Lamp | Four-Foot | Internal Driver Lamp-Style Retrofit Kits (UL Type B) | Standard | TRUE | 1669 | 108.8 | 15.34 | 16.29 | 0.9019 | 2912 | 80 | 5 | 50000 | 42383 |  |  | No |  | 3.1 | 1657 | 109.45 | 15.14 | 16.29 | 0.9019 | 3000 | 80.8
PH3YN582 | Topaz Lighting Corp. | Topaz | L4T8E/850/13/F/G5-70 | Linear Replacement Lamp | Four-Foot | Replacement Lamps (plug and play) (UL Type A) | Standard | FALSE | [9 empty] | 42383 |  |  | No |  | 3 | 1750 | 100 | 18 | 6.92 | 0.956 | 5000 | 82
PVCQYSY4 | Topaz Lighting Corp. | Topaz | L4T8E/850/15/F/G5-70 | Linear Replacement Lamp | Four-Foot | Replacement Lamps (plug and play) (UL Type A) | Standard | FALSE | [9 empty] | 42383 |  |  | NotYetVerified |  | 3 | 2000 | 100 | 18 | 7.47 | 0.995 | 5000 | 81
PE8DUHBY | Topaz Lighting Corp. | Topaz | L4T8E/840/13/F/G5-70 | Linear Replacement Lamp | Four-Foot | Replacement Lamps (plug and play) (UL Type A) | Standard | FALSE | [9 empty] | 42383 |  |  | No |  | 3 | 1700 | 106.3 | 16 | 20 | 0.9 | 4000 | 83
P3Q2DAUD | Topaz Lighting Corp. | Topaz | L4T8E/840/15/F/G5-70 | Linear Replacement Lamp | Four-Foot | Replacement Lamps (plug and play) (UL Type A) | Standard | FALSE | [9 empty] | 42383 |  |  | NotYetVerified |  | 3 | 1900 | 100 | 18 | 7.47 | 0.995 | 4000 | 81
PA68M2WC | Topaz Lighting Corp. | Topaz | L4T8E/835/13/F/G5-70 | Linear Replacement Lamp | Four-Foot | Replacement Lamps (plug and play) (UL Type A) | Standard | FALSE | [9 empty] | 42383 |  |  | No |  | 3 | 1650 | 103.1 | 16 | 20 | 0.9 | 3500 | 83
PHU7UEA5 | Topaz Lighting Corp. | Topaz | L4T8E/835/15/F/G5-70 | Linear Replacement Lamp | Four-Foot | Replacement Lamps (plug and play) (UL Type A) | Standard | FALSE | [9 empty] | 42383 |  |  | NotYetVerified |  | 3 | 1850 | 100 | 18 | 7.47 | 0.995 | 3500 | 81
P4G3UF6S | Green Lumens | Green Lumens | GL-T8-1200NFM(L45K120CGSS) | Linear Replacement Lamp | Four-Foot | Internal Driver Lamp-Style Retrofit Kits (UL Type B) | Standard | FALSE | [9 empty] | 42383 |  |  | NotYetVerified |  | 3.1 | 2173 | 144.29 | 15.06 | 15.37 | 0.9037 | 4500 | 82.4
PZMFRB38 | DH Lighting (Shenzhen) Co. Ltd | DH | T8-F12B1850P1H34 | Linear Replacement Lamp | Four-Foot | Internal Driver Lamp-Style Retrofit Kits (UL Type B) | Standard | FALSE | [9 empty] | 42383 |  |  | NotYetVerified |  | 3 | 1800 | 100 | 18 | 15 | 0.9 | 5000 | 80
PGZC9YRR | DH Lighting (Shenzhen) Co. Ltd | DH | T8-F12B1850P2H34 | Linear Replacement Lamp | Four-Foot | Internal Driver Lamp-Style Retrofit Kits (UL Type B) | Standard | FALSE | [9 empty] | 42383 |  |  | NotYetVerified |  | 3 | 1800 | 100 | 18 | 15 | 0.9 | 5000 | 80
PV3QZY8T | DH Lighting (Shenzhen) Co. Ltd | DH | T8-F12B1840P1H34 | Linear Replacement Lamp | Four-Foot | Internal Driver Lamp-Style Retrofit Kits (UL Type B) | Standard | FALSE | [9 empty] | 42383 |  |  | NotYetVerified |  | 3 | 1800 | 100 | 18 | 15 | 0.9 | 4000 | 80
PN1NFQFG | DH Lighting (Shenzhen) Co. Ltd | DH | T8-F12B1840P2H34 | Linear Replacement Lamp | Four-Foot | Internal Driver Lamp-Style Retrofit Kits (UL Type B) | Standard | FALSE | [9 empty] | 42383 |  |  | NotYetVerified |  | 3 | 1800 | 100 | 18 | 15 | 0.9 | 4000 | 80
PQRSSGV9 | Ampco Lighting Ltd | Ampco | T8GEB-48-UV-12-5-FDD | Linear Replacement Lamp | Four-Foot | Replacement Lamps (plug and play) (UL Type A) | Standard | FALSE | [9 empty] | 42383 | Not Dimmable | Not Dimmable | No |  | 3.1 | 1618 | 114.18 | 14.17 | 9.68 | 0.9059 | 5000 | 84
P9G2USW9 | Ampco Lighting Ltd | Ampco | T8GEB-48-UV-17-5-FDD | Linear Replacement Lamp | Four-Foot | Replacement Lamps (plug and play) (UL Type A) | Standard | FALSE | [9 empty] | 42383 | Not Dimmable | Not Dimmable | No |  | 3 | 1895 | 103.05 | 18.39 | 7.33 | 0.9051 | 5000 | 83.4
PRRGTRGK | Ampco Lighting Ltd | Ampco | T8GEB-48-UV-14-5-FDD | Linear Replacement Lamp | Four-Foot | Replacement Lamps (plug and play) (UL Type A) | Standard | FALSE | [9 empty] | 42383 | Not Dimmable | Not Dimmable | No |  | 3 | 1694 | 103.23 | 16.41 | 8.39 | 0.9044 | 5000 | 83.2
PEFJUU18 | Ampco Lighting Ltd | Ampco | T8GH-48-UV-17-5-FCZ | Linear Replacement Lamp | Four-Foot | Internal Driver Lamp-Style Retrofit Kits (UL Type B) | Standard | FALSE | [9 empty] | 42383 | Not Dimmable | Not Dimmable | No |  | 3.1 | 2015 | 112.89 | 17.85 | 11.95 | 0.9043 | 5000 | 82.5
P64VSC35 | Ampco Lighting Ltd | Ampco | T8GH-48-UV-14-5-FCZ | Linear Replacement Lamp | Four-Foot | Internal Driver Lamp-Style Retrofit Kits (UL Type B) | Standard | FALSE | [9 empty] | 42383 | Not Dimmable | Not Dimmable | No |  | 3.1 | 1703 | 111.16 | 15.32 | 16.48 | 0.9074 | 5000 | 82.4
P8KMU24X | Ampco Lighting Ltd | Ampco | T8GEB-48-UV-14-5-FCZ | Linear Replacement Lamp | Four-Foot | Replacement Lamps (plug and play) (UL Type A) | Standard | FALSE | [9 empty] | 42383 | Not Dimmable | Not Dimmable | No |  | 3.1 | 1825 | 116.09 | 15.72 | 16.04 | 0.9041 | 5000 | 82.3
PUQ8DBGU | Ampco Lighting Ltd | Ampco | T8GEB-48-UV-17-5-FCZ | Linear Replacement Lamp | Four-Foot | Replacement Lamps (plug and play) (UL Type A) | Standard | FALSE | [9 empty] | 42383 | Not Dimmable | Not Dimmable | No |  | 3 | 2007 | 108.96 | 18.42 | 13.46 | 0.9087 | 5000 | 81.9
PQT7MKGM | Ampco Lighting Ltd | Ampco | T8GEB-48-UV-17-45-FCZ | Linear Replacement Lamp | Four-Foot | Replacement Lamps (plug and play) (UL Type A) | Standard | FALSE | [9 empty] | 42383 | Not Dimmable | Not Dimmable | No |  | 3 | 1876 | 104.34 | 17.98 | 14.28 | 0.9083 | 4500 | 83.1
P9FPZ8J1 | Ampco Lighting Ltd | Ampco | T8GEB-48-UV-17-45-FDD | Linear Replacement Lamp | Four-Foot | Replacement Lamps (plug and play) (UL Type A) | Standard | FALSE | [9 empty] | 42383 | Not Dimmable | Not Dimmable | No |  | 3 | 1847 | 100.27 | 18.42 | 7.31 | 0.9023 | 4500 | 83.1
P75V3GK2 | Ampco Lighting Ltd | Ampco | T8GEB-48-UV-12-45-FDD | Linear Replacement Lamp | Four-Foot | Replacement Lamps (plug and play) (UL Type A) | Standard | FALSE | [9 empty] | 42383 | Not Dimmable | Not Dimmable | No |  | 3.1 | 1608 | 112.06 | 14.35 | 9.53 | 0.9043 | 4500 | 83
P9GHFP8R | Ampco Lighting Ltd | Ampco | T8GEB-48-UV-14-45-FDD | Linear Replacement Lamp | Four-Foot | Replacement Lamps (plug and play) (UL Type A) | Standard | FALSE | [9 empty] | 42383 | Not Dimmable | Not Dimmable | No |  | 3 | 1655 | 100.98 | 16.39 | 8.72 | 0.9031 | 4500 | 82.9
PJFCEX3V | Ampco Lighting Ltd | Ampco | T8GEB-48-UV-14-45-FCZ | Linear Replacement Lamp | Four-Foot | Replacement Lamps (plug and play) (UL Type A) | Standard | FALSE | [9 empty] | 42383 | Not Dimmable | Not Dimmable | No |  | 3.1 | 1657 | 109.3 | 15.16 | 16.37 | 0.9049 | 4500 | 82.5
P66QPQXW | Ampco Lighting Ltd | Ampco | T8GH-48-UV-17-45-FCZ | Linear Replacement Lamp | Four-Foot | Internal Driver Lamp-Style Retrofit Kits (UL Type B) | Standard | FALSE | [9 empty] | 42383 | Not Dimmable | Not Dimmable | No |  | 3.1 | 1956 | 110.32 | 17.73 | 11.35 | 0.9036 | 4500 | 81
PV27D8XW | Ampco Lighting Ltd | Ampco | T8GH-48-UV-14-45-FCZ | Linear Replacement Lamp | Four-Foot | Internal Driver Lamp-Style Retrofit Kits (UL Type B) | Standard | FALSE | [9 empty] | 42383 | Not Dimmable | Not Dimmable | No |  | 3.1 | 1657 | 109.45 | 15.14 | 16.29 | 0.9019 | 4500 | 80.8
P8N2N5DJ | Ampco Lighting Ltd | Ampco | T8GEB-48-UV-17-4-FCZ | Linear Replacement Lamp | Four-Foot | Replacement Lamps (plug and play) (UL Type A) | Standard | FALSE | [9 empty] | 42383 | Not Dimmable | Not Dimmable | No |  | 3 | 1876 | 104.34 | 17.98 | 14.28 | 0.9083 | 4000 | 83.1
PRYTJKVA | Ampco Lighting Ltd | Ampco | T8GEB-48-UV-17-4-FDD | Linear Replacement Lamp | Four-Foot | Replacement Lamps (plug and play) (UL Type A) | Standard | FALSE | [9 empty] | 42383 | Not Dimmable | Not Dimmable | No |  | 3 | 1847 | 100.27 | 18.42 | 7.31 | 0.9023 | 4000 | 83.1
PMBA8P66 | Ampco Lighting Ltd | Ampco | T8GEB-48-UV-12-4-FDD | Linear Replacement Lamp | Four-Foot | Replacement Lamps (plug and play) (UL Type A) | Standard | FALSE | [9 empty] | 42383 | Not Dimmable | Not Dimmable | No |  | 3.1 | 1608 | 112.06 | 14.35 | 9.53 | 0.9043 | 4000 | 83
PVB934CC | Ampco Lighting Ltd | Ampco | T8GEB-48-UV-14-4-FDD | Linear Replacement Lamp | Four-Foot | Replacement Lamps (plug and play) (UL Type A) | Standard | FALSE | [9 empty] | 42383 | Not Dimmable | Not Dimmable | No |  | 3 | 1655 | 100.98 | 16.39 | 8.72 | 0.9031 | 4000 | 82.9
PV863T28 | Ampco Lighting Ltd | Ampco | T8GEB-48-UV-14-4-FCZ | Linear Replacement Lamp | Four-Foot | Replacement Lamps (plug and play) (UL Type A) | Standard | FALSE | [9 empty] | 42383 | Not Dimmable | Not Dimmable | No |  | 3.1 | 1657 | 109.3 | 15.16 | 16.37 | 0.9049 | 4000 | 82.5
PN51JUGT | Ampco Lighting Ltd | Ampco | T8GH-48-UV-17-4-FCZ | Linear Replacement Lamp | Four-Foot | Internal Driver Lamp-Style Retrofit Kits (UL Type B) | Standard | FALSE | [9 empty] | 42383 | Not Dimmable | Not Dimmable | No |  | 3.1 | 1956 | 110.32 | 17.73 | 11.35 | 0.9036 | 4000 | 81
P52HK37A | Ampco Lighting Ltd | Ampco | T8GH-48-UV-14-4-FCZ | Linear Replacement Lamp | Four-Foot | Internal Driver Lamp-Style Retrofit Kits (UL Type B) | Standard | FALSE | [9 empty] | 42383 | Not Dimmable | Not Dimmable | No |  | 3.1 | 1657 | 109.45 | 15.14 | 16.29 | 0.9019 | 4000 | 80.8
PC9CGBJA | Ampco Lighting Ltd | Ampco | T8GEB-48-UV-17-35-FCZ | Linear Replacement Lamp | Four-Foot | Replacement Lamps (plug and play) (UL Type A) | Standard | FALSE | [9 empty] | 42383 | Not Dimmable | Not Dimmable | No |  | 3 | 1876 | 104.34 | 17.98 | 14.28 | 0.9083 | 3500 | 83.1
PC4Y3CSW | Ampco Lighting Ltd | Ampco | T8GEB-48-UV-17-35-FDD | Linear Replacement Lamp | Four-Foot | Replacement Lamps (plug and play) (UL Type A) | Standard | FALSE | [9 empty] | 42383 | Not Dimmable | Not Dimmable | No |  | 3 | 1847 | 100.27 | 18.42 | 7.31 | 0.9023 | 3500 | 83.1
P578ZZBF | Ampco Lighting Ltd | Ampco | T8GEB-48-UV-12-35-FDD | Linear Replacement Lamp | Four-Foot | Replacement Lamps (plug and play) (UL Type A) | Standard | FALSE | [9 empty] | 42383 | Not Dimmable | Not Dimmable | No |  | 3.1 | 1608 | 112.06 | 14.35 | 9.53 | 0.9043 | 3500 | 83
PBDGBVPC | Ampco Lighting Ltd | Ampco | T8GEB-48-UV-14-35-FDD | Linear Replacement Lamp | Four-Foot | Replacement Lamps (plug and play) (UL Type A) | Standard | FALSE | [9 empty] | 42383 | Not Dimmable | Not Dimmable | No |  | 3 | 1655 | 100.98 | 16.39 | 8.72 | 0.9031 | 3500 | 82.9
PK52T654 | Ampco Lighting Ltd | Ampco | T8GEB-48-UV-14-35-FCZ | Linear Replacement Lamp | Four-Foot | Replacement Lamps (plug and play) (UL Type A) | Standard | FALSE | [9 empty] | 42383 | Not Dimmable | Not Dimmable | No |  | 3.1 | 1657 | 109.3 | 15.16 | 16.37 | 0.9049 | 3500 | 82.5
PZW6WT8Y | Ampco Lighting Ltd | Ampco | T8GH-48-UV-17-35-FCZ | Linear Replacement Lamp | Four-Foot | Internal Driver Lamp-Style Retrofit Kits (UL Type B) | Standard | FALSE | [9 empty] | 42383 | Not Dimmable | Not Dimmable | No |  | 3.1 | 1956 | 110.32 | 17.73 | 11.35 | 0.9036 | 3500 | 81
PS922XMV | Ampco Lighting Ltd | Ampco | T8GH-48-UV-14-35-FCZ | Linear Replacement Lamp | Four-Foot | Internal Driver Lamp-Style Retrofit Kits (UL Type B) | Standard | FALSE | [9 empty] | 42383 | Not Dimmable | Not Dimmable | No |  | 3.1 | 1657 | 109.45 | 15.14 | 16.29 | 0.9019 | 3500 | 80.8
P19QZR9V | Luminance | Lumin | L7550-3K | Linear Replacement Lamp | Four-Foot | Replacement Lamps (plug and play) (UL Type A) | Standard | TRUE | 1870 | 111.2 | 16.82 | 11.02 | 0.9769 | 3071 | 84.6 | 5 | 50000 | 42382 |  |  | No |  | 3 | 1800 | 105 | 17 | 20 | 0.9 | 3000 | 82
PDWX3G6U | Wen Lighting | WEN | WEN-T8-4FT-18WF(3000K) | Linear Replacement Lamp | Four-Foot | Internal Driver Lamp-Style Retrofit Kits (UL Type B) | Standard | TRUE | 1831 | 105.96 | 17.28 | 18.68 | 0.9672 | 2997 | 82.4 | 5 | 50000 | 42382 |  |  | NotYetVerified |  | 3 | 1821 | 106.12 | 17.16 | 18.68 | 0.9704 | 3000 | 82.4
PXU2KNJM | US LED | Star-T10 | ST1-3-UNV-4-B-30 | Linear Replacement Lamp | Four-Foot | Internal Driver Lamp-Style Retrofit Kits (UL Type B) | Standard | TRUE | 1925.5 | 128.8 | 14.95 | 22.5 | 0.92 | 3096 | 82.2 | 5 | 50000 | 42382 |  |  | No |  | 3 | 2000 | 120 | 14.7 | 22.5 | 0.923 | 3000 | 80
PP727UZ8 | Lighting Science Group Corp. | Lighting Science Professional | LSPro T8 DWR WW 48 18W FR GL BX | Linear Replacement Lamp | Four-Foot | Internal Driver Lamp-Style Retrofit Kits (UL Type B) | Standard | TRUE | 2028.3 | 118.82 | 17.07 | 17.3 | 0.92 | 2978 | 80.9 | 5 | 50000 | 42382 |  |  | No |  | 3 | 2000 | 111.1 | 18 | 15 | 0.9 | 3000 | 81
P2CXPU9P | Wen Lighting | WEN | WEN-T8-4FT-18WC(3000K) | Linear Replacement Lamp | Four-Foot | Internal Driver Lamp-Style Retrofit Kits (UL Type B) | Standard | TRUE | 2067 | 109.82 | 18.82 | 17.66 | 0.9173 | 2939 | 82.1 | 5 |  | 42382 |  |  | NotYetVerified | Internal Driver | 3 | 2000 | 109 | 18 |  | 0.9 | 3000 | 82
P31K6VSD | Wen Lighting | WEN | WEN-T8-4FT-22WC(3000K) | Linear Replacement Lamp | Four-Foot | Internal Driver Lamp-Style Retrofit Kits (UL Type B) | Standard | TRUE | 2349 | 105.03 | 22.37 | 18.36 | 0.9114 | 2935 | 81.8 | 5 |  | 42382 |  |  | NotYetVerified |  | 3 | 2300 | 105 | 22 |  | 0.9 | 3000 | 81
PQHYH9WF | LMS ENERGY | LMS energy | LMS-BCDW-18-T8(3000K) | Linear Replacement Lamp | Four-Foot | Dual Mode Internal Driver (UL Type A and Type B) | Standard | TRUE | 2030 | 110.63 | 18.42 | 19.93 | 0.9075 | 3109 | 83 | 5 | 50000 | 42382 |  |  | NotYetVerified |  | 3 | 2187 | 119.18 | 18.35 | 19.93 | 0.9075 | 3000 | 82.7
PWFKKN5F | Luminance | Lumin | L7550 | Linear Replacement Lamp | Four-Foot | Replacement Lamps (plug and play) (UL Type A) | Standard | FALSE | [9 empty] | 42382 |  |  | No |  | 3 | 1800 | 105 | 17 | 20 | 0.9 | 4000 | 82
PJ7U294P | US LED | Star-T10 | ST1-3-UNV-4-B-50 | Linear Replacement Lamp | Four-Foot | Internal Driver Lamp-Style Retrofit Kits (UL Type B) | Standard | FALSE | [9 empty] | 42382 |  |  | No |  | 3 | 2000 | 120 | 14.7 | 22.5 | 0.923 | 5000 | 80
PT687RPT | US LED | Star-T10 | ST1-3-UNV-4-B-40 | Linear Replacement Lamp | Four-Foot | Internal Driver Lamp-Style Retrofit Kits (UL Type B) | Standard | FALSE | [9 empty] | 42382 |  |  | No |  | 3 | 2000 | 120 | 14.7 | 22.5 | 0.923 | 4000 | 80
P3Y1A8NN | US LED | Star-T10 | ST1-3-UNV-4-B-35 | Linear Replacement Lamp | Four-Foot | Internal Driver Lamp-Style Retrofit Kits (UL Type B) | Standard | FALSE | [9 empty] | 42382 |  |  | No |  | 3 | 2000 | 120 | 14.7 | 22.5 | 0.923 | 3500 | 80
PCQ5FRW5 | LMS ENERGY | LMS energy | LMS-BCDW-18-T8(5000K) | Linear Replacement Lamp | Four-Foot | Dual Mode Internal Driver (UL Type A and Type B) | Standard | FALSE | [9 empty] | 42382 |  |  | NotYetVerified |  | 3 | 2361 | 128.18 | 18.42 | 19.57 | 0.9095 | 5000 | 82.6
PQG8GAQJ | LMS ENERGY | LMS energy | LMS-BCDW-18-T8(4500K) | Linear Replacement Lamp | Four-Foot | Dual Mode Internal Driver (UL Type A and Type B) | Standard | FALSE | [9 empty] | 42382 |  |  | NotYetVerified |  | 3 | 2187 | 119.18 | 18.35 | 19.93 | 0.9075 | 4500 | 82.7
P881GCS1 | LMS ENERGY | LMS energy | LMS-BCDW-18-T8(4000K) | Linear Replacement Lamp | Four-Foot | Dual Mode Internal Driver (UL Type A and Type B) | Standard | FALSE | [9 empty] | 42382 |  |  | NotYetVerified |  | 3 | 2187 | 119.18 | 18.35 | 19.93 | 0.9075 | 4000 | 82.7
PPGHPBGM | LMS ENERGY | LMS energy | LMS-BCDW-18-T8(3500K) | Linear Replacement Lamp | Four-Foot | Dual Mode Internal Driver (UL Type A and Type B) | Standard | FALSE | [9 empty] | 42382 |  |  | NotYetVerified |  | 3 | 2187 | 119.18 | 18.35 | 19.93 | 0.9075 | 3500 | 82.7
P8AGJDE6 | Lighting Science Group Corp. | Lighting Science Professional | LSPro T8 DWR CW 48 18W FR GL BX | Linear Replacement Lamp | Four-Foot | Internal Driver Lamp-Style Retrofit Kits (UL Type B) | Standard | FALSE | [9 empty] | 42382 |  |  | No |  | 3 | 2200 | 122.2 | 18 | 15 | 0.9 | 5000 | 81
PYSYERSN | Lighting Science Group Corp. | Lighting Science Professional | LSPro T8 DWR NW 48 18W FR GL BX | Linear Replacement Lamp | Four-Foot | Internal Driver Lamp-Style Retrofit Kits (UL Type B) | Standard | FALSE | [9 empty] | 42382 |  |  | No |  | 3 | 2200 | 122.2 | 18 | 15 | 0.9 | 4000 | 81
PMMT8TJ9 | Wen Lighting | WEN | WEN-T8-4FT-18WF(5000K) | Linear Replacement Lamp | Four-Foot | Internal Driver Lamp-Style Retrofit Kits (UL Type B) | Standard | FALSE | [9 empty] | 42382 | Not Dimmable | Not Dimmable | NotYetVerified | Internal Driver | 3 | 1915 | 111.08 | 17.24 | 18.34 | 0.9152 | 5000 | 82.7
PZXSKH87 | Wen Lighting | WEN | WEN-T8-4FT-22WC(5000K) | Linear Replacement Lamp | Four-Foot | Internal Driver Lamp-Style Retrofit Kits (UL Type B) | Standard | FALSE | [9 empty] | 42382 | Not Dimmable | Not Dimmable | NotYetVerified | Internal Driver | 3 | 2300 | 112 | 22 |  | 0.9 | 5000 | 82
PC1B2HHU | Wen Lighting | WEN | WEN-T8-4FT-18WC(5000K) | Linear Replacement Lamp | Four-Foot | Internal Driver Lamp-Style Retrofit Kits (UL Type B) | Standard | FALSE | [9 empty] | 42382 | Not Dimmable | Not Dimmable | NotYetVerified | Internal Driver | 3 | 2200 | 121 | 18 |  | 0.9 | 5000 | 82
P9FURA79 | Wen Lighting | WEN | WEN-T8-4FT-18WF(4000K) | Linear Replacement Lamp | Four-Foot | Internal Driver Lamp-Style Retrofit Kits (UL Type B) | Standard | FALSE | [9 empty] | 42382 | Not Dimmable | Not Dimmable | NotYetVerified |  | 3 | 1821 | 106.12 | 17.16 | 18.68 | 0.9704 | 4000 | 82.4
PKT9TTJB | Wen Lighting | WEN | WEN-T8-4FT-18WC(4000K) | Linear Replacement Lamp | Four-Foot | Internal Driver Lamp-Style Retrofit Kits (UL Type B) | Standard | FALSE | [9 empty] | 42382 | Not Dimmable | Not Dimmable | NotYetVerified | Internal Driver | 3 | 2000 | 109 | 18 |  | 0.9 | 4000 | 82
PKYUYMGF | Wen Lighting | WEN | WEN-T8-4FT-22WC(4000K) | Linear Replacement Lamp | Four-Foot | Internal Driver Lamp-Style Retrofit Kits (UL Type B) | Standard | FALSE | [9 empty] | 42382 | Not Dimmable | Not Dimmable | NotYetVerified |  | 3 | 2300 | 105 | 22 |  | 0.9 | 4000 | 81
PX824ECT | MLS Co. LTD | Forest lighting | MT8S29 | Linear Replacement Lamp | Four-Foot | Dual Mode Internal Driver (UL Type A and Type B) | Standard | TRUE | 2295 | 105.8 | 21.7 | 6.97 | 0.9857 | 3098 | 81.9 | 5 | 50000 | 42381 |  |  | No |  | 3 | 2000 | 100 | 19 | 20 | 0.9 | 3000 | 80
P214VWQ4 | MLS Co. LTD | Forest lighting | MT8S28 | Linear Replacement Lamp | Four-Foot | Dual Mode Internal Driver (UL Type A and Type B) | Standard | TRUE | 1826 | 103.4 | 17.67 | 8.34 | 0.9796 | 3093 | 82 | 5 | 50000 | 42381 |  |  | No |  | 3 | 1600 | 100 | 15 | 20 | 0.9 | 3000 | 80
P9ABD9KB | WING (SHANGHAI) INTERNATIONAL TRADE CO LTD | TOPSTAR | L48T8-830-18P-G2-EB | Linear Replacement Lamp | Four-Foot | Replacement Lamps (plug and play) (UL Type A) | Standard | TRUE | 2286.1 | 112.7 | 20.29 | 8.46 | 0.963 | 2959 | 84.1 | 5 | 50000 | 42381 |  |  | No |  | 3 | 2300 | 110 | 20 | 8.5 | 0.998 | 3000 | 85
P97TS9QC | LED Dimensions LLC | LED Dimensions | LOD-C08-T1218A(3000K) | Linear Replacement Lamp | Four-Foot | Replacement Lamps (plug and play) (UL Type A) | Standard | TRUE | 2123 | 125.55 | 16.91 | 8.59 | 0.9559 | 2999 | 82.2 | 5 | 50000 | 42381 |  |  | No |  | 3 | 2123 | 125.55 | 16.91 | 8.59 | 0.9559 | 3000 | 82.2
P7G5JNAH | LED Dimensions LLC | LED Dimensions | LOD-C08-M1218A(3000K) | Linear Replacement Lamp | Four-Foot | Replacement Lamps (plug and play) (UL Type A) | Standard | TRUE | 2029 | 119.85 | 16.93 | 8.19 | 0.9494 | 2992 | 82.5 | 5 | 50000 | 42381 |  |  | No |  | 3 | 2029 | 119.85 | 16.93 | 8.19 | 0.9494 | 3000 | 82.5
PQP7GP6E | LED Dimensions LLC | LED Dimensions | LOD-C08-M1218A(5000K) | Linear Replacement Lamp | Four-Foot | Replacement Lamps (plug and play) (UL Type A) | Standard | FALSE | [9 empty] | 42381 |  |  | No |  | 3 | 2140 | 125.22 | 17.09 | 8.71 | 0.9669 | 5000 | 82.5
PXA5CJPZ | LED Dimensions LLC | LED Dimensions | LOD-C08-T1218A(5000K) | Linear Replacement Lamp | Four-Foot | Replacement Lamps (plug and play) (UL Type A) | Standard | FALSE | [9 empty] | 42381 |  |  | No |  | 3 | 2261 | 132.45 | 17.07 | 8.59 | 0.9712 | 5000 | 82.5
PAZAKXRN | LED Dimensions LLC | LED Dimensions | LOD-C08-M1218A(4000K) | Linear Replacement Lamp | Four-Foot | Replacement Lamps (plug and play) (UL Type A) | Standard | FALSE | [9 empty] | 42381 |  |  | No |  | 3 | 2029 | 119.85 | 16.93 | 8.19 | 0.9494 | 4000 | 82.5
P4BXJJ7Q | LED Dimensions LLC | LED Dimensions | LOD-C08-T1218A(4000K) | Linear Replacement Lamp | Four-Foot | Replacement Lamps (plug and play) (UL Type A) | Standard | FALSE | [9 empty] | 42381 |  |  | No |  | 3 | 2123 | 125.55 | 16.91 | 8.59 | 0.9559 | 4000 | 82.2
PBPRSCHD | MLS Co. LTD | Forest lighting | MT8Z29 | Linear Replacement Lamp | Four-Foot | Dual Mode Internal Driver (UL Type A and Type B) | Standard | FALSE | [9 empty] | 42381 |  |  | No |  | 3 | 2000 | 100 | 19 | 20 | 0.9 | 5000 | 80
PG9UA958 | MLS Co. LTD | Forest lighting | MT8Z28 | Linear Replacement Lamp | Four-Foot | Dual Mode Internal Driver (UL Type A and Type B) | Standard | FALSE | [9 empty] | 42381 |  |  | No |  | 3 | 1600 | 100 | 15 | 20 | 0.9 | 5000 | 80
P4Z3EXEP | MLS Co. LTD | Forest lighting | MT8N29 | Linear Replacement Lamp | Four-Foot | Dual Mode Internal Driver (UL Type A and Type B) | Standard | FALSE | [9 empty] | 42381 |  |  | No |  | 3 | 2000 | 100 | 19 | 20 | 0.9 | 4000 | 80
PF8AMN96 | MLS Co. LTD | Forest lighting | MT8N28 | Linear Replacement Lamp | Four-Foot | Dual Mode Internal Driver (UL Type A and Type B) | Standard | FALSE | [9 empty] | 42381 |  |  | No |  | 3 | 1600 | 100 | 15 | 20 | 0.9 | 4000 | 80
P3F59S53 | MLS Co. LTD | Forest lighting | MT8L29 | Linear Replacement Lamp | Four-Foot | Dual Mode Internal Driver (UL Type A and Type B) | Standard | FALSE | [9 empty] | 42381 |  |  | No |  | 3 | 2000 | 100 | 19 | 20 | 0.9 | 3500 | 80
PY3QSXEH | MLS Co. LTD | Forest lighting | MT8L28 | Linear Replacement Lamp | Four-Foot | Dual Mode Internal Driver (UL Type A and Type B) | Standard | FALSE | [9 empty] | 42381 |  |  | No |  | 3 | 1600 | 100 | 15 | 20 | 0.9 | 3500 | 80
PB5GPEWZ | WING (SHANGHAI) INTERNATIONAL TRADE CO LTD | TOPSTAR | L48T8-850-18P-G2-EB | Linear Replacement Lamp | Four-Foot | Replacement Lamps (plug and play) (UL Type A) | Standard | FALSE | [9 empty] | 42381 | Not Dimmable | Not Dimmable | No |  | 3 | 2350 | 112 | 20 | 8.5 | 0.998 | 5000 | 85
PW5G4HE4 | WING (SHANGHAI) INTERNATIONAL TRADE CO LTD | TOPSTAR | L48T8-845-18P-G2-EB | Linear Replacement Lamp | Four-Foot | Replacement Lamps (plug and play) (UL Type A) | Standard | FALSE | [9 empty] | 42381 | Not Dimmable | Not Dimmable | No |  | 3 | 2350 | 112 | 20 | 8.5 | 0.998 | 4500 | 85
P4TZS2XX | WING (SHANGHAI) INTERNATIONAL TRADE CO LTD | TOPSTAR | L48T8-840-18P-G2-EB | Linear Replacement Lamp | Four-Foot | Replacement Lamps (plug and play) (UL Type A) | Standard | FALSE | [9 empty] | 42381 | Not Dimmable | Not Dimmable | No |  | 3 | 2350 | 112 | 20 | 8.5 | 0.998 | 4000 | 85
P3Y1DV12 | WING (SHANGHAI) INTERNATIONAL TRADE CO LTD | TOPSTAR | L48T8-835-18P-G2-EB | Linear Replacement Lamp | Four-Foot | Replacement Lamps (plug and play) (UL Type A) | Standard | FALSE | [9 empty] | 42381 | Not Dimmable | Not Dimmable | No |  | 3 | 2300 | 110 | 20 | 8.5 | 0.998 | 3500 | 85
P8YE3T7P | Reno LED Lighting Inc. | RENO | WLL-LEDT8BC15/830 | Linear Replacement Lamp | Four-Foot | Replacement Lamps (plug and play) (UL Type A) | Standard | TRUE | 2018 | 103.5 | 19.5 | 12.68 | 0.9715 | 2946 | 83.8 | 5 | 50000 | 42380 |  |  | No |  | 3 | 1800 | 100 | 18 | 20 | 0.9 | 3000 | 82
PASPCG7B | Reno LED Lighting Inc. | RENO | WLL-LEDT5BC27/830 | Linear Replacement Lamp | Four-Foot | Replacement Lamps (plug and play) (UL Type A) | Standard | TRUE | 3331 | 107.3 | 31.04 | 16.22 | 0.9694 | 2977 | 83.2 | 5 | 50000 | 42380 |  |  | No |  | 3 | 3100 | 103 | 30 | 20 | 0.9 | 3000 | 82
PKSDB4BZ | USHIO America Inc. | USHIO | 18W LED T8 3000K 48? | Linear Replacement Lamp | Four-Foot | Replacement Lamps (plug and play) (UL Type A) | Standard | TRUE | 2241.882 | 100.763 | 22.249 | 7.38 | 0.9672 | 2932 | 81.5 | 5 | 50000 | 42380 |  |  | NotYetVerified |  | 3 | 2200 | 100 | 22 | 7.38 | 0.9672 | 3000 | 82
PPJM5AHF | Reno LED Lighting Inc. | RENO | WLL-LEDT8BC13/830 | Linear Replacement Lamp | Four-Foot | Replacement Lamps (plug and play) (UL Type A) | Standard | TRUE | 1779 | 101.7 | 17.5 | 13.71 | 0.9661 | 2979 | 83.5 | 5 | 50000 | 42380 |  |  | No |  | 3 | 1600 | 100 | 16 | 20 | 0.9 | 3000 | 83
P8UCUCRX | USHIO America Inc. | USHIO | 15W LED T8 3000K 48? | Linear Replacement Lamp | Four-Foot | Replacement Lamps (plug and play) (UL Type A) | Standard | TRUE | 1961.907 | 97.491 | 20.124 | 7.47 | 0.9608 | 2930 | 81.6 | 5 | 50000 | 42380 |  |  | NotYetVerified |  | 3 | 1800 | 100 | 18 | 7.47 | 0.995 | 3000 | 81
PED8RCUV | Reno LED Lighting Inc. | RENO | WLL-LEDT8BP15/830 | Linear Replacement Lamp | Four-Foot | Internal Driver Lamp-Style Retrofit Kits (UL Type B) | Standard | TRUE | 1961.799 | 116.573 | 16.829 | 15.59 | 0.9211 | 2970 | 82 | 5 | 50000 | 42380 |  |  | NotYetVerified |  | 3 | 1765 | 112 | 15 | 15.59 | 0.966 | 3000 | 82
PS9FJHUZ | Reno LED Lighting Inc. | RENO | WLL-LEDT8BP18/830 | Linear Replacement Lamp | Four-Foot | Internal Driver Lamp-Style Retrofit Kits (UL Type B) | Standard | TRUE | 2013.364 | 113.371 | 17.759 | 16.69 | 0.8981 | 2930 | 81.8 | 5 | 50000 | 42380 |  |  | NotYetVerified | Internal Driver | 3 | 2000 | 112 | 18 | 16.69 | 0.965 | 3000 | 82
PD68K1YX | Reno LED Lighting Inc. | RENO | WLL-LEDT8BC13/850 | Linear Replacement Lamp | Four-Foot | Replacement Lamps (plug and play) (UL Type A) | Standard | FALSE | [9 empty] | 42380 |  |  | No |  | 3 | 1800 | 112.5 | 16 | 20 | 0.9 | 5000 | 83
P9GTFPSM | Reno LED Lighting Inc. | RENO | WLL-LEDT5BC27/850 | Linear Replacement Lamp | Four-Foot | Replacement Lamps (plug and play) (UL Type A) | Standard | FALSE | [9 empty] | 42380 |  |  | No |  | 3 | 3400 | 113 | 30 | 20 | 0.9 | 5000 | 82
P3E8JAC6 | Reno LED Lighting Inc. | RENO | WLL-LEDT8BC15/850 | Linear Replacement Lamp | Four-Foot | Replacement Lamps (plug and play) (UL Type A) | Standard | FALSE | [9 empty] | 42380 |  |  | No |  | 3 | 2000 | 111 | 18 | 20 | 0.9 | 5000 | 82
PKC8465A | Reno LED Lighting Inc. | RENO | WLL-LEDT8BP18/850 | Linear Replacement Lamp | Four-Foot | Internal Driver Lamp-Style Retrofit Kits (UL Type B) | Standard | FALSE | [9 empty] | 42380 |  |  | NotYetVerified | Internal Driver | 3 | 2200 | 112 | 18 | 16.69 | 0.965 | 5000 | 82
PN3RNPPP | Reno LED Lighting Inc. | RENO | WLL-LEDT8BP15/850 | Linear Replacement Lamp | Four-Foot | Internal Driver Lamp-Style Retrofit Kits (UL Type B) | Standard | FALSE | [9 empty] | 42380 |  |  | NotYetVerified |  | 3 | 1900 | 112 | 15 | 15.59 | 0.966 | 5000 | 82
PUQAN4G3 | Reno LED Lighting Inc. | RENO | WLL-LEDT8BC13/845 | Linear Replacement Lamp | Four-Foot | Replacement Lamps (plug and play) (UL Type A) | Standard | FALSE | [9 empty] | 42380 |  |  | No |  | 3 | 1750 | 109.4 | 16 | 20 | 0.9 | 4500 | 83
P84CSGQJ | Reno LED Lighting Inc. | RENO | WLL-LEDT5BC27/845 | Linear Replacement Lamp | Four-Foot | Replacement Lamps (plug and play) (UL Type A) | Standard | FALSE | [9 empty] | 42380 |  |  | No |  | 3 | 3300 | 110 | 30 | 20 | 0.9 | 4500 | 82
P4MTGBNB | Reno LED Lighting Inc. | RENO | WLL-LEDT8BC15/845 | Linear Replacement Lamp | Four-Foot | Replacement Lamps (plug and play) (UL Type A) | Standard | FALSE | [9 empty] | 42380 |  |  | No |  | 3 | 1950 | 108 | 18 | 20 | 0.9 | 4500 | 82
PUBMF2NK | Reno LED Lighting Inc. | RENO | WLL-LEDT8BP18/845 | Linear Replacement Lamp | Four-Foot | Internal Driver Lamp-Style Retrofit Kits (UL Type B) | Standard | FALSE | [9 empty] | 42380 |  |  | NotYetVerified | Internal Driver | 3 | 2150 | 112 | 18 | 16.69 | 0.965 | 4500 | 82
PVV7D63H | Reno LED Lighting Inc. | RENO | WLL-LEDT8BP15/845 | Linear Replacement Lamp | Four-Foot | Internal Driver Lamp-Style Retrofit Kits (UL Type B) | Standard | FALSE | [9 empty] | 42380 |  |  | NotYetVerified |  | 3 | 1800 | 112 | 15 | 15.59 | 0.966 | 4500 | 82
P5XMA6UX | Reno LED Lighting Inc. | RENO | WLL-LEDT8BC13/840 | Linear Replacement Lamp | Four-Foot | Replacement Lamps (plug and play) (UL Type A) | Standard | FALSE | [9 empty] | 42380 |  |  | No |  | 3 | 1700 | 106.3 | 16 | 20 | 0.9 | 4000 | 83
P38KPX48 | Reno LED Lighting Inc. | RENO | WLL-LEDT5BC27/840 | Linear Replacement Lamp | Four-Foot | Replacement Lamps (plug and play) (UL Type A) | Standard | FALSE | [9 empty] | 42380 |  |  | No |  | 3 | 3250 | 108 | 30 | 20 | 0.9 | 4000 | 82
PNMMMDM5 | Reno LED Lighting Inc. | RENO | WLL-LEDT8BC15/840 | Linear Replacement Lamp | Four-Foot | Replacement Lamps (plug and play) (UL Type A) | Standard | FALSE | [9 empty] | 42380 |  |  | No |  | 3 | 1900 | 105 | 18 | 20 | 0.9 | 4000 | 82
PM9TCA1U | Reno LED Lighting Inc. | RENO | WLL-LEDT8BP18/840 | Linear Replacement Lamp | Four-Foot | Internal Driver Lamp-Style Retrofit Kits (UL Type B) | Standard | FALSE | [9 empty] | 42380 |  |  | NotYetVerified | Internal Driver | 3 | 2100 | 112 | 18 | 16.69 | 0.965 | 4000 | 82
PTAXYK2X | Reno LED Lighting Inc. | RENO | WLL-LEDT8BP15/840 | Linear Replacement Lamp | Four-Foot | Internal Driver Lamp-Style Retrofit Kits (UL Type B) | Standard | FALSE | [9 empty] | 42380 |  |  | NotYetVerified |  | 3 | 1800 | 112 | 15 | 15.59 | 0.966 | 4000 | 82
PFYCH9Y1 | Reno LED Lighting Inc. | RENO | WLL-LEDT8BC13/835 | Linear Replacement Lamp | Four-Foot | Replacement Lamps (plug and play) (UL Type A) | Standard | FALSE | [9 empty] | 42380 |  |  | No |  | 3 | 1650 | 103.1 | 16 | 20 | 0.9 | 3500 | 83
PT135V1A | Reno LED Lighting Inc. | RENO | WLL-LEDT5BC27/835 | Linear Replacement Lamp | Four-Foot | Replacement Lamps (plug and play) (UL Type A) | Standard | FALSE | [9 empty] | 42380 |  |  | No |  | 3 | 3150 | 105 | 30 | 20 | 0.9 | 3500 | 82
PJFK7FRX | Reno LED Lighting Inc. | RENO | WLL-LEDT8BC15/835 | Linear Replacement Lamp | Four-Foot | Replacement Lamps (plug and play) (UL Type A) | Standard | FALSE | [9 empty] | 42380 |  |  | No |  | 3 | 1850 | 102 | 18 | 20 | 0.9 | 3500 | 82
PUCFMBHT | Reno LED Lighting Inc. | RENO | WLL-LEDT8BP18/835 | Linear Replacement Lamp | Four-Foot | Internal Driver Lamp-Style Retrofit Kits (UL Type B) | Standard | FALSE | [9 empty] | 42380 |  |  | NotYetVerified | Internal Driver | 3 | 2050 | 112 | 18 | 16.69 | 0.965 | 3500 | 82
PXCUKGKH | Reno LED Lighting Inc. | RENO | WLL-LEDT8BP15/835 | Linear Replacement Lamp | Four-Foot | Internal Driver Lamp-Style Retrofit Kits (UL Type B) | Standard | FALSE | [9 empty] | 42380 |  |  | NotYetVerified |  | 3 | 1765 | 112 | 15 | 15.59 | 0.966 | 3500 | 82
PNY5Q3DB | USHIO America Inc. | USHIO | 3000663 | Linear Replacement Lamp | Four-Foot | Replacement Lamps (plug and play) (UL Type A) | Standard | FALSE | [9 empty] | 42380 |  |  | NotYetVerified |  | 3 | 2400 | 100 | 22 | 7.38 | 0.996 | 5000 | 82
P6AACQGY | USHIO America Inc. | USHIO | 3000660 | Linear Replacement Lamp | Four-Foot | Replacement Lamps (plug and play) (UL Type A) | Standard | FALSE | [9 empty] | 42380 |  |  | NotYetVerified |  | 3 | 2000 | 100 | 18 | 7.47 | 0.995 | 5000 | 81
PU57UKSV | USHIO America Inc. | USHIO | 3000662 | Linear Replacement Lamp | Four-Foot | Replacement Lamps (plug and play) (UL Type A) | Standard | FALSE | [9 empty] | 42380 |  |  | NotYetVerified |  | 3 | 2300 | 100 | 22 | 7.38 | 0.9672 | 4000 | 82
PA4S7WVF | USHIO America Inc. | USHIO | 3000659 | Linear Replacement Lamp | Four-Foot | Replacement Lamps (plug and play) (UL Type A) | Standard | FALSE | [9 empty] | 42380 |  |  | NotYetVerified |  | 3 | 1900 | 100 | 18 | 7.47 | 0.995 | 4000 | 81
PR7G6TJM | USHIO America Inc. | USHIO | 3000661 | Linear Replacement Lamp | Four-Foot | Replacement Lamps (plug and play) (UL Type A) | Standard | FALSE | [9 empty] | 42380 |  |  | NotYetVerified |  | 3 | 2250 | 100 | 22 | 7.38 | 0.9672 | 3500 | 82
PT8FBRBQ | USHIO America Inc. | USHIO | 3000658 | Linear Replacement Lamp | Four-Foot | Replacement Lamps (plug and play) (UL Type A) | Standard | FALSE | [9 empty] | 42380 |  |  | NotYetVerified | Internal Driver; operates off existing fluorescent ballast | 3 | 1850 | 100 | 18 | 7.47 | 0.995 | 3500 | 81
PHFBRKQG | JIAXING SUPER LIGHTING ELECTRIC APPLIANCE CO.LTD | SUPER | T8L-IDBH13-1800-4ft-ABA | Linear Replacement Lamp | Four-Foot | Dual Mode Internal Driver (UL Type A and Type B) | Standard | TRUE | 1742 | 110 | 15.84 | 12.84 | 0.9602 | 3056 | 84.9 | 5 | 50000 | 42377 |  |  | No |  | 3 | 1800 | 116 | 15.5 | 20 | 0.9 | 3000 | 82
PWJSEQET | ETECH LED | E TECH LED | FF-T84-A2-20-30 | Linear Replacement Lamp | Four-Foot | Dual Mode Internal Driver (UL Type A and Type B) | Standard | TRUE | 2255 | 100.28 | 22.49 | 9.98 | 0.9119 | 2911 | 81.3 | 5 | 50000 | 42377 |  |  | NotYetVerified | Internal Driver;Operating off exsiting ballast | 3 | 2250 | 110 | 22.5 | 20 | 0.9 | 3000 | 80
PQHGMQPH | JIAXING SUPER LIGHTING ELECTRIC APPLIANCE CO.LTD | SUPER | T8L-IDBH13-1800-4ft-EBA | Linear Replacement Lamp | Four-Foot | Dual Mode Internal Driver (UL Type A and Type B) | Standard | FALSE | [9 empty] | 42377 |  |  | No |  | 3 | 1800 | 116 | 15.5 | 20 | 0.9 | 5000 | 82
P4P98FUD | JIAXING SUPER LIGHTING ELECTRIC APPLIANCE CO.LTD | SUPER | T8L-IDBH13-1800-4ft-DBA | Linear Replacement Lamp | Four-Foot | Dual Mode Internal Driver (UL Type A and Type B) | Standard | FALSE | [9 empty] | 42377 |  |  | No |  | 3 | 1800 | 116 | 15.5 | 20 | 0.9 | 4500 | 82
P65V59EH | JIAXING SUPER LIGHTING ELECTRIC APPLIANCE CO.LTD | SUPER | T8L-IDBH13-1800-4ft-CBA | Linear Replacement Lamp | Four-Foot | Dual Mode Internal Driver (UL Type A and Type B) | Standard | FALSE | [9 empty] | 42377 |  |  | No |  | 3 | 1800 | 116 | 15.5 | 20 | 0.9 | 4000 | 82
PQM7VP8N | JIAXING SUPER LIGHTING ELECTRIC APPLIANCE CO.LTD | SUPER | T8L-IDBH13-1800-4ft-BBA | Linear Replacement Lamp | Four-Foot | Dual Mode Internal Driver (UL Type A and Type B) | Standard | FALSE | [9 empty] | 42377 |  |  | No |  | 3 | 1800 | 116 | 15.5 | 20 | 0.9 | 3500 | 82
PWA6XDA6H | GE Lighting Solutions | GE Lighting | LED15T8/4/850 [LED15T8/DR/D2L Driver] | Linear Replacement Lamp | Four-Foot | 2-lamp External Driver Lamp-Style Retrofit Kits (UL Type C) | Standard | FALSE | [9 empty] | 42377 |  |  | No | Updated on 3/10/2017 | 4.1 | 2100 | 140 | 15 | 20 | 0.9 | 5000 | 80
PGJ64THH | ETECH LED | E TECH LED | FF-T84-A2-20-50 | Linear Replacement Lamp | Four-Foot | Dual Mode Internal Driver (UL Type A and Type B) | Standard | FALSE | [9 empty] | 42377 | Not Dimmable | Not Dimmable | NotYetVerified | Internal Driver;Operating off exsiting ballast | 3 | 2489 | 113 | 21.99 | 20 | 0.9 | 5000 | 80
PXUT6VW3 | ETECH LED | E TECH LED | FF-T84-A2-20-45 | Linear Replacement Lamp | Four-Foot | Dual Mode Internal Driver (UL Type A and Type B) | Standard | FALSE | [9 empty] | 42377 | Not Dimmable | Not Dimmable | NotYetVerified | Internal Driver;Operating off exsiting ballast | 3 | 2511 | 113 | 22.07 | 20 | 0.9 | 4500 | 80
PW2BYSHH | ETECH LED | E TECH LED | FF-T84-A2-20-40 | Linear Replacement Lamp | Four-Foot | Dual Mode Internal Driver (UL Type A and Type B) | Standard | FALSE | [9 empty] | 42377 | Not Dimmable | Not Dimmable | NotYetVerified | Internal Driver;Operating off exsiting ballast | 3 | 2431 | 112 | 21.83 | 20 | 0.9 | 4000 | 80
PDFFFKX4 | ETECH LED | E TECH LED | FF-T84-A2-20-35 | Linear Replacement Lamp | Four-Foot | Dual Mode Internal Driver (UL Type A and Type B) | Standard | FALSE | [9 empty] | 42377 | Not Dimmable | Not Dimmable | NotYetVerified | Internal Driver;Operating off exsiting ballast | 3 | 2402 | 110 | 21.73 | 20 | 0.9 | 3500 | 80
PNUMW1GD | Global Energy & Lighting | Global | GLEDCT818WIF2700K | Linear Replacement Lamp | Four-Foot | Dual Mode Internal Driver (UL Type A and Type B) | Standard | TRUE | 1715 | 100.76 | 17.02 | 16.83 | 0.9579 | 2699 | 82.1 | 5 | 50000 | 42376 |  |  | No |  | 3 | 1715 | 100.76 | 17.02 | 16.83 | 0.9579 | 2699 | 82.1
PBS82HMM | Global Energy & Lighting | Global | GLEDCT818W3000K | Linear Replacement Lamp | Four-Foot | Internal Driver Lamp-Style Retrofit Kits (UL Type B) | Standard | TRUE | 1836 | 104.44 | 17.58 | 15.63 | 0.9257 | 3009 | 82.8 | 5 | 50000 | 42376 |  |  | NotYetVerified |  | 3 | 1800 | 100 | 18 |  | 0.9 | 3000 | 80
PWH4288S | WING (SHANGHAI) INTERNATIONAL TRADE CO LTD | TOPSTAR | L48T8-830-12P-G2-EB | Linear Replacement Lamp | Four-Foot | Replacement Lamps (plug and play) (UL Type A) | Standard | TRUE | 1583 | 109.32 | 14.48 | 11.02 | 0.901 | 3175 | 85.2 | 5 | 50000 | 42376 |  |  | No |  | 3 | 1600 | 106 | 14.5 | 11.02 | 0.983 | 3000 | 84
PTNHHAQ4 | WING (SHANGHAI) INTERNATIONAL TRADE CO LTD | TOPSTAR | L48T8-850-12P-G2-EB | Linear Replacement Lamp | Four-Foot | Replacement Lamps (plug and play) (UL Type A) | Standard | FALSE | [9 empty] | 42376 | Not Dimmable | Not Dimmable | No |  | 3 | 1650 | 110 | 14.5 | 11.02 | 0.983 | 5000 | 84
PF128C2U | WING (SHANGHAI) INTERNATIONAL TRADE CO LTD | TOPSTAR | L48T8-845-12P-G2-EB | Linear Replacement Lamp | Four-Foot | Replacement Lamps (plug and play) (UL Type A) | Standard | FALSE | [9 empty] | 42376 | Not Dimmable | Not Dimmable | No |  | 3 | 1650 | 110 | 14.5 | 11.02 | 0.983 | 4500 | 84
P25QSVUS | WING (SHANGHAI) INTERNATIONAL TRADE CO LTD | TOPSTAR | L48T8-840-12P-G2-EB | Linear Replacement Lamp | Four-Foot | Replacement Lamps (plug and play) (UL Type A) | Standard | FALSE | [9 empty] | 42376 | Not Dimmable | Not Dimmable | No |  | 3 | 1650 | 110 | 14.5 | 11.02 | 0.983 | 4000 | 84
PNFJQUK5 | WING (SHANGHAI) INTERNATIONAL TRADE CO LTD | TOPSTAR | L48T8-835-12P-G2-EB | Linear Replacement Lamp | Four-Foot | Replacement Lamps (plug and play) (UL Type A) | Standard | FALSE | [9 empty] | 42376 | Not Dimmable | Not Dimmable | No |  | 3 | 1600 | 106 | 14.5 | 11.02 | 0.983 | 3500 | 84
PBQ771DY | Global Energy & Lighting | Global | GLEDCT818WIF5000K | Linear Replacement Lamp | Four-Foot | Dual Mode Internal Driver (UL Type A and Type B) | Standard | FALSE | [9 empty] | 42376 | Not Dimmable | Not Dimmable | No |  | 3 | 1900 | 111.31 | 17.07 | 16.39 | 0.9681 | 5000 | 82.6
PZS3J5V4 | Global Energy & Lighting | Global | GLEDCT818W5000K | Linear Replacement Lamp | Four-Foot | Internal Driver Lamp-Style Retrofit Kits (UL Type B) | Standard | FALSE | [9 empty] | 42376 | Not Dimmable | Not Dimmable | NotYetVerified | Internal Driver X can be S or T representing single or double lamp base. | 3 | 2000 | 110 | 18 |  | 0.9 | 5000 | 80
PBHK99ZB | Global Energy & Lighting | Global | GLEDCT818W4500K | Linear Replacement Lamp | Four-Foot | Internal Driver Lamp-Style Retrofit Kits (UL Type B) | Standard | FALSE | [9 empty] | 42376 | Not Dimmable | Not Dimmable | NotYetVerified |  | 3 | 1800 | 100 | 18 |  | 0.9 | 4500 | 80
P9ETP1SX | Global Energy & Lighting | Global | GLEDCT818WIF4000K | Linear Replacement Lamp | Four-Foot | Dual Mode Internal Driver (UL Type A and Type B) | Standard | FALSE | [9 empty] | 42376 | Not Dimmable | Not Dimmable | No |  | 3 | 1739 | 101.52 | 17.13 | 16.83 | 0.9579 | 4000 | 82.1
P4XG3STT | Global Energy & Lighting | Global | GLEDCT818W4000K | Linear Replacement Lamp | Four-Foot | Internal Driver Lamp-Style Retrofit Kits (UL Type B) | Standard | FALSE | [9 empty] | 42376 | Not Dimmable | Not Dimmable | NotYetVerified |  | 3 | 1800 | 100 | 18 |  | 0.9 | 4000 | 80
PE2RTSNN | Global Energy & Lighting | Global | GLEDCT818WIF3500K | Linear Replacement Lamp | Four-Foot | Dual Mode Internal Driver (UL Type A and Type B) | Standard | FALSE | [9 empty] | 42376 | Not Dimmable | Not Dimmable | No |  | 3 | 1739 | 101.52 | 17.13 | 16.83 | 0.9579 | 3500 | 82.1
PSYXZPHW | Global Energy & Lighting | Global | GLEDCT818W3500K | Linear Replacement Lamp | Four-Foot | Internal Driver Lamp-Style Retrofit Kits (UL Type B) | Standard | FALSE | [9 empty] | 42376 | Not Dimmable | Not Dimmable | NotYetVerified |  | 3 | 1800 | 100 | 18 |  | 0.9 | 3500 | 80
PC2AFJUM | Global Energy & Lighting | Global | GLEDCT818WIF3000K | Linear Replacement Lamp | Four-Foot | Dual Mode Internal Driver (UL Type A and Type B) | Standard | FALSE | [9 empty] | 42376 | Not Dimmable | Not Dimmable | No |  | 3 | 1739 | 101.52 | 17.13 | 16.83 | 0.9579 | 3000 | 82.1
PK4RVGP2 | Ledxpert Lighting Incorporated | LEDXPERT | T8M4-18W-AL(Frosted 3000K) | Linear Replacement Lamp | Four-Foot | Internal Driver Lamp-Style Retrofit Kits (UL Type B) | Standard | TRUE | 2173.5 | 128.31 | 16.94 | 1.77 | 0.918 | 2919 | 83.9 | 5 | 50000 | 42375 |  |  | No |  | 3.1 | 2300 | 127.78 | 18 | 15 | 0.9 | 3000 | 80
PC2W9YKM | SNC OPTO ELECTRONIC CO LTD. | SNC LED | SNC-T812-18WC04 3000K | Linear Replacement Lamp | Four-Foot | Replacement Lamps (plug and play) (UL Type A) | Standard | TRUE | 2384 | 128.73 | 18.52 | 12.15 | 0.9054 | 2873 | 81.4 | 5 | 50000 | 42375 |  |  | NotYetVerified |  | 3.1 | 2384 | 128.73 | 18.52 | 12.15 | 0.9054 | 3000 | 81.4
PDVQTNPF | SNC OPTO ELECTRONIC CO LTD. | SNC LED | SNC-T812-22WC04 3000K | Linear Replacement Lamp | Four-Foot | Replacement Lamps (plug and play) (UL Type A) | Standard | TRUE | 2782 | 123.43 | 22.54 | 15.42 | 0.9038 | 2896 | 81.9 | 5 | 50000 | 42375 |  |  | NotYetVerified |  | 3.1 | 2782 | 123.43 | 22.54 | 15.42 | 0.9038 | 3000 | 81.9
PB875MMJ | SNC OPTO ELECTRONIC CO LTD. | SNC LED | SNC-T812-18WF04 3000K | Linear Replacement Lamp | Four-Foot | Replacement Lamps (plug and play) (UL Type A) | Standard | TRUE | 2025 | 110.35 | 18.35 | 18.74 | 0.9021 | 2889 | 81.9 | 5 | 50000 | 42375 |  |  | NotYetVerified |  | 3.1 | 2025 | 110.35 | 18.35 | 18.74 | 0.902 | 3000 | 81.9
PXEEJPRM | Shenzhen Topband Co. Ltd. | TOPBAND | TPDFT8X4NLA-14.5WSB(40C) | Linear Replacement Lamp | Four-Foot | Replacement Lamps (plug and play) (UL Type A) | Standard | TRUE | 2102 | 113.32 | 18.55 | 9.82 | 0.9017 | 4082 | 83.5 | 5 | 50000 | 42375 |  |  | No |  | 3.1 | 2102 | 113.32 | 18.55 | 9.82 | 0.9017 | 4000 | 83.5
P6AEA3QM | Ledxpert Lighting Incorporated | LEDXPERT | T8M4-18W-AL(Frosted 5000K) | Linear Replacement Lamp | Four-Foot | Internal Driver Lamp-Style Retrofit Kits (UL Type B) | Standard | FALSE | [9 empty] | 42375 |  |  | No |  | 3.1 | 2580 | 143.33 | 18 | 15 | 0.9 | 5000 | 80
PS8DB27T | Ledxpert Lighting Incorporated | LEDXPERT | T8M4-18W-AL(Frosted 4500K) | Linear Replacement Lamp | Four-Foot | Internal Driver Lamp-Style Retrofit Kits (UL Type B) | Standard | FALSE | [9 empty] | 42375 |  |  | No |  | 3.1 | 2580 | 143.33 | 18 | 15 | 0.9 | 4500 | 80
PB2MF292 | Ledxpert Lighting Incorporated | LEDXPERT | T8M4-18W-AL(Frosted 4000K) | Linear Replacement Lamp | Four-Foot | Internal Driver Lamp-Style Retrofit Kits (UL Type B) | Standard | FALSE | [9 empty] | 42375 |  |  | No |  | 3.1 | 2580 | 143.33 | 18 | 15 | 0.9 | 4000 | 80
P4A2M7TB | Ledxpert Lighting Incorporated | LEDXPERT | T8M4-18W-AL(Frosted 3500K) | Linear Replacement Lamp | Four-Foot | Internal Driver Lamp-Style Retrofit Kits (UL Type B) | Standard | FALSE | [9 empty] | 42375 |  |  | No |  | 3.1 | 2300 | 127.78 | 18 | 15 | 0.9 | 3500 | 80
P5JTECM2 | SNC OPTO ELECTRONIC CO LTD. | SNC LED | SNC-T812-18WF04 5000K | Linear Replacement Lamp | Four-Foot | Replacement Lamps (plug and play) (UL Type A) | Standard | FALSE | [9 empty] | 42375 |  |  | NotYetVerified |  | 3.1 | 2087 | 112.26 | 18.59 | 18.43 | 0.9015 | 5000 | 83.1
PSGCHMEG | SNC OPTO ELECTRONIC CO LTD. | SNC LED | SNC-T812-22WC04 5000K | Linear Replacement Lamp | Four-Foot | Replacement Lamps (plug and play) (UL Type A) | Standard | FALSE | [9 empty] | 42375 |  |  | NotYetVerified |  | 3.1 | 2839 | 124.57 | 22.79 | 15.39 | 0.9069 | 5000 | 83
PNFWZC4D | SNC OPTO ELECTRONIC CO LTD. | SNC LED | SNC-T812-18WC04 5000K | Linear Replacement Lamp | Four-Foot | Replacement Lamps (plug and play) (UL Type A) | Standard | FALSE | [9 empty] | 42375 |  |  | NotYetVerified |  | 3.1 | 2431 | 130.49 | 18.63 | 12.01 | 0.9022 | 5000 | 83
P1ADCYC2 | SNC OPTO ELECTRONIC CO LTD. | SNC LED | SNC-T812-18WF04 4500K | Linear Replacement Lamp | Four-Foot | Replacement Lamps (plug and play) (UL Type A) | Standard | FALSE | [9 empty] | 42375 |  |  | NotYetVerified |  | 3.1 | 2025 | 110.35 | 18.35 | 18.74 | 0.902 | 4500 | 81.9
P842XJTZ | SNC OPTO ELECTRONIC CO LTD. | SNC LED | SNC-T812-22WC04 4500K | Linear Replacement Lamp | Four-Foot | Replacement Lamps (plug and play) (UL Type A) | Standard | FALSE | [9 empty] | 42375 |  |  | NotYetVerified |  | 3.1 | 2782 | 123.43 | 22.54 | 15.42 | 0.9038 | 4500 | 81.9
P1BV6VWJ | SNC OPTO ELECTRONIC CO LTD. | SNC LED | SNC-T812-18WC04 4500K | Linear Replacement Lamp | Four-Foot | Replacement Lamps (plug and play) (UL Type A) | Standard | FALSE | [9 empty] | 42375 |  |  | NotYetVerified |  | 3.1 | 2384 | 128.73 | 18.52 | 12.15 | 0.9054 | 4500 | 81.4
PM8SCX8M | SNC OPTO ELECTRONIC CO LTD. | SNC LED | SNC-T812-18WF04 4000K | Linear Replacement Lamp | Four-Foot | Replacement Lamps (plug and play) (UL Type A) | Standard | FALSE | [9 empty] | 42375 |  |  | NotYetVerified |  | 3.1 | 2025 | 110.35 | 18.35 | 18.74 | 0.902 | 4000 | 81.9
PHDWR52K | SNC OPTO ELECTRONIC CO LTD. | SNC LED | SNC-T812-22WC04 4000K | Linear Replacement Lamp | Four-Foot | Replacement Lamps (plug and play) (UL Type A) | Standard | FALSE | [9 empty] | 42375 |  |  | NotYetVerified |  | 3.1 | 2782 | 123.43 | 22.54 | 15.42 | 0.9038 | 4000 | 81.9
P3CTJ5ZX | SNC OPTO ELECTRONIC CO LTD. | SNC LED | SNC-T812-18WC04 4000K | Linear Replacement Lamp | Four-Foot | Replacement Lamps (plug and play) (UL Type A) | Standard | FALSE | [9 empty] | 42375 |  |  | NotYetVerified |  | 3.1 | 2384 | 128.73 | 18.52 | 12.15 | 0.9054 | 4000 | 81.4
PU11GMY7 | SNC OPTO ELECTRONIC CO LTD. | SNC LED | SNC-T812-18WF04 3500K | Linear Replacement Lamp | Four-Foot | Replacement Lamps (plug and play) (UL Type A) | Standard | FALSE | [9 empty] | 42375 |  |  | NotYetVerified |  | 3.1 | 2025 | 110.35 | 18.35 | 18.74 | 0.902 | 3500 | 81.9
PK5ZJ8MA | SNC OPTO ELECTRONIC CO LTD. | SNC LED | SNC-T812-22WC04 3500K | Linear Replacement Lamp | Four-Foot | Replacement Lamps (plug and play) (UL Type A) | Standard | FALSE | [9 empty] | 42375 |  |  | NotYetVerified |  | 3.1 | 2782 | 123.43 | 22.54 | 15.42 | 0.9038 | 3500 | 81.9
PDA6HG6Q | SNC OPTO ELECTRONIC CO LTD. | SNC LED | SNC-T812-18WC04 3500K | Linear Replacement Lamp | Four-Foot | Replacement Lamps (plug and play) (UL Type A) | Standard | FALSE | [9 empty] | 42375 |  |  | NotYetVerified |  | 3.1 | 2384 | 128.73 | 18.52 | 12.15 | 0.9054 | 3500 | 81.4
PD6Y333M | Shenzhen Topband Co. Ltd. | TOPBAND | TPDFT8X4NLA-14.5WSB(50C) | Linear Replacement Lamp | Four-Foot | Replacement Lamps (plug and play) (UL Type A) | Standard | FALSE | [9 empty] | 42375 |  |  | No |  | 3.1 | 2146 | 114.58 | 18.73 | 9.64 | 0.9026 | 5000 | 84.1
PN1B18M6 | Shenzhen Topband Co. Ltd. | TOPBAND | TPDFT8X4NLA-14.5WSB(45C) | Linear Replacement Lamp | Four-Foot | Replacement Lamps (plug and play) (UL Type A) | Standard | FALSE | [9 empty] | 42375 |  |  | No |  | 3.1 | 2102 | 113.32 | 18.55 | 9.82 | 0.9017 | 4500 | 83.5
PA4U254C | Entegrity Energy Partners LLC | entegrity | ENLED-T8BC-48-018W-27K-F | Linear Replacement Lamp | Four-Foot | Dual Mode Internal Driver (UL Type A and Type B) | Standard | TRUE | 2218 | 116.43 | 19.05 | 13.06 | 0.9455 | 2848 | 81.7 | 5 | 50000 | 42374 |  |  | No |  | 3 | 2218 | 116.43 | 19.05 | 13.06 | 0.9455 | 2700 | 81.7
PQ8ANNTZ | Entegrity Energy Partners LLC | entegrity | ENLED-T8BC-48-018W-27K-C | Linear Replacement Lamp | Four-Foot | Dual Mode Internal Driver (UL Type A and Type B) | Standard | TRUE | 2574 | 132.62 | 19.41 | 13.06 | 0.9438 | 2849 | 81.5 | 5 | 50000 | 42374 |  |  | No |  | 3 | 2574 | 132.62 | 19.41 | 13.06 | 0.9438 | 2700 | 81.5
PHKQQXGX | HTM Lighting | HTM Lighting | HTM-T812-LED-18WC02(3000K) | Linear Replacement Lamp | Four-Foot | Internal Driver Lamp-Style Retrofit Kits (UL Type B) | Standard | TRUE | 2243 | 123.51 | 18.16 | 18.66 | 0.9046 | 2937 | 82.6 | 5 | 50000 | 42374 |  |  | No |  | 3 | 2178 | 124.6 | 17.48 | 18.66 | 0.9046 | 3000 | 82.6
PKKVUZM2 | HTM Lighting | HTM Lighting | HTM-T812-LED-18WF01(3000K) | Linear Replacement Lamp | Four-Foot | Internal Driver Lamp-Style Retrofit Kits (UL Type B) | Standard | TRUE | 1992 | 109.93 | 18.12 | 18.65 | 0.9012 | 2907 | 82.3 | 5 | 50000 | 42374 |  |  | No |  | 3 | 1903 | 110.45 | 17.23 | 18.65 | 0.9012 | 3000 | 82.3
P9KR2ZDF | Entegrity Energy Partners LLC | entegrity | ENLED-T8BC-48-018W-50K-F | Linear Replacement Lamp | Four-Foot | Dual Mode Internal Driver (UL Type A and Type B) | Standard | FALSE | [9 empty] | 42374 |  |  | No |  | 3 | 2296 | 121.16 | 18.95 | 13.53 | 0.9436 | 5000 | 82.3
P8M24NSB | Entegrity Energy Partners LLC | entegrity | ENLED-T8BC-48-018W-50K-C | Linear Replacement Lamp | Four-Foot | Dual Mode Internal Driver (UL Type A and Type B) | Standard | FALSE | [9 empty] | 42374 |  |  | No |  | 3 | 2664 | 137.89 | 19.32 | 13.49 | 0.9469 | 5000 | 82.1
PCZK8EHP | Entegrity Energy Partners LLC | entegrity | ENLED-T8BC-48-018W-45K-F | Linear Replacement Lamp | Four-Foot | Dual Mode Internal Driver (UL Type A and Type B) | Standard | FALSE | [9 empty] | 42374 |  |  | No |  | 3 | 2282 | 120.11 | 19 | 13.06 | 0.9455 | 4500 | 81.7
PDMV453X | Entegrity Energy Partners LLC | entegrity | ENLED-T8BC-48-018W-45K-C | Linear Replacement Lamp | Four-Foot | Dual Mode Internal Driver (UL Type A and Type B) | Standard | FALSE | [9 empty] | 42374 |  |  | No |  | 3 | 2646 | 136.6 | 19.37 | 13.06 | 0.9438 | 4500 | 81.5
P58UHZCG | Entegrity Energy Partners LLC | entegrity | ENLED-T8BC-48-018W-40K-F | Linear Replacement Lamp | Four-Foot | Dual Mode Internal Driver (UL Type A and Type B) | Standard | FALSE | [9 empty] | 42374 |  |  | No |  | 3 | 2266 | 119.26 | 19 | 13.06 | 0.9455 | 4000 | 81.7
PSKCB97Y | Entegrity Energy Partners LLC | entegrity | ENLED-T8BC-48-018W-40K-C | Linear Replacement Lamp | Four-Foot | Dual Mode Internal Driver (UL Type A and Type B) | Standard | FALSE | [9 empty] | 42374 |  |  | No |  | 3 | 2628 | 135.67 | 19.37 | 13.06 | 0.9438 | 4000 | 81.5
PPK2JC73 | Entegrity Energy Partners LLC | entegrity | ENLED-T8BC-48-018W-35K-F | Linear Replacement Lamp | Four-Foot | Dual Mode Internal Driver (UL Type A and Type B) | Standard | FALSE | [9 empty] | 42374 |  |  | No |  | 3 | 2250 | 118.42 | 19 | 13.06 | 0.9455 | 3500 | 81.7
PMMCKDGF | Entegrity Energy Partners LLC | entegrity | ENLED-T8BC-48-018W-35K-C | Linear Replacement Lamp | Four-Foot | Dual Mode Internal Driver (UL Type A and Type B) | Standard | FALSE | [9 empty] | 42374 |  |  | No |  | 3 | 2610 | 134.74 | 19.37 | 13.06 | 0.9438 | 3500 | 81.5
PK6DBXVE | Entegrity Energy Partners LLC | entegrity | ENLED-T8BC-48-018W-30K-F | Linear Replacement Lamp | Four-Foot | Dual Mode Internal Driver (UL Type A and Type B) | Standard | FALSE | [9 empty] | 42374 |  |  | No |  | 3 | 2234 | 117.58 | 19 | 13.06 | 0.9455 | 3000 | 81.7
PKQKD485 | Entegrity Energy Partners LLC | entegrity | ENLED-T8BC-48-018W-30K-C | Linear Replacement Lamp | Four-Foot | Dual Mode Internal Driver (UL Type A and Type B) | Standard | FALSE | [9 empty] | 42374 |  |  | No |  | 3 | 2592 | 133.82 | 19.37 | 13.06 | 0.9438 | 3000 | 81.5
P8B8UPTX | HTM Lighting | HTM Lighting | HTM-T812-LED-18WC02(5000K) | Linear Replacement Lamp | Four-Foot | Internal Driver Lamp-Style Retrofit Kits (UL Type B) | Standard | FALSE | [9 empty] | 42374 | Not Dimmable | Not Dimmable | No |  | 3 | 2243 | 129.28 | 17.35 | 17.98 | 0.9035 | 5000 | 83.3
PVXBASVX | HTM Lighting | HTM Lighting | HTM-T812-LED-18WF02(5000K) | Linear Replacement Lamp | Four-Foot | Internal Driver Lamp-Style Retrofit Kits (UL Type B) | Standard | FALSE | [9 empty] | 42374 | Not Dimmable | Not Dimmable | No |  | 3 | 2019 | 115.97 | 17.41 | 18.96 | 0.9044 | 5000 | 83.1
PPV6V3XX | HTM Lighting | HTM Lighting | HTM-T812-LED-18WF01(5000K) | Linear Replacement Lamp | Four-Foot | Internal Driver Lamp-Style Retrofit Kits (UL Type B) | Standard | FALSE | [9 empty] | 42374 | Not Dimmable | Not Dimmable | No |  | 3 | 1979 | 112.12 | 17.65 | 18.24 | 0.9032 | 5000 | 83.1
PFK73AEJ | HTM Lighting | HTM Lighting | HTM-T812-LED-18WC01(5000K) | Linear Replacement Lamp | Four-Foot | Internal Driver Lamp-Style Retrofit Kits (UL Type B) | Standard | FALSE | [9 empty] | 42374 | Not Dimmable | Not Dimmable | No |  | 3 | 2287 | 132.35 | 17.28 | 18.23 | 0.9037 | 5000 | 83.1
PT6N9ZTU | HTM Lighting | HTM Lighting | HTM-T812-LED-18WC02(4500K) | Linear Replacement Lamp | Four-Foot | Internal Driver Lamp-Style Retrofit Kits (UL Type B) | Standard | FALSE | [9 empty] | 42374 | Not Dimmable | Not Dimmable | No |  | 3 | 2178 | 124.6 | 17.48 | 18.66 | 0.9046 | 4500 | 82.6
PZMMM5B7 | HTM Lighting | HTM Lighting | HTM-T812-LED-18WC01(4500K) | Linear Replacement Lamp | Four-Foot | Internal Driver Lamp-Style Retrofit Kits (UL Type B) | Standard | FALSE | [9 empty] | 42374 | Not Dimmable | Not Dimmable | No |  | 3 | 2197 | 127.29 | 17.26 | 18.74 | 0.9104 | 4500 | 82.5
PPBQ8YD9 | HTM Lighting | HTM Lighting | HTM-T812-LED-18WF02(4500K) | Linear Replacement Lamp | Four-Foot | Internal Driver Lamp-Style Retrofit Kits (UL Type B) | Standard | FALSE | [9 empty] | 42374 | Not Dimmable | Not Dimmable | No |  | 3 | 1989 | 113.98 | 17.45 | 18.56 | 0.9042 | 4500 | 82.4
PVA6ZC2C | HTM Lighting | HTM Lighting | HTM-T812-LED-18WF01(4500K) | Linear Replacement Lamp | Four-Foot | Internal Driver Lamp-Style Retrofit Kits (UL Type B) | Standard | FALSE | [9 empty] | 42374 | Not Dimmable | Not Dimmable | No |  | 3 | 1903 | 110.45 | 17.23 | 18.65 | 0.9012 | 4500 | 82.3
P6GT1ZSG | HTM Lighting | HTM Lighting | HTM-T812-LED-18WC02(4000K) | Linear Replacement Lamp | Four-Foot | Internal Driver Lamp-Style Retrofit Kits (UL Type B) | Standard | FALSE | [9 empty] | 42374 | Not Dimmable | Not Dimmable | No |  | 3 | 2178 | 124.6 | 17.48 | 18.66 | 0.9046 | 4000 | 82.6
P7W8U7FN | HTM Lighting | HTM Lighting | HTM-T812-LED-18WC01(4000K) | Linear Replacement Lamp | Four-Foot | Internal Driver Lamp-Style Retrofit Kits (UL Type B) | Standard | FALSE | [9 empty] | 42374 | Not Dimmable | Not Dimmable | No |  | 3 | 2197 | 127.29 | 17.26 | 18.66 | 0.9104 | 4000 | 82.5
P1RXEPPZ | HTM Lighting | HTM Lighting | HTM-T812-LED-18WF02(4000K) | Linear Replacement Lamp | Four-Foot | Internal Driver Lamp-Style Retrofit Kits (UL Type B) | Standard | FALSE | [9 empty] | 42374 | Not Dimmable | Not Dimmable | No |  | 3 | 1989 | 113.98 | 17.45 | 18.56 | 0.9042 | 4000 | 82.4
PXNED49A | HTM Lighting | HTM Lighting | HTM-T812-LED-18WF01(4000K) | Linear Replacement Lamp | Four-Foot | Internal Driver Lamp-Style Retrofit Kits (UL Type B) | Standard | FALSE | [9 empty] | 42374 | Not Dimmable | Not Dimmable | No |  | 3 | 1903 | 110.45 | 17.23 | 18.65 | 0.9012 | 4000 | 82.3
P7WVWQAH | HTM Lighting | HTM Lighting | HTM-T812-LED-18WC02(3500K) | Linear Replacement Lamp | Four-Foot | Internal Driver Lamp-Style Retrofit Kits (UL Type B) | Standard | FALSE | [9 empty] | 42374 | Not Dimmable | Not Dimmable | No |  | 3 | 2178 | 124.6 | 17.48 | 18.66 | 0.9046 | 3500 | 82.6
PJZSYV86 | HTM Lighting | HTM Lighting | HTM-T812-LED-18WC01(3500K) | Linear Replacement Lamp | Four-Foot | Internal Driver Lamp-Style Retrofit Kits (UL Type B) | Standard | FALSE | [9 empty] | 42374 | Not Dimmable | Not Dimmable | No |  | 3 | 2197 | 127.29 | 17.26 | 18.74 | 0.9104 | 3500 | 82.5
PPH7YYFF | HTM Lighting | HTM Lighting | HTM-T812-LED-18WF02(3500K) | Linear Replacement Lamp | Four-Foot | Internal Driver Lamp-Style Retrofit Kits (UL Type B) | Standard | FALSE | [9 empty] | 42374 | Not Dimmable | Not Dimmable | No |  | 3 | 1989 | 113.98 | 17.45 | 18.56 | 0.9042 | 3500 | 82.4
PYNV4D55 | HTM Lighting | HTM Lighting | HTM-T812-LED-18WF01(3500K) | Linear Replacement Lamp | Four-Foot | Internal Driver Lamp-Style Retrofit Kits (UL Type B) | Standard | FALSE | [9 empty] | 42374 | Not Dimmable | Not Dimmable | No |  | 3 | 1903 | 110.45 | 17.23 | 18.65 | 0.9012 | 3500 | 82.3
P17NGVEZ | HTM Lighting | HTM Lighting | HTM-T812-LED-18WC01(3000K) | Linear Replacement Lamp | Four-Foot | Internal Driver Lamp-Style Retrofit Kits (UL Type B) | Standard | FALSE | [9 empty] | 42374 | Not Dimmable | Not Dimmable | No |  | 3 | 2197 | 127.29 | 17.26 | 18.74 | 0.9104 | 3000 | 82.5
PJZ97E7D | HTM Lighting | HTM Lighting | HTM-T812-LED-18WF02(3000K) | Linear Replacement Lamp | Four-Foot | Internal Driver Lamp-Style Retrofit Kits (UL Type B) | Standard | FALSE | [9 empty] | 42374 | Not Dimmable | Not Dimmable | No |  | 3 | 1989 | 113.98 | 17.45 | 18.56 | 0.9042 | 3000 | 82.4
PJZ1W2K5 | Ledxpert Lighting Incorporated | LEDXPERT | T8M4-18W-AL(Clear 3000K) | Linear Replacement Lamp | Four-Foot | Internal Driver Lamp-Style Retrofit Kits (UL Type B) | Standard | TRUE | 2184.1 | 131.89 | 16.56 | 2.67 | 0.913 | 2923 | 83.9 | 5 | 50000 | 42373 |  |  | No |  | 3.1 | 2370 | 131.67 | 18 | 15 | 0.9 | 3000 | 80
PTYZK4MN | Ledxpert Lighting Incorporated | LEDXPERT | T8M4-18W-AL(Clear 5000K) | Linear Replacement Lamp | Four-Foot | Internal Driver Lamp-Style Retrofit Kits (UL Type B) | Standard | FALSE | [9 empty] | 42373 |  |  | No |  | 3.1 | 2650 | 147.22 | 18 | 15 | 0.9 | 5000 | 80
PW1GMWS2 | Ledxpert Lighting Incorporated | LEDXPERT | T8M4-18W-AL(Clear 4500K) | Linear Replacement Lamp | Four-Foot | Internal Driver Lamp-Style Retrofit Kits (UL Type B) | Standard | FALSE | [9 empty] | 42373 |  |  | No |  | 3.1 | 2650 | 147.22 | 18 | 15 | 0.9 | 4500 | 80
P4FYTFRG | Ledxpert Lighting Incorporated | LEDXPERT | T8M4-18W-AL(Clear 4000K) | Linear Replacement Lamp | Four-Foot | Internal Driver Lamp-Style Retrofit Kits (UL Type B) | Standard | FALSE | [9 empty] | 42373 |  |  | No |  | 3.1 | 2650 | 147.22 | 18 | 15 | 0.9 | 4000 | 80
PT4EKU5N | Ledxpert Lighting Incorporated | LEDXPERT | T8M4-18W-AL(Clear 3500K) | Linear Replacement Lamp | Four-Foot | Internal Driver Lamp-Style Retrofit Kits (UL Type B) | Standard | FALSE | [9 empty] | 42373 |  |  | No |  | 3.1 | 2370 | 131.67 | 18 | 15 | 0.9 | 3500 | 80
PZ8UGDZVM | Lighting Import Concepts LP | Lighting Import Concepts | CL-DN4T8LEDRT-22W | Linear Replacement Lamp | Four-Foot | Replacement Lamps (plug and play) (UL Type A) | Standard | TRUE | 2454 | 97.65 | 25.13 | 4.47 | 0.991 | 3890 | 82.4 | 7 | 100000 | 42368 |  |  | No |  | 3 | 2300 | 108 | 22 | 10 | 0.99 | 4000 | 82
PYWXM8Z8 | Luxul Technology Inc. | Luxul Technology Inc. | G-Lux T8 4ft SLD2 3000K | Linear Replacement Lamp | Four-Foot | Internal Driver Lamp-Style Retrofit Kits (UL Type B) | Standard | TRUE | 2248 | 120.1 | 18.72 | 9.57 | 0.9516 | 3069 | 83.6 | 5 | 50000 | 42368 |  |  | No |  | 3 | 2200 | 115 | 19 | 20 | 0.9 | 3000 | 83
PBFXUCEF | Luxul Technology Inc. | Luxul Technology Inc. | G-Lux T8 4ft SLD1 3000K | Linear Replacement Lamp | Four-Foot | Internal Driver Lamp-Style Retrofit Kits (UL Type B) | Standard | TRUE | 1909 | 121.1 | 15.77 | 12.6 | 0.9324 | 3070 | 83.8 | 5 | 50000 | 42368 |  |  | No |  | 3 | 1830 | 115 | 15.8 | 20 | 0.9 | 3000 | 83
P3Q9TTTG | Luxul Technology Inc. | Luxul Technology Inc. | G-Lux T8 4ft SLD2 5000K | Linear Replacement Lamp | Four-Foot | Internal Driver Lamp-Style Retrofit Kits (UL Type B) | Standard | FALSE | [9 empty] | 42368 |  |  | No |  | 3 | 2200 | 115 | 19 | 20 | 0.9 | 5000 | 83
P53AZHSA | Luxul Technology Inc. | Luxul Technology Inc. | G-Lux T8 4ft SLD1 5000K | Linear Replacement Lamp | Four-Foot | Internal Driver Lamp-Style Retrofit Kits (UL Type B) | Standard | FALSE | [9 empty] | 42368 |  |  | No |  | 3 | 1830 | 115 | 15.8 | 20 | 0.9 | 5000 | 83
P726VYYH | Luxul Technology Inc. | Luxul Technology Inc. | G-Lux T8 4ft SLD2 4000K | Linear Replacement Lamp | Four-Foot | Internal Driver Lamp-Style Retrofit Kits (UL Type B) | Standard | FALSE | [9 empty] | 42368 |  |  | No |  | 3 | 2200 | 115 | 19 | 20 | 0.9 | 4000 | 83
PUWU5TS9 | Luxul Technology Inc. | Luxul Technology Inc. | G-Lux T8 4ft SLD1 4000K | Linear Replacement Lamp | Four-Foot | Internal Driver Lamp-Style Retrofit Kits (UL Type B) | Standard | FALSE | [9 empty] | 42368 |  |  | No |  | 3 | 1830 | 115 | 15.8 | 20 | 0.9 | 4000 | 83
PT11F453 | ENCORE LED LLC | Encore LED | ENC-UR-18K(3000K) | Linear Replacement Lamp | Four-Foot | Dual Mode Internal Driver (UL Type A and Type B) | Standard | TRUE | 2030 | 110.63 | 18.42 | 19.93 | 0.9075 | 3109 | 83 | 5 | 50000 | 42367 |  |  | NotYetVerified |  | 3 | 2187 | 119.18 | 18.35 | 19.93 | 0.9075 | 3000 | 82.7
P8DD9D5W | ENCORE LED LLC | Encore LED | ENC-UR-18K(5000K) | Linear Replacement Lamp | Four-Foot | Dual Mode Internal Driver (UL Type A and Type B) | Standard | FALSE | [9 empty] | 42367 | Not Dimmable | Not Dimmable | NotYetVerified |  | 3 | 2361 | 128.18 | 18.42 | 19.57 | 0.9095 | 5000 | 82.6
PDDEPMR4 | ENCORE LED LLC | Encore LED | ENC-UR-18K(4500K) | Linear Replacement Lamp | Four-Foot | Dual Mode Internal Driver (UL Type A and Type B) | Standard | FALSE | [9 empty] | 42367 | Not Dimmable | Not Dimmable | NotYetVerified |  | 3 | 2187 | 119.18 | 18.35 | 19.93 | 0.9075 | 4500 | 82.7
P96XSXGH | ENCORE LED LLC | Encore LED | ENC-UR-18K(4000K) | Linear Replacement Lamp | Four-Foot | Dual Mode Internal Driver (UL Type A and Type B) | Standard | FALSE | [9 empty] | 42367 | Not Dimmable | Not Dimmable | NotYetVerified |  | 3 | 2187 | 119.18 | 18.35 | 19.93 | 0.9075 | 4000 | 82.7
PGPWVYP8 | ENCORE LED LLC | Encore LED | ENC -UR-18K(3500K) | Linear Replacement Lamp | Four-Foot | Dual Mode Internal Driver (UL Type A and Type B) | Standard | FALSE | [9 empty] | 42367 | Not Dimmable | Not Dimmable | NotYetVerified |  | 3 | 2187 | 119.18 | 18.35 | 19.93 | 0.9075 | 3500 | 82.7
P8GYF6N8 | Symban Lighting Corp. | Symban | LED17T8/830/IF/48? | Linear Replacement Lamp | Four-Foot | Replacement Lamps (plug and play) (UL Type A) | Standard | TRUE | 2261 | 113.8 | 19.86 | 9.43 | 0.9818 | 3073 | 84.5 | 5 | 50000 | 42366 |  |  | No |  | 3 | 2200 | 112 | 19.5 | 20 | 0.9 | 3000 | 82
PZWPANMM | Zhenjiang Qiangling Electronic Co.Ltd | TCP | T8017-35B | Linear Replacement Lamp | Four-Foot | Replacement Lamps (plug and play) (UL Type A) | Standard | TRUE | 1817.56 | 103.7 | 17.52 | 10.5 | 0.935 | 3503 | 82.9 | 5 |  | 42366 |  |  | No |  | 3 | 1650 | 100 | 16.5 | 10.5 | 0.93 | 3500 | 80
PXHKWB2C | Zhenjiang Qiangling Electronic Co.Ltd | TCP | T8017-35A | Linear Replacement Lamp | Four-Foot | Replacement Lamps (plug and play) (UL Type A) | Standard | TRUE | 1862.5 | 104.51 | 17.82 | 10.1 | 0.928 | 3373 | 82 | 5 |  | 42366 |  |  | No |  | 3 | 1650 | 100 | 16.5 | 11 | 0.92 | 3500 | 80
PYVWD4YA | Symban Lighting Corp. | Symban | LED18T8/830IF/48 120V SYM Int.Dr. | Linear Replacement Lamp | Four-Foot | Internal Driver Lamp-Style Retrofit Kits (UL Type B) | Standard | TRUE | 2225 | 124.2 | 17.92 | 19.37 | 0.917 | 3080 | 84.1 | 5 | 50000 | 42366 |  |  | No |  | 3 | 2200 | 122 | 18 | 20 | 0.9 | 3000 | 83
PXFHCPYB | Hocan Group Co. LTD | SEPICN LED Lighting | HC-T8-4FT-22W-ID(3000KFrosted) | Linear Replacement Lamp | Four-Foot | Internal Driver Lamp-Style Retrofit Kits (UL Type B) | Standard | TRUE | 2108 | 100.52 | 20.97 | 15.77 | 0.9139 | 3037 | 84.1 | 5 | 50000 | 42366 |  |  | NotYetVerified |  | 3 | 2108 | 100.52 | 20.97 | 15.77 | 0.9139 | 3000 | 84.1
P5S1S134 | Hocan Group Co. LTD | SEPICN LED Lighting | HC-T8-4FT-13W-ID(3000KFrosted) | Linear Replacement Lamp | Four-Foot | Internal Driver Lamp-Style Retrofit Kits (UL Type B) | Standard | TRUE | 1696.2 | 127.06 | 13.35 | 16.47 | 0.9109 | 2996 | 84.2 | 5 | 50000 | 42366 |  |  | NotYetVerified |  | 3.1 | 1696.2 | 127.06 | 13.35 | 16.47 | 0.9109 | 3000 | 84.2
PMWG9C46 | Zhenjiang Qiangling Electronic Co.Ltd | TCP | T8017-50A | Linear Replacement Lamp | Four-Foot | Replacement Lamps (plug and play) (UL Type A) | Standard | FALSE | [9 empty] | 42366 |  |  | No |  | 3 | 1750 | 106 | 16.5 | 11 | 0.92 | 5000 | 80
PFEYAC7Y | Zhenjiang Qiangling Electronic Co.Ltd | TCP | T8017-50B | Linear Replacement Lamp | Four-Foot | Replacement Lamps (plug and play) (UL Type A) | Standard | FALSE | [9 empty] | 42366 |  |  | No |  | 3 | 1750 | 106 | 16.5 | 10.5 | 0.93 | 5000 | 80
PEV3S3GY | Zhenjiang Qiangling Electronic Co.Ltd | TCP | T8017-40A | Linear Replacement Lamp | Four-Foot | Replacement Lamps (plug and play) (UL Type A) | Standard | FALSE | [9 empty] | 42366 |  |  | No |  | 3 | 1650 | 100 | 16.5 | 11 | 0.92 | 4000 | 80
PD2RMF6K | Zhenjiang Qiangling Electronic Co.Ltd | TCP | T8017-40B | Linear Replacement Lamp | Four-Foot | Replacement Lamps (plug and play) (UL Type A) | Standard | FALSE | [9 empty] | 42366 |  |  | No |  | 3 | 1650 | 100 | 16.5 | 10.5 | 0.93 | 4000 | 80
P6ZV7AWM | Symban Lighting Corp. | Symban | LED18T8/850/IF/48 120V SYM Int.Dr. | Linear Replacement Lamp | Four-Foot | Internal Driver Lamp-Style Retrofit Kits (UL Type B) | Standard | FALSE | [9 empty] | 42366 |  |  | No |  | 3 | 2200 | 122 | 18 | 20 | 0.9 | 5000 | 83
P7TAVXAT | Symban Lighting Corp. | Symban | LED17T8/850/IF/48? | Linear Replacement Lamp | Four-Foot | Replacement Lamps (plug and play) (UL Type A) | Standard | FALSE | [9 empty] | 42366 |  |  | No |  | 3 | 2200 | 112 | 19.5 | 20 | 0.9 | 5000 | 82
P4WC85VE | Symban Lighting Corp. | Symban | LED18T8/841/IF/48 120V SYM Int.Dr. | Linear Replacement Lamp | Four-Foot | Internal Driver Lamp-Style Retrofit Kits (UL Type B) | Standard | FALSE | [9 empty] | 42366 |  |  | No |  | 3 | 2200 | 122 | 18 | 20 | 0.9 | 4000 | 83
PCX7E26W | Symban Lighting Corp. | Symban | LED17T8/841/IF/48? | Linear Replacement Lamp | Four-Foot | Replacement Lamps (plug and play) (UL Type A) | Standard | FALSE | [9 empty] | 42366 |  |  | No |  | 3 | 2200 | 112 | 19.5 | 20 | 0.9 | 4000 | 82
PSVX2N5T | Hocan Group Co. LTD | SEPICN LED Lighting | HC-T8-4FT-13W-ID(5000KFrosted) | Linear Replacement Lamp | Four-Foot | Internal Driver Lamp-Style Retrofit Kits (UL Type B) | Standard | FALSE | [9 empty] | 42366 |  |  | NotYetVerified |  | 3.1 | 1736.8 | 131.17 | 13.24 | 15.59 | 0.9126 | 5000 | 85.1
PZRTTDC8 | Hocan Group Co. LTD | SEPICN LED Lighting | HC-T8-4FT-22W-ID(5000KClear) | Linear Replacement Lamp | Four-Foot | Internal Driver Lamp-Style Retrofit Kits (UL Type B) | Standard | FALSE | [9 empty] | 42366 |  |  | NotYetVerified |  | 3 | 2323.86 | 105.63 | 22 | 15.77 | 0.9139 | 5000 | 84.1
PNDAN9B6 | Hocan Group Co. LTD | SEPICN LED Lighting | HC-T8-4FT-22W-ID(5000KFrosted) | Linear Replacement Lamp | Four-Foot | Internal Driver Lamp-Style Retrofit Kits (UL Type B) | Standard | FALSE | [9 empty] | 42366 |  |  | NotYetVerified |  | 3 | 2282.72 | 103.76 | 22 | 15.77 | 0.9139 | 5000 | 84.1
P8A5SR34 | Hocan Group Co. LTD | SEPICN LED Lighting | HC-T8-4FT-18W-ID-HV(5000KFrosted) | Linear Replacement Lamp | Four-Foot | Internal Driver Lamp-Style Retrofit Kits (UL Type B) | Standard | FALSE | [9 empty] | 42366 |  |  | NotYetVerified |  | 3.1 | 2012.76 | 111.82 | 18 | 15.74 | 0.9105 | 5000 | 84.1
PV918Y5H | Hocan Group Co. LTD | SEPICN LED Lighting | HC-T8-4FT-13W-ID(5000KClear) | Linear Replacement Lamp | Four-Foot | Internal Driver Lamp-Style Retrofit Kits (UL Type B) | Standard | FALSE | [9 empty] | 42366 |  |  | NotYetVerified |  | 3.1 | 1735.89 | 133.53 | 13 | 15.46 | 0.9136 | 5000 | 84.1
PCP7FDMX | Hocan Group Co. LTD | SEPICN LED Lighting | HC-T8-4FT-18W-ID-HV(5000KClear) | Linear Replacement Lamp | Four-Foot | Internal Driver Lamp-Style Retrofit Kits (UL Type B) | Standard | FALSE | [9 empty] | 42366 |  |  | NotYetVerified |  | 3.1 | 2048.94 | 113.83 | 18 | 15.74 | 0.9105 | 5000 | 84
PUHABPXZ | Hocan Group Co. LTD | SEPICN LED Lighting | HC-T8C-4FT-16W-ID(5000KClear) | Linear Replacement Lamp | Four-Foot | Internal Driver Lamp-Style Retrofit Kits (UL Type B) | Standard | FALSE | [9 empty] | 42366 |  |  | NotYetVerified |  | 3.1 | 1759.04 | 109.94 | 16 | 15.37 | 0.9212 | 5000 | 84
PGCS36PS | Hocan Group Co. LTD | SEPICN LED Lighting | HC-T8C-4FT-16W-ID(5000KFrosted) | Linear Replacement Lamp | Four-Foot | Internal Driver Lamp-Style Retrofit Kits (UL Type B) | Standard | FALSE | [9 empty] | 42366 |  |  | NotYetVerified |  | 3.1 | 1728 | 108 | 16 | 15.37 | 0.9212 | 5000 | 84
PZ5921EK | Hocan Group Co. LTD | SEPICN LED Lighting | HC-T8-4FT-13W-ID(4000KFrosted) | Linear Replacement Lamp | Four-Foot | Internal Driver Lamp-Style Retrofit Kits (UL Type B) | Standard | FALSE | [9 empty] | 42366 |  |  | NotYetVerified |  | 3.1 | 1696.2 | 127.06 | 13.35 | 16.47 | 0.9109 | 4000 | 84.2
PYJZZ1UG | Hocan Group Co. LTD | SEPICN LED Lighting | HC-T8-4FT-22W-ID(4000KClear) | Linear Replacement Lamp | Four-Foot | Internal Driver Lamp-Style Retrofit Kits (UL Type B) | Standard | FALSE | [9 empty] | 42366 |  |  | NotYetVerified |  | 3 | 2251.26 | 102.33 | 22 | 15.77 | 0.9139 | 4000 | 84.1
P4WWW4F7 | Hocan Group Co. LTD | SEPICN LED Lighting | HC-T8-4FT-22W-ID(4000KFrosted) | Linear Replacement Lamp | Four-Foot | Internal Driver Lamp-Style Retrofit Kits (UL Type B) | Standard | FALSE | [9 empty] | 42366 |  |  | NotYetVerified |  | 3 | 2108 | 100.52 | 20.97 | 15.77 | 0.9139 | 4000 | 84.1
PGEU845M | Hocan Group Co. LTD | SEPICN LED Lighting | HC-T8-4FT-13W-ID(4000KClear) | Linear Replacement Lamp | Four-Foot | Internal Driver Lamp-Style Retrofit Kits (UL Type B) | Standard | FALSE | [9 empty] | 42366 |  |  | NotYetVerified |  | 3.1 | 1734.6 | 129.35 | 13.34 | 15.46 | 0.9136 | 4000 | 84.1
PSWJ4EBD | Hocan Group Co. LTD | SEPICN LED Lighting | HC-T8C-4FT-16W-ID(4000KClear) | Linear Replacement Lamp | Four-Foot | Internal Driver Lamp-Style Retrofit Kits (UL Type B) | Standard | FALSE | [9 empty] | 42366 |  |  | NotYetVerified |  | 3 | 1704 | 106.5 | 16 | 15.37 | 0.9212 | 4000 | 84
PFADM863 | Hocan Group Co. LTD | SEPICN LED Lighting | HC-T8C-4FT-16W-ID(4000KFrosted) | Linear Replacement Lamp | Four-Foot | Internal Driver Lamp-Style Retrofit Kits (UL Type B) | Standard | FALSE | [9 empty] | 42366 |  |  | NotYetVerified |  | 3 | 1697 | 104.62 | 16.22 | 15.37 | 0.9212 | 4000 | 84
PNBZGYSY | Hocan Group Co. LTD | SEPICN LED Lighting | HC-T8-4FT-18W-ID-HV(4000KClear) | Linear Replacement Lamp | Four-Foot | Internal Driver Lamp-Style Retrofit Kits (UL Type B) | Standard | FALSE | [9 empty] | 42366 |  |  | NotYetVerified |  | 3.1 | 1984.86 | 110.27 | 18 | 15.74 | 0.9105 | 4000 | 83.5
PYT56872 | Hocan Group Co. LTD | SEPICN LED Lighting | HC-T8-4FT-18W-ID-HV(4000KFrosted) | Linear Replacement Lamp | Four-Foot | Internal Driver Lamp-Style Retrofit Kits (UL Type B) | Standard | FALSE | [9 empty] | 42366 |  |  | NotYetVerified |  | 3.1 | 1810 | 108.32 | 16.71 | 15.74 | 0.9105 | 4000 | 83.2
P3KZE9ET | Hocan Group Co. LTD | SEPICN LED Lighting | HC-T8-4FT-22W-ID(3000KClear) | Linear Replacement Lamp | Four-Foot | Internal Driver Lamp-Style Retrofit Kits (UL Type B) | Standard | FALSE | [9 empty] | 42366 |  |  | NotYetVerified |  | 3 | 2251.26 | 102.33 | 22 | 15.77 | 0.9139 | 3000 | 84.1
PREYJRDV | Hocan Group Co. LTD | SEPICN LED Lighting | HC-T8-4FT-13W-ID(3000KClear) | Linear Replacement Lamp | Four-Foot | Internal Driver Lamp-Style Retrofit Kits (UL Type B) | Standard | FALSE | [9 empty] | 42366 |  |  | NotYetVerified |  | 3.1 | 1734.6 | 129.35 | 13.34 | 15.46 | 0.9136 | 3000 | 84.1
P7UPXD5R | Hocan Group Co. LTD | SEPICN LED Lighting | HC-T8C-4FT-16W-ID(3000KClear) | Linear Replacement Lamp | Four-Foot | Internal Driver Lamp-Style Retrofit Kits (UL Type B) | Standard | FALSE | [9 empty] | 42366 |  |  | NotYetVerified |  | 3 | 1704 | 106.5 | 16 | 15.37 | 0.9212 | 3000 | 84
PZCWYFHD | Hocan Group Co. LTD | SEPICN LED Lighting | HC-T8C-4FT-16W-ID(3000KFrosted) | Linear Replacement Lamp | Four-Foot | Internal Driver Lamp-Style Retrofit Kits (UL Type B) | Standard | FALSE | [9 empty] | 42366 |  |  | NotYetVerified |  | 3 | 1697 | 104.62 | 16.22 | 15.37 | 0.9212 | 3000 | 84
PQ5S35YT | Hocan Group Co. LTD | SEPICN LED Lighting | HC-T8-4FT-18W-ID-HV(3000KClear) | Linear Replacement Lamp | Four-Foot | Internal Driver Lamp-Style Retrofit Kits (UL Type B) | Standard | FALSE | [9 empty] | 42366 |  |  | NotYetVerified |  | 3.1 | 1984.86 | 110.27 | 18 | 15.74 | 0.9105 | 3000 | 83.5
PHVN3XPY | Hocan Group Co. LTD | SEPICN LED Lighting | HC-T8-4FT-18W-ID-HV(3000KFrosted) | Linear Replacement Lamp | Four-Foot | Internal Driver Lamp-Style Retrofit Kits (UL Type B) | Standard | FALSE | [9 empty] | 42366 |  |  | NotYetVerified |  | 3.1 | 1810 | 108.32 | 16.71 | 15.74 | 0.9105 | 3000 | 83.2
PPR5WDRP | Sun & Stars Lighting Inc. | Sun & Stars Lighting | SSLT8LED-15/30K-DM | Linear Replacement Lamp | Four-Foot | Replacement Lamps (plug and play) (UL Type A) | Standard | TRUE | 1824.6 | 103.14 | 17.69 | 5.8 | 0.983 | 3010 | 81.2 | 5 | 50000 | 42361 |  |  | No |  | 3 | 1750 | 116.6667 | 17.69 | 15 | 0.9 | 3000 | 81
P9U23ZCS | Shenzhen Syhdee Co.Ltd. | SYHDEE | SYH-08T-01222FPLE(3000K) | Linear Replacement Lamp | Four-Foot | Internal Driver Lamp-Style Retrofit Kits (UL Type B) | Standard | TRUE | 2923 | 133.78 | 21.85 | 18.24 | 0.9395 | 2990 | 81.9 | 5 | 50000 | 42361 |  |  | No |  | 3 | 2923 | 133.78 | 21.85 | 18.24 | 0.93 | 3000 | 81.9
PWC5G48E | A Plus Lighting LLC | A Plus Lighting | AP-T84-20-WW-01-1N-C | Linear Replacement Lamp | Four-Foot | Internal Driver Lamp-Style Retrofit Kits (UL Type B) | Standard | TRUE | 2274 | 110.17 | 20.64 | 16.57 | 0.9331 | 2959 | 82.6 | 5 | 50000 | 42361 |  |  | NotYetVerified |  | 3 | 2274 | 110.17 | 20.64 | 16.57 | 0.9331 | 3000 | 82.6
PPS8KWYE | A Plus Lighting LLC | A Plus Lighting | AP-T84-20-WW-01-1N-F | Linear Replacement Lamp | Four-Foot | Internal Driver Lamp-Style Retrofit Kits (UL Type B) | Standard | TRUE | 2082.1 | 101.12 | 22.04 | 16.87 | 0.9327 | 2956 | 82.5 | 5 | 50000 | 42361 |  |  | NotYetVerified |  | 3 | 2082.1 | 101.12 | 20.59 | 16.87 | 0.9327 | 3000 | 82.5
PMURAJGQ | Hocan Group Co. LTD | SEPICN LED Lighting | HC-T8-4FT-18W-ID-C-C(4000K) | Linear Replacement Lamp | Four-Foot | Internal Driver Lamp-Style Retrofit Kits (UL Type B) | Standard | TRUE | 1882 | 109.74 | 17.15 | 15.35 | 0.9144 | 4188 | 82.1 | 5 | 50000 | 42361 |  |  | No |  | 3 | 1885 | 111.94 | 16.84 | 15.35 | 0.9144 | 4000 | 82.1
PNT3X8RF | A Plus Lighting LLC | A Plus Lighting | AP-T84-22-WW-01-1N-C | Linear Replacement Lamp | Four-Foot | Internal Driver Lamp-Style Retrofit Kits (UL Type B) | Standard | TRUE | 2792 | 129.2 | 21.61 | 14.3 | 0.9122 | 2889 | 81.7 | 5 | 50000 | 42361 |  |  | No |  | 3 | 2795 | 130.55 | 21.41 | 14.3 | 0.9122 | 3000 | 81.7
PYC7P89N | A Plus Lighting LLC | A Plus Lighting | AP-T84-18-WW-01-2N-C | Linear Replacement Lamp | Four-Foot | Internal Driver Lamp-Style Retrofit Kits (UL Type B) | Standard | TRUE | 2243 | 123.51 | 18.16 | 18.66 | 0.9046 | 2937 | 82.6 | 5 | 50000 | 42361 |  |  | No |  | 3 | 2178 | 124.6 | 17.48 | 18.66 | 0.9046 | 3000 | 82.6
P3B6VAB3 | A Plus Lighting LLC | A Plus Lighting | AP-T84-22-WW-01-1N-F | Linear Replacement Lamp | Four-Foot | Internal Driver Lamp-Style Retrofit Kits (UL Type B) | Standard | TRUE | 2415 | 111.86 | 21.53 | 16.65 | 0.9033 | 2884 | 82 | 5 | 50000 | 42361 |  |  | No |  | 3 | 2391 | 112.25 | 21.3 | 16.65 | 0.9033 | 3000 | 82
P6NGBFB1 | A Plus Lighting LLC | A Plus Lighting | AP-T84-18-WW-01-1N-F | Linear Replacement Lamp | Four-Foot | Internal Driver Lamp-Style Retrofit Kits (UL Type B) | Standard | TRUE | 1992 | 109.93 | 18.12 | 18.65 | 0.9012 | 2907 | 82.3 | 5 | 50000 | 42361 |  |  | No |  | 3 | 1903 | 110.45 | 17.23 | 18.65 | 0.9012 | 3000 | 82.3
PA2VABGZ | Sun & Stars Lighting Inc. | Sun & Stars Lighting | SSLT8LED-15/50K-DM | Linear Replacement Lamp | Four-Foot | Replacement Lamps (plug and play) (UL Type A) | Standard | FALSE | [9 empty] | 42361 |  |  | No |  | 3 | 1900 | 126.6667 | 17.69 | 15 | 0.9 | 5000 | 81
PY4B43XT | Sun & Stars Lighting Inc. | Sun & Stars Lighting | SSLT8LED-15/45K-DM | Linear Replacement Lamp | Four-Foot | Replacement Lamps (plug and play) (UL Type A) | Standard | FALSE | [9 empty] | 42361 |  |  | No |  | 3 | 1900 | 126.6667 | 17.69 | 15 | 0.9 | 4500 | 81
PUBDK7AP | Sun & Stars Lighting Inc. | Sun & Stars Lighting | SSLT8LED-15/40K-DM | Linear Replacement Lamp | Four-Foot | Replacement Lamps (plug and play) (UL Type A) | Standard | FALSE | [9 empty] | 42361 |  |  | No |  | 3 | 1900 | 126.6667 | 17.69 | 15 | 0.9 | 4000 | 81
P5EFD3D4 | Sun & Stars Lighting Inc. | Sun & Stars Lighting | SSLT8LED-15/35K-DM | Linear Replacement Lamp | Four-Foot | Replacement Lamps (plug and play) (UL Type A) | Standard | FALSE | [9 empty] | 42361 |  |  | No |  | 3 | 1750 | 116.6667 | 17.69 | 15 | 0.9 | 3500 | 81
PKSAQ4G3 | Shenzhen Syhdee Co.Ltd. | SYHDEE | SYH-08T-01222FPLE(5000K) | Linear Replacement Lamp | Four-Foot | Internal Driver Lamp-Style Retrofit Kits (UL Type B) | Standard | FALSE | [9 empty] | 42361 |  |  | No |  | 3 | 3123 | 141.44 | 22.08 | 18.24 | 0.94 | 5000 | 82.1
P2BZEJBV | Shenzhen Syhdee Co.Ltd. | SYHDEE | SYH-08T-01222FPLE(4500K) | Linear Replacement Lamp | Four-Foot | Internal Driver Lamp-Style Retrofit Kits (UL Type B) | Standard | FALSE | [9 empty] | 42361 |  |  | No |  | 3 | 2923 | 133.78 | 21.85 | 18.24 | 0.93 | 4500 | 81.9
PRAEREQT | Shenzhen Syhdee Co.Ltd. | SYHDEE | SYH-08T-01222FPLE(4000K) | Linear Replacement Lamp | Four-Foot | Internal Driver Lamp-Style Retrofit Kits (UL Type B) | Standard | FALSE | [9 empty] | 42361 |  |  | No |  | 3 | 2923 | 133.78 | 21.85 | 18.24 | 0.93 | 4000 | 81.9
PAC4D9EU | Shenzhen Syhdee Co.Ltd. | SYHDEE | SYH-08T-01222FPLE(3500K) | Linear Replacement Lamp | Four-Foot | Internal Driver Lamp-Style Retrofit Kits (UL Type B) | Standard | FALSE | [9 empty] | 42361 |  |  | No |  | 3 | 2923 | 133.78 | 21.85 | 18.24 | 0.93 | 3500 | 81.9
PAK8W1G1 | A Plus Lighting LLC | A Plus Lighting | AP-T84-18-KW-01-2N-C | Linear Replacement Lamp | Four-Foot | Internal Driver Lamp-Style Retrofit Kits (UL Type B) | Standard | FALSE | [9 empty] | 42361 | Not Dimmable | Not Dimmable | No |  | 3 | 2243 | 129.28 | 17.35 | 17.98 | 0.9035 | 5000 | 83.3
PPDD3192 | A Plus Lighting LLC | A Plus Lighting | AP-T84-22-KW-01-1N-F | Linear Replacement Lamp | Four-Foot | Internal Driver Lamp-Style Retrofit Kits (UL Type B) | Standard | FALSE | [9 empty] | 42361 | Not Dimmable | Not Dimmable | No |  | 3 | 2463 | 114.99 | 21.42 | 16.67 | 0.9061 | 5000 | 83.2
PB9X36N4 | A Plus Lighting LLC | A Plus Lighting | AP-T84-22-KW-01-1N-C | Linear Replacement Lamp | Four-Foot | Internal Driver Lamp-Style Retrofit Kits (UL Type B) | Standard | FALSE | [9 empty] | 42361 | Not Dimmable | Not Dimmable | No |  | 3 | 2872 | 133.15 | 21.57 | 13.95 | 0.9093 | 5000 | 83.2
PTD7BVWH | A Plus Lighting LLC | A Plus Lighting | AP-T84-18-KW-01-2N-F | Linear Replacement Lamp | Four-Foot | Internal Driver Lamp-Style Retrofit Kits (UL Type B) | Standard | FALSE | [9 empty] | 42361 | Not Dimmable | Not Dimmable | No |  | 3 | 2019 | 115.97 | 17.41 | 18.96 | 0.9044 | 5000 | 83.1
PR7C1R5R | A Plus Lighting LLC | A Plus Lighting | AP-T84-18-KW-01-1N-F | Linear Replacement Lamp | Four-Foot | Internal Driver Lamp-Style Retrofit Kits (UL Type B) | Standard | FALSE | [9 empty] | 42361 | Not Dimmable | Not Dimmable | No |  | 3 | 1979 | 112.12 | 17.65 | 18.24 | 0.9032 | 5000 | 83.1
PKCGHCEF | A Plus Lighting LLC | A Plus Lighting | AP-T84-18-KW-01-1N-C | Linear Replacement Lamp | Four-Foot | Internal Driver Lamp-Style Retrofit Kits (UL Type B) | Standard | FALSE | [9 empty] | 42361 | Not Dimmable | Not Dimmable | No |  | 3 | 2287 | 132.35 | 17.28 | 18.23 | 0.9037 | 5000 | 83.1
PNGXKGSM | A Plus Lighting LLC | A Plus Lighting | AP-T84-20-KW-01-1N-C | Linear Replacement Lamp | Four-Foot | Internal Driver Lamp-Style Retrofit Kits (UL Type B) | Standard | FALSE | [9 empty] | 42361 | Not Dimmable | Not Dimmable | NotYetVerified |  | 3 | 2471 | 116.11 | 21.28 | 14.04 | 0.9296 | 5000 | 82.7
PTADHFDJ | A Plus Lighting LLC | A Plus Lighting | AP-T84-20-KW-01-1N-F | Linear Replacement Lamp | Four-Foot | Internal Driver Lamp-Style Retrofit Kits (UL Type B) | Standard | FALSE | [9 empty] | 42361 | Not Dimmable | Not Dimmable | NotYetVerified |  | 3 | 2246.4 | 105.66 | 21.26 | 12 | 0.9285 | 5000 | 82.5
PER94X8W | A Plus Lighting LLC | A Plus Lighting | AP-T84-18-NW-01-2N-C | Linear Replacement Lamp | Four-Foot | Internal Driver Lamp-Style Retrofit Kits (UL Type B) | Standard | FALSE | [9 empty] | 42361 | Not Dimmable | Not Dimmable | No |  | 3 | 2178 | 124.6 | 17.48 | 18.66 | 0.9046 | 4000 | 82.6
P55SP1JT | A Plus Lighting LLC | A Plus Lighting | AP-T84-20-NW-01-1N-C | Linear Replacement Lamp | Four-Foot | Internal Driver Lamp-Style Retrofit Kits (UL Type B) | Standard | FALSE | [9 empty] | 42361 | Not Dimmable | Not Dimmable | NotYetVerified |  | 3 | 2274 | 110.17 | 20.64 | 16.57 | 0.9331 | 4000 | 82.6
P8ABB7HA | A Plus Lighting LLC | A Plus Lighting | AP-T84-18-NW-01-1N-C | Linear Replacement Lamp | Four-Foot | Internal Driver Lamp-Style Retrofit Kits (UL Type B) | Standard | FALSE | [9 empty] | 42361 | Not Dimmable | Not Dimmable | No |  | 3 | 2197 | 127.29 | 17.26 | 18.66 | 0.9104 | 4000 | 82.5
PWHAFNH9 | A Plus Lighting LLC | A Plus Lighting | AP-T84-20-NW-01-1N-F | Linear Replacement Lamp | Four-Foot | Internal Driver Lamp-Style Retrofit Kits (UL Type B) | Standard | FALSE | [9 empty] | 42361 | Not Dimmable | Not Dimmable | NotYetVerified |  | 3 | 2082.1 | 101.12 | 20.59 | 16.87 | 0.9327 | 4000 | 82.5
PDUTSSUQ | A Plus Lighting LLC | A Plus Lighting | AP-T84-18-NW-01-2N-F | Linear Replacement Lamp | Four-Foot | Internal Driver Lamp-Style Retrofit Kits (UL Type B) | Standard | FALSE | [9 empty] | 42361 | Not Dimmable | Not Dimmable | No |  | 3 | 1989 | 113.98 | 17.45 | 18.56 | 0.9042 | 4000 | 82.4
PGXE7EC8 | A Plus Lighting LLC | A Plus Lighting | AP-T84-18-NW-01-1N-F | Linear Replacement Lamp | Four-Foot | Internal Driver Lamp-Style Retrofit Kits (UL Type B) | Standard | FALSE | [9 empty] | 42361 | Not Dimmable | Not Dimmable | No |  | 3 | 1903 | 110.45 | 17.23 | 18.65 | 0.9012 | 4000 | 82.3
PBD96A63 | A Plus Lighting LLC | A Plus Lighting | AP-T84-22-NW-01-1N-F | Linear Replacement Lamp | Four-Foot | Internal Driver Lamp-Style Retrofit Kits (UL Type B) | Standard | FALSE | [9 empty] | 42361 | Not Dimmable | Not Dimmable | No |  | 3 | 2391 | 112.25 | 21.3 | 16.65 | 0.9033 | 4000 | 82
P4R79X83 | A Plus Lighting LLC | A Plus Lighting | AP-T84-22-NW-01-1N-C | Linear Replacement Lamp | Four-Foot | Internal Driver Lamp-Style Retrofit Kits (UL Type B) | Standard | FALSE | [9 empty] | 42361 | Not Dimmable | Not Dimmable | No |  | 3 | 2795 | 130.55 | 21.41 | 14.3 | 0.9122 | 4000 | 81.7
P75F875W | A Plus Lighting LLC | A Plus Lighting | AP-T84-18-WW-01-1N-C | Linear Replacement Lamp | Four-Foot | Internal Driver Lamp-Style Retrofit Kits (UL Type B) | Standard | FALSE | [9 empty] | 42361 | Not Dimmable | Not Dimmable | No |  | 3 | 2197 | 127.29 | 17.26 | 18.74 | 0.9104 | 3000 | 82.5
P2SSZN18 | A Plus Lighting LLC | A Plus Lighting | AP-T84-18-WW-01-2N-F | Linear Replacement Lamp | Four-Foot | Internal Driver Lamp-Style Retrofit Kits (UL Type B) | Standard | FALSE | [9 empty] | 42361 | Not Dimmable | Not Dimmable | No |  | 3 | 1989 | 113.98 | 17.45 | 18.56 | 0.9042 | 3000 | 82.4
PJFWDCQT | Nuwave LLC | ALSET | 50729 | Linear Replacement Lamp | Four-Foot | Dual Mode Internal Driver (UL Type A and Type B) | Standard | TRUE | 1839.9 | 112.33 | 16.38 | 6.2 | 0.98 | 3529 | 82.4 | 7 | 50000 | 42360 |  |  | No |  | 3.1 | 1800 | 135 | 13.5 | 21.5 | 0.976 | 3500 | 80
PMRBPMFB | JIAXING SUPER LIGHTING ELECTRIC APPLIANCE CO.LTD | SUPER | T8L-IDBH11-2200-4ft-ABA | Linear Replacement Lamp | Four-Foot | Dual Mode Internal Driver (UL Type A and Type B) | Standard | TRUE | 2212 | 107 | 20.68 | 9.03 | 0.9744 | 3067 | 84.5 | 5 | 50000 | 42360 |  |  | No |  | 3.1 | 2200 | 107 | 20.5 | 20 | 0.9 | 3000 | 82
PAWMFR29 | Nuwave LLC | ALSET | 50725 | Linear Replacement Lamp | Four-Foot | Dual Mode Internal Driver (UL Type A and Type B) | Standard | TRUE | 2132.3 | 118.65 | 17.97 | 10.25 | 0.972 | 3465 | 83 | 5 | 50000 | 42360 |  |  | No | Updated Test Data on 10/31/16 | 4 | 2150 | 143.33 | 15 | 22.39 | 0.98 | 3500 | 80
PGYAUGM4 | ARK Intelligent Technology Co. Ltd | ARK | ARK/UT/18K(3000K) | Linear Replacement Lamp | Four-Foot | Dual Mode Internal Driver (UL Type A and Type B) | Standard | TRUE | 2518 | 130.53 | 19.29 | 12.44 | 0.9265 | 2993 | 82.6 | 5 | 50000 | 42360 |  |  | No |  | 3.1 | 2540 | 131.06 | 19.38 | 12.6 | 0.9148 | 3000 | 82.6
PG2K376U | Nuwave LLC | ALSET | 50728 | Linear Replacement Lamp | Four-Foot | Dual Mode Internal Driver (UL Type A and Type B) | Standard | FALSE | [9 empty] | 42360 |  |  | No | Updated Test Data on 10/31/16 | 4 | 2236 | 149.07 | 15 | 22.11 | 0.97 | 5000 | 80
PDHPC7NH | Nuwave LLC | ALSET | 50731 | Linear Replacement Lamp | Four-Foot | Dual Mode Internal Driver (UL Type A and Type B) | Standard | FALSE | [9 empty] | 42360 |  |  | No |  | 3.1 | 1800 | 135 | 13.5 | 21.5 | 0.974 | 5000 | 80
P6PHYWUD | Nuwave LLC | ALSET | 50726 | Linear Replacement Lamp | Four-Foot | Dual Mode Internal Driver (UL Type A and Type B) | Standard | FALSE | [9 empty] | 42360 |  |  | No | Updated Test Data on 10/31/16 | 4 | 2223 | 148.3 | 15 | 22.06 | 0.98 | 4000 | 80
P18UHY96 | Nuwave LLC | ALSET | 50730 | Linear Replacement Lamp | Four-Foot | Dual Mode Internal Driver (UL Type A and Type B) | Standard | FALSE | [9 empty] | 42360 |  |  | No |  | 3.1 | 1800 | 135 | 13.5 | 21.3 | 0.976 | 4000 | 80
PZMN2JA2 | JIAXING SUPER LIGHTING ELECTRIC APPLIANCE CO.LTD | SUPER | T8L-IDBH11-2200-4ft-EBA | Linear Replacement Lamp | Four-Foot | Dual Mode Internal Driver (UL Type A and Type B) | Standard | FALSE | [9 empty] | 42360 |  |  | No |  | 3.1 | 2200 | 107 | 20.5 | 20 | 0.9 | 5000 | 82
PJEV7RAP | JIAXING SUPER LIGHTING ELECTRIC APPLIANCE CO.LTD | SUPER | T8L-IDBH11-2200-4ft-DBA | Linear Replacement Lamp | Four-Foot | Dual Mode Internal Driver (UL Type A and Type B) | Standard | FALSE | [9 empty] | 42360 |  |  | No |  | 3.1 | 2200 | 107 | 20.5 | 20 | 0.9 | 4500 | 82
P7SV3MFU | JIAXING SUPER LIGHTING ELECTRIC APPLIANCE CO.LTD | SUPER | T8L-IDBH11-2200-4ft-CBA | Linear Replacement Lamp | Four-Foot | Dual Mode Internal Driver (UL Type A and Type B) | Standard | FALSE | [9 empty] | 42360 |  |  | No |  | 3.1 | 2200 | 107 | 20.5 | 20 | 0.9 | 4000 | 82
P28A5ZC9 | JIAXING SUPER LIGHTING ELECTRIC APPLIANCE CO.LTD | SUPER | T8L-IDBH11-2200-4ft-BBA | Linear Replacement Lamp | Four-Foot | Dual Mode Internal Driver (UL Type A and Type B) | Standard | FALSE | [9 empty] | 42360 |  |  | No |  | 3.1 | 2200 | 107 | 20.5 | 20 | 0.9 | 3500 | 82
PHCKYYSE | ARK Intelligent Technology Co. Ltd | ARK | ARK/UT/18K(5000K) | Linear Replacement Lamp | Four-Foot | Dual Mode Internal Driver (UL Type A and Type B) | Standard | FALSE | [9 empty] | 42360 | Not Dimmable | Not Dimmable | No |  | 3.1 | 2632 | 135.24 | 19.46 | 12.56 | 0.9252 | 5000 | 82.5
PS1AGXKY | ARK Intelligent Technology Co. Ltd | ARK | ARK/UT/18K(4500K) | Linear Replacement Lamp | Four-Foot | Dual Mode Internal Driver (UL Type A and Type B) | Standard | FALSE | [9 empty] | 42360 | Not Dimmable | Not Dimmable | No |  | 3.1 | 2609 | 134.35 | 19.42 | 12.6 | 0.9148 | 4500 | 82.6
P65GYGK9 | ARK Intelligent Technology Co. Ltd | ARK | ARK/UT/18K(4000K) | Linear Replacement Lamp | Four-Foot | Dual Mode Internal Driver (UL Type A and Type B) | Standard | FALSE | [9 empty] | 42360 | Not Dimmable | Not Dimmable | No |  | 3.1 | 2586 | 133.16 | 19.42 | 12.6 | 0.9148 | 4000 | 82.6
PDA2GN4E | ARK Intelligent Technology Co. Ltd | ARK | ARK/UT/18K(3500K) | Linear Replacement Lamp | Four-Foot | Dual Mode Internal Driver (UL Type A and Type B) | Standard | FALSE | [9 empty] | 42360 | Not Dimmable | Not Dimmable | No |  | 3.1 | 2563 | 131.98 | 19.42 | 12.6 | 0.9148 | 3500 | 82.6
PU7GWRPW | Shenzhen Syhdee Co.Ltd. | SYHDEE | SYH-ET08-EP1215D-1(3000K) | Linear Replacement Lamp | Four-Foot | 2-lamp External Driver Lamp-Style Retrofit Kits (UL Type C) | Standard | TRUE | 1576.3 | 110.08 | 14.32 | 13.4 | 0.883 | 2993 | 81.3 | 5 | 50000 | 42359 |  |  | No |  | 3 | 1600 | 106.67 | 15 | 15 | 0.9 | 3000 | 81
PRM8MV4S | Shenzhen Syhdee Co.Ltd. | SYHDEE | SYH-ET08-EP1215D-1(5000K) | Linear Replacement Lamp | Four-Foot | 2-lamp External Driver Lamp-Style Retrofit Kits (UL Type C) | Standard | FALSE | [9 empty] | 42359 |  |  | No |  | 3 | 1700 | 113.33 | 15 | 15 | 0.9 | 5000 | 81
P5BG5W5Y | Shenzhen Syhdee Co.Ltd. | SYHDEE | SYH-ET08-EP1215D-1(4500K) | Linear Replacement Lamp | Four-Foot | 2-lamp External Driver Lamp-Style Retrofit Kits (UL Type C) | Standard | FALSE | [9 empty] | 42359 |  |  | No |  | 3 | 1700 | 113.33 | 15 | 15 | 0.9 | 4500 | 81
P5UCTYME | Shenzhen Syhdee Co.Ltd. | SYHDEE | SYH-ET08-EP1215D-1(4000K) | Linear Replacement Lamp | Four-Foot | 2-lamp External Driver Lamp-Style Retrofit Kits (UL Type C) | Standard | FALSE | [9 empty] | 42359 |  |  | No |  | 3 | 1700 | 113.33 | 15 | 15 | 0.9 | 4000 | 81
PH442Z34 | Shenzhen Syhdee Co.Ltd. | SYHDEE | SYH-ET08-EP1215D-1(3500K) | Linear Replacement Lamp | Four-Foot | 2-lamp External Driver Lamp-Style Retrofit Kits (UL Type C) | Standard | FALSE | [9 empty] | 42359 |  |  | No |  | 3 | 1600 | 106.67 | 15 | 15 | 0.9 | 3500 | 81
PTC1F2BM | LEDone Distribution Inc. | LEDone | LOD-T8BC-4FT15W40KF | Linear Replacement Lamp | Four-Foot | Replacement Lamps (plug and play) (UL Type A) | Standard | TRUE | 1728.5 | 112.6 | 15.35 | 7.01 | 0.977 | 4112 | 83.8 | 5 | 50000 | 42356 |  |  | NotYetVerified |  | 3 | 1728.5 | 112.6 | 15.35 | 5.25 | 0.999 | 4112 | 84
PC8P2PG9 | ASG ENERGY LLC | ASG ENERGY | ASG-VERSA-T8-EX-18W-4F-FR-4000K | Linear Replacement Lamp | Four-Foot | 2-lamp External Driver Lamp-Style Retrofit Kits (UL Type C) | Standard | TRUE | 1882.85 | 104.23 | 18.07 | 12.92 | 0.9714 | 4053 | 83.1 | 5 | 50000 | 42356 |  |  | No |  | 3 | 1880 | 99 | 19 | 20 | 0.9 | 4000 | 80
PSXFWBVV | iGlo LLC | IGLO | GL18WT8ZNH3000KUDX1.2MF | Linear Replacement Lamp | Four-Foot | Internal Driver Lamp-Style Retrofit Kits (UL Type B) | Standard | TRUE | 1831 | 105.96 | 17.28 | 18.68 | 0.9672 | 2997 | 82.4 | 5 | 50000 | 42356 |  |  | NotYetVerified |  | 3 | 1821 | 106.12 | 17.16 | 18.68 | 0.9704 | 3000 | 82.4
PE6YN4X5 | e3light Group A/S | e3light | T8-18W(2700K) | Linear Replacement Lamp | Four-Foot | Internal Driver Lamp-Style Retrofit Kits (UL Type B) | Standard | TRUE | 1898.314 | 107.736 | 17.62 | 16.48 | 0.935 | 2719 | 82.4 | 5 | 50000 | 42356 |  |  | No |  | 3.1 | 1898.314 | 107.736 | 17.62 | 16.48 | 0.956 | 2719 | 82.4
P67ZZ4A7 | iGlo LLC | IGLO | GL18WT8ZNH3000KUDX1.2MC | Linear Replacement Lamp | Four-Foot | Internal Driver Lamp-Style Retrofit Kits (UL Type B) | Standard | TRUE | 2067 | 109.82 | 18.82 | 17.66 | 0.9173 | 2939 | 82.1 | 5 |  | 42356 |  |  | NotYetVerified | Internal Driver | 3 | 2000 | 109 | 18 |  | 0.9 | 3000 | 82
P1QFAAU8 | Every Watt Matters | Every Watt Matters | T8-48-12-MDN-FG33-830-B2-304 | Linear Replacement Lamp | Four-Foot | Dual Mode Internal Driver (UL Type A and Type B) | Standard | TRUE | 1782 | 141.09 | 12.63 | 16.59 | 0.9132 | 3098 | 84 | 5 | 50000 | 42356 |  |  | NotYetVerified |  | 3 | 1782 | 141.09 | 12.63 | 16.59 | 0.9182 | 3000 | 83.6
PBFDV29F | iGlo LLC | IGLO | GL22WT8ZNH3000KUDX1.2MF | Linear Replacement Lamp | Four-Foot | Internal Driver Lamp-Style Retrofit Kits (UL Type B) | Standard | TRUE | 2182 | 103.27 | 42.15 | 16.83 | 0.9124 | 3002 | 82.8 | 5 | 50000 | 42356 |  |  | NotYetVerified |  | 3 | 2175 | 103.33 | 21.05 | 16.83 | 0.9124 | 3000 | 82.8
P6BTUNGC | iGlo LLC | IGLO | GL22WT8ZNH3000KUDX1.2MC | Linear Replacement Lamp | Four-Foot | Internal Driver Lamp-Style Retrofit Kits (UL Type B) | Standard | TRUE | 2349 | 105.03 | 22.37 | 18.36 | 0.9114 | 2935 | 81.8 | 5 |  | 42356 |  |  | NotYetVerified |  | 3 | 2300 | 105 | 22 |  | 0.9 | 3000 | 81
PSXG4NPY | Green Lumens | Green Lumens | GL-T8-1200NCM(L30K120CGXN) | Linear Replacement Lamp | Four-Foot | Internal Driver Lamp-Style Retrofit Kits (UL Type B) | Standard | TRUE | 1730 | 120.25 | 14.63 | 9.82 | 0.9077 | 2945 | 82.9 | 5 | 50000 | 42356 |  |  | NotYetVerified | Internal Driver | 3 | 1730 | 120.25 | 14.39 | 9.82 | 0.9077 | 3000 | 82.9
P89CBM1C | SHENZHEN R&Z LED WORLD CO.LTD | RZ | RZ-TL-T8-22W-12(3000K) | Linear Replacement Lamp | Four-Foot | Internal Driver Lamp-Style Retrofit Kits (UL Type B) | Standard | TRUE | 2863 | 126.79 | 22.58 | 17.09 | 0.9048 | 3021 | 82.7 | 5 | 50000 | 42356 |  |  | No |  | 3.1 | 2863 | 126.79 | 22.58 | 17.09 | 0.9048 | 3000 | 82.7
PN8FYZFK | Green Lumens | Green Lumens | GL-T8-1200NFM(L30K120CGXN) | Linear Replacement Lamp | Four-Foot | Internal Driver Lamp-Style Retrofit Kits (UL Type B) | Standard | TRUE | 1597 | 110.48 | 14.72 | 10.81 | 0.9024 | 2948 | 83.5 | 5 | 50000 | 42356 |  |  | NotYetVerified | Internal Driver | 3 | 1597 | 110.48 | 14.46 | 10.81 | 0.9024 | 3000 | 83.5
P7C9X8AM | iGlo LLC | IGLO | GL18WT8ZNH5000KUDX1.2MF | Linear Replacement Lamp | Four-Foot | Internal Driver Lamp-Style Retrofit Kits (UL Type B) | Standard | FALSE | [9 empty] | 42356 |  |  | NotYetVerified | Internal Driver | 3 | 1915 | 111.08 | 17.24 | 18.34 | 0.9152 | 5000 | 82.7
PZS7HVXW | iGlo LLC | IGLO | GL22WT8ZNH5000KUDX1.2MF | Linear Replacement Lamp | Four-Foot | Internal Driver Lamp-Style Retrofit Kits (UL Type B) | Standard | FALSE | [9 empty] | 42356 |  |  | NotYetVerified | Internal Driver | 3 | 2348 | 107.36 | 21.87 | 16.18 | 0.9107 | 5000 | 82.1
P2VDCA2W | iGlo LLC | IGLO | GL22WT8ZNH5000KUDX1.2MC | Linear Replacement Lamp | Four-Foot | Internal Driver Lamp-Style Retrofit Kits (UL Type B) | Standard | FALSE | [9 empty] | 42356 |  |  | NotYetVerified | Internal Driver | 3 | 2300 | 112 | 22 |  | 0.9 | 5000 | 82
P4W48JX1 | iGlo LLC | IGLO | GL18WT8ZNH5000KUDX1.2MC | Linear Replacement Lamp | Four-Foot | Internal Driver Lamp-Style Retrofit Kits (UL Type B) | Standard | FALSE | [9 empty] | 42356 |  |  | NotYetVerified | Internal Driver | 3 | 2200 | 121 | 18 |  | 0.9 | 5000 | 82
PKEJ922W | iGlo LLC | IGLO | GL22WT8ZNH4100KUDX1.2MF | Linear Replacement Lamp | Four-Foot | Internal Driver Lamp-Style Retrofit Kits (UL Type B) | Standard | FALSE | [9 empty] | 42356 |  |  | NotYetVerified |  | 3 | 2175 | 103.33 | 21.05 | 16.83 | 0.9124 | 4000 | 82.8
PTD1GH36 | iGlo LLC | IGLO | GL18WT8ZNH4100KUDX1.2MF | Linear Replacement Lamp | Four-Foot | Internal Driver Lamp-Style Retrofit Kits (UL Type B) | Standard | FALSE | [9 empty] | 42356 |  |  | NotYetVerified | Internal Driver | 3 | 1821 | 106.12 | 17.16 | 18.68 | 0.9704 | 4000 | 82.4
P7HYZZRZ | iGlo LLC | IGLO | GL18WT8ZNH4100KUDX1.2MC | Linear Replacement Lamp | Four-Foot | Internal Driver Lamp-Style Retrofit Kits (UL Type B) | Standard | FALSE | [9 empty] | 42356 |  |  | NotYetVerified | Internal Driver | 3 | 2000 | 109 | 18 |  | 0.9 | 4000 | 82
PRFZZPV5 | iGlo LLC | IGLO | GL22WT8ZNH4100KUDX1.2MC | Linear Replacement Lamp | Four-Foot | Internal Driver Lamp-Style Retrofit Kits (UL Type B) | Standard | FALSE | [9 empty] | 42356 |  |  | NotYetVerified |  | 3 | 2300 | 105 | 22 |  | 0.9 | 4000 | 81
P7N5JV9V | LEDone Distribution Inc. | LEDone | LOD-T8BC-4FT15W50KF | Linear Replacement Lamp | Four-Foot | Replacement Lamps (plug and play) (UL Type A) | Standard | FALSE | [9 empty] | 42356 |  |  | NotYetVerified |  | 3 | 1800 | 120 | 15 | 5.25 | 0.999 | 5000 | 84
PYFD1V5B | Green Lumens | Green Lumens | GL-T8-1200NFM(L50K120CGXN) | Linear Replacement Lamp | Four-Foot | Internal Driver Lamp-Style Retrofit Kits (UL Type B) | Standard | FALSE | [9 empty] | 42356 |  |  | NotYetVerified | Internal Driver | 3 | 1709 | 117.33 | 14.56 | 11.47 | 0.9027 | 5000 | 83
PQ1QHQS8 | Green Lumens | Green Lumens | GL-T8-1200NCM(L50K120CGXN) | Linear Replacement Lamp | Four-Foot | Internal Driver Lamp-Style Retrofit Kits (UL Type B) | Standard | FALSE | [9 empty] | 42356 |  |  | NotYetVerified | Internal Driver | 3 | 1873 | 128.44 | 14.58 | 10.57 | 0.9103 | 5000 | 82.6
PFFHGJKA | Green Lumens | Green Lumens | GL-T8-1200NFM(L45K120CGXN) | Linear Replacement Lamp | Four-Foot | Internal Driver Lamp-Style Retrofit Kits (UL Type B) | Standard | FALSE | [9 empty] | 42356 |  |  | NotYetVerified | Internal Driver | 3 | 1597 | 110.48 | 14.46 | 10.81 | 0.9024 | 4500 | 83.5
PRSAWFDP | Green Lumens | Green Lumens | GL-T8-1200NCM(L45K120CGXN) | Linear Replacement Lamp | Four-Foot | Internal Driver Lamp-Style Retrofit Kits (UL Type B) | Standard | FALSE | [9 empty] | 42356 |  |  | NotYetVerified | Internal Driver | 3 | 1730 | 120.25 | 14.39 | 9.82 | 0.9077 | 4500 | 82.9
P42682VA | Green Lumens | Green Lumens | GL-T8-1200NFM(L40K120CGXN) | Linear Replacement Lamp | Four-Foot | Internal Driver Lamp-Style Retrofit Kits (UL Type B) | Standard | FALSE | [9 empty] | 42356 |  |  | NotYetVerified | Internal Driver | 3 | 1597 | 110.48 | 14.46 | 10.81 | 0.9024 | 4000 | 83.5
PPGX2KGB | Green Lumens | Green Lumens | GL-T8-1200NCM(L40K120CGXN) | Linear Replacement Lamp | Four-Foot | Internal Driver Lamp-Style Retrofit Kits (UL Type B) | Standard | FALSE | [9 empty] | 42356 |  |  | NotYetVerified | Internal Driver | 3 | 1730 | 120.25 | 14.39 | 9.82 | 0.9077 | 4000 | 82.9
PV22QZ9G | Green Lumens | Green Lumens | GL-T8-1200NFM(L35K120CGXN) | Linear Replacement Lamp | Four-Foot | Internal Driver Lamp-Style Retrofit Kits (UL Type B) | Standard | FALSE | [9 empty] | 42356 |  |  | NotYetVerified | Internal Driver | 3 | 1597 | 110.48 | 14.46 | 10.81 | 0.9024 | 3500 | 83.5
PQPWMFB3 | Green Lumens | Green Lumens | GL-T8-1200NCM(L35K120CGXN) | Linear Replacement Lamp | Four-Foot | Internal Driver Lamp-Style Retrofit Kits (UL Type B) | Standard | FALSE | [9 empty] | 42356 |  |  | NotYetVerified | Internal Driver | 3 | 1730 | 120.25 | 14.39 | 9.82 | 0.9077 | 3500 | 82.9
PS1DPXXU | Every Watt Matters | Every Watt Matters | T8-48-12-MDN-FG33-850-B2-304 | Linear Replacement Lamp | Four-Foot | Dual Mode Internal Driver (UL Type A and Type B) | Standard | FALSE | [9 empty] | 42356 |  |  | NotYetVerified |  | 3 | 1892 | 148.63 | 12.73 | 16.09 | 0.9137 | 5000 | 82.1
PKWFMD55 | Every Watt Matters | Every Watt Matters | T8-48-12-MDN-FG33-845-B2-304 | Linear Replacement Lamp | Four-Foot | Dual Mode Internal Driver (UL Type A and Type B) | Standard | FALSE | [9 empty] | 42356 |  |  | NotYetVerified |  | 3 | 1782 | 141.09 | 12.63 | 16.59 | 0.9182 | 4500 | 83.6
P5QDY4WJ | Every Watt Matters | Every Watt Matters | T8-48-12-MDN-FG33-840-B2-304 | Linear Replacement Lamp | Four-Foot | Dual Mode Internal Driver (UL Type A and Type B) | Standard | FALSE | [9 empty] | 42356 |  |  | NotYetVerified |  | 3 | 1782 | 141.09 | 12.63 | 16.59 | 0.9182 | 4000 | 83.6
PCEUEGMN | Every Watt Matters | Every Watt Matters | T8-48-12-MDN-FG33-835-B2-304 | Linear Replacement Lamp | Four-Foot | Dual Mode Internal Driver (UL Type A and Type B) | Standard | FALSE | [9 empty] | 42356 |  |  | NotYetVerified |  | 3 | 1782 | 141.09 | 12.63 | 16.59 | 0.9182 | 3500 | 83.6
PG5PKP9D | ASG ENERGY LLC | ASG ENERGY | ASG-VERSA-T8-EX-18W-4F-FR-5000K | Linear Replacement Lamp | Four-Foot | 2-lamp External Driver Lamp-Style Retrofit Kits (UL Type C) | Standard | FALSE | [9 empty] | 42356 | Not Dimmable | Not Dimmable | No |  | 3 | 1880 | 99 | 19 | 20 | 0.9 | 5000 | 80
PUT95GTK | SHENZHEN R&Z LED WORLD CO.LTD | RZ | RZ-TL-T8-22W-12(5000K) | Linear Replacement Lamp | Four-Foot | Internal Driver Lamp-Style Retrofit Kits (UL Type B) | Standard | FALSE | [9 empty] | 42356 | Not Dimmable | Not Dimmable | No |  | 3.1 | 2976 | 132.68 | 22.43 | 17.15 | 0.9053 | 5000 | 85.2
PRHBUVM5 | SHENZHEN R&Z LED WORLD CO.LTD | RZ | RZ-TL-T8-22W-12(4500K) | Linear Replacement Lamp | Four-Foot | Internal Driver Lamp-Style Retrofit Kits (UL Type B) | Standard | FALSE | [9 empty] | 42356 | Not Dimmable | Not Dimmable | No |  | 3.1 | 2863 | 126.79 | 22.58 | 17.09 | 0.9048 | 4500 | 82.7
PEW43EZ9 | SHENZHEN R&Z LED WORLD CO.LTD | RZ | RZ-TL-T8-22W-12(4000K) | Linear Replacement Lamp | Four-Foot | Internal Driver Lamp-Style Retrofit Kits (UL Type B) | Standard | FALSE | [9 empty] | 42356 | Not Dimmable | Not Dimmable | No |  | 3.1 | 2863 | 126.79 | 22.58 | 17.09 | 0.9048 | 4000 | 82.7
PPVCEJNC | SHENZHEN R&Z LED WORLD CO.LTD | RZ | RZ-TL-T8-22W-12(3500K) | Linear Replacement Lamp | Four-Foot | Internal Driver Lamp-Style Retrofit Kits (UL Type B) | Standard | FALSE | [9 empty] | 42356 | Not Dimmable | Not Dimmable | No |  | 3.1 | 2863 | 126.79 | 22.58 | 17.09 | 0.9048 | 3500 | 82.7
PU4CRBF7 | e3light Group A/S | e3light | T8-18W(5000K) | Linear Replacement Lamp | Four-Foot | Internal Driver Lamp-Style Retrofit Kits (UL Type B) | Standard | FALSE | [9 empty] | 42356 | Not Dimmable | Not Dimmable | No |  | 3.1 | 2003.645 | 111.873 | 17.91 | 15.71 | 0.959 | 4985 | 81.7
PG4QHV9Q | e3light Group A/S | e3light | T8-18W(4000K) | Linear Replacement Lamp | Four-Foot | Internal Driver Lamp-Style Retrofit Kits (UL Type B) | Standard | FALSE | [9 empty] | 42356 | Not Dimmable | Not Dimmable | No |  | 3.1 | 1955.559 | 109.678 | 17.83 | 15.95 | 0.958 | 4036 | 81.6
P3BQPRPF | e3light Group A/S | e3light | T8-18W(3000K) | Linear Replacement Lamp | Four-Foot | Internal Driver Lamp-Style Retrofit Kits (UL Type B) | Standard | FALSE | [9 empty] | 42356 | Not Dimmable | Not Dimmable | No |  | 3.1 | 1918.138 | 108.125 | 17.74 | 16.22 | 0.957 | 2922 | 81.4
PNNUJ39G | LEDone Distribution Inc. | LEDone | LOD-GT84F18W-EBCA30KF | Linear Replacement Lamp | Four-Foot | Replacement Lamps (plug and play) (UL Type A) | Standard | TRUE | 1824.6 | 103.14 | 17.69 | 5.8 | 0.983 | 3010 | 81.2 | 5 | 50000 | 42355 |  |  | No |  | 3 | 1750 | 116.67 | 17.69 | 15 | 0.9 | 3000 | 81
P88VMND6 | Linmore LED Labs | Linmore LED | LL-T8-4-2-ED-F-35K-26W | Linear Replacement Lamp | Four-Foot | 2-lamp External Driver Lamp-Style Retrofit Kits (UL Type C) | Standard | TRUE | 1675.2 | 132 | 12.7 | 10 | 0.91 | 3364 | 82 | 10 | 88000 | 42355 |  |  | No |  | 3.1 | 1675.2 | 132 | 12.7 | 10 | 0.99 | 3364 | 82
PREWYQK3 | Shenzhen Syhdee Co.Ltd. | SYHDEE | SYH-C08-M1212(4500K) | Linear Replacement Lamp | Four-Foot | Replacement Lamps (plug and play) (UL Type A) | Standard | FALSE | [9 empty] | 42355 |  |  | No | Updated 9/12/2016 | 4 | 1605 | 116.14 | 13.82 | 11.06 | 0.9044 | 4500 | 82.9
PYKGFSCS | Shenzhen Syhdee Co.Ltd. | SYHDEE | SYH-C08-T1212(4500K) | Linear Replacement Lamp | Four-Foot | Replacement Lamps (plug and play) (UL Type A) | Standard | FALSE | [9 empty] | 42355 |  |  | No | Updated 8/31/16 | 4 | 1693 | 121.97 | 13.88 | 10.22 | 0.9077 | 4500 | 82
PAVFPY94 | Shenzhen Syhdee Co.Ltd. | SYHDEE | SYH-C08-M1212(3500K) | Linear Replacement Lamp | Four-Foot | Replacement Lamps (plug and play) (UL Type A) | Standard | FALSE | [9 empty] | 42355 |  |  | No | Updated 9/12/2016 | 4 | 1605 | 116.14 | 13.82 | 11.06 | 0.9044 | 3500 | 82.9
PT2CUDW5 | Shenzhen Syhdee Co.Ltd. | SYHDEE | SYH-C08-T1212(3500K) | Linear Replacement Lamp | Four-Foot | Replacement Lamps (plug and play) (UL Type A) | Standard | FALSE | [9 empty] | 42355 |  |  | No | Updated 8/31/16 | 4 | 1693 | 121.97 | 13.88 | 10.22 | 0.9077 | 3500 | 82
PWJC4YM5 | LEDone Distribution Inc. | LEDone | LOD-GT84F18W-EBCA50KF | Linear Replacement Lamp | Four-Foot | Replacement Lamps (plug and play) (UL Type A) | Standard | FALSE | [9 empty] | 42355 |  |  | No |  | 3 | 1900 | 126.67 | 17.69 | 15 | 0.9 | 5000 | 81
PQADXDDN | LEDone Distribution Inc. | LEDone | LOD-GT84F18W-EBCA40KF | Linear Replacement Lamp | Four-Foot | Replacement Lamps (plug and play) (UL Type A) | Standard | FALSE | [9 empty] | 42355 |  |  | No |  | 3 | 1900 | 126.67 | 17.69 | 15 | 0.9 | 4000 | 81
PSTAUECA | Linmore LED Labs | Linmore LED | LL-T8-4-2-ED-F-50K-26W | Linear Replacement Lamp | Four-Foot | 2-lamp External Driver Lamp-Style Retrofit Kits (UL Type C) | Standard | FALSE | [9 empty] | 42355 | Dimmable | Continuous Above 10 | No |  | 3.1 | 1697.5 | 132 | 12.9 | 10 | 0.99 | 5000 | 82
PVFKD35R | Linmore LED Labs | Linmore LED | LL-T8-4-2-ED-F-41K-26W | Linear Replacement Lamp | Four-Foot | 2-lamp External Driver Lamp-Style Retrofit Kits (UL Type C) | Standard | FALSE | [9 empty] | 42355 | Dimmable | Continuous Above 10 | No |  | 3.1 | 1689.6 | 132 | 12.8 | 10 | 0.99 | 4100 | 82
P5YBFE77 | CH Lighting Co.Ltd. | CH | CH1152-48-15W 830-2 | Linear Replacement Lamp | Four-Foot | Internal Driver Lamp-Style Retrofit Kits (UL Type B) | Standard | TRUE | 1862 | 116.2 | 16.02 | 24.61 | 0.9104 | 2886 | 82 | 5 | 50000 | 42354 |  |  | No |  | 3 | 1765 | 117 | 15 | 20 | 0.9 | 3000 | 82
PCMVBR6Q | CH Lighting Co.Ltd. | CH | CH1152-48-15W 850-2 | Linear Replacement Lamp | Four-Foot | Internal Driver Lamp-Style Retrofit Kits (UL Type B) | Standard | FALSE | [9 empty] | 42354 |  |  | No |  | 3 | 1900 | 127 | 15 | 20 | 0.9 | 5000 | 82
P36WZ29S | CH Lighting Co.Ltd. | CH | CH1152-48-15W 845-2 | Linear Replacement Lamp | Four-Foot | Internal Driver Lamp-Style Retrofit Kits (UL Type B) | Standard | FALSE | [9 empty] | 42354 |  |  | No |  | 3 | 1800 | 120 | 15 | 20 | 0.9 | 4500 | 82
PC7G1Z9Y | CH Lighting Co.Ltd. | CH | CH1152-48-15W 840-2 | Linear Replacement Lamp | Four-Foot | Internal Driver Lamp-Style Retrofit Kits (UL Type B) | Standard | FALSE | [9 empty] | 42354 |  |  | No |  | 3 | 1800 | 120 | 15 | 20 | 0.9 | 4000 | 82
PBTR6QJF | CH Lighting Co.Ltd. | CH | CH1152-48-15W 835-2 | Linear Replacement Lamp | Four-Foot | Internal Driver Lamp-Style Retrofit Kits (UL Type B) | Standard | FALSE | [9 empty] | 42354 |  |  | No |  | 3 | 1765 | 117 | 15 | 20 | 0.9 | 3500 | 82
PKZ4RBCM | P.Q.L. Inc. | Superior Life | 90569 | Linear Replacement Lamp | Four-Foot | Internal Driver Lamp-Style Retrofit Kits (UL Type B) | Standard | TRUE | 1913.158 | 111.017 | 17.233 | 15.57 | 0.9744 | 2964 | 84.3 | 5 | 50000 | 42353 |  |  | NotYetVerified | Internal Driver | 3 | 1800 | 100 | 18 | 15.57 | 0.979 | 3000 | 85
PNDXVTAE | P.Q.L. Inc. | Superior Life | 90549 | Linear Replacement Lamp | Four-Foot | Replacement Lamps (plug and play) (UL Type A) | Standard | TRUE | 3101 | 106.5 | 29.11 | 16.59 | 0.9662 | 2981 | 82.9 | 5 | 50000 | 42353 |  |  | No |  | 3 | 3100 | 100 | 30 | 20 | 0.9 | 3000 | 83
PUGKU1JF | P.Q.L. Inc. | Superior Life | 90565 | Linear Replacement Lamp | Four-Foot | Replacement Lamps (plug and play) (UL Type A) | Standard | TRUE | 1779 | 101.7 | 17.5 | 13.71 | 0.9661 | 2979 | 83.5 | 5 | 50000 | 42353 |  |  | No |  | 3 | 1600 | 100 | 16 | 20 | 0.9 | 3000 | 83
PWEE6XT5 | Mapled Light Inc | Mapled | ML-T8-18W 1200 WINZ+ (3000K) {Qualified only with fixed end caps} | Linear Replacement Lamp | Four-Foot | Internal Driver Lamp-Style Retrofit Kits (UL Type B) | Standard | TRUE | 1620 | 99.98 | 16.2 | 12.8 | 0.961 | 2978 | 81 | 5 | 50000 | 42353 |  |  | NotYetVerified |  | 3 | 1600 | 100 | 18 |  | 0.95 | 3000 | 80
PQSM8TAC8 | GE Lighting Solutions | GE Lighting | LED15T8/4/830 [LED15T8/DR/D2L Driver] | Linear Replacement Lamp | Four-Foot | 2-lamp External Driver Lamp-Style Retrofit Kits (UL Type C) | Standard | TRUE | 1966.5 | 132.4 | 14.9 | 16.88 | 0.958 | 3035 | 82.2 | 5 | 50000 | 42353 |  |  | No | Updated on 3/10/2017 | 4.1 | 1950 | 130 | 15 | 20 | 0.9 | 3000 | 80
PJKP3PE6 | Mapled Light Inc | Mapled | ML-T8-22W1200 WINZ (3000K) {Qualified only with fixed end caps} | Linear Replacement Lamp | Four-Foot | Internal Driver Lamp-Style Retrofit Kits (UL Type B) | Standard | TRUE | 2189.11 | 97.73 | 22.4 | 14.5 | 0.96 | 3103 | 82.6 | 5 | 50000 | 42353 |  |  | NotYetVerified |  | 3 | 2150 | 100 | 21.5 | 20 | 0.95 | 3000 | 80
PC9CEHB5 | Mapled Light Inc | Mapled | ML-T8-18W 1200 BQET+(3000K) {Qualified only with fixed end caps} | Linear Replacement Lamp | Four-Foot | Dual Mode Internal Driver (UL Type A and Type B) | Standard | TRUE | 1923 | 110.96 | 17.33 | 19.65 | 0.953 | 3048 | 81.9 | 5 | 50000 | 42353 |  |  | NotYetVerified |  | 3 | 1923 | 110.96 | 17.33 |  |  | 3000
PRQVNPDT | Green Creative LTD | GREEN CREATIVE | 15T8/4F/830DIR | Linear Replacement Lamp | Four-Foot | Replacement Lamps (plug and play) (UL Type A) | Standard | TRUE | 1944 | 110.5 | 17.59 | 12.88 | 0.949 | 2988 | 84 | 5 | 50000 | 42353 |  |  | No |  | 3 | 2000 | 108 | 18.5 | 20 | 0.9 | 3000 | 80
P5YB1G8H | Shenzhen Collesun Lighting Co. Ltd. | collesun | T8F-123020NV3-15BNH | Linear Replacement Lamp | Four-Foot | Internal Driver Lamp-Style Retrofit Kits (UL Type B) | Standard | TRUE | 2086.8 | 142.5 | 14.65 | 19.9 | 0.946 | 3006 | 81.5 | 5 | 50000 | 42353 |  |  | No |  | 3 | 2000 | 120 | 14.7 | 19.9 | 0.946 | 3000 | 80
P99G2G1T | DONG GUAN WALSTAR OPTOELECTRONICS TECHNOLOGY CO. LTD | WALSTAR | FL-T8-22W1200 BIS(SFGU)(3000K) | Linear Replacement Lamp | Four-Foot | Internal Driver Lamp-Style Retrofit Kits (UL Type B) | Standard | TRUE | 2226.3 | 103.9 | 21.41 | 19.11 | 0.942 | 2959 | 81.8 | 5 | 50000 | 42353 |  |  | No |  | 3 | 2226.383 | 103.988 | 21.41 | 19.11 | 0.967 | 3000 | 81.8
PTMC4EVG | Shenzhen Collesun Lighting Co. Ltd. | collesun | T8F-123020NV3-13ANH | Linear Replacement Lamp | Four-Foot | Internal Driver Lamp-Style Retrofit Kits (UL Type B) | Standard | TRUE | 1794.8 | 134.27 | 13.37 | 21 | 0.94 | 3000 | 82 | 5 | 50000 | 42353 |  |  | No |  | 3 | 2000 | 120 | 13.5 | 21 | 0.94 | 3000 | 80
PB9DXRGJ | Shenzhen Collesun Lighting Co. Ltd. | collesun | T8F-123020NV3-13BNH | Linear Replacement Lamp | Four-Foot | Internal Driver Lamp-Style Retrofit Kits (UL Type B) | Standard | TRUE | 1946.1 | 144.74 | 13.45 | 21 | 0.939 | 3006 | 81.6 | 5 | 50000 | 42353 |  |  | No |  | 3 | 2000 | 120 | 13.5 | 21 | 0.939 | 3000 | 80
PMSHETRN | iGlo LLC | IGLO | GL20WT8CSNCUDX1.2M 3000K | Linear Replacement Lamp | Four-Foot | Internal Driver Lamp-Style Retrofit Kits (UL Type B) | Standard | TRUE | 2274 | 110.17 | 20.64 | 16.57 | 0.9331 | 2959 | 82.6 | 5 | 50000 | 42353 |  |  | NotYetVerified |  | 3 | 2274 | 110.17 | 20.64 | 16.57 | 0.9331 | 3000 | 82.6
PV2EUXXH | iGlo LLC | IGLO | GL20WT8FSNCUDX1.2M 3000K | Linear Replacement Lamp | Four-Foot | Internal Driver Lamp-Style Retrofit Kits (UL Type B) | Standard | TRUE | 2082.1 | 101.12 | 22.04 | 16.87 | 0.9327 | 2956 | 82.5 | 5 | 50000 | 42353 |  |  | NotYetVerified |  | 3 | 2082.1 | 101.12 | 20.59 | 16.87 | 0.9327 | 3000 | 82.5
P4XQXSFF | DONG GUAN WALSTAR OPTOELECTRONICS TECHNOLOGY CO. LTD | WALSTAR | FL-T8-15W 1200 BIX(FTS)(3000K) | Linear Replacement Lamp | Four-Foot | Replacement Lamps (plug and play) (UL Type A) | Standard | TRUE | 1686.3 | 110 | 15.32 | 17.35 | 0.918 | 2973 | 82 | 5 | 50000 | 42353 |  |  | No |  | 3 | 1686.364 | 110.076 | 15.32 | 17.35 | 0.994 | 3000 | 82
P45WAGVM | Westinghouse Lighting | WESTINGHOUSE | LED15T8/48''/30 Ballast Bypass | Linear Replacement Lamp | Four-Foot | Internal Driver Lamp-Style Retrofit Kits (UL Type B) | Standard | TRUE | 1934 | 128.1 | 15.1 | 16.58 | 0.906 | 3065 | 84.6 | 5 | 50000 | 42353 |  |  | No |  | 3 | 1800 | 120 | 15 | 20 | 0.9 | 3000 | 83
PUMN8UN6 | Shenzhen Collesun Lighting Co. Ltd. | collesun | T8F-125020NV3-13BNH | Linear Replacement Lamp | Four-Foot | Internal Driver Lamp-Style Retrofit Kits (UL Type B) | Standard | FALSE | [9 empty] | 42353 |  |  | No |  | 3 | 2000 | 120 | 13.5 | 21 | 0.939 | 5000 | 80
PGQN1EKH | Shenzhen Collesun Lighting Co. Ltd. | collesun | T8F-125020NV3-13ANH | Linear Replacement Lamp | Four-Foot | Internal Driver Lamp-Style Retrofit Kits (UL Type B) | Standard | FALSE | [9 empty] | 42353 |  |  | No |  | 3 | 2000 | 120 | 13.5 | 21 | 0.94 | 5000 | 80
P4MVE8S5 | Shenzhen Collesun Lighting Co. Ltd. | collesun | T8F-125020NV3-15BNH | Linear Replacement Lamp | Four-Foot | Internal Driver Lamp-Style Retrofit Kits (UL Type B) | Standard | FALSE | [9 empty] | 42353 |  |  | No |  | 3 | 2000 | 120 | 14.7 | 19.9 | 0.946 | 5000 | 80
PJ7BV6FV | Shenzhen Collesun Lighting Co. Ltd. | collesun | T8F-124020NV3-13ANH | Linear Replacement Lamp | Four-Foot | Internal Driver Lamp-Style Retrofit Kits (UL Type B) | Standard | FALSE | [9 empty] | 42353 |  |  | No |  | 3 | 2000 | 120 | 13.5 | 21 | 0.94 | 4000 | 80
P2BKC29R | Shenzhen Collesun Lighting Co. Ltd. | collesun | T8F-124020NV3-13BNH | Linear Replacement Lamp | Four-Foot | Internal Driver Lamp-Style Retrofit Kits (UL Type B) | Standard | FALSE | [9 empty] | 42353 |  |  | No |  | 3 | 2000 | 120 | 13.5 | 21 | 0.939 | 4000 | 80
PBNSV5DU | Shenzhen Collesun Lighting Co. Ltd. | collesun | T8F-124020NV3-15BNH | Linear Replacement Lamp | Four-Foot | Internal Driver Lamp-Style Retrofit Kits (UL Type B) | Standard | FALSE | [9 empty] | 42353 |  |  | No |  | 3 | 2000 | 120 | 14.7 | 19.9 | 0.946 | 4000 | 80
PGM9TAZM | Shenzhen Collesun Lighting Co. Ltd. | collesun | T8F-123520NV3-13ANH | Linear Replacement Lamp | Four-Foot | Internal Driver Lamp-Style Retrofit Kits (UL Type B) | Standard | FALSE | [9 empty] | 42353 |  |  | No |  | 3 | 2000 | 120 | 13.5 | 21 | 0.94 | 3500 | 80
PCWR3817 | Shenzhen Collesun Lighting Co. Ltd. | collesun | T8F-123520NV3-13BNH | Linear Replacement Lamp | Four-Foot | Internal Driver Lamp-Style Retrofit Kits (UL Type B) | Standard | FALSE | [9 empty] | 42353 |  |  | No |  | 3 | 2000 | 120 | 13.5 | 21 | 0.939 | 3500 | 80
P1C232E8 | Shenzhen Collesun Lighting Co. Ltd. | collesun | T8F-123520NV3-15BNH | Linear Replacement Lamp | Four-Foot | Internal Driver Lamp-Style Retrofit Kits (UL Type B) | Standard | FALSE | [9 empty] | 42353 |  |  | No |  | 3 | 2000 | 120 | 14.7 | 19.9 | 0.946 | 3500 | 80
P84KW8TN | Mapled Light Inc | Mapled | ML-T8-22W1200 WINZ (5000K) {Qualified only with fixed end caps} | Linear Replacement Lamp | Four-Foot | Internal Driver Lamp-Style Retrofit Kits (UL Type B) | Standard | FALSE | [9 empty] | 42353 |  |  | NotYetVerified |  | 3 | 2350 | 109.3 | 21.5 | 20 | 0.95 | 5000 | 80
PZZWHN3V | Mapled Light Inc | Mapled | ML-T8-18W 1200 WINZ+ (5000K) {Qualified only with fixed end caps} | Linear Replacement Lamp | Four-Foot | Internal Driver Lamp-Style Retrofit Kits (UL Type B) | Standard | FALSE | [9 empty] | 42353 |  |  | NotYetVerified |  | 3 | 1800 | 100 | 18 |  | 0.95 | 5000 | 80
P5AF4FPK | Mapled Light Inc | Mapled | ML-T8-18W 1200 BQET+(5000K) {Qualified only with fixed end caps} | Linear Replacement Lamp | Four-Foot | Dual Mode Internal Driver (UL Type A and Type B) | Standard | FALSE | [9 empty] | 42353 |  |  | NotYetVerified |  | 3 | 1923 | 110.96 | 17.33 |  |  | 5000
PHAAGXFF | Westinghouse Lighting | WESTINGHOUSE | 3854 | Linear Replacement Lamp | Four-Foot | Internal Driver Lamp-Style Retrofit Kits (UL Type B) | Standard | FALSE | [9 empty] | 42353 |  |  | No |  | 3 | 1800 | 120 | 15 | 20 | 0.9 | 5000 | 83
P258F2DY | iGlo LLC | IGLO | GL20WT8CSNCUDX1.2M 5000K | Linear Replacement Lamp | Four-Foot | Internal Driver Lamp-Style Retrofit Kits (UL Type B) | Standard | FALSE | [9 empty] | 42353 |  |  | NotYetVerified |  | 3 | 2471 | 116.11 | 21.28 | 14.04 | 0.9296 | 5000 | 82.7
P89EHAWF | iGlo LLC | IGLO | GL20WT8FSNCUDX1.2M 5000K | Linear Replacement Lamp | Four-Foot | Internal Driver Lamp-Style Retrofit Kits (UL Type B) | Standard | FALSE | [9 empty] | 42353 |  |  | NotYetVerified |  | 3 | 2246.4 | 105.66 | 21.26 | 12 | 0.9285 | 5000 | 82.5
P82H5CDY | iGlo LLC | IGLO | GL20WT8CSNCUDX1.2M 4500K | Linear Replacement Lamp | Four-Foot | Internal Driver Lamp-Style Retrofit Kits (UL Type B) | Standard | FALSE | [9 empty] | 42353 |  |  | NotYetVerified |  | 3 | 2274 | 110.17 | 20.64 | 16.57 | 0.9331 | 4500 | 82.6
P84NM3UD | iGlo LLC | IGLO | GL20WT8FSNCUDX1.2M 4500K | Linear Replacement Lamp | Four-Foot | Internal Driver Lamp-Style Retrofit Kits (UL Type B) | Standard | FALSE | [9 empty] | 42353 |  |  | NotYetVerified |  | 3 | 2082.1 | 101.12 | 20.59 | 16.87 | 0.9327 | 4500 | 82.5
P7XMU8BX | iGlo LLC | IGLO | GL20WT8CSNCUDX1.2M 4000K | Linear Replacement Lamp | Four-Foot | Internal Driver Lamp-Style Retrofit Kits (UL Type B) | Standard | FALSE | [9 empty] | 42353 |  |  | NotYetVerified |  | 3 | 2274 | 110.17 | 20.64 | 16.57 | 0.9331 | 4000 | 82.6
P973NMXX | iGlo LLC | IGLO | GL20WT8FSNCUDX1.2M 4000K | Linear Replacement Lamp | Four-Foot | Internal Driver Lamp-Style Retrofit Kits (UL Type B) | Standard | FALSE | [9 empty] | 42353 |  |  | NotYetVerified |  | 3 | 2082.1 | 101.12 | 20.59 | 16.87 | 0.9327 | 4000 | 82.5
PT66FY9T | iGlo LLC | IGLO | GL20WT8CSNCUDX1.2M 3500K | Linear Replacement Lamp | Four-Foot | Internal Driver Lamp-Style Retrofit Kits (UL Type B) | Standard | FALSE | [9 empty] | 42353 |  |  | NotYetVerified |  | 3 | 2274 | 110.17 | 20.64 | 16.57 | 0.9331 | 3500 | 82.6
PW29FGNK | iGlo LLC | IGLO | GL20WT8FSNCUDX1.2M 3500K | Linear Replacement Lamp | Four-Foot | Internal Driver Lamp-Style Retrofit Kits (UL Type B) | Standard | FALSE | [9 empty] | 42353 |  |  | NotYetVerified |  | 3 | 2082.1 | 101.12 | 20.59 | 16.87 | 0.9327 | 3500 | 82.5
PKZV6Q4U | Shenzhen Syhdee Co.Ltd. | SYHDEE | SYH-C08-T1215A(4500K) | Linear Replacement Lamp | Four-Foot | Replacement Lamps (plug and play) (UL Type A) | Standard | FALSE | [9 empty] | 42353 |  |  | NotYetVerified |  | 3 | 1819 | 122.33 | 14.87 | 8.76 | 0.92 | 4500 | 82.2
PGAMC1UT | Shenzhen Syhdee Co.Ltd. | SYHDEE | SYH-C08-T1215A(3500K) | Linear Replacement Lamp | Four-Foot | Replacement Lamps (plug and play) (UL Type A) | Standard | FALSE | [9 empty] | 42353 |  |  | NotYetVerified |  | 3 | 1819 | 122.33 | 14.87 | 8.76 | 0.92 | 3500 | 82.2
P1VQXMTH | P.Q.L. Inc. | Superior Life | 90573 | Linear Replacement Lamp | Four-Foot | Internal Driver Lamp-Style Retrofit Kits (UL Type B) | Standard | FALSE | [9 empty] | 42353 |  |  | NotYetVerified |  | 3 | 2000 | 100 | 18 | 15.57 | 0.979 | 5000 | 85
PEVQJ9K5 | P.Q.L. Inc. | Superior Life | 90558 | Linear Replacement Lamp | Four-Foot | Replacement Lamps (plug and play) (UL Type A) | Standard | FALSE | [9 empty] | 42353 |  |  | No |  | 3 | 3400 | 100 | 30 | 20 | 0.9 | 5000 | 83
PN55W31V | P.Q.L. Inc. | Superior Life | 90572 | Linear Replacement Lamp | Four-Foot | Replacement Lamps (plug and play) (UL Type A) | Standard | FALSE | [9 empty] | 42353 |  |  | No |  | 3 | 1800 | 112.5 | 16 | 20 | 0.9 | 5000 | 83
PRHVQNSE | P.Q.L. Inc. | Superior Life | 90570 | Linear Replacement Lamp | Four-Foot | Internal Driver Lamp-Style Retrofit Kits (UL Type B) | Standard | FALSE | [9 empty] | 42353 |  |  | NotYetVerified |  | 3 | 1900 | 100 | 18 | 15.57 | 0.979 | 4000 | 85
PBZXJ2ZH | P.Q.L. Inc. | Superior Life | 90557 | Linear Replacement Lamp | Four-Foot | Replacement Lamps (plug and play) (UL Type A) | Standard | FALSE | [9 empty] | 42353 |  |  | No |  | 3 | 3250 | 100 | 30 | 20 | 0.9 | 4000 | 83
PCJYH99Y | P.Q.L. Inc. | Superior Life | 90571 | Linear Replacement Lamp | Four-Foot | Replacement Lamps (plug and play) (UL Type A) | Standard | FALSE | [9 empty] | 42353 |  |  | No |  | 3 | 1700 | 106.3 | 16 | 20 | 0.9 | 4000 | 83
PDXPVTZH | P.Q.L. Inc. | Superior Life | 90574 | Linear Replacement Lamp | Four-Foot | Internal Driver Lamp-Style Retrofit Kits (UL Type B) | Standard | FALSE | [9 empty] | 42353 |  |  | NotYetVerified |  | 3 | 1850 | 100 | 18 | 15.57 | 0.979 | 3500 | 85
PS3QKF75 | P.Q.L. Inc. | Superior Life | 90556 | Linear Replacement Lamp | Four-Foot | Replacement Lamps (plug and play) (UL Type A) | Standard | FALSE | [9 empty] | 42353 |  |  | No |  | 3 | 3150 | 100 | 30 | 20 | 0.9 | 3500 | 83
PDW5E5U7 | P.Q.L. Inc. | Superior Life | 90566 | Linear Replacement Lamp | Four-Foot | Replacement Lamps (plug and play) (UL Type A) | Standard | FALSE | [9 empty] | 42353 |  |  | No |  | 3 | 1650 | 103.1 | 16 | 20 | 0.9 | 3500 | 83
P31PSUSZ | Green Creative LTD | GREEN CREATIVE | 15T8/4F/850DIR | Linear Replacement Lamp | Four-Foot | Replacement Lamps (plug and play) (UL Type A) | Standard | FALSE | [9 empty] | 42353 |  |  | No |  | 3 | 2050 | 111 | 18.5 | 20 | 0.9 | 5000 | 80
P675H3JY | Green Creative LTD | GREEN CREATIVE | 15T8/4F/840DIR | Linear Replacement Lamp | Four-Foot | Replacement Lamps (plug and play) (UL Type A) | Standard | FALSE | [9 empty] | 42353 |  |  | No |  | 3 | 2050 | 111 | 18.5 | 20 | 0.9 | 4000 | 80
PFEJTS1R | Green Creative LTD | GREEN CREATIVE | 15T8/4F/835DIR | Linear Replacement Lamp | Four-Foot | Replacement Lamps (plug and play) (UL Type A) | Standard | FALSE | [9 empty] | 42353 |  |  | No |  | 3 | 2000 | 108 | 18.5 | 20 | 0.9 | 3500 | 80
PEK512BG | GE Lighting Solutions | GE Lighting | LED15T8/4/840 [LED15T8/DR/D2L Driver] | Linear Replacement Lamp | Four-Foot | 2-lamp External Driver Lamp-Style Retrofit Kits (UL Type C) | Standard | FALSE | [9 empty] | 42353 |  |  | No | Updated on 3/10/2017 | 4.1 | 2050 | 136.7 | 15 | 20 | 0.9 | 4000 | 80
P3NDBTAH | GE Lighting Solutions | GE Lighting | LED15T8/4/835 [LED15T8/DR/D2L Driver] | Linear Replacement Lamp | Four-Foot | 2-lamp External Driver Lamp-Style Retrofit Kits (UL Type C) | Standard | FALSE | [9 empty] | 42353 |  |  | No | Updated on 3/10/2017 | 4.1 | 2000 | 133.3 | 15 | 20 | 0.9 | 3500 | 80
PG5BTJ2C | DONG GUAN WALSTAR OPTOELECTRONICS TECHNOLOGY CO. LTD | WALSTAR | FL-T8-22W1200 BIS(SFGU)(5000K) | Linear Replacement Lamp | Four-Foot | Internal Driver Lamp-Style Retrofit Kits (UL Type B) | Standard | FALSE | [9 empty] | 42353 | Not Dimmable | Not Dimmable | No |  | 3 | 2325.705 | 104.62 | 22.23 | 17.67 | 0.966 | 5000 | 83.3
PGFMZHH3 | DONG GUAN WALSTAR OPTOELECTRONICS TECHNOLOGY CO. LTD | WALSTAR | FL-T8-15W 1200 BIX(FTS)(5000K) | Linear Replacement Lamp | Four-Foot | Replacement Lamps (plug and play) (UL Type A) | Standard | FALSE | [9 empty] | 42353 | Not Dimmable | Not Dimmable | No |  | 3 | 1759.797 | 112.591 | 15.63 | 15.14 | 0.992 | 5000 | 83
P3C2TKNK | DONG GUAN WALSTAR OPTOELECTRONICS TECHNOLOGY CO. LTD | WALSTAR | FL-T8-15W 1200 BIX(FTS)(4500K) | Linear Replacement Lamp | Four-Foot | Replacement Lamps (plug and play) (UL Type A) | Standard | FALSE | [9 empty] | 42353 | Not Dimmable | Not Dimmable | No |  | 3 | 1749.245 | 112.203 | 15.59 | 16.22 | 0.992 | 4500 | 82
PVXDG45F | DONG GUAN WALSTAR OPTOELECTRONICS TECHNOLOGY CO. LTD | WALSTAR | FL-T8-22W1200 BIS(SFGU)(4500K) | Linear Replacement Lamp | Four-Foot | Internal Driver Lamp-Style Retrofit Kits (UL Type B) | Standard | FALSE | [9 empty] | 42353 | Not Dimmable | Not Dimmable | No |  | 3 | 2226.383 | 103.988 | 21.41 | 19.11 | 0.967 | 4500 | 81.8
PCAVTGQ4 | DONG GUAN WALSTAR OPTOELECTRONICS TECHNOLOGY CO. LTD | WALSTAR | FL-T8-15W 1200 BIX(FTS)(4000K) | Linear Replacement Lamp | Four-Foot | Replacement Lamps (plug and play) (UL Type A) | Standard | FALSE | [9 empty] | 42353 | Not Dimmable | Not Dimmable | No |  | 3 | 1734.143 | 111.736 | 15.52 | 16.74 | 0.991 | 4000 | 82
PD8FC6AA | DONG GUAN WALSTAR OPTOELECTRONICS TECHNOLOGY CO. LTD | WALSTAR | FL-T8-22W1200 BIS(SFGU)(4000K) | Linear Replacement Lamp | Four-Foot | Internal Driver Lamp-Style Retrofit Kits (UL Type B) | Standard | FALSE | [9 empty] | 42353 | Not Dimmable | Not Dimmable | No |  | 3 | 2226.383 | 103.988 | 21.41 | 19.11 | 0.967 | 4000 | 81.8
PNNF12TU | DONG GUAN WALSTAR OPTOELECTRONICS TECHNOLOGY CO. LTD | WALSTAR | FL-T8-15W 1200 BIX(FTS)(3500K) | Linear Replacement Lamp | Four-Foot | Replacement Lamps (plug and play) (UL Type A) | Standard | FALSE | [9 empty] | 42353 | Not Dimmable | Not Dimmable | No |  | 3 | 1717.962 | 111.267 | 15.44 | 17.02 | 0.993 | 3500 | 82
PAXTCCMH | DONG GUAN WALSTAR OPTOELECTRONICS TECHNOLOGY CO. LTD | WALSTAR | FL-T8-22W1200 BIS(SFGU)(3500K) | Linear Replacement Lamp | Four-Foot | Internal Driver Lamp-Style Retrofit Kits (UL Type B) | Standard | FALSE | [9 empty] | 42353 | Not Dimmable | Not Dimmable | No |  | 3 | 2226.383 | 103.988 | 21.41 | 19.11 | 0.967 | 3500 | 81.8
PKRZP19Z | Shanghai CKRA Lighting Technology Co. Ltd | CKRA | ER-1222D-3500K | Linear Replacement Lamp | Four-Foot | Replacement Lamps (plug and play) (UL Type A) | Standard | TRUE | 2468.1 | 118.23 | 20.88 | 8.9 | 0.99 | 3452 | 82.1 | 5 | 50000 | 42352 |  |  | No |  | 3 | 2450 | 118 | 22 | 10.3 | 0.989 | 3500 | 80
PKABQJP7 | Shanghai CKRA Lighting Technology Co. Ltd | CKRA | ER-1218D-3500K | Linear Replacement Lamp | Four-Foot | Replacement Lamps (plug and play) (UL Type A) | Standard | TRUE | 2207 | 116.43 | 18.96 | 10.4 | 0.989 | 3431 | 82 | 5 | 50000 | 42352 |  |  | No |  | 3 | 2200 | 116 | 18 | 10.4 | 0.988 | 3500 | 80
P43TQU4K | Shanghai CKRA Lighting Technology Co. Ltd | CKRA | ER-1212D-3500K | Linear Replacement Lamp | Four-Foot | Replacement Lamps (plug and play) (UL Type A) | Standard | TRUE | 1597.8 | 133.26 | 11.9 | 10.3 | 0.972 | 3431 | 82 | 5 | 50000 | 42352 |  |  | No |  | 3 | 1600 | 133 | 12 | 11 | 0.972 | 3500 | 80
PZXTC1TM | Allstar Lighting Supplies Inc. |  | LR34060 | Linear Replacement Lamp | Four-Foot | Replacement Lamps (plug and play) (UL Type A) | Standard | TRUE | 3101 | 106.5 | 29.11 | 16.59 | 0.9662 | 2981 | 82.9 | 5 | 50000 | 42352 |  |  | No |  | 3 | 3100 | 100 | 30 | 20 | 0.9 | 3000 | 83
PU1WNXTY | BTS LED Inc. | BTS LED | BT8E23D404C 4000K | Linear Replacement Lamp | Four-Foot | Internal Driver Lamp-Style Retrofit Kits (UL Type B) | Standard | TRUE | 2308 | 102.81 | 22.45 | 16 | 0.919 | 4029 | 82 | 5 | 50000 | 42352 |  |  | NotYetVerified |  | 3 | 2300 | 100 | 23 |  | 0.9 | 4000 | 80
PBPWUXKQ | BTS LED Inc. | BTS LED | BT8E16D4T4F 4000K | Linear Replacement Lamp | Four-Foot | 2-lamp External Driver Lamp-Style Retrofit Kits (UL Type C) | Standard | TRUE | 1936.5 | 129.01 | 15.01 | 19.9 | 0.917 | 4224 | 83.1 | 5 | 50000 | 42352 |  |  | NotYetVerified | External Driver | 3 | 2800 | 175 | 16 | 20 | 0.9 | 4000 | 80
PR2ZBFEY | BTS LED Inc. | BTS LED | BT8I16N4T4C 4000K | Linear Replacement Lamp | Four-Foot | Internal Driver Lamp-Style Retrofit Kits (UL Type B) | Standard | TRUE | 1652 | 99.58 | 16.59 | 13.9 | 0.91 | 4173 | 82 | 5 | 50000 | 42352 |  |  | NotYetVerified |  | 3 |  |  | 32 |  | 0.9 | 4000 | 80
PWZP76RJ | ALPHA GREEN ENERGY GMBH | CVMORE | UTUBE84F.00001 | Linear Replacement Lamp | Four-Foot | Replacement Lamps (plug and play) (UL Type A) | Standard | TRUE | 1975 | 109.24 | 18.08 | 15.34 | 0.9024 | 2951 | 81.5 | 5 | 50000 | 42352 |  |  | No |  | 3 | 1996 | 109.97 | 18.15 | 15.34 | 0.9024 | 3000 | 81.5
PXAWZ84Y | BTS LED Inc. | BTS LED | BT8E23D404F 4000K | Linear Replacement Lamp | Four-Foot | 2-lamp External Driver Lamp-Style Retrofit Kits (UL Type C) | Standard | TRUE | 2450.49 | 101.47 | 24.15 | 17.41 | 0.9 | 4118 | 83.6 | 5 | 50000 | 42352 |  |  | NotYetVerified | External Driver | 3 | 2500 |  | 23 |  |  | 4000
P5MRKGCW | BTS LED Inc. | BTS LED | BT8I16N4T4F 4000K | Linear Replacement Lamp | Four-Foot | Internal Driver Lamp-Style Retrofit Kits (UL Type B) | Standard | TRUE | 1614.4 | 102.2 | 15.8 | 12.05 | 0.9 | 4128 | 83 | 5 | 50000 | 42352 |  |  | NotYetVerified |  | 3 | 1600 |  | 16 |  |  | 4000
P39ZHUJG | Shanghai CKRA Lighting Technology Co. Ltd | CKRA | ER-1212D-5000K | Linear Replacement Lamp | Four-Foot | Replacement Lamps (plug and play) (UL Type A) | Standard | FALSE | [9 empty] | 42352 |  |  | No |  | 3 | 1600 | 133 | 12 | 11 | 0.972 | 5000 | 80
PYYHJAU9 | Shanghai CKRA Lighting Technology Co. Ltd | CKRA | ER-1218D-5000K | Linear Replacement Lamp | Four-Foot | Replacement Lamps (plug and play) (UL Type A) | Standard | FALSE | [9 empty] | 42352 |  |  | No |  | 3 | 2300 | 116 | 18 | 10.4 | 0.988 | 5000 | 80
PZDT9W6J | Shanghai CKRA Lighting Technology Co. Ltd | CKRA | ER-1222D-5000K | Linear Replacement Lamp | Four-Foot | Replacement Lamps (plug and play) (UL Type A) | Standard | FALSE | [9 empty] | 42352 |  |  | No |  | 3 | 2550 | 118 | 22 | 10.3 | 0.989 | 5000 | 80
PNKBF44V | Shanghai CKRA Lighting Technology Co. Ltd | CKRA | ER-1212D-4000K | Linear Replacement Lamp | Four-Foot | Replacement Lamps (plug and play) (UL Type A) | Standard | FALSE | [9 empty] | 42352 |  |  | No |  | 3 | 1600 | 133 | 12 | 11 | 0.972 | 4000 | 80
PRHF3QZQ | Shanghai CKRA Lighting Technology Co. Ltd | CKRA | ER-1218D-4000K | Linear Replacement Lamp | Four-Foot | Replacement Lamps (plug and play) (UL Type A) | Standard | FALSE | [9 empty] | 42352 |  |  | No |  | 3 | 2200 | 116 | 18 | 10.4 | 0.988 | 4000 | 80
PW12H2VJ | Shanghai CKRA Lighting Technology Co. Ltd | CKRA | ER-1222D-4000K | Linear Replacement Lamp | Four-Foot | Replacement Lamps (plug and play) (UL Type A) | Standard | FALSE | [9 empty] | 42352 |  |  | No |  | 3 | 2450 | 118 | 22 | 10.3 | 0.989 | 4000 | 80
PWSYFC45 | ALPHA GREEN ENERGY GMBH | CVMORE | UTUBE84F.00003 | Linear Replacement Lamp | Four-Foot | Replacement Lamps (plug and play) (UL Type A) | Standard | FALSE | [9 empty] | 42352 | Not Dimmable | Not Dimmable | No |  | 3 | 2093 | 116.21 | 18.01 | 15.87 | 0.9073 | 5000 | 83.7
P2AK6QWZ | ALPHA GREEN ENERGY GMBH | CVMORE | UTUBE84F.00002 | Linear Replacement Lamp | Four-Foot | Replacement Lamps (plug and play) (UL Type A) | Standard | FALSE | [9 empty] | 42352 | Not Dimmable | Not Dimmable | No |  | 3 | 1996 | 109.97 | 18.15 | 15.34 | 0.9024 | 4000 | 81.5
PRYJWKTD | BTS LED Inc. | BTS LED | BT8E16D504F 5000K | Linear Replacement Lamp | Four-Foot | 2-lamp External Driver Lamp-Style Retrofit Kits (UL Type C) | Standard | FALSE | [9 empty] | 42352 | Dimmable | Continuous Below 10 | NotYetVerified | External Driver | 3 | 2800 | 175 | 16 | 20 | 0.9 | 5000 | 80
PHMHHQKK | BTS LED Inc. | BTS LED | BT8E16D5T4F 5000K | Linear Replacement Lamp | Four-Foot | 2-lamp External Driver Lamp-Style Retrofit Kits (UL Type C) | Standard | FALSE | [9 empty] | 42352 | Dimmable | Continuous Below 10 | NotYetVerified | External Driver | 3 | 2800 | 175 | 16 | 20 | 0.9 | 5000 | 80
PRT48V3D | BTS LED Inc. | BTS LED | BT8E23D504C 5000K | Linear Replacement Lamp | Four-Foot | Internal Driver Lamp-Style Retrofit Kits (UL Type B) | Standard | FALSE | [9 empty] | 42352 | Dimmable | Continuous Below 10 | NotYetVerified |  | 3 | 2300 | 100 | 23 |  | 0.9 | 5000 | 80
PW695373 | BTS LED Inc. | BTS LED | BT8E16D404F 4000K | Linear Replacement Lamp | Four-Foot | 2-lamp External Driver Lamp-Style Retrofit Kits (UL Type C) | Standard | FALSE | [9 empty] | 42352 | Dimmable | Continuous Below 10 | NotYetVerified | External Driver | 3 | 2800 | 175 | 16 | 20 | 0.9 | 4000 | 80
PAPS5VHY | Allstar Lighting Supplies Inc. |  | LR34063 | Linear Replacement Lamp | Four-Foot | Replacement Lamps (plug and play) (UL Type A) | Standard | FALSE | [9 empty] | 42352 | Not Dimmable | Not Dimmable | No |  | 3 | 3400 | 100 | 30 | 20 | 0.9 | 5000 | 83
PBJZVPMV | Allstar Lighting Supplies Inc. |  | LR34062 | Linear Replacement Lamp | Four-Foot | Replacement Lamps (plug and play) (UL Type A) | Standard | FALSE | [9 empty] | 42352 | Not Dimmable | Not Dimmable | No |  | 3 | 3250 | 100 | 30 | 20 | 0.9 | 4000 | 83
PFAXVQFK | Allstar Lighting Supplies Inc. |  | LR34061 | Linear Replacement Lamp | Four-Foot | Replacement Lamps (plug and play) (UL Type A) | Standard | FALSE | [9 empty] | 42352 | Not Dimmable | Not Dimmable | No |  | 3 | 3150 | 100 | 30 | 20 | 0.9 | 3500 | 83
PRQW1YHY | CH Lighting Co.Ltd. | CH | CH1128-48-16W 840-3 | Linear Replacement Lamp | Four-Foot | Replacement Lamps (plug and play) (UL Type A) | Standard | TRUE | 2247 | 114.5 | 19.63 | 12.9 | 0.9719 | 4079 | 83.5 | 5 | 50000 | 42349 |  |  | No |  | 3 | 2200 | 115.8 | 19 | 20 | 0.9 | 4000 | 83
PDNRXC82 | ARK Intelligent Technology Co. Ltd | ARK | ARK/UQ/18K(3000K) | Linear Replacement Lamp | Four-Foot | Dual Mode Internal Driver (UL Type A and Type B) | Standard | TRUE | 1932 | 100.47 | 19.23 | 13.36 | 0.9452 | 2904 | 83.3 | 5 | 50000 | 42349 |  |  | No |  | 3 | 1932 | 100.47 | 19.23 | 13.36 | 0.9452 | 3000 | 83.3
PX5G8SB2 | Torshare Ltd | TORSHARE | T8-18W-120-AHC-HL(4000K) | Linear Replacement Lamp | Four-Foot | Internal Driver Lamp-Style Retrofit Kits (UL Type B) | Standard | TRUE | 2024 | 117.06 | 17.29 | 16.73 | 0.9043 | 3962 | 84.8 | 5 | 50000 | 42349 |  |  | No |  | 3 | 2013 | 118.13 | 17.04 | 16.73 | 0.9043 | 4000 | 84.8
PYUKK11D | Green Creative LTD | GREEN CREATIVE | 12T8/4F/830DIR | Linear Replacement Lamp | Four-Foot | Replacement Lamps (plug and play) (UL Type A) | Standard | TRUE | 1583 | 109.32 | 14.48 | 11.02 | 0.901 | 3175 | 85.2 | 5 | 50000 | 42349 |  |  | No |  | 3 | 1600 | 110 | 14.5 | 20 | 0.9 | 3000 | 80
PA6JU51Q | CH Lighting Co.Ltd. | CH | CH1128-48-16W 850-3 | Linear Replacement Lamp | Four-Foot | Replacement Lamps (plug and play) (UL Type A) | Standard | FALSE | [9 empty] | 42349 |  |  | No |  | 3 | 2300 | 121.1 | 19 | 20 | 0.9 | 5000 | 83
PHNPN2JH | CH Lighting Co.Ltd. | CH | CH1128-48-16W 845-3 | Linear Replacement Lamp | Four-Foot | Replacement Lamps (plug and play) (UL Type A) | Standard | FALSE | [9 empty] | 42349 |  |  | No |  | 3 | 2250 | 118.4 | 19 | 20 | 0.9 | 4500 | 83
P45UFW8Q | Torshare Ltd | TORSHARE | T8-18W-120-AHC-HL(5000K) | Linear Replacement Lamp | Four-Foot | Internal Driver Lamp-Style Retrofit Kits (UL Type B) | Standard | FALSE | [9 empty] | 42349 |  |  | No |  | 3 | 2061 | 120.39 | 17.12 | 15.39 | 0.9059 | 5000 | 84
P93GNNA5 | Green Creative LTD | GREEN CREATIVE | 12T8/4F/850DIR | Linear Replacement Lamp | Four-Foot | Replacement Lamps (plug and play) (UL Type A) | Standard | FALSE | [9 empty] | 42349 |  |  | No |  | 3 | 1650 | 114 | 14.5 | 20 | 0.9 | 5000 | 80
P36DBPHX | Green Creative LTD | GREEN CREATIVE | 12T8/4F/840DIR | Linear Replacement Lamp | Four-Foot | Replacement Lamps (plug and play) (UL Type A) | Standard | FALSE | [9 empty] | 42349 |  |  | No |  | 3 | 1650 | 114 | 14.5 | 20 | 0.9 | 4000 | 80
PY1BB7MB | Green Creative LTD | GREEN CREATIVE | 12T8/4F/835DIR | Linear Replacement Lamp | Four-Foot | Replacement Lamps (plug and play) (UL Type A) | Standard | FALSE | [9 empty] | 42349 |  |  | No |  | 3 | 1600 | 110 | 14.5 | 20 | 0.9 | 3500 | 80
P6WDT441 | ARK Intelligent Technology Co. Ltd | ARK | ARK/UQ/18K(5000K) | Linear Replacement Lamp | Four-Foot | Dual Mode Internal Driver (UL Type A and Type B) | Standard | FALSE | [9 empty] | 42349 | Not Dimmable | Not Dimmable | No |  | 3 | 2014 | 104.35 | 19.3 | 11.62 | 0.9315 | 5000 | 81.2
PQ7DMUKT | ARK Intelligent Technology Co. Ltd | ARK | ARK/UQ/18K(4500K) | Linear Replacement Lamp | Four-Foot | Dual Mode Internal Driver (UL Type A and Type B) | Standard | FALSE | [9 empty] | 42349 | Not Dimmable | Not Dimmable | No |  | 3 | 1995 | 103.53 | 19.27 | 13.36 | 0.9452 | 4500 | 83.3
PQVKKSHV | ARK Intelligent Technology Co. Ltd | ARK | ARK/UQ/18K(4000K) | Linear Replacement Lamp | Four-Foot | Dual Mode Internal Driver (UL Type A and Type B) | Standard | FALSE | [9 empty] | 42349 | Not Dimmable | Not Dimmable | No |  | 3 | 1974 | 102.44 | 19.27 | 13.36 | 0.9452 | 4000 | 83.3
PNCNKS26 | ARK Intelligent Technology Co. Ltd | ARK | ARK/UQ/18K(3500K) | Linear Replacement Lamp | Four-Foot | Dual Mode Internal Driver (UL Type A and Type B) | Standard | FALSE | [9 empty] | 42349 | Not Dimmable | Not Dimmable | No |  | 3 | 1953 | 101.35 | 19.27 | 13.36 | 0.9452 | 3500 | 83.3
PUMV98ZJ | Standard Products Inc. | STANDARD | LED/T8/17W/830/48/STD/SMX | Linear Replacement Lamp | Four-Foot | Replacement Lamps (plug and play) (UL Type A) | Standard | TRUE | 2058.6 | 105.52 | 19.51 | 5.27 | 0.984 | 3101 | 85.5 | 5 | 50000 | 42348 |  |  | No |  | 3 | 2050 | 104 | 19.6 | 20 | 0.9 | 3000 | 83
PDYTASKY | Standard Products Inc. | STANDARD | LED/T8/17W/830/48/STD/SMX | Linear Replacement Lamp | Four-Foot | Replacement Lamps (plug and play) (UL Type A) | Standard | TRUE | 2058.6 | 105.52 | 19.51 | 5.27 | 0.984 | 3101 | 85.5 | 5 | 50000 | 42348 |  |  | No |  | 3 | 2050 | 104 | 19.6 | 20 | 0.9 | 3000 | 83
PZGDA74A | Standard Products Inc. | STANDARD | LED/T8/12W/830/48/STD/SMX | Linear Replacement Lamp | Four-Foot | Replacement Lamps (plug and play) (UL Type A) | Standard | TRUE | 1832.2 | 109.19 | 16.78 | 6.05 | 0.981 | 3085 | 85.6 | 5 | 50000 | 42348 |  |  | No |  | 3 | 1800 | 105 | 17 | 20 | 0.9 | 3000 | 83
PUGV7Z5V | Standard Products Inc. | STANDARD | LED/T8/12W/830/48/STD/SMX | Linear Replacement Lamp | Four-Foot | Replacement Lamps (plug and play) (UL Type A) | Standard | TRUE | 1832.2 | 109.19 | 16.78 | 6.05 | 0.981 | 3085 | 85.6 | 5 | 50000 | 42348 |  |  | No |  | 3 | 1800 | 105 | 17 | 20 | 0.9 | 3000 | 83
P1AA5TRD | Hocan Group Co. LTD | SEPICN LED Lighting | HC-T8-4FT-18W-ID-C-F(4000K) | Linear Replacement Lamp | Four-Foot | Internal Driver Lamp-Style Retrofit Kits (UL Type B) | Standard | TRUE | 1792 | 105.54 | 16.98 | 15.46 | 0.9145 | 4193 | 81.9 | 5 | 50000 | 42348 |  |  | No |  | 3 | 1792 | 105.54 | 16.98 | 15.46 | 0.9145 | 4000 | 81.9
PYXMBVPP | Megaway Industrial Ltd | N/A | LED-XXXX-UL-4-30K-SCL | Linear Replacement Lamp | Four-Foot | Internal Driver Lamp-Style Retrofit Kits (UL Type B) | Standard | TRUE | 2113 | 118.77 | 17.79 | 15.36 | 0.9085 | 2896 | 81.1 | 5 | 50000 | 42348 |  |  | No |  | 3.1 | 2110 | 119.48 | 17.66 | 15.36 | 0.9085 | 3000 | 81.1
P4P4DGRK | Shenzhen Syhdee Co.Ltd. | SYHDEE | SYH-ET08-EP1230D-2((3000K) | Linear Replacement Lamp | Four-Foot | 2-lamp External Driver Lamp-Style Retrofit Kits (UL Type C) | Standard | TRUE | 1565.6 | 108.42 | 14.44 | 16.6 | 0.887 | 2995 | 81.3 | 5 | 50000 | 42348 |  |  | No |  | 3 | 3100 | 103.3333 | 30 | 15 | 0.9 | 3000 | 81
PTTZZZ4P | Standard Products Inc. | STANDARD | LED/T8/17W/850/48/STD/SMX | Linear Replacement Lamp | Four-Foot | Replacement Lamps (plug and play) (UL Type A) | Standard | FALSE | [9 empty] | 42348 |  |  | No |  | 3 | 2050 | 104 | 19.6 | 20 | 0.9 | 5000 | 83
P19M6RP4 | Standard Products Inc. | STANDARD | LED/T8/17W/850/48/STD/SMX | Linear Replacement Lamp | Four-Foot | Replacement Lamps (plug and play) (UL Type A) | Standard | FALSE | [9 empty] | 42348 |  |  | No |  | 3 | 2050 | 104 | 19.6 | 20 | 0.9 | 5000 | 83
PZF93V4M | Standard Products Inc. | STANDARD | LED/T8/12W/850/48/STD/SMX | Linear Replacement Lamp | Four-Foot | Replacement Lamps (plug and play) (UL Type A) | Standard | FALSE | [9 empty] | 42348 |  |  | No |  | 3 | 1800 | 105 | 17 | 20 | 0.9 | 5000 | 83
PKDKQNAK | Standard Products Inc. | STANDARD | LED/T8/12W/850/48/STD/SMX | Linear Replacement Lamp | Four-Foot | Replacement Lamps (plug and play) (UL Type A) | Standard | FALSE | [9 empty] | 42348 |  |  | No |  | 3 | 1800 | 105 | 17 | 20 | 0.9 | 5000 | 83
P6Q7A94A | Standard Products Inc. | STANDARD | LED/T8/17W/840/48/STD/SMX | Linear Replacement Lamp | Four-Foot | Replacement Lamps (plug and play) (UL Type A) | Standard | FALSE | [9 empty] | 42348 |  |  | No |  | 3 | 2050 | 104 | 19.6 | 20 | 0.9 | 4000 | 83
P5MESU6C | Standard Products Inc. | STANDARD | LED/T8/17W/840/48/STD/SMX | Linear Replacement Lamp | Four-Foot | Replacement Lamps (plug and play) (UL Type A) | Standard | FALSE | [9 empty] | 42348 |  |  | No |  | 3 | 2050 | 104 | 19.6 | 20 | 0.9 | 4000 | 83
PYUK6KVU | Standard Products Inc. | STANDARD | LED/T8/12W/840/48/STD/SMX | Linear Replacement Lamp | Four-Foot | Replacement Lamps (plug and play) (UL Type A) | Standard | FALSE | [9 empty] | 42348 |  |  | No |  | 3 | 1800 | 105 | 17 | 20 | 0.9 | 4000 | 83
PRYWGB5W | Standard Products Inc. | STANDARD | LED/T8/12W/840/48/STD/SMX | Linear Replacement Lamp | Four-Foot | Replacement Lamps (plug and play) (UL Type A) | Standard | FALSE | [9 empty] | 42348 |  |  | No |  | 3 | 1800 | 105 | 17 | 20 | 0.9 | 4000 | 83
PVJZGZQJ | Standard Products Inc. | STANDARD | LED/T8/17W/835/48/STD/SMX | Linear Replacement Lamp | Four-Foot | Replacement Lamps (plug and play) (UL Type A) | Standard | FALSE | [9 empty] | 42348 |  |  | No |  | 3 | 2050 | 104 | 19.6 | 20 | 0.9 | 3500 | 83
PBT7AR4V | Standard Products Inc. | STANDARD | LED/T8/17W/835/48/STD/SMX | Linear Replacement Lamp | Four-Foot | Replacement Lamps (plug and play) (UL Type A) | Standard | FALSE | [9 empty] | 42348 |  |  | No |  | 3 | 2050 | 104 | 19.6 | 20 | 0.9 | 3500 | 83
PFXKPGQG | Standard Products Inc. | STANDARD | LED/T8/12W/835/48/STD/SMX | Linear Replacement Lamp | Four-Foot | Replacement Lamps (plug and play) (UL Type A) | Standard | FALSE | [9 empty] | 42348 |  |  | No |  | 3 | 1800 | 105 | 17 | 20 | 0.9 | 3500 | 83
P745RUS7 | Standard Products Inc. | STANDARD | LED/T8/12W/835/48/STD/SMX | Linear Replacement Lamp | Four-Foot | Replacement Lamps (plug and play) (UL Type A) | Standard | FALSE | [9 empty] | 42348 |  |  | No |  | 3 | 1800 | 105 | 17 | 20 | 0.9 | 3500 | 83
PD4Q4KX9 | Shenzhen Syhdee Co.Ltd. | SYHDEE | SYH-ET08-EP1230D-2((5000K) | Linear Replacement Lamp | Four-Foot | 2-lamp External Driver Lamp-Style Retrofit Kits (UL Type C) | Standard | FALSE | [9 empty] | 42348 |  |  | No |  | 3 | 3300 | 110 | 30 | 15 | 0.9 | 5000 | 81
PN9CF2B1 | Shenzhen Syhdee Co.Ltd. | SYHDEE | SYH-ET08-EP1230D-2((4500K) | Linear Replacement Lamp | Four-Foot | 2-lamp External Driver Lamp-Style Retrofit Kits (UL Type C) | Standard | FALSE | [9 empty] | 42348 |  |  | No |  | 3 | 3300 | 110 | 30 | 15 | 0.9 | 4500 | 81
PF1YQCQR | Shenzhen Syhdee Co.Ltd. | SYHDEE | SYH-ET08-EP1230D-2((4000K) | Linear Replacement Lamp | Four-Foot | 2-lamp External Driver Lamp-Style Retrofit Kits (UL Type C) | Standard | FALSE | [9 empty] | 42348 |  |  | No |  | 3 | 3300 | 110 | 30 | 15 | 0.9 | 4000 | 81
P9F7T89V | Shenzhen Syhdee Co.Ltd. | SYHDEE | SYH-ET08-EP1230D-2((3500K) | Linear Replacement Lamp | Four-Foot | 2-lamp External Driver Lamp-Style Retrofit Kits (UL Type C) | Standard | FALSE | [9 empty] | 42348 |  |  | No |  | 3 | 3100 | 103.3333 | 30 | 15 | 0.9 | 3500 | 81
PHKBPABP | Megaway Industrial Ltd | N/A | LED-XXXX-UL-4-50K-SCL | Linear Replacement Lamp | Four-Foot | Internal Driver Lamp-Style Retrofit Kits (UL Type B) | Standard | FALSE | [9 empty] | 42348 | Not Dimmable | Not Dimmable | No |  | 3.1 | 2153 | 121.02 | 17.79 | 15.36 | 0.9054 | 5000 | 83.7
P43DPY9V | Megaway Industrial Ltd | N/A | LED-XXXX-UL-4-45K-SCL | Linear Replacement Lamp | Four-Foot | Internal Driver Lamp-Style Retrofit Kits (UL Type B) | Standard | FALSE | [9 empty] | 42348 | Not Dimmable | Not Dimmable | No |  | 3.1 | 2110 | 119.48 | 17.66 | 15.36 | 0.9085 | 4500 | 81.1
PKDC4YZR | Megaway Industrial Ltd | N/A | LED-XXXX-UL-4-40K-SCL | Linear Replacement Lamp | Four-Foot | Internal Driver Lamp-Style Retrofit Kits (UL Type B) | Standard | FALSE | [9 empty] | 42348 | Not Dimmable | Not Dimmable | No |  | 3.1 | 2110 | 119.48 | 17.66 | 15.36 | 0.9085 | 4000 | 81.1
P4PC9M6K | Megaway Industrial Ltd | N/A | LED-XXXX-UL-4-35K-SCL | Linear Replacement Lamp | Four-Foot | Internal Driver Lamp-Style Retrofit Kits (UL Type B) | Standard | FALSE | [9 empty] | 42348 | Not Dimmable | Not Dimmable | No |  | 3.1 | 2110 | 119.48 | 17.66 | 15.36 | 0.9085 | 3500 | 81.1
PBQKU881 | Nuwave LLC | ALSET | 50705 | Linear Replacement Lamp | Four-Foot | Dual Mode Internal Driver (UL Type A and Type B) | Standard | TRUE | 2052.9 | 108.45 | 18.93 | 6.3 | 0.977 | 3399 | 83.4 | 7 | 50000 | 42347 |  |  | No |  | 3 | 1800 | 115 | 16 | 16.7 | 0.984 | 3500 | 80
PN2MD5CG | Irtronix Inc DBA Euri Lighting | Euri Lighting | ET8-1130H-16 | Linear Replacement Lamp | Four-Foot | Replacement Lamps (plug and play) (UL Type A) | Standard | TRUE | 2209 | 114.69 | 19.26 | 10.58 | 0.9751 | 2897 | 82.7 | 5 | 50000 | 42347 |  |  | No |  | 3 | 2209 | 114.69 | 19.26 | 10.58 | 0.9751 | 3000 | 82.7
P3YQYDXR | FY Lighting Co. Ltd | Fen Yong | FY-T8-4FTCM(40K120CGSB) | Linear Replacement Lamp | Four-Foot | Dual Mode Internal Driver (UL Type A and Type B) | Standard | TRUE | 1980 | 136.83 | 14.47 | 12.4 | 0.948 | 3924 | 82.5 | 5 | 50000 | 42347 |  |  | No |  | 3 | 1980 | 136.83 | 14.47 | 12.4 | 0.948 | 4000 | 82.5
PQ1QCF7X | FY Lighting Co. Ltd | Fen Yong | FY-T8-4FTC(27K120CGSB) | Linear Replacement Lamp | Four-Foot | Dual Mode Internal Driver (UL Type A and Type B) | Standard | TRUE | 2574 | 132.62 | 19.41 | 13.06 | 0.9438 | 2849 | 81.5 | 5 | 50000 | 42347 |  |  | No |  | 3 | 2574 | 132.62 | 19.41 | 13.06 | 0.9438 | 2700 | 81.5
PKMGPCQ7 | Champion Light Bulbs LLC | Champion Light Bulbs | CLB-T8-4DR15-NW | Linear Replacement Lamp | Four-Foot | Replacement Lamps (plug and play) (UL Type A) | Standard | TRUE | 1612 | 113.28 | 14.23 | 10.53 | 0.9356 | 4082 | 82.6 | 5 | 50000 | 42347 |  |  | No |  | 3 | 1637 | 114.4 | 14.31 | 10.53 | 0.9356 | 4000 | 82.6
P1XWGA53 | Jiangxi Lianchuang Optoelectronic Science & Technology Co.Ltd | Lianovation | LCFL-T8SA1-1216-0U8B | Linear Replacement Lamp | Four-Foot | Internal Driver Lamp-Style Retrofit Kits (UL Type B) | Standard | TRUE | 1787.3 | 116.16 | 15.39 | 8.2 | 0.93 | 2903 | 82.1 | 5 | 50000 | 42347 |  |  | No |  | 3 | 1787.3 | 116.16 | 15.39 | 8.8 | 0.932 | 2903 | 82.1
PTFWH9SM | Renesola Zhejiang Ltd | Renesola | RT8022X03(3000K) | Linear Replacement Lamp | Four-Foot | Internal Driver Lamp-Style Retrofit Kits (UL Type B) | Standard | TRUE | 2671 | 123.6 | 21.61 | 18.65 | 0.9173 | 2995 | 82.4 | 5 | 50000 | 42347 |  |  | No |  | 3 | 2693 | 123.93 | 21.73 | 18.65 | 0.9173 | 3000 | 82.4
P9HKZK8Q | Irtronix Inc DBA Euri Lighting | Euri Lighting | ET8-1130H-20 | Linear Replacement Lamp | Four-Foot | Replacement Lamps (plug and play) (UL Type A) | Standard | TRUE | 2511 | 115.93 | 21.66 | 6.15 | 0.9149 | 2908 | 82.3 | 5 | 50000 | 42347 |  |  | No |  | 3 | 2511 | 115.93 | 21.66 | 6.15 | 0.9149 | 3000 | 82.3
P86XGJWV | Irtronix Inc DBA Euri Lighting | Euri Lighting | ET8-1130H-12 | Linear Replacement Lamp | Four-Foot | Replacement Lamps (plug and play) (UL Type A) | Standard | TRUE | 1771 | 119.74 | 14.76 | 9.08 | 0.9047 | 2885 | 82.6 | 5 |  | 42347 |  |  | No |  | 3 | 1778 | 120.46 | 14.76 | 9.08 | 0.9047 | 3000 | 82.6
PHET7YAN | Pinnacle Solutions LLC | Pinnacle LED Solutions | PL-T8-4FT40K12WANI (40F) | Linear Replacement Lamp | Four-Foot | Internal Driver Lamp-Style Retrofit Kits (UL Type B) | Standard | TRUE | 1632 | 129 | 12.64 | 5.14 | 0.888 | 4087 | 82.1 | 5 | 50000 | 42347 |  |  | No |  | 3 | 1632 | 129.11 | 12.64 | 8.01 | 0.888 | 4000 | 82.1
PA2Y8BM7 | Jiangxi Lianchuang Optoelectronic Science & Technology Co.Ltd | Lianovation | LCFL-T8SA1-1216-1U8B | Linear Replacement Lamp | Four-Foot | Internal Driver Lamp-Style Retrofit Kits (UL Type B) | Standard | TRUE | 1760.3 | 118.48 | 14.86 | 22.68 | 0.88 | 2921 | 82.2 | 5 | 50000 | 42347 |  |  | No |  | 3 | 1760.3 | 118.48 | 14.86 | 22.68 | 0.88 | 2921 | 82.4
PR51FS7Y | Jiangxi Lianchuang Optoelectronic Science & Technology Co.Ltd | Lianovation | LCFL-T8SC1-1216-1U8B | Linear Replacement Lamp | Four-Foot | Internal Driver Lamp-Style Retrofit Kits (UL Type B) | Standard | TRUE | 1778.2 | 122.21 | 14.55 | 22.68 | 0.88 | 2906 | 82 | 5 | 50000 | 42347 |  |  | No |  | 3 | 1778.2 | 122.21 | 14.55 | 20.68 | 0.886 | 2906 | 82.4
PFACEJFX | Nuwave LLC | ALSET | 50707 | Linear Replacement Lamp | Four-Foot | Dual Mode Internal Driver (UL Type A and Type B) | Standard | FALSE | [9 empty] | 42347 |  |  | No |  | 3 | 1800 | 115 | 16 | 16.6 | 0.984 | 5000 | 80
PFY982A4 | Nuwave LLC | ALSET | 50703 | Linear Replacement Lamp | Four-Foot | Dual Mode Internal Driver (UL Type A and Type B) | Standard | FALSE | [9 empty] | 42347 |  |  | No |  | 3 | 1800 | 115 | 16 | 17.8 | 0.983 | 4000 | 80
PQQM4FZ1 | Champion Light Bulbs LLC | Champion Light Bulbs | CLB-T8-4DR15-DW | Linear Replacement Lamp | Four-Foot | Replacement Lamps (plug and play) (UL Type A) | Standard | FALSE | [9 empty] | 42347 |  |  | No |  | 3 | 1691 | 117.27 | 14.42 | 10.62 | 0.9497 | 5000 | 83
PRECQBHV | FY Lighting Co. Ltd | Fen Yong | FY-T8-4FTCM(50K120CGSB) | Linear Replacement Lamp | Four-Foot | Dual Mode Internal Driver (UL Type A and Type B) | Standard | FALSE | [9 empty] | 42347 |  |  | No |  | 3 | 2013 | 139.79 | 14.4 | 12.19 | 0.9416 | 5000 | 82.2
PDS44U98 | FY Lighting Co. Ltd | Fen Yong | FY-T8-4FTC(50K120CGSB) | Linear Replacement Lamp | Four-Foot | Dual Mode Internal Driver (UL Type A and Type B) | Standard | FALSE | [9 empty] | 42347 |  |  | No |  | 3 | 2664 | 137.89 | 19.32 | 13.49 | 0.9469 | 5000 | 82.1
PYW2YZJZ | FY Lighting Co. Ltd | Fen Yong | FY-T8-4FTCM(45K120CGSB) | Linear Replacement Lamp | Four-Foot | Dual Mode Internal Driver (UL Type A and Type B) | Standard | FALSE | [9 empty] | 42347 |  |  | No |  | 3 | 1996 | 138.23 | 14.44 | 12.4 | 0.948 | 4500 | 82.5
PQE8H75G | FY Lighting Co. Ltd | Fen Yong | FY-T8-4FTC(45K120CGSB) | Linear Replacement Lamp | Four-Foot | Dual Mode Internal Driver (UL Type A and Type B) | Standard | FALSE | [9 empty] | 42347 |  |  | No |  | 3 | 2646 | 136.6 | 19.37 | 13.06 | 0.9438 | 4500 | 81.5
PXKG2MDA | FY Lighting Co. Ltd | Fen Yong | FY-T8-4FTC(40K120CGSB) | Linear Replacement Lamp | Four-Foot | Dual Mode Internal Driver (UL Type A and Type B) | Standard | FALSE | [9 empty] | 42347 |  |  | No |  | 3 | 2628 | 135.67 | 19.37 | 13.06 | 0.9438 | 4000 | 81.5
PGPXBQW7 | FY Lighting Co. Ltd | Fen Yong | FY-T8-4FTC(35K120CGSB) | Linear Replacement Lamp | Four-Foot | Dual Mode Internal Driver (UL Type A and Type B) | Standard | FALSE | [9 empty] | 42347 |  |  | No |  | 3 | 2610 | 134.74 | 19.37 | 13.06 | 0.9438 | 3500 | 81.5
P1DD5215 | FY Lighting Co. Ltd | Fen Yong | FY-T8-4FTC(30K120CGSB) | Linear Replacement Lamp | Four-Foot | Dual Mode Internal Driver (UL Type A and Type B) | Standard | FALSE | [9 empty] | 42347 |  |  | No |  | 3 | 2592 | 133.82 | 19.37 | 13.06 | 0.9438 | 3000 | 81.5
P589RSS3 | Pinnacle Solutions LLC | Pinnacle LED Solutions | PL-T8-4FT50K12WANI (50F) | Linear Replacement Lamp | Four-Foot | Internal Driver Lamp-Style Retrofit Kits (UL Type B) | Standard | FALSE | [9 empty] | 42347 |  |  | No |  | 3 | 1735 | 134.4961 | 12.9 | 8.01 | 0.888 | 5000 | 83.4
P7QRFD21 | Jiangxi Lianchuang Optoelectronic Science & Technology Co.Ltd | Lianovation | LCFL-T8SA2-1216-1U8F | Linear Replacement Lamp | Four-Foot | Internal Driver Lamp-Style Retrofit Kits (UL Type B) | Standard | FALSE | [9 empty] | 42347 |  |  | No |  | 3 | 1942.418 | 124.116 | 15.65 | 22.68 | 0.88 | 4991 | 81.9
PH859RK2 | Jiangxi Lianchuang Optoelectronic Science & Technology Co.Ltd | Lianovation | LCFL-T8SA1-1216-0U8F | Linear Replacement Lamp | Four-Foot | Internal Driver Lamp-Style Retrofit Kits (UL Type B) | Standard | FALSE | [9 empty] | 42347 |  |  | No |  | 3 | 1909.29 | 117.423 | 16.26 | 8.8 | 0.932 | 4950 | 82
PCR6UFQ8 | Jiangxi Lianchuang Optoelectronic Science & Technology Co.Ltd | Lianovation | LCFL-T8SA1-1216-1U8F | Linear Replacement Lamp | Four-Foot | Internal Driver Lamp-Style Retrofit Kits (UL Type B) | Standard | FALSE | [9 empty] | 42347 |  |  | No |  | 3 | 1911.4 | 122.37 | 15.62 | 22.68 | 0.88 | 4940 | 82.1
P2XW23XF | Jiangxi Lianchuang Optoelectronic Science & Technology Co.Ltd | Lianovation | LCFL-T8SC1-1216-1U8F | Linear Replacement Lamp | Four-Foot | Internal Driver Lamp-Style Retrofit Kits (UL Type B) | Standard | FALSE | [9 empty] | 42347 |  |  | No |  | 3 | 1911.4 | 122.37 | 15 | 20.68 | 0.886 | 4940 | 82.1
P5C6AA3J | Jiangxi Lianchuang Optoelectronic Science & Technology Co.Ltd | Lianovation | LCFL-T8SA2-1216-0U8F | Linear Replacement Lamp | Four-Foot | Internal Driver Lamp-Style Retrofit Kits (UL Type B) | Standard | FALSE | [9 empty] | 42347 |  |  | No |  | 3 | 1960.978 | 120.379 | 16.29 | 8.8 | 0.932 | 4933 | 81.7
PGYTUV6X | Jiangxi Lianchuang Optoelectronic Science & Technology Co.Ltd | Lianovation | LCFL-T8SA1-1216-0U8D | Linear Replacement Lamp | Four-Foot | Internal Driver Lamp-Style Retrofit Kits (UL Type B) | Standard | FALSE | [9 empty] | 42347 |  |  | No |  | 3 | 1846.473 | 116.72 | 15.82 | 8.8 | 0.932 | 4000 | 82.15
PRENJ2PV | Jiangxi Lianchuang Optoelectronic Science & Technology Co.Ltd | Lianovation | LCFL-T8SA2-1216-1U8D | Linear Replacement Lamp | Four-Foot | Internal Driver Lamp-Style Retrofit Kits (UL Type B) | Standard | FALSE | [9 empty] | 42347 |  |  | No |  | 3 | 1903.7 | 126.74 | 15.02 | 22.68 | 0.88 | 3946 | 82.1
PARNBXHX | Jiangxi Lianchuang Optoelectronic Science & Technology Co.Ltd | Lianovation | LCFL-T8SA2-1216-0U8D | Linear Replacement Lamp | Four-Foot | Internal Driver Lamp-Style Retrofit Kits (UL Type B) | Standard | FALSE | [9 empty] | 42347 |  |  | No |  | 3 | 1927.684 | 121.85 | 15.82 | 8.8 | 0.932 | 3940 | 82.1
PSVFXS9S | Jiangxi Lianchuang Optoelectronic Science & Technology Co.Ltd | Lianovation | LCFL-T8SC1-1216-1U8D | Linear Replacement Lamp | Four-Foot | Internal Driver Lamp-Style Retrofit Kits (UL Type B) | Standard | FALSE | [9 empty] | 42347 |  |  | No |  | 3 | 1797.67 | 122.29 | 14.7 | 20.68 | 0.886 | 3939 | 82.2
PGPJJNXX | Jiangxi Lianchuang Optoelectronic Science & Technology Co.Ltd | Lianovation | LCFL-T8SA1-1216-1U8D | Linear Replacement Lamp | Four-Foot | Internal Driver Lamp-Style Retrofit Kits (UL Type B) | Standard | FALSE | [9 empty] | 42347 |  |  | No |  | 3 | 1835.85 | 120.78 | 15.2 | 22.68 | 0.88 | 3930 | 82.25
PPTZDB5W | Jiangxi Lianchuang Optoelectronic Science & Technology Co.Ltd | Lianovation | LCFL-T8SA2-1216-1U8B | Linear Replacement Lamp | Four-Foot | Internal Driver Lamp-Style Retrofit Kits (UL Type B) | Standard | FALSE | [9 empty] | 42347 |  |  | No |  | 3 | 1865 | 125.39 | 14.87 | 22.68 | 0.88 | 2933 | 80.8
PJ69WJCF | Jiangxi Lianchuang Optoelectronic Science & Technology Co.Ltd | Lianovation | LCFL-T8SA2-1216-0U8B | Linear Replacement Lamp | Four-Foot | Internal Driver Lamp-Style Retrofit Kits (UL Type B) | Standard | FALSE | [9 empty] | 42347 |  |  | No |  | 3 | 1892 | 122.96 | 15.39 | 8.8 | 0.932 | 2921 | 82.2
PZ82GPWS | Renesola Zhejiang Ltd | Renesola | RT8022X03(5000K) | Linear Replacement Lamp | Four-Foot | Internal Driver Lamp-Style Retrofit Kits (UL Type B) | Standard | FALSE | [9 empty] | 42347 | Not Dimmable | Not Dimmable | No |  | 3 | 2858 | 130.03 | 21.98 | 18.33 | 0.9326 | 5000 | 82.4
PNMCZH8H | Renesola Zhejiang Ltd | Renesola | RT8022X03(4000K) | Linear Replacement Lamp | Four-Foot | Internal Driver Lamp-Style Retrofit Kits (UL Type B) | Standard | FALSE | [9 empty] | 42347 | Not Dimmable | Not Dimmable | No |  | 3 | 2693 | 123.93 | 21.73 | 18.65 | 0.9173 | 4000 | 82.4
P2UC98YQ | Irtronix Inc DBA Euri Lighting | Euri Lighting | ET8-1150H-16 | Linear Replacement Lamp | Four-Foot | Replacement Lamps (plug and play) (UL Type A) | Standard | FALSE | [9 empty] | 42347 | Not Dimmable | Not Dimmable | No |  | 3 | 2268 | 118.87 | 19.08 | 10.95 | 0.9744 | 5000 | 84.2
PUSHXT6Y | Irtronix Inc DBA Euri Lighting | Euri Lighting | ET8-1150H | Linear Replacement Lamp | Four-Foot | Replacement Lamps (plug and play) (UL Type A) | Standard | FALSE | [9 empty] | 42347 | Not Dimmable | Not Dimmable | No |  | 3 | 2631 | 120.63 | 21.81 | 6.39 | 0.9093 | 5000 | 84
PS1PFQN9 | Irtronix Inc DBA Euri Lighting | Euri Lighting | ET8-1150H-12 | Linear Replacement Lamp | Four-Foot | Replacement Lamps (plug and play) (UL Type A) | Standard | FALSE | [9 empty] | 42347 | Not Dimmable | Not Dimmable | No |  | 3 | 1987 | 133.62 | 14.87 | 9.31 | 0.9055 | 5000 | 83.8
P9DY637V | Irtronix Inc DBA Euri Lighting | Euri Lighting | ET8-1145H-16 | Linear Replacement Lamp | Four-Foot | Replacement Lamps (plug and play) (UL Type A) | Standard | FALSE | [9 empty] | 42347 | Not Dimmable | Not Dimmable | No |  | 3 | 2251 | 117.73 | 19.12 | 10.62 | 0.9745 | 4500 | 85.2
PMWPAGGQ | Irtronix Inc DBA Euri Lighting | Euri Lighting | ET8-1145H-12 | Linear Replacement Lamp | Four-Foot | Replacement Lamps (plug and play) (UL Type A) | Standard | FALSE | [9 empty] | 42347 | Not Dimmable | Not Dimmable | No |  | 3 | 1912 | 123.66 | 14.86 | 9.35 | 0.9073 | 4500 | 85.2
PKHGBPFT | Irtronix Inc DBA Euri Lighting | Euri Lighting | ET8-1145H-20 | Linear Replacement Lamp | Four-Foot | Replacement Lamps (plug and play) (UL Type A) | Standard | FALSE | [9 empty] | 42347 | Not Dimmable | Not Dimmable | No |  | 3 | 2605 | 119.66 | 21.77 | 5.87 | 0.911 | 4500 | 84.4
P6B3VUNZ | Irtronix Inc DBA Euri Lighting | Euri Lighting | ET8-1140H-16 | Linear Replacement Lamp | Four-Foot | Replacement Lamps (plug and play) (UL Type A) | Standard | FALSE | [9 empty] | 42347 | Not Dimmable | Not Dimmable | No |  | 3 | 2234 | 116.66 | 19.15 | 10.62 | 0.9745 | 4000 | 85.2
PYVCAQ4S | Irtronix Inc DBA Euri Lighting | Euri Lighting | ET8-1140H-12 | Linear Replacement Lamp | Four-Foot | Replacement Lamps (plug and play) (UL Type A) | Standard | FALSE | [9 empty] | 42347 | Not Dimmable | Not Dimmable | No |  | 3 | 1836 | 123.64 | 14.85 | 9.35 | 0.9073 | 4000 | 85.2
P25NP54W | Irtronix Inc DBA Euri Lighting | Euri Lighting | ET8-1140H | Linear Replacement Lamp | Four-Foot | Replacement Lamps (plug and play) (UL Type A) | Standard | FALSE | [9 empty] | 42347 | Not Dimmable | Not Dimmable | No |  | 3 | 2579 | 118.74 | 21.72 | 5.87 | 0.911 | 4000 | 84.4
PNWKZMCZ | Irtronix Inc DBA Euri Lighting | Euri Lighting | ET8-1135H-16 | Linear Replacement Lamp | Four-Foot | Replacement Lamps (plug and play) (UL Type A) | Standard | FALSE | [9 empty] | 42347 | Not Dimmable | Not Dimmable | No |  | 3 | 2221 | 115.62 | 19.21 | 10.58 | 0.9751 | 3500 | 82.7
P9K5QC65 | Irtronix Inc DBA Euri Lighting | Euri Lighting | ET8-1135H-12 | Linear Replacement Lamp | Four-Foot | Replacement Lamps (plug and play) (UL Type A) | Standard | FALSE | [9 empty] | 42347 | Not Dimmable | Not Dimmable | No |  | 3 | 1807 | 122.01 | 14.81 | 9.08 | 0.9047 | 3500 | 82.6
PDH2ZS5M | Irtronix Inc DBA Euri Lighting | Euri Lighting | ET8-1135H-20 | Linear Replacement Lamp | Four-Foot | Replacement Lamps (plug and play) (UL Type A) | Standard | FALSE | [9 empty] | 42347 | Not Dimmable | Not Dimmable | No |  | 3 | 2545 | 117.34 | 21.69 | 6.15 | 0.9149 | 3500 | 82.3
P98MA2Y1 | Keystone Technologies | Keystone | KT-LED12T8-48GC-830-S | Linear Replacement Lamp | Four-Foot | Replacement Lamps (plug and play) (UL Type A) | Standard | TRUE | 1827 | 113.7 | 16.07 | 15.91 | 0.9752 | 3060 | 84.8 | 5 | 50000 | 42346 |  |  | No |  | 3 | 1800 | 116 | 15.5 | 20 | 0.9 | 3000 | 83
PZ72SGHE | FY Lighting Co. Ltd | Fen Yong | FY-T8-4FTFM(40K120CGSB) | Linear Replacement Lamp | Four-Foot | Dual Mode Internal Driver (UL Type A and Type B) | Standard | TRUE | 1731 | 120.37 | 14.38 | 12.6 | 0.9482 | 3925 | 82.7 | 5 | 50000 | 42346 |  |  | No |  | 3 | 1731 | 120.37 | 14.38 | 12.6 | 0.9482 | 4000 | 82.7
P6CFUGDB | FY Lighting Co. Ltd | Fen Yong | FY-T8-4FTF(27K120CGSB) | Linear Replacement Lamp | Four-Foot | Dual Mode Internal Driver (UL Type A and Type B) | Standard | TRUE | 2218 | 116.43 | 19.05 | 13.06 | 0.9455 | 2848 | 81.7 | 5 | 50000 | 42346 |  |  | No |  | 3 | 2218 | 116.43 | 19.05 | 13.06 | 0.9455 | 2700 | 81.7
PC9GGWQ2 | Keystone Technologies | Keystone | KT-LED12T8-48GC-850-S | Linear Replacement Lamp | Four-Foot | Replacement Lamps (plug and play) (UL Type A) | Standard | FALSE | [9 empty] | 42346 |  |  | No |  | 3 | 1800 | 116 | 15.5 | 20 | 0.9 | 5000 | 83
PFQA34S6 | Keystone Technologies | Keystone | KT-LED12T8-48GC-840-S | Linear Replacement Lamp | Four-Foot | Replacement Lamps (plug and play) (UL Type A) | Standard | FALSE | [9 empty] | 42346 |  |  | No |  | 3 | 1800 | 116 | 15.5 | 20 | 0.9 | 4000 | 83
P22VHY69 | Keystone Technologies | Keystone | KT-LED12T8-48GC-835-S | Linear Replacement Lamp | Four-Foot | Replacement Lamps (plug and play) (UL Type A) | Standard | FALSE | [9 empty] | 42346 |  |  | No |  | 3 | 1800 | 116 | 15.5 | 20 | 0.9 | 3500 | 83
PY4MQJV9 | FY Lighting Co. Ltd | Fen Yong | FY-T8-4FTFM(50K120CGSB) | Linear Replacement Lamp | Four-Foot | Dual Mode Internal Driver (UL Type A and Type B) | Standard | FALSE | [9 empty] | 42346 |  |  | No |  | 3 | 1765 | 123.51 | 14.29 | 12.26 | 0.9468 | 5000 | 82.4
P2E6CR7N | FY Lighting Co. Ltd | Fen Yong | FY-T8-4FTF(50K120CGSB) | Linear Replacement Lamp | Four-Foot | Dual Mode Internal Driver (UL Type A and Type B) | Standard | FALSE | [9 empty] | 42346 |  |  | No |  | 3 | 2296 | 121.16 | 18.95 | 13.53 | 0.9436 | 5000 | 82.3
P9ARC87R | FY Lighting Co. Ltd | Fen Yong | FY-T8-4FTFM(45K120CGSB) | Linear Replacement Lamp | Four-Foot | Dual Mode Internal Driver (UL Type A and Type B) | Standard | FALSE | [9 empty] | 42346 |  |  | No |  | 3 | 1748 | 121.89 | 14.34 | 12.6 | 0.9482 | 4500 | 82.7
PZQMN4V3 | FY Lighting Co. Ltd | Fen Yong | FY-T8-4FTF(45K120CGSB) | Linear Replacement Lamp | Four-Foot | Dual Mode Internal Driver (UL Type A and Type B) | Standard | FALSE | [9 empty] | 42346 |  |  | No |  | 3 | 2282 | 120.11 | 19 | 13.06 | 0.9455 | 4500 | 81.7
PRX84NPT | FY Lighting Co. Ltd | Fen Yong | FY-T8-4FTF(40K120CGSB) | Linear Replacement Lamp | Four-Foot | Dual Mode Internal Driver (UL Type A and Type B) | Standard | FALSE | [9 empty] | 42346 |  |  | No |  | 3 | 2266 | 119.26 | 19 | 13.06 | 0.9455 | 4000 | 81.7
P4H4RE6H | FY Lighting Co. Ltd | Fen Yong | FY-T8-4FTF(35K120CGSB) | Linear Replacement Lamp | Four-Foot | Dual Mode Internal Driver (UL Type A and Type B) | Standard | FALSE | [9 empty] | 42346 |  |  | No |  | 3 | 2250 | 118.42 | 19 | 13.06 | 0.9455 | 3500 | 81.7
PDD8PPX6 | FY Lighting Co. Ltd | Fen Yong | FY-T8-4FTF(30K120CGSB) | Linear Replacement Lamp | Four-Foot | Dual Mode Internal Driver (UL Type A and Type B) | Standard | FALSE | [9 empty] | 42346 |  |  | No |  | 3 | 2234 | 117.58 | 19 | 13.06 | 0.9455 | 3000 | 81.7
PKTHYMB2 | Revolution Lighting Technologies | Reliance | B5994-18W/30K | Linear Replacement Lamp | Four-Foot | Internal Driver Lamp-Style Retrofit Kits (UL Type B) | Standard | TRUE | 1691.4 | 100.08 | 16.9 | 22.22 | 0.975 | 2899 | 81.9 | 5 | 50000 | 42345 |  |  | NotYetVerified |  | 3 | 1750 | 97.22 | 18 | 20 | 0.9 | 3000 | 80
P7UQXT8B | Westinghouse Lighting | WESTINGHOUSE | LED18T8/48''/30 Ballast Bypass | Linear Replacement Lamp | Four-Foot | Internal Driver Lamp-Style Retrofit Kits (UL Type B) | Standard | TRUE | 2225 | 124.2 | 17.92 | 19.37 | 0.917 | 3080 | 84.1 | 5 | 50000 | 42345 |  |  | No |  | 3 | 2200 | 122 | 18 | 20 | 0.9 | 3000 | 83
P1UPSDVN | Shenzhen Syhdee Co.Ltd. | SYHDEE | SYH-ET08-EP1212N-1(3000K) | Linear Replacement Lamp | Four-Foot | 2-lamp External Driver Lamp-Style Retrofit Kits (UL Type C) | Standard | TRUE | 1611.1 | 127.87 | 12.6 | 8.3 | 0.912 | 2958 | 82.3 | 5 | 50000 | 42345 |  |  | No |  | 3 | 1550 | 104.16 | 12 | 15 | 0.9 | 3000 | 81
P9VD6DHU | SHENZHEN TECHLED OPTOELECTRONICS CO LTD | TECHLED | TECH-T5-1200-J1014A(2700K) | Linear Replacement Lamp | Four-Foot | 2-lamp External Driver Lamp-Style Retrofit Kits (UL Type C) | Standard | TRUE | 1764 | 105.38 | 16.74 | 13.24 | 0.9066 | 2830 | 83.8 | 5 | 50000 | 42345 |  |  | No |  | 3 | 1782 | 111.17 | 16.03 | 13.2 | 0.907 | 2700 | 83.8
P3H14DVZ | Shenzhen Syhdee Co.Ltd. | SYHDEE | SYH-ET08-EP1212D-1(3000K) | Linear Replacement Lamp | Four-Foot | 2-lamp External Driver Lamp-Style Retrofit Kits (UL Type C) | Standard | TRUE | 1580.5 | 127.77 | 12.37 | 13.1 | 0.895 | 2955 | 83.2 | 5 | 50000 | 42345 |  |  | No |  | 3 | 1550 | 104.16 | 12 | 15 | 0.9 | 3000 | 81
PV1CWGUC | Revolution Lighting Technologies | Reliance | B6010-18W/50K | Linear Replacement Lamp | Four-Foot | Internal Driver Lamp-Style Retrofit Kits (UL Type B) | Standard | FALSE | [9 empty] | 42345 |  |  | NotYetVerified |  | 3 | 1800 | 100 | 18 | 20 | 0.9 | 5000 | 80
PUMV61Q7 | Revolution Lighting Technologies | Reliance | B6008-18W/40K | Linear Replacement Lamp | Four-Foot | Internal Driver Lamp-Style Retrofit Kits (UL Type B) | Standard | FALSE | [9 empty] | 42345 |  |  | NotYetVerified | Internal Driver | 3 | 1750 | 97.22 | 18 | 20 | 0.9 | 4000 | 80
PU75TDRK | Westinghouse Lighting | WESTINGHOUSE | LED18T8/48''/50 Ballast Bypass | Linear Replacement Lamp | Four-Foot | Internal Driver Lamp-Style Retrofit Kits (UL Type B) | Standard | FALSE | [9 empty] | 42345 |  |  | No |  | 3 | 2200 | 122 | 18 | 20 | 0.9 | 5000 | 83
P6KJXUAS | Westinghouse Lighting | WESTINGHOUSE | LED18T8/48''/40 Ballast Bypass | Linear Replacement Lamp | Four-Foot | Internal Driver Lamp-Style Retrofit Kits (UL Type B) | Standard | FALSE | [9 empty] | 42345 |  |  | No |  | 3 | 2200 | 122 | 18 | 20 | 0.9 | 4000 | 83
PMG81NCT | Westinghouse Lighting | WESTINGHOUSE | LED18T8/48''/35 Ballast Bypass | Linear Replacement Lamp | Four-Foot | Internal Driver Lamp-Style Retrofit Kits (UL Type B) | Standard | FALSE | [9 empty] | 42345 |  |  | No |  | 3 | 2200 | 122 | 18 | 20 | 0.9 | 3500 | 83
PWE1G3VC | Shenzhen Syhdee Co.Ltd. | SYHDEE | SYH-ET08-EP1212N-1(5000K) | Linear Replacement Lamp | Four-Foot | 2-lamp External Driver Lamp-Style Retrofit Kits (UL Type C) | Standard | FALSE | [9 empty] | 42345 |  |  | No |  | 3 | 1580 | 116.16 | 12 | 15 | 0.9 | 5000 | 81
PA28NNG9 | Shenzhen Syhdee Co.Ltd. | SYHDEE | SYH-ET08-EP1212D-1(5000K) | Linear Replacement Lamp | Four-Foot | 2-lamp External Driver Lamp-Style Retrofit Kits (UL Type C) | Standard | FALSE | [9 empty] | 42345 |  |  | No |  | 3 | 1580 | 116.66 | 12 | 15 | 0.9 | 5000 | 81
P42GC3YK | Shenzhen Syhdee Co.Ltd. | SYHDEE | SYH-ET08-EP1212N-1(4500K) | Linear Replacement Lamp | Four-Foot | 2-lamp External Driver Lamp-Style Retrofit Kits (UL Type C) | Standard | FALSE | [9 empty] | 42345 |  |  | No |  | 3 | 1580 | 116.16 | 12 | 15 | 0.9 | 4500 | 81
P8BA2VMS | Shenzhen Syhdee Co.Ltd. | SYHDEE | SYH-ET08-EP1212D-1(4500K) | Linear Replacement Lamp | Four-Foot | 2-lamp External Driver Lamp-Style Retrofit Kits (UL Type C) | Standard | FALSE | [9 empty] | 42345 |  |  | No |  | 3 | 1580 | 116.66 | 12 | 15 | 0.9 | 4500 | 81
P4MNRD3D | Shenzhen Syhdee Co.Ltd. | SYHDEE | SYH-ET08-EP1212N-1(4000K) | Linear Replacement Lamp | Four-Foot | 2-lamp External Driver Lamp-Style Retrofit Kits (UL Type C) | Standard | FALSE | [9 empty] | 42345 |  |  | No |  | 3 | 1580 | 116.16 | 12 | 15 | 0.9 | 4000 | 81
PFQK6C59 | Shenzhen Syhdee Co.Ltd. | SYHDEE | SYH-ET08-EP1212D-1(4000K) | Linear Replacement Lamp | Four-Foot | 2-lamp External Driver Lamp-Style Retrofit Kits (UL Type C) | Standard | FALSE | [9 empty] | 42345 |  |  | No |  | 3 | 1580 | 116.66 | 12 | 15 | 0.9 | 4000 | 81
PSEZJ3NX | Shenzhen Syhdee Co.Ltd. | SYHDEE | SYH-ET08-EP1212N-1(3500K) | Linear Replacement Lamp | Four-Foot | 2-lamp External Driver Lamp-Style Retrofit Kits (UL Type C) | Standard | FALSE | [9 empty] | 42345 |  |  | No |  | 3 | 1550 | 104.16 | 12 | 15 | 0.9 | 3500 | 81
PTX6SB73 | Shenzhen Syhdee Co.Ltd. | SYHDEE | SYH-ET08-EP1212D-1(3500K) | Linear Replacement Lamp | Four-Foot | 2-lamp External Driver Lamp-Style Retrofit Kits (UL Type C) | Standard | FALSE | [9 empty] | 42345 |  |  | No |  | 3 | 1550 | 104.16 | 12 | 15 | 0.9 | 3500 | 81
PVP3UFGB | SHENZHEN TECHLED OPTOELECTRONICS CO LTD | TECHLED | TECH-T5-1200-J1014A(5000K) | Linear Replacement Lamp | Four-Foot | 2-lamp External Driver Lamp-Style Retrofit Kits (UL Type C) | Standard | FALSE | [9 empty] | 42345 | Not Dimmable | Not Dimmable | No | One LED Tube per Driver | 3 | 1851 | 114.61 | 16.15 | 13.2 | 0.907 | 5000 | 83.6
P6SHHSG2 | SHENZHEN TECHLED OPTOELECTRONICS CO LTD | TECHLED | TECH-T5-1200-J1014A(4500K) | Linear Replacement Lamp | Four-Foot | 2-lamp External Driver Lamp-Style Retrofit Kits (UL Type C) | Standard | FALSE | [9 empty] | 42345 | Not Dimmable | Not Dimmable | No | One LED Tube per Driver | 3 | 1837.2 | 114.18 | 16.09 | 13.2 | 0.907 | 4500 | 83.8
P5J1AU9K | SHENZHEN TECHLED OPTOELECTRONICS CO LTD | TECHLED | TECH-T5-1200-J1014A(4000K) | Linear Replacement Lamp | Four-Foot | 2-lamp External Driver Lamp-Style Retrofit Kits (UL Type C) | Standard | FALSE | [9 empty] | 42345 | Not Dimmable | Not Dimmable | No | One LED Tube per Driver | 3 | 1823.4 | 113.33 | 16.09 | 13.2 | 0.907 | 4000 | 83.8
PYY32ZPB | SHENZHEN TECHLED OPTOELECTRONICS CO LTD | TECHLED | TECH-T5-1200-J1014A(3500K) | Linear Replacement Lamp | Four-Foot | 2-lamp External Driver Lamp-Style Retrofit Kits (UL Type C) | Standard | FALSE | [9 empty] | 42345 | Not Dimmable | Not Dimmable | No | One LED Tube per Driver | 3 | 1809.6 | 112.47 | 16.09 | 13.2 | 0.907 | 3500 | 83.8
PC5XYW4V | SHENZHEN TECHLED OPTOELECTRONICS CO LTD | TECHLED | TECH-T5-1200-J1014A(3000K) | Linear Replacement Lamp | Four-Foot | 2-lamp External Driver Lamp-Style Retrofit Kits (UL Type C) | Standard | FALSE | [9 empty] | 42345 | Not Dimmable | Not Dimmable | No | One LED Tube per Driver | 3 | 1795.8 | 111.61 | 16.09 | 13.2 | 0.907 | 3000 | 83.8
P5VBKSCG | Keystone Technologies | Keystone | KT-LED12T8-48G-830-S | Linear Replacement Lamp | Four-Foot | Replacement Lamps (plug and play) (UL Type A) | Standard | TRUE | 1849 | 115.2 | 16.05 | 11.53 | 0.9752 | 3066 | 84.6 | 5 | 50000 | 42342 |  |  | No |  | 3 | 1800 | 116 | 15.5 | 20 | 0.9 | 3000 | 83
PB1Q8WY6 | Atlantic LED LLC | AELED | AELED4FT8CBG15469 (3000K) | Linear Replacement Lamp | Four-Foot | Dual Mode Internal Driver (UL Type A and Type B) | Standard | TRUE | 1923 | 110.96 | 17.33 | 19.65 | 0.953 | 3048 | 81.9 | 5 | 50000 | 42342 |  |  | NotYetVerified |  | 3 | 1923 | 110.96 | 17.33 |  |  | 3000
PUG2BU84 | Damar | Damar | LED18T8/830/4FT/BP | Linear Replacement Lamp | Four-Foot | Internal Driver Lamp-Style Retrofit Kits (UL Type B) | Standard | TRUE | 2225 | 124.2 | 17.92 | 19.37 | 0.917 | 3080 | 84.1 | 5 | 50000 | 42342 |  |  | No |  | 3 | 2200 | 122 | 18 | 20 | 0.9 | 3000 | 83
PPJJWE6P | Shenzhen Syhdee Co.Ltd. | SYHDEE | SYH-08T-01218FAPLE(3000K) | Linear Replacement Lamp | Four-Foot | Internal Driver Lamp-Style Retrofit Kits (UL Type B) | Standard | TRUE | 2452 | 136.98 | 17.9 | 17.55 | 0.9001 | 2998 | 81.8 | 5 | 50000 | 42342 |  |  | No |  | 3 | 2423 | 137.36 | 17.64 | 17.55 | 0.9001 | 3000 | 81.8
PC7VT89J | Atlantic LED LLC | AELED | AELED4FT8CBG15469 (5000K) | Linear Replacement Lamp | Four-Foot | Dual Mode Internal Driver (UL Type A and Type B) | Standard | FALSE | [9 empty] | 42342 |  |  | NotYetVerified |  | 3 | 1923 | 110.96 | 17.33 |  |  | 5000
PC14VVRV | Atlantic LED LLC | AELED | AELED4FT8CBG15469 (4000K) | Linear Replacement Lamp | Four-Foot | Dual Mode Internal Driver (UL Type A and Type B) | Standard | FALSE | [9 empty] | 42342 |  |  | NotYetVerified |  | 3 | 1923 | 110.96 | 17.33 |  |  | 4000
P4B4VDBX | Keystone Technologies | Keystone | KT-LED12T8-48G-835-S | Linear Replacement Lamp | Four-Foot | Replacement Lamps (plug and play) (UL Type A) | Standard | FALSE | [9 empty] | 42342 |  |  | No |  | 3 | 1800 | 116 | 15.5 | 20 | 0.9 | 3500 | 83
PHSMWEAH | Shenzhen Syhdee Co.Ltd. | SYHDEE | SYH-08T-01218FAPLE(5000K) | Linear Replacement Lamp | Four-Foot | Internal Driver Lamp-Style Retrofit Kits (UL Type B) | Standard | FALSE | [9 empty] | 42342 |  |  | No |  | 3 | 2590 | 144.29 | 17.95 | 17.55 | 0.9181 | 5000 | 81.9
P9HVGZUN | Shenzhen Syhdee Co.Ltd. | SYHDEE | SYH-08T-01218FAPLE(4500K) | Linear Replacement Lamp | Four-Foot | Internal Driver Lamp-Style Retrofit Kits (UL Type B) | Standard | FALSE | [9 empty] | 42342 |  |  | No |  | 3 | 2423 | 137.36 | 17.64 | 17.55 | 0.9001 | 4500 | 81.8
PPQCQDD4 | Shenzhen Syhdee Co.Ltd. | SYHDEE | SYH-08T-01218FAPLE(4000K) | Linear Replacement Lamp | Four-Foot | Internal Driver Lamp-Style Retrofit Kits (UL Type B) | Standard | FALSE | [9 empty] | 42342 |  |  | No |  | 3 | 2423 | 137.36 | 17.64 | 17.55 | 0.9001 | 4000 | 81.8
PCTBFM3J | Shenzhen Syhdee Co.Ltd. | SYHDEE | SYH-08T-01218FAPLE(3500K) | Linear Replacement Lamp | Four-Foot | Internal Driver Lamp-Style Retrofit Kits (UL Type B) | Standard | FALSE | [9 empty] | 42342 |  |  | No |  | 3 | 2423 | 137.36 | 17.64 | 17.55 | 0.9001 | 3500 | 81.8
PAT13425 | Damar | Damar | LED18T8/850/4FT/BP | Linear Replacement Lamp | Four-Foot | Internal Driver Lamp-Style Retrofit Kits (UL Type B) | Standard | FALSE | [9 empty] | 42342 |  |  | No |  | 3 | 2200 | 122 | 18 | 20 | 0.9 | 5000 | 83
PTYHXW73 | Damar | Damar | LED18T8/841/4FT/BP | Linear Replacement Lamp | Four-Foot | Internal Driver Lamp-Style Retrofit Kits (UL Type B) | Standard | FALSE | [9 empty] | 42342 |  |  | No |  | 3 | 2200 | 122 | 18 | 20 | 0.9 | 4000 | 83
P98GQPC7 | Damar | Damar | LED18T8/835/4FT/BP | Linear Replacement Lamp | Four-Foot | Internal Driver Lamp-Style Retrofit Kits (UL Type B) | Standard | FALSE | [9 empty] | 42342 |  |  | No |  | 3 | 2200 | 122 | 18 | 20 | 0.9 | 3500 | 83
PRAF5AXT | HB ENERGY POWER INC | HB ENERGY POWER | HB-T8-18W1200 BIXX BALLAST COMPATIBLE LED TUBE [4000K Frosted] | Linear Replacement Lamp | Four-Foot | Dual Mode Internal Driver (UL Type A and Type B) | Standard | TRUE | 2261 | 105.6 | 21.42 | 11.36 | 0.9667 | 3987 | 81.5 | 5 | 50000 | 42341 |  |  | NotYetVerified |  | 3 | 2212 | 122.9 | 18 | 7.68 | 0.9928 | 4000 | 82.4
P5Q31JYH | HB ENERGY POWER INC | HB ENERGY POWER | HB-T8-15W1200 BIXX BALLAST COMPATIBLE LED TUBE [2700K Frosted] | Linear Replacement Lamp | Four-Foot | Dual Mode Internal Driver (UL Type A and Type B) | Standard | TRUE | 1929 | 109 | 17.7 | 17.9 | 0.9557 | 2655 | 81.6 | 5 | 50000 | 42341 |  |  | NotYetVerified | Internal driver; operates off existing fluorescent ballast | 3 | 2040 | 120 | 17.7 | 8.75 | 0.9936 | 2700 | 82
PDT5XTSX | VOOTU Inc. | VOOTU | VT-T812-20WA2(3000K) | Linear Replacement Lamp | Four-Foot | Internal Driver Lamp-Style Retrofit Kits (UL Type B) | Standard | TRUE | 2274 | 110.17 | 20.64 | 16.57 | 0.9331 | 2959 | 82.6 | 5 | 50000 | 42341 |  |  | NotYetVerified |  | 3 | 2274 | 110.17 | 20.64 | 16.57 | 0.9331 | 3000 | 82.6
PD6B2CYG | VOOTU Inc. | VOOTU | VT-T812-20WA1(3000K) | Linear Replacement Lamp | Four-Foot | Internal Driver Lamp-Style Retrofit Kits (UL Type B) | Standard | TRUE | 2082.1 | 101.12 | 22.04 | 16.87 | 0.9327 | 2956 | 82.5 | 5 | 50000 | 42341 |  |  | NotYetVerified |  | 3 | 2082.1 | 101.12 | 20.59 | 16.87 | 0.9327 | 3000 | 82.5
PTVNY6CW | CNA International Enterprises Inc. | CNA | LED 15W 4FT T8 830-347V | Linear Replacement Lamp | Four-Foot | Internal Driver Lamp-Style Retrofit Kits (UL Type B) | Standard | TRUE | 1948 | 126 | 15.46 | 17.25 | 0.9312 | 3064 | 83.4 | 5 | 50000 | 42341 |  |  | No |  | 3 | 1948 | 126 | 15.5 | 20 | 0.9 | 3000 | 83
PRZENNR6 | VOOTU Inc. | VOOTU | VT-T812-18WA1(3000K) | Linear Replacement Lamp | Four-Foot | Internal Driver Lamp-Style Retrofit Kits (UL Type B) | Standard | TRUE | 1730 | 101.05 | 17.12 | 18.33 | 0.9216 | 2852 | 81.7 | 5 | 50000 | 42341 |  |  | NotYetVerified |  | 3 | 1705.5 | 100.26 | 17.01 | 18.33 | 0.9216 | 3000 | 81.7
PNHBMMR7 | VOOTU Inc. | VOOTU | VT-T812-22WC01(3000K) | Linear Replacement Lamp | Four-Foot | Internal Driver Lamp-Style Retrofit Kits (UL Type B) | Standard | TRUE | 2792 | 129.2 | 21.61 | 14.3 | 0.9122 | 2889 | 81.7 | 5 | 50000 | 42341 |  |  | No |  | 3 | 2795 | 130.55 | 21.41 | 14.3 | 0.9122 | 3000 | 81.7
P3D1VNM7 | HB ENERGY POWER INC | HB ENERGY POWER | HB-T8-20W1200 BIXX BALLAST COMPATIBLE LED TUBE (3000K FROSTED LENS) | Linear Replacement Lamp | Four-Foot | Dual Mode Internal Driver (UL Type A and Type B) | Standard | TRUE | 2255 | 100.28 | 22.49 | 9.98 | 0.9119 | 2911 | 81.3 | 5 | 50000 | 42341 |  |  | NotYetVerified |  | 3 | 2250 | 110 | 22.5 | 20 | 0.9 | 3000 | 80
P2VEFZY1 | Shenzhen Syhdee Co.Ltd. | SYHDEE | SYH-PC08-DN1215(3000K) | Linear Replacement Lamp | Four-Foot | Internal Driver Lamp-Style Retrofit Kits (UL Type B) | Standard | TRUE | 1943.621 | 134.507 | 14.45 | 13.7 | 0.911 | 2911 | 82.4 | 5 | 50000 | 42341 |  |  | No | Prodocut Updated 10/28/2016 | 4 | 1943.6 | 134.5 | 14.45 | 13.7 | 0.911 | 2911 | 82.4
PDRXAYDX | JIAXING SUPER LIGHTING ELECTRIC APPLIANCE CO.LTD | SUPER | T8L-IDFH13-1800-4ft-ABA | Linear Replacement Lamp | Four-Foot | Internal Driver Lamp-Style Retrofit Kits (UL Type B) | Standard | TRUE | 1805 | 137.2 | 13.16 | 15.72 | 0.9072 | 3056 | 84.7 | 5 | 50000 | 42341 |  |  | No |  | 3 | 1800 | 135 | 12.5 | 20 | 0.9 | 3000 | 83
P1TTHH7V | Shenzhen Syhdee Co.Ltd. | SYHDEE | SYH-PC08-DN1218(3000K) | Linear Replacement Lamp | Four-Foot | Internal Driver Lamp-Style Retrofit Kits (UL Type B) | Standard | TRUE | 2285.401 | 129.046 | 17.71 | 13.9 | 0.906 | 2919 | 82.3 | 5 | 50000 | 42341 |  |  | No |  | 4 | 2285.4 | 129 | 17.71 | 13.9 | 0.906 | 2919 | 82.3
PJF778YR | JIAXING SUPER LIGHTING ELECTRIC APPLIANCE CO.LTD | SUPER | T8L-IDFH11-1800-4ft-ACA | Linear Replacement Lamp | Four-Foot | Internal Driver Lamp-Style Retrofit Kits (UL Type B) | Standard | TRUE | 1884 | 122.5 | 15.38 | 17.28 | 0.9058 | 3083 | 84.4 | 5 | 50000 | 42341 |  |  | No |  | 3 | 1800 | 120 | 15 | 20 | 0.9 | 3000 | 83
PTEBJ9WV | VOOTU Inc. | VOOTU | VT-T812-18WC02 (3000K) | Linear Replacement Lamp | Four-Foot | Internal Driver Lamp-Style Retrofit Kits (UL Type B) | Standard | TRUE | 2243 | 123.51 | 18.16 | 18.66 | 0.9046 | 2937 | 82.6 | 5 | 50000 | 42341 |  |  | No |  | 3 | 2178 | 124.6 | 17.48 | 18.66 | 0.9046 | 3000 | 82.6
PM635CDE | HB ENERGY POWER INC | HB ENERGY POWER | HB-T8-13W1200 BIXX Ballast Compatible (4000K Frosted) | Linear Replacement Lamp | Four-Foot | Dual Mode Internal Driver (UL Type A and Type B) | Standard | TRUE | 1699 | 119.48 | 14.22 | 14.45 | 0.9042 | 3988 | 82.6 | 5 | 50000 | 42341 |  |  | NotYetVerified | Nominal wattage 13W | 3 | 1700 | 130 | 14.2 | 20 | 0.9 | 4000 | 81
PX2YJAUQ | HB ENERGY POWER INC | HB ENERGY POWER | HB-T8-13W1200 BIXX Ballast Compatible (4000K Clear) | Linear Replacement Lamp | Four-Foot | Dual Mode Internal Driver (UL Type A and Type B) | Standard | TRUE | 1930 | 135.06 | 14.3 | 14.92 | 0.9034 | 3996 | 82.7 | 5 | 50000 | 42341 |  |  | NotYetVerified | Nominal wattage 13w | 3 | 1930 | 135 | 14.3 | 20 | 0.9 | 4000 | 82.7
PME2J9C8 | VOOTU Inc. | VOOTU | VT-T812-22WF01(3000K) | Linear Replacement Lamp | Four-Foot | Internal Driver Lamp-Style Retrofit Kits (UL Type B) | Standard | TRUE | 2415 | 111.86 | 21.53 | 16.65 | 0.9033 | 2884 | 82 | 5 | 50000 | 42341 |  |  | No |  | 3 | 2391 | 112.25 | 21.3 | 16.65 | 0.9033 | 3000 | 82
PN6R4QP4 | HeSaLight A/S | HeSaLight | HL-T8U-18-1200-830-230D-F | Linear Replacement Lamp | Four-Foot | Internal Driver Lamp-Style Retrofit Kits (UL Type B) | Standard | TRUE | 1788.71 | 108.41 | 16.5 | 24.9 | 0.903 | 2953 | 83.5 | 5 |  | 42341 |  |  | NotYetVerified | Internal Driver | 3 | 1788.71 | 108.41 | 16.5 | 24.5 | 0.965 | 2953 | 84
PAU8FHU1 | VOOTU Inc. | VOOTU | VT-T812-18WF01(3000K) | Linear Replacement Lamp | Four-Foot | Internal Driver Lamp-Style Retrofit Kits (UL Type B) | Standard | TRUE | 1992 | 109.93 | 18.12 | 18.65 | 0.9012 | 2907 | 82.3 | 5 | 50000 | 42341 |  |  | No |  | 3 | 1903 | 110.45 | 17.23 | 18.65 | 0.9012 | 3000 | 82.3
PTM1CNXW | HeSaLight A/S | HeSaLight | HL-T8U-18-1200-830-230D-C | Linear Replacement Lamp | Four-Foot | Internal Driver Lamp-Style Retrofit Kits (UL Type B) | Standard | TRUE | 2038.56 | 122.81 | 16.6 | 24.5 | 0.899 | 2956 | 82.9 | 5 |  | 42341 |  |  | NotYetVerified | Internal Driver | 3 | 2038.56 | 122.81 | 16.6 | 24.3 | 0.969 | 2956 | 83
PA54RF77 | VOOTU Inc. | VOOTU | VT-T812-18WC02 (5000K) | Linear Replacement Lamp | Four-Foot | Internal Driver Lamp-Style Retrofit Kits (UL Type B) | Standard | FALSE | [9 empty] | 42341 |  |  | No |  | 3 | 2243 | 129.28 | 17.35 | 17.98 | 0.9035 | 5000 | 83.3
P5DCR5MT | VOOTU Inc. | VOOTU | VT-T812-22WF01(5000K) | Linear Replacement Lamp | Four-Foot | Internal Driver Lamp-Style Retrofit Kits (UL Type B) | Standard | FALSE | [9 empty] | 42341 |  |  | No |  | 3 | 2463 | 114.99 | 21.42 | 16.67 | 0.9061 | 5000 | 83.2
PWHAMHDA | VOOTU Inc. | VOOTU | VT-T812-22WC01(5000K) | Linear Replacement Lamp | Four-Foot | Internal Driver Lamp-Style Retrofit Kits (UL Type B) | Standard | FALSE | [9 empty] | 42341 |  |  | No |  | 3 | 2872 | 133.15 | 21.57 | 13.95 | 0.9093 | 5000 | 83.2
PVZJG3BB | VOOTU Inc. | VOOTU | VT-T812-18WF02 (5000K) | Linear Replacement Lamp | Four-Foot | Internal Driver Lamp-Style Retrofit Kits (UL Type B) | Standard | FALSE | [9 empty] | 42341 |  |  | No |  | 3 | 2019 | 115.97 | 17.41 | 18.96 | 0.9044 | 5000 | 83.1
P1MPWE8F | VOOTU Inc. | VOOTU | VT-T812-18WF01(5000K) | Linear Replacement Lamp | Four-Foot | Internal Driver Lamp-Style Retrofit Kits (UL Type B) | Standard | FALSE | [9 empty] | 42341 |  |  | No |  | 3 | 1979 | 112.12 | 17.65 | 18.24 | 0.9032 | 5000 | 83.1
P8YTPC4E | VOOTU Inc. | VOOTU | VT-T812-18WC01(5000K) | Linear Replacement Lamp | Four-Foot | Internal Driver Lamp-Style Retrofit Kits (UL Type B) | Standard | FALSE | [9 empty] | 42341 |  |  | No |  | 3 | 2287 | 132.35 | 17.28 | 18.23 | 0.9037 | 5000 | 83.1
PR85G94J | VOOTU Inc. | VOOTU | VT-T812-20WA2(5000K) | Linear Replacement Lamp | Four-Foot | Internal Driver Lamp-Style Retrofit Kits (UL Type B) | Standard | FALSE | [9 empty] | 42341 |  |  | NotYetVerified |  | 3 | 2471 | 116.11 | 21.28 | 14.04 | 0.9296 | 5000 | 82.7
PWAAXSGF | VOOTU Inc. | VOOTU | VT-T812-18WA1(5000K) | Linear Replacement Lamp | Four-Foot | Internal Driver Lamp-Style Retrofit Kits (UL Type B) | Standard | FALSE | [9 empty] | 42341 |  |  | NotYetVerified |  | 3 | 1793.3 | 105.12 | 17.06 | 18.37 | 0.9301 | 5000 | 82.6
PQ7BSAC6 | VOOTU Inc. | VOOTU | VT-T812-20WA1(5000K) | Linear Replacement Lamp | Four-Foot | Internal Driver Lamp-Style Retrofit Kits (UL Type B) | Standard | FALSE | [9 empty] | 42341 |  |  | NotYetVerified |  | 3 | 2246.4 | 105.66 | 21.26 | 12 | 0.9285 | 5000 | 82.5
PXU6JTUJ | VOOTU Inc. | VOOTU | VT-T812-18WC02 (4500K) | Linear Replacement Lamp | Four-Foot | Internal Driver Lamp-Style Retrofit Kits (UL Type B) | Standard | FALSE | [9 empty] | 42341 |  |  | No |  | 3 | 2178 | 124.6 | 17.48 | 18.66 | 0.9046 | 4500 | 82.6
PTMFG3AS | VOOTU Inc. | VOOTU | VT-T812-20WA2(4500K) | Linear Replacement Lamp | Four-Foot | Internal Driver Lamp-Style Retrofit Kits (UL Type B) | Standard | FALSE | [9 empty] | 42341 |  |  | NotYetVerified |  | 3 | 2274 | 110.17 | 20.64 | 16.57 | 0.9331 | 4500 | 82.6
PUE2MSSQ | VOOTU Inc. | VOOTU | VT-T812-18WC01(4500K) | Linear Replacement Lamp | Four-Foot | Internal Driver Lamp-Style Retrofit Kits (UL Type B) | Standard | FALSE | [9 empty] | 42341 |  |  | No |  | 3 | 2197 | 127.29 | 17.26 | 18.74 | 0.9104 | 4500 | 82.5
P1PZW66F | VOOTU Inc. | VOOTU | VT-T812-20WA1(4500K) | Linear Replacement Lamp | Four-Foot | Internal Driver Lamp-Style Retrofit Kits (UL Type B) | Standard | FALSE | [9 empty] | 42341 |  |  | NotYetVerified |  | 3 | 2082.1 | 101.12 | 20.59 | 16.87 | 0.9327 | 4500 | 82.5
P7T4P3FA | VOOTU Inc. | VOOTU | VT-T812-18WF02 (4500K) | Linear Replacement Lamp | Four-Foot | Internal Driver Lamp-Style Retrofit Kits (UL Type B) | Standard | FALSE | [9 empty] | 42341 |  |  | No |  | 3 | 1989 | 113.98 | 17.45 | 18.56 | 0.9042 | 4500 | 82.4
PMA3P6BJ | VOOTU Inc. | VOOTU | VT-T812-18WF01(4500K) | Linear Replacement Lamp | Four-Foot | Internal Driver Lamp-Style Retrofit Kits (UL Type B) | Standard | FALSE | [9 empty] | 42341 |  |  | No |  | 3 | 1903 | 110.45 | 17.23 | 18.65 | 0.9012 | 4500 | 82.3
PFZR1REK | VOOTU Inc. | VOOTU | VT-T812-22WF01(4500K) | Linear Replacement Lamp | Four-Foot | Internal Driver Lamp-Style Retrofit Kits (UL Type B) | Standard | FALSE | [9 empty] | 42341 |  |  | No |  | 3 | 2391 | 112.25 | 21.3 | 16.65 | 0.9033 | 4500 | 82
PSPEV8V4 | VOOTU Inc. | VOOTU | VT-T812-18WA1(4500K) | Linear Replacement Lamp | Four-Foot | Internal Driver Lamp-Style Retrofit Kits (UL Type B) | Standard | FALSE | [9 empty] | 42341 |  |  | NotYetVerified |  | 3 | 1705.5 | 100.26 | 17.01 | 18.33 | 0.9216 | 4500 | 81.7
PRKTT8X1 | VOOTU Inc. | VOOTU | VT-T812-22WC01(4500K) | Linear Replacement Lamp | Four-Foot | Internal Driver Lamp-Style Retrofit Kits (UL Type B) | Standard | FALSE | [9 empty] | 42341 |  |  | No |  | 3 | 2795 | 130.55 | 21.41 | 14.3 | 0.9122 | 4500 | 81.7
PX63V1C6 | VOOTU Inc. | VOOTU | VT-T812-18WC02 (4000K) | Linear Replacement Lamp | Four-Foot | Internal Driver Lamp-Style Retrofit Kits (UL Type B) | Standard | FALSE | [9 empty] | 42341 |  |  | No |  | 3 | 2178 | 124.6 | 17.48 | 18.66 | 0.9046 | 4000 | 82.6
P4T9KMQP | VOOTU Inc. | VOOTU | VT-T812-20WA2(4000K) | Linear Replacement Lamp | Four-Foot | Internal Driver Lamp-Style Retrofit Kits (UL Type B) | Standard | FALSE | [9 empty] | 42341 |  |  | NotYetVerified |  | 3 | 2274 | 110.17 | 20.64 | 16.57 | 0.9331 | 4000 | 82.6
PA9UW1GZ | VOOTU Inc. | VOOTU | VT-T812-18WC01(4000K) | Linear Replacement Lamp | Four-Foot | Internal Driver Lamp-Style Retrofit Kits (UL Type B) | Standard | FALSE | [9 empty] | 42341 |  |  | No |  | 3 | 2197 | 127.29 | 17.26 | 18.66 | 0.9104 | 4000 | 82.5
PN49Q2SZ | VOOTU Inc. | VOOTU | VT-T812-20WA1(4000K) | Linear Replacement Lamp | Four-Foot | Internal Driver Lamp-Style Retrofit Kits (UL Type B) | Standard | FALSE | [9 empty] | 42341 |  |  | NotYetVerified |  | 3 | 2082.1 | 101.12 | 20.59 | 16.87 | 0.9327 | 4000 | 82.5
PRVDTYN7 | VOOTU Inc. | VOOTU | VT-T812-18WF02 (4000K) | Linear Replacement Lamp | Four-Foot | Internal Driver Lamp-Style Retrofit Kits (UL Type B) | Standard | FALSE | [9 empty] | 42341 |  |  | No |  | 3 | 1989 | 113.98 | 17.45 | 18.56 | 0.9042 | 4000 | 82.4
PP9BC5R9 | VOOTU Inc. | VOOTU | VT-T812-18WF01(4000K) | Linear Replacement Lamp | Four-Foot | Internal Driver Lamp-Style Retrofit Kits (UL Type B) | Standard | FALSE | [9 empty] | 42341 |  |  | No |  | 3 | 1903 | 110.45 | 17.23 | 18.65 | 0.9012 | 4000 | 82.3
PPBGZXSV | VOOTU Inc. | VOOTU | VT-T812-22WF01(4000K) | Linear Replacement Lamp | Four-Foot | Internal Driver Lamp-Style Retrofit Kits (UL Type B) | Standard | FALSE | [9 empty] | 42341 |  |  | No |  | 3 | 2391 | 112.25 | 21.3 | 16.65 | 0.9033 | 4000 | 82
PG34MJYD | VOOTU Inc. | VOOTU | VT-T812-18WA1(4000K) | Linear Replacement Lamp | Four-Foot | Internal Driver Lamp-Style Retrofit Kits (UL Type B) | Standard | FALSE | [9 empty] | 42341 |  |  | NotYetVerified |  | 3 | 1705.5 | 100.26 | 17.01 | 18.33 | 0.9216 | 4000 | 81.7
P6YSMMYE | VOOTU Inc. | VOOTU | VT-T812-22WC01(4000K) | Linear Replacement Lamp | Four-Foot | Internal Driver Lamp-Style Retrofit Kits (UL Type B) | Standard | FALSE | [9 empty] | 42341 |  |  | No |  | 3 | 2795 | 130.55 | 21.41 | 14.3 | 0.9122 | 4000 | 81.7
PUPTZQ3F | VOOTU Inc. | VOOTU | VT-T812-18WC02 (3500K) | Linear Replacement Lamp | Four-Foot | Internal Driver Lamp-Style Retrofit Kits (UL Type B) | Standard | FALSE | [9 empty] | 42341 |  |  | No |  | 3 | 2178 | 124.6 | 17.48 | 18.66 | 0.9046 | 3500 | 82.6
P239JQZV | VOOTU Inc. | VOOTU | VT-T812-20WA2(3500K) | Linear Replacement Lamp | Four-Foot | Internal Driver Lamp-Style Retrofit Kits (UL Type B) | Standard | FALSE | [9 empty] | 42341 |  |  | NotYetVerified |  | 3 | 2274 | 110.17 | 20.64 | 16.57 | 0.9331 | 3500 | 82.6
PDCQQU4G | VOOTU Inc. | VOOTU | VT-T812-18WC01(3500K) | Linear Replacement Lamp | Four-Foot | Internal Driver Lamp-Style Retrofit Kits (UL Type B) | Standard | FALSE | [9 empty] | 42341 |  |  | No |  | 3 | 2197 | 127.29 | 17.26 | 18.74 | 0.9104 | 3500 | 82.5
P7N9NHB1 | VOOTU Inc. | VOOTU | VT-T812-20WA1(3500K) | Linear Replacement Lamp | Four-Foot | Internal Driver Lamp-Style Retrofit Kits (UL Type B) | Standard | FALSE | [9 empty] | 42341 |  |  | NotYetVerified |  | 3 | 2082.1 | 101.12 | 20.59 | 16.87 | 0.9327 | 3500 | 82.5
P51EAJH8 | VOOTU Inc. | VOOTU | VT-T812-18WF02 (3500K) | Linear Replacement Lamp | Four-Foot | Internal Driver Lamp-Style Retrofit Kits (UL Type B) | Standard | FALSE | [9 empty] | 42341 |  |  | No |  | 3 | 1989 | 113.98 | 17.45 | 18.56 | 0.9042 | 3500 | 82.4
PFJBETA9 | VOOTU Inc. | VOOTU | VT-T812-18WF01(3500K) | Linear Replacement Lamp | Four-Foot | Internal Driver Lamp-Style Retrofit Kits (UL Type B) | Standard | FALSE | [9 empty] | 42341 |  |  | No |  | 3 | 1903 | 110.45 | 17.23 | 18.65 | 0.9012 | 3500 | 82.3
PV1MRFVW | VOOTU Inc. | VOOTU | VT-T812-22WF01(3500K) | Linear Replacement Lamp | Four-Foot | Internal Driver Lamp-Style Retrofit Kits (UL Type B) | Standard | FALSE | [9 empty] | 42341 |  |  | No |  | 3 | 2391 | 112.25 | 21.3 | 16.65 | 0.9033 | 3500 | 82
P51NACNE | VOOTU Inc. | VOOTU | VT-T812-18WA1(3500K) | Linear Replacement Lamp | Four-Foot | Internal Driver Lamp-Style Retrofit Kits (UL Type B) | Standard | FALSE | [9 empty] | 42341 |  |  | NotYetVerified |  | 3 | 1705.5 | 100.26 | 17.01 | 18.33 | 0.9216 | 3500 | 81.7
PW41WR6C | VOOTU Inc. | VOOTU | VT-T812-22WC01(3500K) | Linear Replacement Lamp | Four-Foot | Internal Driver Lamp-Style Retrofit Kits (UL Type B) | Standard | FALSE | [9 empty] | 42341 |  |  | No |  | 3 | 2795 | 130.55 | 21.41 | 14.3 | 0.9122 | 3500 | 81.7
PJ5EBDPK | VOOTU Inc. | VOOTU | VT-T812-18WC01(3000K) | Linear Replacement Lamp | Four-Foot | Internal Driver Lamp-Style Retrofit Kits (UL Type B) | Standard | FALSE | [9 empty] | 42341 |  |  | No |  | 3 | 2197 | 127.29 | 17.26 | 18.74 | 0.9104 | 3000 | 82.5
P4ENKBYU | VOOTU Inc. | VOOTU | VT-T812-18WF02 (3000K) | Linear Replacement Lamp | Four-Foot | Internal Driver Lamp-Style Retrofit Kits (UL Type B) | Standard | FALSE | [9 empty] | 42341 |  |  | No |  | 3 | 1989 | 113.98 | 17.45 | 18.56 | 0.9042 | 3000 | 82.4
PB554Q5S | JIAXING SUPER LIGHTING ELECTRIC APPLIANCE CO.LTD | SUPER | T8L-IDFH13-1800-4ft-EBA | Linear Replacement Lamp | Four-Foot | Internal Driver Lamp-Style Retrofit Kits (UL Type B) | Standard | FALSE | [9 empty] | 42341 |  |  | No |  | 3 | 1800 | 135 | 12.5 | 20 | 0.9 | 5000 | 83
PASFHRYF | JIAXING SUPER LIGHTING ELECTRIC APPLIANCE CO.LTD | SUPER | T8L-IDFH11-1800-4ft-ECA | Linear Replacement Lamp | Four-Foot | Internal Driver Lamp-Style Retrofit Kits (UL Type B) | Standard | FALSE | [9 empty] | 42341 |  |  | No |  | 3 | 1800 | 120 | 15 | 20 | 0.9 | 5000 | 83
PK7FAXHG | JIAXING SUPER LIGHTING ELECTRIC APPLIANCE CO.LTD | SUPER | T8L-IDFH11-1800-4ft-DCA | Linear Replacement Lamp | Four-Foot | Internal Driver Lamp-Style Retrofit Kits (UL Type B) | Standard | FALSE | [9 empty] | 42341 |  |  | No |  | 3 | 1800 | 120 | 15 | 20 | 0.9 | 4500 | 83
P1E15YSQ | JIAXING SUPER LIGHTING ELECTRIC APPLIANCE CO.LTD | SUPER | T8L-IDFH13-1800-4ft-DBA | Linear Replacement Lamp | Four-Foot | Internal Driver Lamp-Style Retrofit Kits (UL Type B) | Standard | FALSE | [9 empty] | 42341 |  |  | No |  | 3 | 1800 | 135 | 12.5 | 20 | 0.9 | 4500 | 83
PRWMY68C | JIAXING SUPER LIGHTING ELECTRIC APPLIANCE CO.LTD | SUPER | T8L-IDFH13-1800-4ft-CBA | Linear Replacement Lamp | Four-Foot | Internal Driver Lamp-Style Retrofit Kits (UL Type B) | Standard | FALSE | [9 empty] | 42341 |  |  | No |  | 3 | 1800 | 135 | 12.5 | 20 | 0.9 | 4000 | 83
PJ7B2N2N | JIAXING SUPER LIGHTING ELECTRIC APPLIANCE CO.LTD | SUPER | T8L-IDFH11-1800-4ft-CCA | Linear Replacement Lamp | Four-Foot | Internal Driver Lamp-Style Retrofit Kits (UL Type B) | Standard | FALSE | [9 empty] | 42341 |  |  | No |  | 3 | 1800 | 120 | 15 | 20 | 0.9 | 4000 | 83
PM1Z8VUW | JIAXING SUPER LIGHTING ELECTRIC APPLIANCE CO.LTD | SUPER | T8L-IDFH11-1800-4ft-BCA | Linear Replacement Lamp | Four-Foot | Internal Driver Lamp-Style Retrofit Kits (UL Type B) | Standard | FALSE | [9 empty] | 42341 |  |  | No |  | 3 | 1800 | 120 | 15 | 20 | 0.9 | 3500 | 83
PH6M9XKF | JIAXING SUPER LIGHTING ELECTRIC APPLIANCE CO.LTD | SUPER | T8L-IDFH13-1800-4ft-BBA | Linear Replacement Lamp | Four-Foot | Internal Driver Lamp-Style Retrofit Kits (UL Type B) | Standard | FALSE | [9 empty] | 42341 |  |  | No |  | 3 | 1800 | 135 | 12.5 | 20 | 0.9 | 3500 | 83
PT6YSK8R | CNA International Enterprises Inc. | CNA | LED 15W 4FT T8 850-347V | Linear Replacement Lamp | Four-Foot | Internal Driver Lamp-Style Retrofit Kits (UL Type B) | Standard | FALSE | [9 empty] | 42341 |  |  | No |  | 3 | 1948 | 126 | 15.5 | 20 | 0.9 | 5000 | 83
PQDBQRKZ | CNA International Enterprises Inc. | CNA | LED 15W 4FT T8 840-347V | Linear Replacement Lamp | Four-Foot | Internal Driver Lamp-Style Retrofit Kits (UL Type B) | Standard | FALSE | [9 empty] | 42341 |  |  | No |  | 3 | 1948 | 126 | 15.5 | 20 | 0.9 | 4000 | 83
P5JCYA92 | CNA International Enterprises Inc. | CNA | LED 15W 4FT T8 835-347V | Linear Replacement Lamp | Four-Foot | Internal Driver Lamp-Style Retrofit Kits (UL Type B) | Standard | FALSE | [9 empty] | 42341 |  |  | No |  | 3 | 1948 | 126 | 15.5 | 20 | 0.9 | 3500 | 83
PWUE5F1Q | HB ENERGY POWER INC | HB ENERGY POWER | HB-T8-13W1200 BIXX Ballast Compatible (5000K Clear) | Linear Replacement Lamp | Four-Foot | Dual Mode Internal Driver (UL Type A and Type B) | Standard | FALSE | [9 empty] | 42341 |  |  | NotYetVerified | Nominal wattage 13w | 3 | 1930 | 135 | 14.3 | 20 | 0.9 | 5000 | 82.7
PWPVC8VU | HB ENERGY POWER INC | HB ENERGY POWER | HB-T8-18W1200 BIXX BALLAST COMPATIBLE LED TUBE [5000K Frosted] | Linear Replacement Lamp | Four-Foot | Dual Mode Internal Driver (UL Type A and Type B) | Standard | FALSE | [9 empty] | 42341 |  |  | NotYetVerified | Internal driver; operates off existing fluorescent ballast | 3 | 2212 | 122.9 | 18 | 7.68 | 0.9928 | 5000 | 82.4
PGS4TWY8 | HB ENERGY POWER INC | HB ENERGY POWER | HB-T8-18W1200 BIXX BALLAST COMPATIBLE LED TUBE [5000K Clear] | Linear Replacement Lamp | Four-Foot | Dual Mode Internal Driver (UL Type A and Type B) | Standard | FALSE | [9 empty] | 42341 |  |  | NotYetVerified | Internal driver; operates off existing fluorescent ballast | 3 | 2212 | 122.9 | 18 | 7.68 | 0.9928 | 5000 | 82.4
PYE7KUFN | HB ENERGY POWER INC | HB ENERGY POWER | HB-T8-15W1200 BIXX BALLAST COMPATIBLE LED TUBE [5000K Clear] | Linear Replacement Lamp | Four-Foot | Dual Mode Internal Driver (UL Type A and Type B) | Standard | FALSE | [9 empty] | 42341 |  |  | NotYetVerified | Internal driver; operates off existing fluorescent ballast | 3 | 2040 | 120 | 17.7 | 8.75 | 0.9936 | 5000 | 81.6
PKRKFA6M | HB ENERGY POWER INC | HB ENERGY POWER | HB-T8-15W1200 BIXX BALLAST COMPATIBLE LED TUBE [5000K Frosted] | Linear Replacement Lamp | Four-Foot | Dual Mode Internal Driver (UL Type A and Type B) | Standard | FALSE | [9 empty] | 42341 |  |  | NotYetVerified | Internal driver; operates off existing fluorescent ballast | 3 | 2040 | 120 | 17.7 | 8.75 | 0.9936 | 5000 | 81.6
PB85USH8 | HB ENERGY POWER INC | HB ENERGY POWER | HB-T8-20W1200 BIXX BALLAST COMPATIBLE LED TUBE (5000K FROSTED LENS) | Linear Replacement Lamp | Four-Foot | Dual Mode Internal Driver (UL Type A and Type B) | Standard | FALSE | [9 empty] | 42341 |  |  | NotYetVerified | Internal Driver;Operating off exsiting ballast | 3 | 2489 | 113 | 21.99 | 20 | 0.9 | 5000 | 80
PNSFRTEG | HB ENERGY POWER INC | HB ENERGY POWER | HB-T8-20W1200 BIXX BALLAST COMPATIBLE LED TUBE (5000K CLEAR LENS) | Linear Replacement Lamp | Four-Foot | Dual Mode Internal Driver (UL Type A and Type B) | Standard | FALSE | [9 empty] | 42341 |  |  | NotYetVerified | Internal Driver;Operating off exsiting ballast | 3 | 2327 | 116 | 22.5 | 20 | 0.9 | 5000 | 80
P9TVH26J | HB ENERGY POWER INC | HB ENERGY POWER | HB-T8-18W1200 BIXX BALLAST COMPATIBLE LED TUBE [4000K Clear] | Linear Replacement Lamp | Four-Foot | Dual Mode Internal Driver (UL Type A and Type B) | Standard | FALSE | [9 empty] | 42341 |  |  | NotYetVerified | Internal driver; operates off existing fluorescent ballast | 3 | 2212 | 122.9 | 18 | 7.68 | 0.9928 | 4000 | 82.4
PCZ82PA4 | HB ENERGY POWER INC | HB ENERGY POWER | HB-T8-15W1200 BIXX BALLAST COMPATIBLE LED TUBE [4000K Clear] | Linear Replacement Lamp | Four-Foot | Dual Mode Internal Driver (UL Type A and Type B) | Standard | FALSE | [9 empty] | 42341 |  |  | NotYetVerified | Internal driver; operates off existing fluorescent ballast | 3 | 2040 | 120 | 17.7 | 8.75 | 0.9936 | 4000 | 81.6
P74XANGX | HB ENERGY POWER INC | HB ENERGY POWER | HB-T8-15W1200 BIXX BALLAST COMPATIBLE LED TUBE [4000K Frosted] | Linear Replacement Lamp | Four-Foot | Dual Mode Internal Driver (UL Type A and Type B) | Standard | FALSE | [9 empty] | 42341 |  |  | NotYetVerified | Internal driver; operates off existing fluorescent ballast | 3 | 2040 | 120 | 17.7 | 8.75 | 0.9936 | 4000 | 81.6
PXTAKMQR | HB ENERGY POWER INC | HB ENERGY POWER | HB-T8-13W1200 BIXX Ballast Compatible (5000K Frosted) | Linear Replacement Lamp | Four-Foot | Dual Mode Internal Driver (UL Type A and Type B) | Standard | FALSE | [9 empty] | 42341 |  |  | NotYetVerified | Nominal wattage 13W | 3 | 1700 | 130 | 14.2 | 20 | 0.9 | 4000 | 81
PWZZVKRB | HB ENERGY POWER INC | HB ENERGY POWER | HB-T8-20W1200 BIXX BALLAST COMPATIBLE LED TUBE (4000K FROSTED LENS) | Linear Replacement Lamp | Four-Foot | Dual Mode Internal Driver (UL Type A and Type B) | Standard | FALSE | [9 empty] | 42341 |  |  | NotYetVerified | Internal Driver;Operating off exsiting ballast | 3 | 2431 | 112 | 21.83 | 20 | 0.9 | 4000 | 80
PGKEVBWF | HB ENERGY POWER INC | HB ENERGY POWER | HB-T8-20W1200 BIXX BALLAST COMPATIBLE LED TUBE (4000K CLEAR LENS) | Linear Replacement Lamp | Four-Foot | Dual Mode Internal Driver (UL Type A and Type B) | Standard | FALSE | [9 empty] | 42341 |  |  | NotYetVerified | Internal Driver;Operating off exsiting ballast | 3 | 2327 | 116 | 22.5 | 20 | 0.9 | 4000 | 80
P5ZUEVUA | Shenzhen Syhdee Co.Ltd. | SYHDEE | SYH-PC08-DN1218(5000K) | Linear Replacement Lamp | Four-Foot | Internal Driver Lamp-Style Retrofit Kits (UL Type B) | Standard | FALSE | [9 empty] | 42341 |  |  | No |  | 4 | 2447.2 | 131.4 | 18.62 | 14.5 | 0.91 | 4924 | 83.1
PVZBUWMH | Shenzhen Syhdee Co.Ltd. | SYHDEE | SYH-PC08-DN1218(4500K) | Linear Replacement Lamp | Four-Foot | Internal Driver Lamp-Style Retrofit Kits (UL Type B) | Standard | FALSE | [9 empty] | 42341 |  |  | No |  | 4 | 2285.4 | 129 | 17.71 | 13.9 | 0.906 | 4500 | 82.3
PY7B62Q6 | Shenzhen Syhdee Co.Ltd. | SYHDEE | SYH-PC08-DN1218(4000K) | Linear Replacement Lamp | Four-Foot | Internal Driver Lamp-Style Retrofit Kits (UL Type B) | Standard | FALSE | [9 empty] | 42341 |  |  | No |  | 4 | 2285.4 | 129 | 17.71 | 13.9 | 0.906 | 4000 | 82.3
P5UYTADQ | Shenzhen Syhdee Co.Ltd. | SYHDEE | SYH-PC08-DN1218(3500K) | Linear Replacement Lamp | Four-Foot | Internal Driver Lamp-Style Retrofit Kits (UL Type B) | Standard | FALSE | [9 empty] | 42341 |  |  | No |  | 4 | 2285.4 | 129 | 17.71 | 13.9 | 0.906 | 3500 | 82.3
PKU9VVVB | HeSaLight A/S | HeSaLight | HL-T8U-18-1200-850-230D-F | Linear Replacement Lamp | Four-Foot | Internal Driver Lamp-Style Retrofit Kits (UL Type B) | Standard | FALSE | [9 empty] | 42341 | Not Dimmable | Not Dimmable | NotYetVerified | Internal Driver | 3 | 2151 | 119.5 | 18 | 24.5 | 0.965 | 5000 | 84
PEGVSPZY | HeSaLight A/S | HeSaLight | HL-T8U-18-1200-840-230D-C | Linear Replacement Lamp | Four-Foot | Internal Driver Lamp-Style Retrofit Kits (UL Type B) | Standard | FALSE | [9 empty] | 42341 | Not Dimmable | Not Dimmable | NotYetVerified | Internal Driver | 3 | 2431 | 135.06 | 18 | 24.3 | 0.969 | 5000 | 83
PG9EA5SG | HeSaLight A/S | HeSaLight | HL-T8U-18-1200-840-230D-F | Linear Replacement Lamp | Four-Foot | Internal Driver Lamp-Style Retrofit Kits (UL Type B) | Standard | FALSE | [9 empty] | 42341 | Not Dimmable | Not Dimmable | NotYetVerified | Internal Driver | 3 | 2057 | 114.28 | 18 | 24.5 | 0.965 | 4000 | 84
PGXVBKJX | HeSaLight A/S | HeSaLight | HL-T8U-18-1200-850-230D-C | Linear Replacement Lamp | Four-Foot | Internal Driver Lamp-Style Retrofit Kits (UL Type B) | Standard | FALSE | [9 empty] | 42341 | Not Dimmable | Not Dimmable | NotYetVerified | Internal Driver | 3 | 2355 | 130.83 | 18 | 24.3 | 0.969 | 4000 | 83
PD25BZNJ | Turolight Inc. | Turolight | VIV-T8DFSP/13W/30/F | Linear Replacement Lamp | Four-Foot | Replacement Lamps (plug and play) (UL Type A) | Standard | TRUE | 1779 | 101.7 | 17.5 | 13.71 | 0.9661 | 2979 | 83.5 | 5 | 50000 | 42340 |  |  | No |  | 3 | 1600 | 100 | 16 | 20 | 0.9 | 3000 | 83
PGT5MHCM | HeSaLight A/S | HeSaLight | HL-T8U-18-1200-830-180D-F | Linear Replacement Lamp | Four-Foot | Internal Driver Lamp-Style Retrofit Kits (UL Type B) | Standard | TRUE | 1973.75 | 107.04 | 18.44 | 11.2 | 0.965 | 2929 | 81.9 | 5 | 50000 | 42340 |  |  | NotYetVerified | Internal Driver | 3 | 1974 | 107.04 | 18.44 | 10.2 | 0.99 | 2929 | 82
PCQJ4TC9 | HeSaLight A/S | HeSaLight | HL-T8U-18-1200-830-180D-C | Linear Replacement Lamp | Four-Foot | Internal Driver Lamp-Style Retrofit Kits (UL Type B) | Standard | TRUE | 2388.12 | 130 | 18.37 | 10.31 | 0.964 | 2932 | 81.6 | 5 | 50000 | 42340 |  |  | NotYetVerified | Internal Driver | 3 | 2388 | 130 | 18.37 | 10.31 | 0.992 | 2932 | 82
PJ6Q8KKY | Shenzhen Syhdee Co.Ltd. | SYHDEE | SYH-08M-01222FPLE(3000K) | Linear Replacement Lamp | Four-Foot | Internal Driver Lamp-Style Retrofit Kits (UL Type B) | Standard | TRUE | 2671 | 123.6 | 21.61 | 18.65 | 0.9173 | 2995 | 82.4 | 5 | 50000 | 42340 |  |  | No |  | 3 | 2693 | 123.93 | 21.73 | 18.65 | 0.9173 | 3000 | 82.4
P4ZNHQ1P | SHENZHEN YOUXINGUANG TECHNOLOGY CO.LTD. | YXG | U608-4F18W27MM | Linear Replacement Lamp | Four-Foot | Dual Mode Internal Driver (UL Type A and Type B) | Standard | TRUE | 2076 | 102.06 | 20.34 | 6.69 | 0.9148 | 2817 | 81.6 | 5 | 50000 | 42340 |  |  | No |  | 3 | 2107 | 103.13 | 20.43 | 6.69 | 0.9148 | 2700 | 81.6
P5XUWAWD | Shenzhen Syhdee Co.Ltd. | SYHDEE | SYH-08M-01215FPLE(3000K) | Linear Replacement Lamp | Four-Foot | Internal Driver Lamp-Style Retrofit Kits (UL Type B) | Standard | TRUE | 1838 | 125.46 | 14.65 | 16.34 | 0.9126 | 2981 | 82.3 | 5 | 50000 | 42340 |  |  | No |  | 3 | 1837 | 128.46 | 14.3 | 16.34 | 0.9126 | 3000 | 82.3
PEH7FA8P | Shenzhen Syhdee Co.Ltd. | SYHDEE | SYH-GT08-EP1230N-2(3000K) | Linear Replacement Lamp | Four-Foot | 2-lamp External Driver Lamp-Style Retrofit Kits (UL Type C) | Standard | TRUE | 1918.271 | 128.743 | 14.9 | 12.8 | 0.911 | 2894 | 82.3 | 5 | 50000 | 42340 |  |  | No | Product Updated on 9/27/2016 | 4 | 1918.2 | 128.7 | 14.9 | 12.8 | 0.911 | 2894 | 82.3
PHKNWA1W | Shenzhen Syhdee Co.Ltd. | SYHDEE | SYH-08M-01218FPLE(3000K) | Linear Replacement Lamp | Four-Foot | Internal Driver Lamp-Style Retrofit Kits (UL Type B) | Standard | TRUE | 2217 | 126.04 | 17.59 | 17.77 | 0.9096 | 2986 | 82.5 | 5 | 50000 | 42340 |  |  | No |  | 3 | 2234 | 128.32 | 17.41 | 17.77 | 0.9096 | 3000 | 82.5
PK531BPE | Shenzhen Syhdee Co.Ltd. | SYHDEE | SYH-GT08-EP1240N-2(3000K) | Linear Replacement Lamp | Four-Foot | 2-lamp External Driver Lamp-Style Retrofit Kits (UL Type C) | Standard | TRUE | 1967.5 | 99.67 | 19.74 | 11 | 0.908 | 2973 | 81.1 | 5 | 50000 | 42340 |  |  | No |  | 3 | 4200 | 105 | 40 | 15 | 0.9 | 3000 | 81
PMX3FYS8 | Shenzhen Syhdee Co.Ltd. | SYHDEE | SYH-08T-01215FPLE(3000K) | Linear Replacement Lamp | Four-Foot | Internal Driver Lamp-Style Retrofit Kits (UL Type B) | Standard | TRUE | 1989 | 135.77 | 14.65 | 16.43 | 0.9031 | 2989 | 82 | 5 | 50000 | 42340 |  |  | No |  | 3 | 1998 | 138.65 | 14.41 | 16.43 | 0.9031 | 3000 | 82
PPMT786Y | WING (SHANGHAI) INTERNATIONAL TRADE CO LTD | TOPSTAR | L48T8-830-17P-G2-EB | Linear Replacement Lamp | Four-Foot | Replacement Lamps (plug and play) (UL Type A) | Standard | TRUE | 2073 | 112.5 | 18.43 | 11.2 | 0.903 | 2968 | 84 | 5 | 50000 | 42340 |  |  | No |  | 3 | 2100 | 116 | 18 | 11.2 | 0.983 | 3000 | 84
PV3VDZ52 | WING (SHANGHAI) INTERNATIONAL TRADE CO LTD | TOPSTAR | L48T8-830-15P-G2-EB | Linear Replacement Lamp | Four-Foot | Replacement Lamps (plug and play) (UL Type A) | Standard | TRUE | 1799 | 111.6 | 16.12 | 11.2 | 0.901 | 2965 | 84 | 5 | 50000 | 42340 |  |  | No |  | 3 | 1800 | 112 | 16 | 11.2 | 0.983 | 3000 | 84
PTDF55FJ | SHENZHEN YOUXINGUANG TECHNOLOGY CO.LTD. | YXG | U608-4F18W50MM | Linear Replacement Lamp | Four-Foot | Dual Mode Internal Driver (UL Type A and Type B) | Standard | FALSE | [9 empty] | 42340 |  |  | No | Updated on 3/14/2017 | 3 | 2580 | 139.37 | 18.51 | 21.98 | 0.8951 | 5000 | 82.3
PBQYNPSN | SHENZHEN YOUXINGUANG TECHNOLOGY CO.LTD. | YXG | U608-4F18W40MM | Linear Replacement Lamp | Four-Foot | Dual Mode Internal Driver (UL Type A and Type B) | Standard | FALSE | [9 empty] | 42340 |  |  | No | Updated on 3/14/2017 | 3 | 2541 | 137.95 | 18.42 | 20.48 | 0.9045 | 4000 | 81.8
PY9R9RV5 | SHENZHEN YOUXINGUANG TECHNOLOGY CO.LTD. | YXG | U608-4F18W30MM | Linear Replacement Lamp | Four-Foot | Dual Mode Internal Driver (UL Type A and Type B) | Standard | TRUE | 2502 | 136.59 | 18.32 | 20.67 | 0.9039 | 2985 | 81.8 | 5 | 50000 | 42340 |  |  | No | Updated on 3/14/2017 | 3 | 2502 | 136.59 | 18.32 | 20.48 | 0.9045 | 3000 | 81.8
PDS26FKS | Turolight Inc. | Turolight | VIV-T8DFSP/13W/50/F | Linear Replacement Lamp | Four-Foot | Replacement Lamps (plug and play) (UL Type A) | Standard | FALSE | [9 empty] | 42340 |  |  | No |  | 3 | 1800 | 112.5 | 16 | 20 | 0.9 | 5000 | 83
PXHGAVRC | Turolight Inc. | Turolight | VIV-T8DFSP/13W/45/F | Linear Replacement Lamp | Four-Foot | Replacement Lamps (plug and play) (UL Type A) | Standard | FALSE | [9 empty] | 42340 |  |  | No |  | 3 | 1750 | 109.4 | 16 | 20 | 0.9 | 4500 | 83
PX3F6SA8 | Turolight Inc. | Turolight | VIV-T8DFSP/13W/40/F | Linear Replacement Lamp | Four-Foot | Replacement Lamps (plug and play) (UL Type A) | Standard | FALSE | [9 empty] | 42340 |  |  | No |  | 3 | 1700 | 106.3 | 16 | 20 | 0.9 | 4000 | 83
PWCQQ9A9 | Turolight Inc. | Turolight | VIV-T8DFSP/13W/35/F | Linear Replacement Lamp | Four-Foot | Replacement Lamps (plug and play) (UL Type A) | Standard | FALSE | [9 empty] | 42340 |  |  | No |  | 3 | 1650 | 103.1 | 16 | 20 | 0.9 | 3500 | 83
PG266E9C | Shenzhen Syhdee Co.Ltd. | SYHDEE | SYH-08M-01218FPLE(5000K) | Linear Replacement Lamp | Four-Foot | Internal Driver Lamp-Style Retrofit Kits (UL Type B) | Standard | FALSE | [9 empty] | 42340 |  |  | No |  | 3 | 2373 | 134.68 | 17.62 | 17.37 | 0.9115 | 5000 | 82.6
PDE2DHXE | Shenzhen Syhdee Co.Ltd. | SYHDEE | SYH-08M-01222FPLE(5000K) | Linear Replacement Lamp | Four-Foot | Internal Driver Lamp-Style Retrofit Kits (UL Type B) | Standard | FALSE | [9 empty] | 42340 |  |  | No |  | 3 | 2858 | 130.03 | 21.98 | 18.33 | 0.9326 | 5000 | 82.4
PTXSUG6N | Shenzhen Syhdee Co.Ltd. | SYHDEE | SYH-08M-01215FPLE(5000K) | Linear Replacement Lamp | Four-Foot | Internal Driver Lamp-Style Retrofit Kits (UL Type B) | Standard | FALSE | [9 empty] | 42340 |  |  | No |  | 3 | 1985 | 134.49 | 14.76 | 16.34 | 0.9021 | 5000 | 82.4
PBS7JWK1 | Shenzhen Syhdee Co.Ltd. | SYHDEE | SYH-08T-01215FPLE(5000K) | Linear Replacement Lamp | Four-Foot | Internal Driver Lamp-Style Retrofit Kits (UL Type B) | Standard | FALSE | [9 empty] | 42340 |  |  | No |  | 3 | 2152 | 145.6 | 14.78 | 16.43 | 0.91 | 5000 | 82
P3EDW7BE | Shenzhen Syhdee Co.Ltd. | SYHDEE | SYH-GT08-EP1240N-2(5000K) | Linear Replacement Lamp | Four-Foot | 2-lamp External Driver Lamp-Style Retrofit Kits (UL Type C) | Standard | FALSE | [9 empty] | 42340 |  |  | No |  | 3 | 4400 | 110 | 40 | 15 | 0.9 | 5000 | 81
P635MR6H | Shenzhen Syhdee Co.Ltd. | SYHDEE | SYH-GT08-EP1230N-2(5000K) | Linear Replacement Lamp | Four-Foot | 2-lamp External Driver Lamp-Style Retrofit Kits (UL Type C) | Standard | FALSE | [9 empty] | 42340 |  |  | No | Product Updated on 9/27/2016 | 4 | 2082.3 | 139.7 | 14.9 | 13.6 | 0.916 | 4782 | 82.1
P7E8EN61 | Shenzhen Syhdee Co.Ltd. | SYHDEE | SYH-08M-01218FPLE(4500K) | Linear Replacement Lamp | Four-Foot | Internal Driver Lamp-Style Retrofit Kits (UL Type B) | Standard | FALSE | [9 empty] | 42340 |  |  | No |  | 3 | 2234 | 128.32 | 17.41 | 17.77 | 0.9096 | 4500 | 82.5
PAG8Y95H | Shenzhen Syhdee Co.Ltd. | SYHDEE | SYH-08M-01222FPLE(4500K) | Linear Replacement Lamp | Four-Foot | Internal Driver Lamp-Style Retrofit Kits (UL Type B) | Standard | FALSE | [9 empty] | 42340 |  |  | No |  | 3 | 2693 | 123.93 | 21.73 | 18.65 | 0.9173 | 4500 | 82.4
PD4TXXKS | Shenzhen Syhdee Co.Ltd. | SYHDEE | SYH-08M-01215FPLE(4500K) | Linear Replacement Lamp | Four-Foot | Internal Driver Lamp-Style Retrofit Kits (UL Type B) | Standard | FALSE | [9 empty] | 42340 |  |  | No |  | 3 | 1837 | 128.46 | 14.3 | 16.34 | 0.9126 | 4500 | 82.3
PC5UCTW1 | Shenzhen Syhdee Co.Ltd. | SYHDEE | SYH-GT08-EP1230N-2(4500K) | Linear Replacement Lamp | Four-Foot | 2-lamp External Driver Lamp-Style Retrofit Kits (UL Type C) | Standard | FALSE | [9 empty] | 42340 |  |  | No | Product Updated on 9/27/2016 | 4 | 1918.2 | 128.7 | 14.9 | 12.8 | 0.911 | 4500 | 82.3
PVRS4GAF | Shenzhen Syhdee Co.Ltd. | SYHDEE | SYH-08T-01215FPLE(4500K) | Linear Replacement Lamp | Four-Foot | Internal Driver Lamp-Style Retrofit Kits (UL Type B) | Standard | FALSE | [9 empty] | 42340 |  |  | No |  | 3 | 1998 | 138.65 | 14.41 | 16.43 | 0.9031 | 4500 | 82
PEUV3TEF | Shenzhen Syhdee Co.Ltd. | SYHDEE | SYH-GT08-EP1240N-2(4500K) | Linear Replacement Lamp | Four-Foot | 2-lamp External Driver Lamp-Style Retrofit Kits (UL Type C) | Standard | FALSE | [9 empty] | 42340 |  |  | No |  | 3 | 4400 | 110 | 40 | 15 | 0.9 | 4500 | 81
P13GDFKG | Shenzhen Syhdee Co.Ltd. | SYHDEE | SYH-08M-01218FPLE(4000K) | Linear Replacement Lamp | Four-Foot | Internal Driver Lamp-Style Retrofit Kits (UL Type B) | Standard | FALSE | [9 empty] | 42340 |  |  | No |  | 3 | 2234 | 128.32 | 17.41 | 17.77 | 0.9096 | 4000 | 82.5
PWAKXNV4 | Shenzhen Syhdee Co.Ltd. | SYHDEE | SYH-08M-01222FPLE(4000K) | Linear Replacement Lamp | Four-Foot | Internal Driver Lamp-Style Retrofit Kits (UL Type B) | Standard | FALSE | [9 empty] | 42340 |  |  | No |  | 3 | 2693 | 123.93 | 21.73 | 18.65 | 0.9173 | 4000 | 82.4
PUANE4UT | Shenzhen Syhdee Co.Ltd. | SYHDEE | SYH-08M-01215FPLE(4000K) | Linear Replacement Lamp | Four-Foot | Internal Driver Lamp-Style Retrofit Kits (UL Type B) | Standard | FALSE | [9 empty] | 42340 |  |  | No |  | 3 | 1837 | 128.46 | 14.3 | 16.34 | 0.9126 | 4000 | 82.3
PAV89C27 | Shenzhen Syhdee Co.Ltd. | SYHDEE | SYH-GT08-EP1230N-2(4000K) | Linear Replacement Lamp | Four-Foot | 2-lamp External Driver Lamp-Style Retrofit Kits (UL Type C) | Standard | FALSE | [9 empty] | 42340 |  |  | No | Product Updated on 9/27/2016 | 4 | 1918.2 | 128.7 | 14.9 | 12.8 | 0.911 | 4000 | 82.3
PUCMW4AN | Shenzhen Syhdee Co.Ltd. | SYHDEE | SYH-08T-01215FPLE(4000K) | Linear Replacement Lamp | Four-Foot | Internal Driver Lamp-Style Retrofit Kits (UL Type B) | Standard | FALSE | [9 empty] | 42340 |  |  | No |  | 3 | 1998 | 138.65 | 14.41 | 16.43 | 0.9031 | 4000 | 82
PP8A47V3 | Shenzhen Syhdee Co.Ltd. | SYHDEE | SYH-GT08-EP1240N-2(4000K) | Linear Replacement Lamp | Four-Foot | 2-lamp External Driver Lamp-Style Retrofit Kits (UL Type C) | Standard | FALSE | [9 empty] | 42340 |  |  | No |  | 3 | 4400 | 110 | 40 | 15 | 0.9 | 4000 | 81
PW2WNUMA | Shenzhen Syhdee Co.Ltd. | SYHDEE | SYH-08M-01218FPLE(3500K) | Linear Replacement Lamp | Four-Foot | Internal Driver Lamp-Style Retrofit Kits (UL Type B) | Standard | FALSE | [9 empty] | 42340 |  |  | No |  | 3 | 2234 | 128.32 | 17.41 | 17.77 | 0.9096 | 3500 | 82.5
P2GXX9MV | Shenzhen Syhdee Co.Ltd. | SYHDEE | SYH-08M-01222FPLE(3500K) | Linear Replacement Lamp | Four-Foot | Internal Driver Lamp-Style Retrofit Kits (UL Type B) | Standard | FALSE | [9 empty] | 42340 |  |  | No |  | 3 | 2693 | 123.93 | 21.73 | 18.65 | 0.9173 | 3500 | 82.4
P6Z5MH67 | Shenzhen Syhdee Co.Ltd. | SYHDEE | SYH-08M-01215FPLE(3500K) | Linear Replacement Lamp | Four-Foot | Internal Driver Lamp-Style Retrofit Kits (UL Type B) | Standard | FALSE | [9 empty] | 42340 |  |  | No |  | 3 | 1837 | 128.46 | 14.3 | 16.34 | 0.9126 | 3500 | 82.3
PHD5X3KM | Shenzhen Syhdee Co.Ltd. | SYHDEE | SYH-GT08-EP1230N-2(3500K) | Linear Replacement Lamp | Four-Foot | 2-lamp External Driver Lamp-Style Retrofit Kits (UL Type C) | Standard | FALSE | [9 empty] | 42340 |  |  | No | Product Updated on 9/27/2016 | 4 | 1918.2 | 128.7 | 14.9 | 12.8 | 0.911 | 3500 | 82.3
PGV8S7NU | Shenzhen Syhdee Co.Ltd. | SYHDEE | SYH-08T-01215FPLE(3500K) | Linear Replacement Lamp | Four-Foot | Internal Driver Lamp-Style Retrofit Kits (UL Type B) | Standard | FALSE | [9 empty] | 42340 |  |  | No |  | 3 | 1998 | 138.65 | 14.41 | 16.43 | 0.9031 | 3500 | 82
PT9NAJ6N | Shenzhen Syhdee Co.Ltd. | SYHDEE | SYH-GT08-EP1240N-2(3500K) | Linear Replacement Lamp | Four-Foot | 2-lamp External Driver Lamp-Style Retrofit Kits (UL Type C) | Standard | FALSE | [9 empty] | 42340 |  |  | No |  | 3 | 4200 | 105 | 40 | 15 | 0.9 | 3500 | 81
PR87NGAG | WING (SHANGHAI) INTERNATIONAL TRADE CO LTD | TOPSTAR | L48T8-850-17P-G2-EB | Linear Replacement Lamp | Four-Foot | Replacement Lamps (plug and play) (UL Type A) | Standard | FALSE | [9 empty] | 42340 | Not Dimmable | Not Dimmable | No |  | 3 | 2150 | 119 | 18 | 11.2 | 0.983 | 5000 | 84
PE27YVQC | WING (SHANGHAI) INTERNATIONAL TRADE CO LTD | TOPSTAR | L48T8-850-15P-G2-EB | Linear Replacement Lamp | Four-Foot | Replacement Lamps (plug and play) (UL Type A) | Standard | FALSE | [9 empty] | 42340 | Not Dimmable | Not Dimmable | No |  | 3 | 1850 | 115 | 16 | 11.2 | 0.983 | 5000 | 84
PA7URGEJ | WING (SHANGHAI) INTERNATIONAL TRADE CO LTD | TOPSTAR | L48T8-845-17P-G2-EB | Linear Replacement Lamp | Four-Foot | Replacement Lamps (plug and play) (UL Type A) | Standard | FALSE | [9 empty] | 42340 | Not Dimmable | Not Dimmable | No |  | 3 | 2150 | 119 | 18 | 11.2 | 0.983 | 4500 | 84
PSHUGQQN | WING (SHANGHAI) INTERNATIONAL TRADE CO LTD | TOPSTAR | L48T8-845-15P-G2-EB | Linear Replacement Lamp | Four-Foot | Replacement Lamps (plug and play) (UL Type A) | Standard | FALSE | [9 empty] | 42340 | Not Dimmable | Not Dimmable | No |  | 3 | 1850 | 115 | 16 | 11.2 | 0.983 | 4500 | 84
PGWKN64H | WING (SHANGHAI) INTERNATIONAL TRADE CO LTD | TOPSTAR | L48T8-840-17P-G2-EB | Linear Replacement Lamp | Four-Foot | Replacement Lamps (plug and play) (UL Type A) | Standard | FALSE | [9 empty] | 42340 | Not Dimmable | Not Dimmable | No |  | 3 | 2150 | 119 | 18 | 11.2 | 0.983 | 4000 | 84
P6V7M6U2 | WING (SHANGHAI) INTERNATIONAL TRADE CO LTD | TOPSTAR | L48T8-840-15P-G2-EB | Linear Replacement Lamp | Four-Foot | Replacement Lamps (plug and play) (UL Type A) | Standard | FALSE | [9 empty] | 42340 | Not Dimmable | Not Dimmable | No |  | 3 | 1850 | 115 | 16 | 11.2 | 0.983 | 4000 | 84
PR3F8916 | WING (SHANGHAI) INTERNATIONAL TRADE CO LTD | TOPSTAR | L48T8-835-17P-G2-EB | Linear Replacement Lamp | Four-Foot | Replacement Lamps (plug and play) (UL Type A) | Standard | FALSE | [9 empty] | 42340 | Not Dimmable | Not Dimmable | No |  | 3 | 2100 | 116 | 18 | 11.2 | 0.983 | 3500 | 84
P1SWFNBH | WING (SHANGHAI) INTERNATIONAL TRADE CO LTD | TOPSTAR | L48T8-835-15P-G2-EB | Linear Replacement Lamp | Four-Foot | Replacement Lamps (plug and play) (UL Type A) | Standard | FALSE | [9 empty] | 42340 | Not Dimmable | Not Dimmable | No |  | 3 | 1800 | 112 | 16 | 11.2 | 0.983 | 3500 | 84
PTTEDEK6 | HeSaLight A/S | HeSaLight | HL-T8U-18-1200-850-180D-C | Linear Replacement Lamp | Four-Foot | Internal Driver Lamp-Style Retrofit Kits (UL Type B) | Standard | FALSE | [9 empty] | 42340 | Not Yet Verified | Not Yet Verified | NotYetVerified |  | 3 | 1900 | 105.56 | 18 | 15 | 0.9 | 5000 | 80
PQH43UTC | HeSaLight A/S | HeSaLight | HL-T8U-18-1200-840-180D-F | Linear Replacement Lamp | Four-Foot | Internal Driver Lamp-Style Retrofit Kits (UL Type B) | Standard | FALSE | [9 empty] | 42340 | Not Yet Verified | Not Yet Verified | NotYetVerified | Internal Driver | 3 | 2073 | 115.56 | 17.94 | 10.2 | 0.99 | 4100 | 82
PFNZSUXV | HeSaLight A/S | HeSaLight | HL-T8U-18-1200-840-180D-C | Linear Replacement Lamp | Four-Foot | Internal Driver Lamp-Style Retrofit Kits (UL Type B) | Standard | FALSE | [9 empty] | 42340 | Not Yet Verified | Not Yet Verified | NotYetVerified | Internal Driver | 3 | 2392 | 131.94 | 18.13 | 9.7 | 0.992 | 4100 | 81
PHE2TYZ9 | Shenzhen Bonld Electronics Co.LTD | BONLD | BDT84FUA-16WB-SWMF | Linear Replacement Lamp | Four-Foot | Replacement Lamps (plug and play) (UL Type A) | Standard | TRUE | 2209 | 114.69 | 19.26 | 10.58 | 0.9751 | 2897 | 82.7 | 5 | 50000 | 42339 |  |  | No |  | 3 | 2209 | 114.69 | 19.26 | 10.58 | 0.9751 | 3000 | 82.7
PD3MGZ8A | Shenzhen Snowball Lighting Limited | Snowball | SB-T/T8N/4FT/F/X/15W/SWW | Linear Replacement Lamp | Four-Foot | Internal Driver Lamp-Style Retrofit Kits (UL Type B) | Standard | TRUE | 1616.38 | 113.02 | 14.3 | 21.54 | 0.9719 | 2688 | 84 | 5 | 50000 | 42339 |  |  | No |  | 3 | 1700 | 113.3 | 15 | 20 | 0.9 | 2700 | 80
PHMGTSFQ | Nexus Electrical | Luceco | L27T5EG1WBC30-US | Linear Replacement Lamp | Four-Foot | Replacement Lamps (plug and play) (UL Type A) | Standard | TRUE | 3101 | 106.5 | 29.11 | 16.59 | 0.9662 | 2981 | 82.9 | 5 | 50000 | 42339 |  |  | No |  | 3 | 3100 | 100 | 30 | 20 | 0.9 | 3000 | 83
PB54CG8D | MaxLite Inc | MaxLite | L13T8DF430-CG | Linear Replacement Lamp | Four-Foot | Replacement Lamps (plug and play) (UL Type A) | Standard | TRUE | 1779 | 101.7 | 17.5 | 13.71 | 0.9661 | 2979 | 83.5 | 5 | 50000 | 42339 |  |  | No |  | 3 | 1600 | 100 | 16 | 20 | 0.9 | 3000 | 83
P15MUM3E | Renesola Zhejiang Ltd | Renesola | RT8018O01(3000K) (clear) | Linear Replacement Lamp | Four-Foot | Internal Driver Lamp-Style Retrofit Kits (UL Type B) | Standard | TRUE | 1930.4 | 111.02 | 17.82 | 16.53 | 0.959 | 2938 | 84 | 5 | 50000 | 42339 |  |  | NotYetVerified |  | 3 | 1800 |  | 18 | 20 | 0.9 | 3000 | 80
PPDBVEF5 | Longhorn Lighting Co. Ltd | Longhorn | LH-L8V128Q00 | Linear Replacement Lamp | Four-Foot | Dual Mode Internal Driver (UL Type A and Type B) | Standard | TRUE | 1826 | 128.59 | 14.2 | 14.33 | 0.9362 | 2932 | 82.3 | 5 | 50000 | 42339 |  |  | No |  | 3 | 1826 | 128.59 | 12 | 14.33 | 0.9362 | 3000 | 82.3
PCK9SMB3 | Longhorn Lighting Co. Ltd | Longhorn | LH-L8V163Q00 | Linear Replacement Lamp | Four-Foot | Dual Mode Internal Driver (UL Type A and Type B) | Standard | TRUE | 2296 | 132.11 | 17.38 | 14.95 | 0.9341 | 2934 | 82.4 | 5 | 50000 | 42339 |  |  | No |  | 3 | 2296 | 132.11 | 16 | 14.95 | 0.9341 | 3000 | 82.4
PA52913P | Shenzhen Syhdee Co.Ltd. | SYHDEE | SYH-08T-01212FPLE(3000K) | Linear Replacement Lamp | Four-Foot | Internal Driver Lamp-Style Retrofit Kits (UL Type B) | Standard | TRUE | 1850 | 143.3 | 12.91 | 16.71 | 0.9316 | 2971 | 81.8 | 5 | 50000 | 42339 |  |  | No |  | 3 | 1860 | 148.44 | 12.53 | 16.71 | 0.9316 | 3000 | 81.8
PWCMPAPQ | Longhorn Lighting Co. Ltd | Longhorn | LH-L8V143Q00 | Linear Replacement Lamp | Four-Foot | Dual Mode Internal Driver (UL Type A and Type B) | Standard | TRUE | 2082 | 131.36 | 15.85 | 14.96 | 0.9226 | 2930 | 82.3 | 5 | 50000 | 42339 |  |  | No |  | 3 | 2082 | 131.36 | 14 | 15.02 | 0.933 | 3000 | 82.3
P7DKJY1Q | Shenzhen Syhdee Co.Ltd. | SYHDEE | SYH-08T-01218FPLE(3000K) | Linear Replacement Lamp | Four-Foot | Internal Driver Lamp-Style Retrofit Kits (UL Type B) | Standard | TRUE | 2435 | 136.72 | 17.46 | 17.6 | 0.9127 | 2991 | 81.8 | 5 | 50000 | 42339 |  |  | No |  | 3 | 2452 | 140.44 | 17.46 | 17.5 | 0.9127 | 3000 | 81.8
PJXW1QWQ | Shenzhen Bonld Electronics Co.LTD | BONLD | BDT84FUA-20WB-SWCF | Linear Replacement Lamp | Four-Foot | Replacement Lamps (plug and play) (UL Type A) | Standard | TRUE | 2834 | 131.33 | 21.58 | 6.08 | 0.9126 | 2893 | 82.4 | 5 | 50000 | 42339 |  |  | No |  | 3 | 2834 | 131.33 | 21.58 | 6.08 | 0.9126 | 3000 | 82.4
PSB3J9KG | Shenzhen Syhdee Co.Ltd. | SYHDEE | SYH-GT08-EP1236N-2(3000K) | Linear Replacement Lamp | Four-Foot | 2-lamp External Driver Lamp-Style Retrofit Kits (UL Type C) | Standard | TRUE | 2370.67 | 130.976 | 18.1 | 9.1 | 0.909 | 2890 | 82.4 | 5 | 50000 | 42339 |  |  | No | Product Updated on 9/23/2016 | 4 | 2370.6 | 130.9 | 18.1 | 12.6 | 0.909 | 2890 | 82.4
PH4RQDAK | Atlantic LED LLC | AtlanticLED | AELED4FT8FBG15468(40F) | Linear Replacement Lamp | Four-Foot | Replacement Lamps (plug and play) (UL Type A) | Standard | TRUE | 1992 | 101.48 | 19.63 | 7.24 | 0.9083 | 4062 | 84.7 | 5 | 50000 | 42339 |  |  | NotYetVerified |  | 3 | 1976 | 103.2 | 19.15 | 7.24 | 0.9083 | 4000 | 84.7
PS3BJQ67 | Atlantic LED LLC | AtlanticLED | AELED4FT8FBG15469(40C) | Linear Replacement Lamp | Four-Foot | Replacement Lamps (plug and play) (UL Type A) | Standard | TRUE | 2193 | 124.53 | 17.82 | 9.5 | 0.908 | 4012 | 81.2 | 5 | 50000 | 42339 |  |  | NotYetVerified |  | 3 | 2193 | 124.53 | 17.61 | 9.5 | 0.9081 | 4000 | 81.2
PF2F2KYU | Atlantic LED LLC | AtlanticLED | AELED4FT8FBG15469(40F) | Linear Replacement Lamp | Four-Foot | Replacement Lamps (plug and play) (UL Type A) | Standard | TRUE | 1979 | 113.09 | 17.5 | 9.8 | 0.902 | 4068 | 81.4 | 5 | 50000 | 42339 |  |  | NotYetVerified |  | 3 | 1979 | 113.09 | 17.5 | 9.8 | 0.9021 | 4000 | 81.4
PC7PC72Y | Atlantic LED LLC | AtlanticLED | AELED4FT8FBG15468(50F) | Linear Replacement Lamp | Four-Foot | Replacement Lamps (plug and play) (UL Type A) | Standard | FALSE | [9 empty] | 42339 |  |  | NotYetVerified |  | 3 | 2011 | 104.52 | 19.24 | 7.93 | 0.9083 | 5000 | 83.7
PCNVDJDS | Atlantic LED LLC | AtlanticLED | AELED4FT8FBG15469(50C) | Linear Replacement Lamp | Four-Foot | Replacement Lamps (plug and play) (UL Type A) | Standard | FALSE | [9 empty] | 42339 |  |  | NotYetVerified |  | 3 | 2221 | 126.34 | 17.58 | 8.8 | 0.9022 | 5000 | 83.5
P62GQMZ8 | Atlantic LED LLC | AtlanticLED | AELED4FT8FBG15469(50F) | Linear Replacement Lamp | Four-Foot | Replacement Lamps (plug and play) (UL Type A) | Standard | FALSE | [9 empty] | 42339 |  |  | NotYetVerified |  | 3 | 2012 | 115.17 | 17.47 | 10.2 | 0.8921 | 5000 | 83.3
PWTUA6Y9 | Atlantic LED LLC | AtlanticLED | AELED4FT8FBG15468(45F) | Linear Replacement Lamp | Four-Foot | Replacement Lamps (plug and play) (UL Type A) | Standard | FALSE | [9 empty] | 42339 |  |  | NotYetVerified |  | 3 | 1976 | 103.2 | 19.15 | 7.24 | 0.9083 | 4500 | 84.7
PDN8CHYN | Shenzhen Bonld Electronics Co.LTD | BONLD | BDT84FUA-16WB-SDMF | Linear Replacement Lamp | Four-Foot | Replacement Lamps (plug and play) (UL Type A) | Standard | FALSE | [9 empty] | 42339 |  |  | No |  | 3 | 2268 | 118.87 | 19.08 | 10.95 | 0.9744 | 5000 | 84.2
PYVJATUH | Shenzhen Bonld Electronics Co.LTD | BONLD | BDT84FUA-20WB-SDCF | Linear Replacement Lamp | Four-Foot | Replacement Lamps (plug and play) (UL Type A) | Standard | FALSE | [9 empty] | 42339 |  |  | No |  | 3 | 2937 | 135.85 | 21.62 | 6.12 | 0.9117 | 5000 | 84
P2GUFZK9 | Shenzhen Bonld Electronics Co.LTD | BONLD | BDT84FUA-16WB-SHMF | Linear Replacement Lamp | Four-Foot | Replacement Lamps (plug and play) (UL Type A) | Standard | FALSE | [9 empty] | 42339 |  |  | No |  | 3 | 2251 | 117.73 | 19.12 | 10.62 | 0.9745 | 4500 | 85.2
PV6PFJ6D | Shenzhen Bonld Electronics Co.LTD | BONLD | BDT84FUA-20WB-SHCF | Linear Replacement Lamp | Four-Foot | Replacement Lamps (plug and play) (UL Type A) | Standard | FALSE | [9 empty] | 42339 |  |  | No |  | 3 | 2911 | 134.96 | 21.57 | 5.97 | 0.9133 | 4500 | 84.5
PNUH3PHY | Shenzhen Bonld Electronics Co.LTD | BONLD | BDT84FUA-16WB-SNMF | Linear Replacement Lamp | Four-Foot | Replacement Lamps (plug and play) (UL Type A) | Standard | FALSE | [9 empty] | 42339 |  |  | No |  | 3 | 2234 | 116.66 | 19.15 | 10.62 | 0.9745 | 4000 | 85.2
PVJUADZS | Shenzhen Bonld Electronics Co.LTD | BONLD | BDT84FUA-20WB-SNCF | Linear Replacement Lamp | Four-Foot | Replacement Lamps (plug and play) (UL Type A) | Standard | FALSE | [9 empty] | 42339 |  |  | No |  | 3 | 2885 | 134.12 | 21.51 | 5.97 | 0.9133 | 4000 | 84.5
PM7PKEUJ | Shenzhen Bonld Electronics Co.LTD | BONLD | BDT84FUA-16WB-SBMF | Linear Replacement Lamp | Four-Foot | Replacement Lamps (plug and play) (UL Type A) | Standard | FALSE | [9 empty] | 42339 |  |  | No |  | 3 | 2221 | 115.62 | 19.21 | 10.58 | 0.9751 | 3500 | 82.7
PYYW8W37 | Shenzhen Bonld Electronics Co.LTD | BONLD | BDT84FUA-20WB-SBCF | Linear Replacement Lamp | Four-Foot | Replacement Lamps (plug and play) (UL Type A) | Standard | FALSE | [9 empty] | 42339 |  |  | No |  | 3 | 2860 | 132.71 | 21.55 | 6.08 | 0.9126 | 3500 | 82.4
PZAAHKM3 | Shenzhen Syhdee Co.Ltd. | SYHDEE | SYH-08T-01212FPLE(5000K) | Linear Replacement Lamp | Four-Foot | Internal Driver Lamp-Style Retrofit Kits (UL Type B) | Standard | FALSE | [9 empty] | 42339 |  |  | No |  | 3 | 1982 | 155.45 | 12.75 | 16.94 | 0.9187 | 5000 | 82.2
PU1D1JGH | Shenzhen Syhdee Co.Ltd. | SYHDEE | SYH-08T-01218FPLE(5000K) | Linear Replacement Lamp | Four-Foot | Internal Driver Lamp-Style Retrofit Kits (UL Type B) | Standard | FALSE | [9 empty] | 42339 |  |  | No |  | 3 | 2610 | 146.96 | 17.76 | 17.29 | 0.9038 | 5000 | 82
PSZFXYYF | Shenzhen Syhdee Co.Ltd. | SYHDEE | SYH-GT08-EP1236N-2(5000K) | Linear Replacement Lamp | Four-Foot | 2-lamp External Driver Lamp-Style Retrofit Kits (UL Type C) | Standard | FALSE | [9 empty] | 42339 |  |  | No | Product Updated on 9/23/2016 | 4 | 2499.7 | 138.1 | 18.1 | 13.8 | 0.916 | 4784 | 82.3
P13R5A3Y | Shenzhen Syhdee Co.Ltd. | SYHDEE | SYH-GT08-EP1236N-2(4500K) | Linear Replacement Lamp | Four-Foot | 2-lamp External Driver Lamp-Style Retrofit Kits (UL Type C) | Standard | FALSE | [9 empty] | 42339 |  |  | No | Product Updated on 9/23/2016 | 4 | 2370.6 | 130.9 | 18.1 | 12.6 | 0.909 | 4500 | 82.4
PEQNX7FJ | Shenzhen Syhdee Co.Ltd. | SYHDEE | SYH-C08-T1218A(4500K) | Linear Replacement Lamp | Four-Foot | Replacement Lamps (plug and play) (UL Type A) | Standard | FALSE | [9 empty] | 42339 |  |  | No |  | 3 | 2123 | 125.55 | 16.91 | 8.59 | 0.9559 | 4500 | 82.2
PQ9NGBQH | Shenzhen Syhdee Co.Ltd. | SYHDEE | SYH-08T-01218FPLE(4500K) | Linear Replacement Lamp | Four-Foot | Internal Driver Lamp-Style Retrofit Kits (UL Type B) | Standard | FALSE | [9 empty] | 42339 |  |  | No |  | 3 | 2452 | 140.44 | 17.46 | 17.5 | 0.9127 | 4500 | 81.8
P37MQA41 | Shenzhen Syhdee Co.Ltd. | SYHDEE | SYH-08T-01212FPLE(4500K) | Linear Replacement Lamp | Four-Foot | Internal Driver Lamp-Style Retrofit Kits (UL Type B) | Standard | FALSE | [9 empty] | 42339 |  |  | No |  | 3 | 1860 | 148.44 | 12.53 | 16.71 | 0.9316 | 4500 | 81.8
PAR2FGVP | Shenzhen Syhdee Co.Ltd. | SYHDEE | SYH-GT08-EP1236N-2(4000K) | Linear Replacement Lamp | Four-Foot | 2-lamp External Driver Lamp-Style Retrofit Kits (UL Type C) | Standard | FALSE | [9 empty] | 42339 |  |  | No | Product Updated on 9/23/2016 | 4 | 2370.6 | 130.9 | 18.1 | 12.6 | 0.909 | 4000 | 82.4
PZ5YK9C2 | Shenzhen Syhdee Co.Ltd. | SYHDEE | SYH-08T-01218FPLE(4000K) | Linear Replacement Lamp | Four-Foot | Internal Driver Lamp-Style Retrofit Kits (UL Type B) | Standard | FALSE | [9 empty] | 42339 |  |  | No |  | 3 | 2452 | 140.44 | 17.46 | 17.5 | 0.9127 | 4000 | 81.8
PBVVBM65 | Shenzhen Syhdee Co.Ltd. | SYHDEE | SYH-08T-01212FPLE(4000K) | Linear Replacement Lamp | Four-Foot | Internal Driver Lamp-Style Retrofit Kits (UL Type B) | Standard | FALSE | [9 empty] | 42339 |  |  | No |  | 3 | 1860 | 148.44 | 12.53 | 16.71 | 0.9316 | 4000 | 81.8
PN3537B8 | Shenzhen Syhdee Co.Ltd. | SYHDEE | SYH-GT08-EP1236N-2(3500K) | Linear Replacement Lamp | Four-Foot | 2-lamp External Driver Lamp-Style Retrofit Kits (UL Type C) | Standard | FALSE | [9 empty] | 42339 |  |  | No | Product Updated on 9/23/2016 | 4 | 2370.6 | 130.9 | 18.1 | 12.6 | 0.909 | 3500 | 82.4
PG3E3E9Z | Shenzhen Syhdee Co.Ltd. | SYHDEE | SYH-C08-T1218A(3500K) | Linear Replacement Lamp | Four-Foot | Replacement Lamps (plug and play) (UL Type A) | Standard | FALSE | [9 empty] | 42339 |  |  | No |  | 3 | 2123 | 125.55 | 16.91 | 8.59 | 0.9559 | 3500 | 82.2
PC617SQK | Shenzhen Syhdee Co.Ltd. | SYHDEE | SYH-08T-01218FPLE(3500K) | Linear Replacement Lamp | Four-Foot | Internal Driver Lamp-Style Retrofit Kits (UL Type B) | Standard | FALSE | [9 empty] | 42339 |  |  | No |  | 3 | 2452 | 140.44 | 17.46 | 17.5 | 0.9127 | 3500 | 81.8
PU3EG1HZ | Shenzhen Syhdee Co.Ltd. | SYHDEE | SYH-08T-01212FPLE(3500K) | Linear Replacement Lamp | Four-Foot | Internal Driver Lamp-Style Retrofit Kits (UL Type B) | Standard | FALSE | [9 empty] | 42339 |  |  | No |  | 3 | 1860 | 148.44 | 12.53 | 16.71 | 0.9316 | 3500 | 81.8
P6ZXFVW2 | Shenzhen Snowball Lighting Limited | Snowball | SB-T/T8N/4FT/F/X/15W/CW | Linear Replacement Lamp | Four-Foot | Internal Driver Lamp-Style Retrofit Kits (UL Type B) | Standard | FALSE | [9 empty] | 42339 |  |  | No |  | 3 | 1900 | 126.7 | 15 | 20 | 0.9 | 5000 | 80
PHZ9ACRK | Shenzhen Snowball Lighting Limited | Snowball | SB-T/T8N/4FT/F/X/15W/HNW | Linear Replacement Lamp | Four-Foot | Internal Driver Lamp-Style Retrofit Kits (UL Type B) | Standard | FALSE | [9 empty] | 42339 |  |  | No |  | 3 | 1850 | 123.3 | 15 | 20 | 0.9 | 4500 | 80
PH7DX21X | Shenzhen Snowball Lighting Limited | Snowball | SB-T/T8N/4FT/F/X/15W/NW | Linear Replacement Lamp | Four-Foot | Internal Driver Lamp-Style Retrofit Kits (UL Type B) | Standard | FALSE | [9 empty] | 42339 |  |  | No |  | 3 | 1850 | 123.3 | 15 | 20 | 0.9 | 4000 | 80
PCTRZN1M | Shenzhen Snowball Lighting Limited | Snowball | SB-T/T8N/4FT/F/X/15W/SNW | Linear Replacement Lamp | Four-Foot | Internal Driver Lamp-Style Retrofit Kits (UL Type B) | Standard | FALSE | [9 empty] | 42339 |  |  | No |  | 3 | 1750 | 116.7 | 15 | 20 | 0.9 | 3500 | 80
PB1AAM2H | Shenzhen Snowball Lighting Limited | Snowball | SB-T/T8N/4FT/F/X/15W/WW | Linear Replacement Lamp | Four-Foot | Internal Driver Lamp-Style Retrofit Kits (UL Type B) | Standard | FALSE | [9 empty] | 42339 |  |  | No |  | 3 | 1750 | 116.7 | 15 | 20 | 0.9 | 3000 | 80
P3K32FB4 | MaxLite Inc | MaxLite | L13T8DF450-CG | Linear Replacement Lamp | Four-Foot | Replacement Lamps (plug and play) (UL Type A) | Standard | FALSE | [9 empty] | 42339 |  |  | No |  | 3 | 1800 | 112.5 | 16 | 20 | 0.9 | 5000 | 83
PN9DFJA2 | MaxLite Inc | MaxLite | L13T8DF440-CG | Linear Replacement Lamp | Four-Foot | Replacement Lamps (plug and play) (UL Type A) | Standard | FALSE | [9 empty] | 42339 |  |  | No |  | 3 | 1700 | 106.3 | 16 | 20 | 0.9 | 4000 | 83
PZG4TT1E | MaxLite Inc | MaxLite | L13T8DF435-CG | Linear Replacement Lamp | Four-Foot | Replacement Lamps (plug and play) (UL Type A) | Standard | FALSE | [9 empty] | 42339 |  |  | No |  | 3 | 1650 | 103.1 | 16 | 20 | 0.9 | 3500 | 83
PZ7C841U | Longhorn Lighting Co. Ltd | Longhorn | LH-L8R143Q00 | Linear Replacement Lamp | Four-Foot | Dual Mode Internal Driver (UL Type A and Type B) | Standard | FALSE | [9 empty] | 42339 |  |  | No |  | 3 | 2135 | 133.27 | 14 | 15.11 | 0.9344 | 5000 | 83
PBWKFUFW | Longhorn Lighting Co. Ltd | Longhorn | LH-L8R163Q00 | Linear Replacement Lamp | Four-Foot | Dual Mode Internal Driver (UL Type A and Type B) | Standard | FALSE | [9 empty] | 42339 |  |  | No |  | 3 | 2354 | 134.05 | 16 | 14.49 | 0.9326 | 5000 | 83
PSB2MGPD | Longhorn Lighting Co. Ltd | Longhorn | LH-L8R128Q00 | Linear Replacement Lamp | Four-Foot | Dual Mode Internal Driver (UL Type A and Type B) | Standard | FALSE | [9 empty] | 42339 |  |  | No |  | 3 | 1871 | 130.38 | 12 | 14.57 | 0.9264 | 5000 | 82.4
PRDS9SD8 | Longhorn Lighting Co. Ltd | Longhorn | LH-L8N163Q00 | Linear Replacement Lamp | Four-Foot | Dual Mode Internal Driver (UL Type A and Type B) | Standard | FALSE | [9 empty] | 42339 |  |  | No |  | 3 | 2334 | 133.6 | 16 | 14.95 | 0.9341 | 4000 | 82.4
P7WVYR5F | Longhorn Lighting Co. Ltd | Longhorn | LH-L8N143Q00 | Linear Replacement Lamp | Four-Foot | Dual Mode Internal Driver (UL Type A and Type B) | Standard | FALSE | [9 empty] | 42339 |  |  | No |  | 3 | 2118 | 132.87 | 14 | 15.02 | 0.933 | 4000 | 82.3
PGCPSYY8 | Longhorn Lighting Co. Ltd | Longhorn | LH-L8N128Q00 | Linear Replacement Lamp | Four-Foot | Dual Mode Internal Driver (UL Type A and Type B) | Standard | FALSE | [9 empty] | 42339 |  |  | No |  | 3 | 1856 | 129.97 | 12 | 14.33 | 0.9362 | 4000 | 82.3
PYWQMP6C | Longhorn Lighting Co. Ltd | Longhorn | LH-L8U163Q00 | Linear Replacement Lamp | Four-Foot | Dual Mode Internal Driver (UL Type A and Type B) | Standard | FALSE | [9 empty] | 42339 |  |  | No |  | 3 | 2315 | 132.51 | 16 | 14.95 | 0.9341 | 3500 | 82.4
PYCRPTVZ | Longhorn Lighting Co. Ltd | Longhorn | LH-L8U143Q00 | Linear Replacement Lamp | Four-Foot | Dual Mode Internal Driver (UL Type A and Type B) | Standard | FALSE | [9 empty] | 42339 |  |  | No |  | 3 | 2100 | 131.74 | 14 | 15.02 | 0.933 | 3500 | 82.3
P53NDBYU | Longhorn Lighting Co. Ltd | Longhorn | LH-L8U128Q00 | Linear Replacement Lamp | Four-Foot | Dual Mode Internal Driver (UL Type A and Type B) | Standard | FALSE | [9 empty] | 42339 |  |  | No |  | 3 | 1841 | 128.92 | 12 | 14.33 | 0.9362 | 3500 | 82.3
PQW61K8X | Renesola Zhejiang Ltd | Renesola | RT8018O01(5000K) (clear) | Linear Replacement Lamp | Four-Foot | Internal Driver Lamp-Style Retrofit Kits (UL Type B) | Standard | FALSE | [9 empty] | 42339 | Not Dimmable | Not Dimmable | NotYetVerified |  | 3 | 1800 | 100 | 18 | 20 | 0.9 | 5000 | 80
PCNBDGUD | Renesola Zhejiang Ltd | Renesola | RT8018O01(4500K) (clear) | Linear Replacement Lamp | Four-Foot | Internal Driver Lamp-Style Retrofit Kits (UL Type B) | Standard | FALSE | [9 empty] | 42339 | Not Dimmable | Not Dimmable | NotYetVerified |  | 3 | 1800 | 100 | 18 | 20 | 0.9 | 4500 | 80
PD2C9BAD | Renesola Zhejiang Ltd | Renesola | RT8018O01(4000K) (clear) | Linear Replacement Lamp | Four-Foot | Internal Driver Lamp-Style Retrofit Kits (UL Type B) | Standard | FALSE | [9 empty] | 42339 | Not Dimmable | Not Dimmable | NotYetVerified |  | 3 | 1800 | 100 | 18 | 20 | 0.9 | 4000 | 80
P1CY2A9E | Renesola Zhejiang Ltd | Renesola | RT8018O01(3500K) (clear) | Linear Replacement Lamp | Four-Foot | Internal Driver Lamp-Style Retrofit Kits (UL Type B) | Standard | FALSE | [9 empty] | 42339 | Not Dimmable | Not Dimmable | NotYetVerified |  | 3 | 1800 | 100 | 18 | 20 | 0.9 | 3500 | 80
PJCDYXT9 | Nexus Electrical | Luceco | L27T5EG1WBC40-US | Linear Replacement Lamp | Four-Foot | Replacement Lamps (plug and play) (UL Type A) | Standard | FALSE | [9 empty] | 42339 | Not Dimmable | Not Dimmable | No |  | 3 | 3400 | 100 | 30 | 20 | 0.9 | 5000 | 83
PNJCUAMU | Nexus Electrical | Luceco | L27T5EG1WBC35-US | Linear Replacement Lamp | Four-Foot | Replacement Lamps (plug and play) (UL Type A) | Standard | FALSE | [9 empty] | 42339 | Not Dimmable | Not Dimmable | No |  | 3 | 3300 | 100 | 30 | 20 | 0.9 | 4500 | 83
PP5Y34MS | Nexus Electrical | Luceco | L27T5EG1WBC50-US | Linear Replacement Lamp | Four-Foot | Replacement Lamps (plug and play) (UL Type A) | Standard | FALSE | [9 empty] | 42339 | Not Dimmable | Not Dimmable | No |  | 3 | 3250 | 100 | 30 | 20 | 0.9 | 4000 | 83
PKZ7NPFU | Nexus Electrical | Luceco | L27T5EG1WBC45-US | Linear Replacement Lamp | Four-Foot | Replacement Lamps (plug and play) (UL Type A) | Standard | FALSE | [9 empty] | 42339 | Not Dimmable | Not Dimmable | No |  | 3 | 3150 | 100 | 30 | 20 | 0.9 | 3500 | 83
PWNVNCMC | Luminance | Lumin | L7552-1 | Linear Replacement Lamp | Four-Foot | Replacement Lamps (plug and play) (UL Type A) | Standard | TRUE | 2327.8 | 111.75 | 20.83 | 4.41 | 0.986 | 3088 | 85 | 5 | 50000 | 42338 |  |  | NotYetVerified | Internal Driver; operates off fluorescent ballast | 3 | 2300 | 109 | 21 | 20 | 0.9 | 3000 | 82
PHXDW99D | Lighting Science Group Corp. | Lighting Science Professional | LSPro T8 PNP WW 48 18W FR GL | Linear Replacement Lamp | Four-Foot | Replacement Lamps (plug and play) (UL Type A) | Standard | TRUE | 2084.7 | 114.86 | 18.15 | 5.2 | 0.984 | 2993 | 81.2 | 5 | 50000 | 42338 |  |  | No |  | 3 | 2050 | 102.5 | 20 | 15 | 0.9 | 3000 | 81
PHSPFRVQ | JIAXING SUPER LIGHTING ELECTRIC APPLIANCE CO.LTD | SUPER | T8L-IDDM13-2200-4ft-ABA | Linear Replacement Lamp | Four-Foot | Replacement Lamps (plug and play) (UL Type A) | Standard | TRUE | 2258 | 118.3 | 19.08 | 9.74 | 0.9807 | 3063 | 84.6 | 5 | 50000 | 42338 |  |  | No |  | 3 | 2200 | 122 | 18 | 20 | 0.9 | 3000 | 82
PSFD86VM | JIAXING SUPER LIGHTING ELECTRIC APPLIANCE CO.LTD | SUPER | T8L-IDDM11-1800-4ft-ABA | Linear Replacement Lamp | Four-Foot | Replacement Lamps (plug and play) (UL Type A) | Standard | TRUE | 1870 | 111.2 | 16.82 | 11.02 | 0.9769 | 3071 | 84.6 | 5 | 50000 | 42338 |  |  | No |  | 3 | 1800 | 105 | 17 | 20 | 0.9 | 3000 | 82
P6TPYN9M | Shenzhen Syhdee Co.Ltd. | SYHDEE | SYH-TD08-M1218(5000K) | Linear Replacement Lamp | Four-Foot | Internal Driver Lamp-Style Retrofit Kits (UL Type B) | Standard | TRUE | 2080 | 114.54 | 18.16 | 14.73 | 0.9581 | 5021 | 83.2 | 5 | 50000 | 42338 |  |  | No |  | 3 | 2080 | 114.54 | 18.16 | 15.82 | 0.9656 | 5000 | 83.2
PBG4QXF1 | Shenzhen Syhdee Co.Ltd. | SYHDEE | SYH-TD08-M1218(3000K) | Linear Replacement Lamp | Four-Foot | Internal Driver Lamp-Style Retrofit Kits (UL Type B) | Standard | TRUE | 1909 | 108.59 | 17.58 | 14.73 | 0.9581 | 3011 | 82.6 | 5 | 50000 | 42338 |  |  | No |  | 3 | 1909 | 108.59 | 17.58 | 15.65 | 0.9743 | 3000 | 82.6
PBZMSEHY | Shenzhen Syhdee Co.Ltd. | SYHDEE | SYH-TD08-M1212(3000K) | Linear Replacement Lamp | Four-Foot | Internal Driver Lamp-Style Retrofit Kits (UL Type B) | Standard | TRUE | 1608 | 122.84 | 13.09 | 14.73 | 0.9581 | 3002 | 82.9 | 5 | 50000 | 42338 |  |  | No |  | 3 | 1608 | 122.84 | 13.09 | 14.73 | 0.9581 | 3000 | 82.9
PKXHXDU4 | JIAXING SUPER LIGHTING ELECTRIC APPLIANCE CO.LTD | SUPER | T8L-IDFH13-2200-4ft-ABA | Linear Replacement Lamp | Four-Foot | Internal Driver Lamp-Style Retrofit Kits (UL Type B) | Standard | TRUE | 2250 | 128.5 | 17.51 | 20.01 | 0.9129 | 3066 | 84.5 | 5 | 50000 | 42338 |  |  | No |  | 3 | 2200 | 130 | 16.5 | 20 | 0.9 | 3000 | 83
PPHWYHT1 | Shenzhen Syhdee Co.Ltd. | SYHDEE | SYH-08M-01212FPLE(3000K) | Linear Replacement Lamp | Four-Foot | Internal Driver Lamp-Style Retrofit Kits (UL Type B) | Standard | TRUE | 1754 | 136.29 | 12.87 | 16.98 | 0.9104 | 2971 | 82.2 | 5 | 50000 | 42338 |  |  | No |  | 3 | 1740 | 138.54 | 12.56 | 16.98 | 0.9104 | 3000 | 82.2
PX7NZM3J | JIAXING SUPER LIGHTING ELECTRIC APPLIANCE CO.LTD | SUPER | T8L-IDFH13-2200-4ft-EBA | Linear Replacement Lamp | Four-Foot | Internal Driver Lamp-Style Retrofit Kits (UL Type B) | Standard | TRUE | 2213 | 134.8 | 16.41 | 20.17 | 0.9087 | 5152 | 85.3 | 5 | 50000 | 42338 |  |  | No |  | 3 | 2200 | 130 | 16.5 | 20 | 0.9 | 5000 | 83
P46KA6CR | Aurora Lighting Inc. | InstantFit | AR-T8G164FFR/30 | Linear Replacement Lamp | Four-Foot | Replacement Lamps (plug and play) (UL Type A) | Standard | TRUE | 2072 | 121.1 | 17.08 | 12.9 | 0.9081 | 2932 | 82.2 | 5 | 50000 | 42338 |  |  | NotYetVerified | Nominal wattage 16W | 3 | 2072 | 121.31 | 17.08 | 20 | 0.9 | 3000 | 81.8
PRYJF1MY | Shenzhen Syhdee Co.Ltd. | SYHDEE | SYH-08M-01218FAPLE(3000K) | Linear Replacement Lamp | Four-Foot | Internal Driver Lamp-Style Retrofit Kits (UL Type B) | Standard | TRUE | 2250 | 125.14 | 17.98 | 17.81 | 0.9057 | 3015 | 82.4 | 5 | 50000 | 42338 |  |  | No |  | 3 | 2247 | 127.16 | 17.67 | 17.81 | 0.9057 | 3000 | 82.4
PANAZ5BB | Jiangsu Linyang Lighting Technology CO.LTD. | Jiangsu Linyang Lighting Technology | T8R1-17W304F-A03 | Linear Replacement Lamp | Four-Foot | Internal Driver Lamp-Style Retrofit Kits (UL Type B) | Standard | TRUE | 1935.4 | 120.09 | 16.12 | 24.82 | 0.9029 | 2909 | 85.2 | 5 | 50000 | 42338 |  |  | No |  | 3 | 1800 | 100 | 17 | 20 | 0.9 | 3000 | 80
PGAP5RYC | Poplar Hill Technologies | Poplar Hill Technologies | PHT/T8/15/30/C/1950/UNV | Linear Replacement Lamp | Four-Foot | Internal Driver Lamp-Style Retrofit Kits (UL Type B) | Standard | TRUE | 1826.5 | 120.72 | 15.13 | 19 | 0.893 | 2920 | 82.8 | 5 | 50000 | 42338 |  |  | NotYetVerified |  | 3 | 1650 | 120.72 | 15 | 20 | 0.9 | 3000 | 80
P5WPCKWX | Poplar Hill Technologies | Poplar Hill Technologies | PHT/T8/18/30/C/2520/UNV | Linear Replacement Lamp | Four-Foot | Internal Driver Lamp-Style Retrofit Kits (UL Type B) | Standard | TRUE | 2135 | 120.22 | 17.76 | 23.4 | 0.881 | 2912 | 83 | 5 | 50000 | 42338 |  |  | NotYetVerified |  | 3 | 1900 | 120.22 | 18 | 20 | 0.9 | 3000 | 80
PCCYVVPG | JIAXING SUPER LIGHTING ELECTRIC APPLIANCE CO.LTD | SUPER | T8L-IDDM13-2200-4ft-EBA | Linear Replacement Lamp | Four-Foot | Replacement Lamps (plug and play) (UL Type A) | Standard | FALSE | [9 empty] | 42338 |  |  | No |  | 3 | 2200 | 122 | 18 | 20 | 0.9 | 5000 | 82
P3NCU5FX | JIAXING SUPER LIGHTING ELECTRIC APPLIANCE CO.LTD | SUPER | T8L-IDDM11-1800-4ft-EBA | Linear Replacement Lamp | Four-Foot | Replacement Lamps (plug and play) (UL Type A) | Standard | FALSE | [9 empty] | 42338 |  |  | No |  | 3 | 1800 | 105 | 17 | 20 | 0.9 | 5000 | 82
PKJQN8T2 | JIAXING SUPER LIGHTING ELECTRIC APPLIANCE CO.LTD | SUPER | T8L-IDFH13-2200-4ft-DBA | Linear Replacement Lamp | Four-Foot | Internal Driver Lamp-Style Retrofit Kits (UL Type B) | Standard | FALSE | [9 empty] | 42338 |  |  | No |  | 3 | 2200 | 130 | 16.5 | 20 | 0.9 | 4500 | 83
PTTMWXV9 | JIAXING SUPER LIGHTING ELECTRIC APPLIANCE CO.LTD | SUPER | T8L-IDDM13-2200-4ft-DBA | Linear Replacement Lamp | Four-Foot | Replacement Lamps (plug and play) (UL Type A) | Standard | FALSE | [9 empty] | 42338 |  |  | No |  | 3 | 2200 | 122 | 18 | 20 | 0.9 | 4500 | 82
PFXVWJ71 | JIAXING SUPER LIGHTING ELECTRIC APPLIANCE CO.LTD | SUPER | T8L-IDDM11-1800-4ft-DBA | Linear Replacement Lamp | Four-Foot | Replacement Lamps (plug and play) (UL Type A) | Standard | FALSE | [9 empty] | 42338 |  |  | No |  | 3 | 1800 | 105 | 17 | 20 | 0.9 | 4500 | 82
PXSMWA8Y | JIAXING SUPER LIGHTING ELECTRIC APPLIANCE CO.LTD | SUPER | T8L-IDFH13-2200-4ft-CBA | Linear Replacement Lamp | Four-Foot | Internal Driver Lamp-Style Retrofit Kits (UL Type B) | Standard | FALSE | [9 empty] | 42338 |  |  | No |  | 3 | 2200 | 130 | 16.5 | 20 | 0.9 | 4000 | 83
PKYUW14M | JIAXING SUPER LIGHTING ELECTRIC APPLIANCE CO.LTD | SUPER | T8L-IDDM13-2200-4ft-CBA | Linear Replacement Lamp | Four-Foot | Replacement Lamps (plug and play) (UL Type A) | Standard | FALSE | [9 empty] | 42338 |  |  | No |  | 3 | 2200 | 122 | 18 | 20 | 0.9 | 4000 | 82
PRS9F8SR | JIAXING SUPER LIGHTING ELECTRIC APPLIANCE CO.LTD | SUPER | T8L-IDDM11-1800-4ft-CBA | Linear Replacement Lamp | Four-Foot | Replacement Lamps (plug and play) (UL Type A) | Standard | FALSE | [9 empty] | 42338 |  |  | No |  | 3 | 1800 | 105 | 17 | 20 | 0.9 | 4000 | 82
PA9CPV3W | JIAXING SUPER LIGHTING ELECTRIC APPLIANCE CO.LTD | SUPER | T8L-IDFH13-2200-4ft-BBA | Linear Replacement Lamp | Four-Foot | Internal Driver Lamp-Style Retrofit Kits (UL Type B) | Standard | FALSE | [9 empty] | 42338 |  |  | No |  | 3 | 2200 | 130 | 16.5 | 20 | 0.9 | 3500 | 83
PUJVXTDS | JIAXING SUPER LIGHTING ELECTRIC APPLIANCE CO.LTD | SUPER | T8L-IDDM13-2200-4ft-BBA | Linear Replacement Lamp | Four-Foot | Replacement Lamps (plug and play) (UL Type A) | Standard | FALSE | [9 empty] | 42338 |  |  | No |  | 3 | 2200 | 122 | 18 | 20 | 0.9 | 3500 | 82
P3REHQ2A | JIAXING SUPER LIGHTING ELECTRIC APPLIANCE CO.LTD | SUPER | T8L-IDDM11-1800-4ft-BBA | Linear Replacement Lamp | Four-Foot | Replacement Lamps (plug and play) (UL Type A) | Standard | FALSE | [9 empty] | 42338 |  |  | No |  | 3 | 1800 | 105 | 17 | 20 | 0.9 | 3500 | 82
PE8QAZ68 | Poplar Hill Technologies | Poplar Hill Technologies | PHT/T8/18/50/C/2520/UNV | Linear Replacement Lamp | Four-Foot | Internal Driver Lamp-Style Retrofit Kits (UL Type B) | Standard | FALSE | [9 empty] | 42338 |  |  | NotYetVerified |  | 3 | 2300 | 127.78 | 18 | 20 | 0.98 | 5000 | 80
P8XCKXBH | Poplar Hill Technologies | Poplar Hill Technologies | PHT/T8/15/50/C/1950/UNV | Linear Replacement Lamp | Four-Foot | Internal Driver Lamp-Style Retrofit Kits (UL Type B) | Standard | FALSE | [9 empty] | 42338 |  |  | NotYetVerified |  | 3 | 1650 | 133.6 | 15 | 20 | 0.9 | 5000 | 80
PR2GAGNS | Poplar Hill Technologies | Poplar Hill Technologies | PHT/T8/18/45/C/2520/UNV | Linear Replacement Lamp | Four-Foot | Internal Driver Lamp-Style Retrofit Kits (UL Type B) | Standard | FALSE | [9 empty] | 42338 |  |  | NotYetVerified |  | 3 | 1900 | 133.12 | 18 | 20 | 0.9 | 4500 | 80
PNUWXRS1 | Poplar Hill Technologies | Poplar Hill Technologies | PHT/T8/15/45/C/1950/UNV | Linear Replacement Lamp | Four-Foot | Internal Driver Lamp-Style Retrofit Kits (UL Type B) | Standard | FALSE | [9 empty] | 42338 |  |  | NotYetVerified |  | 3 | 1650 | 133.66 | 15 | 20 | 0.9 | 4500 | 80
PEC2XP84 | Poplar Hill Technologies | Poplar Hill Technologies | PHT/T8/18/40/C/2520/UNV | Linear Replacement Lamp | Four-Foot | Internal Driver Lamp-Style Retrofit Kits (UL Type B) | Standard | FALSE | [9 empty] | 42338 |  |  | NotYetVerified |  | 3 | 1900 | 120.22 | 18 | 20 | 0.9 | 4000 | 80
P38966VZ | Poplar Hill Technologies | Poplar Hill Technologies | PHT/T8/15/40/C/1950/UNV | Linear Replacement Lamp | Four-Foot | Internal Driver Lamp-Style Retrofit Kits (UL Type B) | Standard | FALSE | [9 empty] | 42338 |  |  | NotYetVerified |  | 3 | 1650 | 120.72 | 15 | 20 | 0.9 | 4000 | 80
PYADCQTN | Poplar Hill Technologies | Poplar Hill Technologies | PHT/T8/18/35/C/2520/UNV | Linear Replacement Lamp | Four-Foot | Internal Driver Lamp-Style Retrofit Kits (UL Type B) | Standard | FALSE | [9 empty] | 42338 |  |  | NotYetVerified |  | 3 | 1900 | 120.22 | 18 | 20 | 0.9 | 3500 | 80
PR3B1Y1E | Poplar Hill Technologies | Poplar Hill Technologies | PHT/T8/15/35/C/1950/UNV | Linear Replacement Lamp | Four-Foot | Internal Driver Lamp-Style Retrofit Kits (UL Type B) | Standard | FALSE | [9 empty] | 42338 |  |  | NotYetVerified |  | 3 | 1650 | 120.72 | 15 | 20 | 0.9 | 3500 | 80
P479MTRJ | Luminance | Lumin | L7555-1 | Linear Replacement Lamp | Four-Foot | Replacement Lamps (plug and play) (UL Type A) | Standard | FALSE | [9 empty] | 42338 |  |  | NotYetVerified | Internal Driver; operates off fluorescent ballast | 3 | 2300 | 109 | 21 | 20 | 0.9 | 5000 | 82
PNX5AV39 | Luminance | Lumin | L7554-1 | Linear Replacement Lamp | Four-Foot | Replacement Lamps (plug and play) (UL Type A) | Standard | FALSE | [9 empty] | 42338 |  |  | NotYetVerified | Internal Driver; operates off fluorescent ballast | 3 | 2300 | 109 | 21 | 20 | 0.9 | 4000 | 82
P2XVS58T | Luminance | Lumin | L7553-1 | Linear Replacement Lamp | Four-Foot | Replacement Lamps (plug and play) (UL Type A) | Standard | FALSE | [9 empty] | 42338 |  |  | NotYetVerified | Internal Driver; operates off fluorescent ballast | 3 | 2300 | 109 | 21 | 20 | 0.9 | 3500 | 82
P84EJH3V | Shenzhen Syhdee Co.Ltd. | SYHDEE | SYH-TD08-M1212(5000K) | Linear Replacement Lamp | Four-Foot | Internal Driver Lamp-Style Retrofit Kits (UL Type B) | Standard | FALSE | [9 empty] | 42338 |  |  | No |  | 3 | 1944 | 129.57 | 12 | 14.73 | 0.9581 | 5000 | 83.2
PBF65A1U | Shenzhen Syhdee Co.Ltd. | SYHDEE | SYH-TD08-M1215(5000K) | Linear Replacement Lamp | Four-Foot | Internal Driver Lamp-Style Retrofit Kits (UL Type B) | Standard | FALSE | [9 empty] | 42338 |  |  | No |  | 3 | 1858 | 123.87 | 15 | 14.4 | 0.9698 | 5000 | 83
PGKX6Y9M | Shenzhen Syhdee Co.Ltd. | SYHDEE | SYH-TD08-S1218(5000K) | Linear Replacement Lamp | Four-Foot | Internal Driver Lamp-Style Retrofit Kits (UL Type B) | Standard | FALSE | [9 empty] | 42338 |  |  | No |  | 3 | 2276 | 126.43 | 18 | 15.74 | 0.9667 | 5000 | 82
PSNYENXX | Shenzhen Syhdee Co.Ltd. | SYHDEE | SYH-TD08-T1218(5000K) | Linear Replacement Lamp | Four-Foot | Internal Driver Lamp-Style Retrofit Kits (UL Type B) | Standard | FALSE | [9 empty] | 42338 |  |  | No |  | 3 | 2350 | 130.55 | 18 | 15.23 | 0.9719 | 5000 | 82
PA8R8FZP | Shenzhen Syhdee Co.Ltd. | SYHDEE | SYH-TD08-T1212(5000K) | Linear Replacement Lamp | Four-Foot | Internal Driver Lamp-Style Retrofit Kits (UL Type B) | Standard | FALSE | [9 empty] | 42338 |  |  | No |  | 3 | 2215 | 147.68 | 12 | 14.73 | 0.9581 | 5000 | 82
P5VE1H8Q | Shenzhen Syhdee Co.Ltd. | SYHDEE | SYH-TD08-S1212(5000K) | Linear Replacement Lamp | Four-Foot | Internal Driver Lamp-Style Retrofit Kits (UL Type B) | Standard | FALSE | [9 empty] | 42338 |  |  | No |  | 3 | 2145 | 143.02 | 12 | 14.73 | 0.9581 | 5000 | 82
PW6HECJR | Shenzhen Syhdee Co.Ltd. | SYHDEE | SYH-TD08-T1215(5000K) | Linear Replacement Lamp | Four-Foot | Internal Driver Lamp-Style Retrofit Kits (UL Type B) | Standard | FALSE | [9 empty] | 42338 |  |  | No |  | 3 | 2118 | 141.19 | 15 | 14.4 | 0.9698 | 5000 | 82
PCU71W39 | Shenzhen Syhdee Co.Ltd. | SYHDEE | SYH-TD08-S1215(5000K) | Linear Replacement Lamp | Four-Foot | Internal Driver Lamp-Style Retrofit Kits (UL Type B) | Standard | FALSE | [9 empty] | 42338 |  |  | No |  | 3 | 2000 | 133.36 | 15 | 14.4 | 0.9698 | 5000 | 82
PS3M3AV4 | Shenzhen Syhdee Co.Ltd. | SYHDEE | SYH-08M-01218FAPLE(5000K) | Linear Replacement Lamp | Four-Foot | Internal Driver Lamp-Style Retrofit Kits (UL Type B) | Standard | FALSE | [9 empty] | 42338 |  |  | No |  | 3 | 2390 | 133.89 | 17.85 | 17.81 | 0.9101 | 5000 | 82.5
PVXVAHXS | Shenzhen Syhdee Co.Ltd. | SYHDEE | SYH-08M-01212FPLE(5000K) | Linear Replacement Lamp | Four-Foot | Internal Driver Lamp-Style Retrofit Kits (UL Type B) | Standard | FALSE | [9 empty] | 42338 |  |  | No |  | 3 | 1855 | 145.04 | 12.79 | 16.98 | 0.9209 | 5000 | 82.5
P18C3BF5 | Shenzhen Syhdee Co.Ltd. | SYHDEE | SYH-TD08-M1212(4500K) | Linear Replacement Lamp | Four-Foot | Internal Driver Lamp-Style Retrofit Kits (UL Type B) | Standard | FALSE | [9 empty] | 42338 |  |  | No |  | 3 | 1608 | 122.84 | 13.09 | 14.73 | 0.9581 | 4500 | 82.9
PBY4A6SN | Shenzhen Syhdee Co.Ltd. | SYHDEE | SYH-TD08-M1215(4500K) | Linear Replacement Lamp | Four-Foot | Internal Driver Lamp-Style Retrofit Kits (UL Type B) | Standard | FALSE | [9 empty] | 42338 |  |  | No |  | 3 | 1731 | 117.44 | 14.74 | 14.4 | 0.9698 | 4500 | 82.8
PBY7SFWS | Shenzhen Syhdee Co.Ltd. | SYHDEE | SYH-TD08-M1218(4500K) | Linear Replacement Lamp | Four-Foot | Internal Driver Lamp-Style Retrofit Kits (UL Type B) | Standard | FALSE | [9 empty] | 42338 |  |  | No |  | 3 | 1909 | 108.59 | 17.58 | 15.65 | 0.9743 | 4500 | 82.6
PXFYBWNU | Shenzhen Syhdee Co.Ltd. | SYHDEE | SYH-TD08-S1218(4500K) | Linear Replacement Lamp | Four-Foot | Internal Driver Lamp-Style Retrofit Kits (UL Type B) | Standard | FALSE | [9 empty] | 42338 |  |  | No |  | 3 | 2130 | 119.86 | 17.77 | 15.74 | 0.9667 | 4500 | 82
PW873ZP8 | Shenzhen Syhdee Co.Ltd. | SYHDEE | SYH-TD08-T1218(4500K) | Linear Replacement Lamp | Four-Foot | Internal Driver Lamp-Style Retrofit Kits (UL Type B) | Standard | FALSE | [9 empty] | 42338 |  |  | No |  | 3 | 2213 | 123.77 | 17.88 | 15.23 | 0.9719 | 4500 | 82
PYKVV1DG | Shenzhen Syhdee Co.Ltd. | SYHDEE | SYH-TD08-T1212(4500K) | Linear Replacement Lamp | Four-Foot | Internal Driver Lamp-Style Retrofit Kits (UL Type B) | Standard | FALSE | [9 empty] | 42338 |  |  | No |  | 3 | 2100 | 140.01 | 12 | 14.73 | 0.9581 | 4500 | 82
PVM6K4RS | Shenzhen Syhdee Co.Ltd. | SYHDEE | SYH-TD08-S1212(4500K) | Linear Replacement Lamp | Four-Foot | Internal Driver Lamp-Style Retrofit Kits (UL Type B) | Standard | FALSE | [9 empty] | 42338 |  |  | No |  | 3 | 2034 | 135.59 | 12 | 14.73 | 0.9581 | 4500 | 82
PKBJ94B8 | Shenzhen Syhdee Co.Ltd. | SYHDEE | SYH-TD08-T1215(4500K) | Linear Replacement Lamp | Four-Foot | Internal Driver Lamp-Style Retrofit Kits (UL Type B) | Standard | FALSE | [9 empty] | 42338 |  |  | No |  | 3 | 2008 | 133.86 | 15 | 14.4 | 0.9698 | 4500 | 82
PPXRH85J | Shenzhen Syhdee Co.Ltd. | SYHDEE | SYH-TD08-S1215(4500K) | Linear Replacement Lamp | Four-Foot | Internal Driver Lamp-Style Retrofit Kits (UL Type B) | Standard | FALSE | [9 empty] | 42338 |  |  | No |  | 3 | 1896 | 126.87 | 15 | 14.4 | 0.9698 | 4500 | 82
PBV2DDDY | Shenzhen Syhdee Co.Ltd. | SYHDEE | SYH-08M-01218FAPLE(4500K) | Linear Replacement Lamp | Four-Foot | Internal Driver Lamp-Style Retrofit Kits (UL Type B) | Standard | FALSE | [9 empty] | 42338 |  |  | No |  | 3 | 2247 | 127.16 | 17.67 | 17.81 | 0.9057 | 4500 | 82.4
PXVMVDGC | Shenzhen Syhdee Co.Ltd. | SYHDEE | SYH-08M-01212FPLE(4500K) | Linear Replacement Lamp | Four-Foot | Internal Driver Lamp-Style Retrofit Kits (UL Type B) | Standard | FALSE | [9 empty] | 42338 |  |  | No |  | 3 | 1740 | 138.54 | 12.56 | 16.98 | 0.9104 | 4500 | 82.2
P6PTD27W | Shenzhen Syhdee Co.Ltd. | SYHDEE | SYH-TD08-M1212(4000K) | Linear Replacement Lamp | Four-Foot | Internal Driver Lamp-Style Retrofit Kits (UL Type B) | Standard | FALSE | [9 empty] | 42338 |  |  | No |  | 3 | 1608 | 122.84 | 13.09 | 14.73 | 0.9581 | 4000 | 82.9
P1Z1VUT2 | Shenzhen Syhdee Co.Ltd. | SYHDEE | SYH-TD08-M1215(4000K) | Linear Replacement Lamp | Four-Foot | Internal Driver Lamp-Style Retrofit Kits (UL Type B) | Standard | FALSE | [9 empty] | 42338 |  |  | No |  | 3 | 1731 | 117.44 | 14.74 | 14.4 | 0.9698 | 4000 | 82.8
PWQDM2RW | Shenzhen Syhdee Co.Ltd. | SYHDEE | SYH-TD08-M1218(4000K) | Linear Replacement Lamp | Four-Foot | Internal Driver Lamp-Style Retrofit Kits (UL Type B) | Standard | FALSE | [9 empty] | 42338 |  |  | No |  | 3 | 1909 | 108.59 | 17.58 | 15.65 | 0.9743 | 4000 | 82.6
PFFQ7ZTY | Shenzhen Syhdee Co.Ltd. | SYHDEE | SYH-TD08-S1218(4000K) | Linear Replacement Lamp | Four-Foot | Internal Driver Lamp-Style Retrofit Kits (UL Type B) | Standard | FALSE | [9 empty] | 42338 |  |  | No |  | 3 | 2130 | 119.86 | 17.77 | 15.74 | 0.9667 | 4000 | 82
PTTVRD3U | Shenzhen Syhdee Co.Ltd. | SYHDEE | SYH-TD08-T1218(4000K) | Linear Replacement Lamp | Four-Foot | Internal Driver Lamp-Style Retrofit Kits (UL Type B) | Standard | FALSE | [9 empty] | 42338 |  |  | No |  | 3 | 2213 | 123.77 | 17.88 | 15.23 | 0.9719 | 4000 | 82
PT4Q9YQ7 | Shenzhen Syhdee Co.Ltd. | SYHDEE | SYH-TD08-T1212(4000K) | Linear Replacement Lamp | Four-Foot | Internal Driver Lamp-Style Retrofit Kits (UL Type B) | Standard | FALSE | [9 empty] | 42338 |  |  | No |  | 3 | 2100 | 140.01 | 12 | 14.73 | 0.9581 | 4000 | 82
P3KK5HEE | Shenzhen Syhdee Co.Ltd. | SYHDEE | SYH-TD08-S1212(4000K) | Linear Replacement Lamp | Four-Foot | Internal Driver Lamp-Style Retrofit Kits (UL Type B) | Standard | FALSE | [9 empty] | 42338 |  |  | No |  | 3 | 2034 | 135.59 | 12 | 14.73 | 0.9581 | 4000 | 82
PRTH3DWN | Shenzhen Syhdee Co.Ltd. | SYHDEE | SYH-TD08-T1215(4000K) | Linear Replacement Lamp | Four-Foot | Internal Driver Lamp-Style Retrofit Kits (UL Type B) | Standard | FALSE | [9 empty] | 42338 |  |  | No |  | 3 | 2008 | 133.86 | 15 | 14.4 | 0.9698 | 4000 | 82
PHZPXGX7 | Shenzhen Syhdee Co.Ltd. | SYHDEE | SYH-TD08-S1215(4000K) | Linear Replacement Lamp | Four-Foot | Internal Driver Lamp-Style Retrofit Kits (UL Type B) | Standard | FALSE | [9 empty] | 42338 |  |  | No |  | 3 | 1896 | 126.87 | 15 | 14.4 | 0.9698 | 4000 | 82
P8AGE9J6 | Shenzhen Syhdee Co.Ltd. | SYHDEE | SYH-08M-01218FAPLE(4000K) | Linear Replacement Lamp | Four-Foot | Internal Driver Lamp-Style Retrofit Kits (UL Type B) | Standard | FALSE | [9 empty] | 42338 |  |  | No |  | 3 | 2247 | 127.16 | 17.67 | 17.81 | 0.9057 | 4000 | 82.4
P73ES9KQ | Shenzhen Syhdee Co.Ltd. | SYHDEE | SYH-08M-01212FPLE(4000K) | Linear Replacement Lamp | Four-Foot | Internal Driver Lamp-Style Retrofit Kits (UL Type B) | Standard | FALSE | [9 empty] | 42338 |  |  | No |  | 3 | 1740 | 138.54 | 12.56 | 16.98 | 0.9104 | 4000 | 82.2
PQY1P8BU | Shenzhen Syhdee Co.Ltd. | SYHDEE | SYH-TD08-M1212(3500K) | Linear Replacement Lamp | Four-Foot | Internal Driver Lamp-Style Retrofit Kits (UL Type B) | Standard | FALSE | [9 empty] | 42338 |  |  | No |  | 3 | 1608 | 122.84 | 13.09 | 14.73 | 0.9581 | 3500 | 82.9
PMJQ21NM | Shenzhen Syhdee Co.Ltd. | SYHDEE | SYH-TD08-M1215(3500K) | Linear Replacement Lamp | Four-Foot | Internal Driver Lamp-Style Retrofit Kits (UL Type B) | Standard | FALSE | [9 empty] | 42338 |  |  | No |  | 3 | 1731 | 117.44 | 14.74 | 14.4 | 0.9698 | 3500 | 82.8
PSMBPG75 | Shenzhen Syhdee Co.Ltd. | SYHDEE | SYH-TD08-M1218(3500K) | Linear Replacement Lamp | Four-Foot | Internal Driver Lamp-Style Retrofit Kits (UL Type B) | Standard | FALSE | [9 empty] | 42338 |  |  | No |  | 3 | 1909 | 108.59 | 17.58 | 15.65 | 0.9743 | 3500 | 82.6
PE3AV3N9 | Shenzhen Syhdee Co.Ltd. | SYHDEE | SYH-TD08-S1218(3500K) | Linear Replacement Lamp | Four-Foot | Internal Driver Lamp-Style Retrofit Kits (UL Type B) | Standard | FALSE | [9 empty] | 42338 |  |  | No |  | 3 | 2130 | 119.86 | 17.77 | 15.74 | 0.9667 | 3500 | 82
PWD18CX5 | Shenzhen Syhdee Co.Ltd. | SYHDEE | SYH-TD08-T1218(3500K) | Linear Replacement Lamp | Four-Foot | Internal Driver Lamp-Style Retrofit Kits (UL Type B) | Standard | FALSE | [9 empty] | 42338 |  |  | No |  | 3 | 2213 | 123.77 | 17.88 | 15.23 | 0.9719 | 3500 | 82
PN9X5B1E | Shenzhen Syhdee Co.Ltd. | SYHDEE | SYH-TD08-T1212(3500K) | Linear Replacement Lamp | Four-Foot | Internal Driver Lamp-Style Retrofit Kits (UL Type B) | Standard | FALSE | [9 empty] | 42338 |  |  | No |  | 3 | 2100 | 140.01 | 12 | 14.73 | 0.9581 | 3500 | 82
PBVCFGEE | Shenzhen Syhdee Co.Ltd. | SYHDEE | SYH-TD08-S1212(3500K) | Linear Replacement Lamp | Four-Foot | Internal Driver Lamp-Style Retrofit Kits (UL Type B) | Standard | FALSE | [9 empty] | 42338 |  |  | No |  | 3 | 2034 | 135.59 | 12 | 14.73 | 0.9581 | 3500 | 82
PTBBEXC4 | Shenzhen Syhdee Co.Ltd. | SYHDEE | SYH-TD08-T1215(3500K) | Linear Replacement Lamp | Four-Foot | Internal Driver Lamp-Style Retrofit Kits (UL Type B) | Standard | FALSE | [9 empty] | 42338 |  |  | No |  | 3 | 2008 | 133.86 | 15 | 14.4 | 0.9698 | 3500 | 82
PBE3915J | Shenzhen Syhdee Co.Ltd. | SYHDEE | SYH-TD08-S1215(3500K) | Linear Replacement Lamp | Four-Foot | Internal Driver Lamp-Style Retrofit Kits (UL Type B) | Standard | FALSE | [9 empty] | 42338 |  |  | No |  | 3 | 1896 | 126.87 | 15 | 14.4 | 0.9698 | 3500 | 82
PBFWZ618 | Shenzhen Syhdee Co.Ltd. | SYHDEE | SYH-08M-01218FAPLE(3500K) | Linear Replacement Lamp | Four-Foot | Internal Driver Lamp-Style Retrofit Kits (UL Type B) | Standard | FALSE | [9 empty] | 42338 |  |  | No |  | 3 | 2247 | 127.16 | 17.67 | 17.81 | 0.9057 | 3500 | 82.4
PHUP2PC6 | Shenzhen Syhdee Co.Ltd. | SYHDEE | SYH-08M-01212FPLE(3500K) | Linear Replacement Lamp | Four-Foot | Internal Driver Lamp-Style Retrofit Kits (UL Type B) | Standard | FALSE | [9 empty] | 42338 |  |  | No |  | 3 | 1740 | 138.54 | 12.56 | 16.98 | 0.9104 | 3500 | 82.2
P8CSSERG | Shenzhen Syhdee Co.Ltd. | SYHDEE | SYH-TD08-M1215(3000K) | Linear Replacement Lamp | Four-Foot | Internal Driver Lamp-Style Retrofit Kits (UL Type B) | Standard | FALSE | [9 empty] | 42338 |  |  | No |  | 3 | 1731 | 117.44 | 14.74 | 14.4 | 0.9698 | 3000 | 82.8
PF3W9PB7 | Shenzhen Syhdee Co.Ltd. | SYHDEE | SYH-TD08-S1218(3000K) | Linear Replacement Lamp | Four-Foot | Internal Driver Lamp-Style Retrofit Kits (UL Type B) | Standard | FALSE | [9 empty] | 42338 |  |  | No |  | 3 | 2130 | 119.86 | 17.77 | 15.74 | 0.9667 | 3000 | 82
PURQ467R | Shenzhen Syhdee Co.Ltd. | SYHDEE | SYH-TD08-T1218(3000K) | Linear Replacement Lamp | Four-Foot | Internal Driver Lamp-Style Retrofit Kits (UL Type B) | Standard | FALSE | [9 empty] | 42338 |  |  | No |  | 3 | 2213 | 123.77 | 17.88 | 15.23 | 0.9719 | 3000 | 82
PQMHP19Z | Shenzhen Syhdee Co.Ltd. | SYHDEE | SYH-TD08-T1212(3000K) | Linear Replacement Lamp | Four-Foot | Internal Driver Lamp-Style Retrofit Kits (UL Type B) | Standard | FALSE | [9 empty] | 42338 |  |  | No |  | 3 | 2100 | 140.01 | 12 | 14.73 | 0.9581 | 3000 | 82
PS9F5PFW | Shenzhen Syhdee Co.Ltd. | SYHDEE | SYH-TD08-S1212(3000K) | Linear Replacement Lamp | Four-Foot | Internal Driver Lamp-Style Retrofit Kits (UL Type B) | Standard | FALSE | [9 empty] | 42338 |  |  | No |  | 3 | 2034 | 135.59 | 12 | 14.73 | 0.9581 | 3000 | 82
P2HBV4QA | Shenzhen Syhdee Co.Ltd. | SYHDEE | SYH-TD08-T1215(3000K) | Linear Replacement Lamp | Four-Foot | Internal Driver Lamp-Style Retrofit Kits (UL Type B) | Standard | FALSE | [9 empty] | 42338 |  |  | No |  | 3 | 2008 | 133.86 | 15 | 14.4 | 0.9698 | 3000 | 82
P28TT8ZM | Shenzhen Syhdee Co.Ltd. | SYHDEE | SYH-TD08-S1215(3000K) | Linear Replacement Lamp | Four-Foot | Internal Driver Lamp-Style Retrofit Kits (UL Type B) | Standard | FALSE | [9 empty] | 42338 |  |  | No |  | 3 | 1896 | 126.87 | 15 | 14.4 | 0.9698 | 3000 | 82
PM5JRQJX | Lighting Science Group Corp. | Lighting Science Professional | LSPro T8 PNP CW 48 18W FR GL | Linear Replacement Lamp | Four-Foot | Replacement Lamps (plug and play) (UL Type A) | Standard | FALSE | [9 empty] | 42338 |  |  | No |  | 3 | 2150 | 107.5 | 20 | 15 | 0.9 | 5000 | 81
PZK1MU9Z | Lighting Science Group Corp. | Lighting Science Professional | LSPro T8 PNP NW 48 18W FR GL | Linear Replacement Lamp | Four-Foot | Replacement Lamps (plug and play) (UL Type A) | Standard | FALSE | [9 empty] | 42338 |  |  | No |  | 3 | 2150 | 107.5 | 20 | 15 | 0.9 | 4000 | 81
PV39QNTT | Jiangsu Linyang Lighting Technology CO.LTD. | Jiangsu Linyang Lighting Technology | T8R1-17W504F-A03 | Linear Replacement Lamp | Four-Foot | Internal Driver Lamp-Style Retrofit Kits (UL Type B) | Standard | FALSE | [9 empty] | 42338 |  |  | No |  | 3 | 1800 | 100 | 17 | 20 | 0.9 | 5000 | 80
P121H1QY | Jiangsu Linyang Lighting Technology CO.LTD. | Jiangsu Linyang Lighting Technology | T8R1-17W404F-A03 | Linear Replacement Lamp | Four-Foot | Internal Driver Lamp-Style Retrofit Kits (UL Type B) | Standard | FALSE | [9 empty] | 42338 |  |  | No |  | 3 | 1800 | 100 | 17 | 20 | 0.9 | 4000 | 80
PAXDYB8F | Aurora Lighting Inc. | InstantFit | AR-T8G164FFR/50 | Linear Replacement Lamp | Four-Foot | Replacement Lamps (plug and play) (UL Type A) | Standard | FALSE | [9 empty] | 42338 | Not Dimmable | Not Dimmable | NotYetVerified | Nominal wattage 16W | 3 | 2250 | 131.43 | 17.12 | 20 | 0.9 | 5000 | 80.7
PQJ1ZM9H | Aurora Lighting Inc. | InstantFit | AR-T8G164FFR/45 | Linear Replacement Lamp | Four-Foot | Replacement Lamps (plug and play) (UL Type A) | Standard | FALSE | [9 empty] | 42338 | Not Dimmable | Not Dimmable | NotYetVerified | Nominal wattage 16W | 3 | 2072 | 121.31 | 17.08 | 20 | 0.9 | 4500 | 81.8
P5K3T9PB | Aurora Lighting Inc. | InstantFit | AR-T8G164FFR/40 | Linear Replacement Lamp | Four-Foot | Replacement Lamps (plug and play) (UL Type A) | Standard | FALSE | [9 empty] | 42338 | Not Dimmable | Not Dimmable | NotYetVerified | Nominal wattage 16W | 3 | 2072 | 121.31 | 17.08 | 20 | 0.9 | 4000 | 81.8
PDH2JCF3 | Aurora Lighting Inc. | InstantFit | AR-T8G164FFR/35 | Linear Replacement Lamp | Four-Foot | Replacement Lamps (plug and play) (UL Type A) | Standard | FALSE | [9 empty] | 42338 | Not Dimmable | Not Dimmable | NotYetVerified | Nominal wattage 16W | 3 | 2072 | 121.31 | 17.08 | 20 | 0.9 | 3500 | 81.8
PFA8GYHB | Shenzhen Syhdee Co.Ltd. | SYHDEE | SYH-C08-M1218A(4500K) | Linear Replacement Lamp | Four-Foot | Replacement Lamps (plug and play) (UL Type A) | Standard | FALSE | [9 empty] | 42333 |  |  | No |  | 3 | 2029 | 119.85 | 16.93 | 8.19 | 0.9494 | 4500 | 82.5
PW35HWEF | Shenzhen Syhdee Co.Ltd. | SYHDEE | SYH-C08-M1218A(3500K) | Linear Replacement Lamp | Four-Foot | Replacement Lamps (plug and play) (UL Type A) | Standard | FALSE | [9 empty] | 42333 |  |  | No |  | 3 | 2029 | 119.85 | 16.93 | 8.19 | 0.9494 | 3500 | 82.5
PBZVKA9R | Leif LED | Leif | LEIF-T8-4ft-15W-30K-PCC-001 | Linear Replacement Lamp | Four-Foot | Internal Driver Lamp-Style Retrofit Kits (UL Type B) | Standard | TRUE | 1966.72 | 124.48 | 15.8 | 16.77 | 0.983 | 3099 | 83.1 | 5 | 50000 | 42332 |  |  | NotYetVerified | Internal Driver. Only Qualified at 120V. | 3 | 1966.72 | 124.48 | 15.8 | 16.77 | 0.983 | 3099 | 83
P1BXDGCV | JIAXING SUPER LIGHTING ELECTRIC APPLIANCE CO.LTD | SUPER | T8L-IDDM13-2200-4ft-ACA | Linear Replacement Lamp | Four-Foot | Replacement Lamps (plug and play) (UL Type A) | Standard | TRUE | 2224 | 116.3 | 19.12 | 9.82 | 0.9808 | 3063 | 84.7 | 5 | 50000 | 42332 |  |  | No |  | 3 | 2200 | 122 | 18 | 9.82 | 0.9808 | 3000 | 82
PZV2V3HJ | Jiangsu Linyang Lighting Technology CO.LTD. | Jiangsu Linyang Lighting Technology | T8R1-17W304F-A02 | Linear Replacement Lamp | Four-Foot | Replacement Lamps (plug and play) (UL Type A) | Standard | TRUE | 1851.028 | 108.82 | 17.01 | 7.27 | 0.9762 | 3138 | 82.2 | 5 | 50000 | 42332 |  |  | No |  | 3 | 1900 | 110 | 17 | 5 | 0.9 | 3000 | 80
P7YSBBH5 | Leif LED | Leif | LEIF-T8-4ft-18W-30K-ALC-001 | Linear Replacement Lamp | Four-Foot | Internal Driver Lamp-Style Retrofit Kits (UL Type B) | Standard | TRUE | 2182.62 | 125.15 | 17.44 | 21.2 | 0.976 | 2971 | 81.7 | 5 | 50000 | 42332 |  |  | NotYetVerified | Internal Driver | 3 | 2250 | 130 | 18 | 20 | 0.9 | 3000 | 80
P91Q5NRM | Leif LED | Leif | LEIF-T8-4ft-12W-40K-ALC-001 | Linear Replacement Lamp | Four-Foot | Internal Driver Lamp-Style Retrofit Kits (UL Type B) | Standard | TRUE | 1838.57 | 147.09 | 12.5 | 17.61 | 0.973 | 4036 | 82.8 | 5 | 50000 | 42332 |  |  | NotYetVerified | Internal Driver. Only Qualified at 120V. | 3 | 1838.57 | 147.09 | 12.5 | 17.61 | 0.973 | 4036 | 83
PYK4E7K9 | GE Lighting Solutions | GE Lighting | LED21T8/G4/830HL | Linear Replacement Lamp | Four-Foot | 2-lamp External Driver Lamp-Style Retrofit Kits (UL Type C) | Standard | TRUE | 2510.6 | 116.3 | 21.6 | 15.8 | 0.95 | 2990 | 81.9 | 5 | 50000 | 42332 |  |  | No |  | 3 | 2650 | 147 | 18 | 16 | 0.9 | 3000 | 80
P4R8TDTB | Elec-Tech International Co. Ltd | ETI | 542961XX(41-50) | Linear Replacement Lamp | Four-Foot | Internal Driver Lamp-Style Retrofit Kits (UL Type B) | Standard | TRUE | 1861.4 | 125.18 | 14.87 | 18.34 | 0.948 | 4012 | 84.5 | 5 | 50000 | 42332 |  |  | No |  | 3 | 1800 | 120 | 15 | 13 | 0.99 | 4000 | 80
PUNQ2J44 | Shenzhen Topband Co. Ltd. | TOPBAND | TPVET8X4NLA-15WSB(40C) | Linear Replacement Lamp | Four-Foot | Internal Driver Lamp-Style Retrofit Kits (UL Type B) | Standard | TRUE | 1877.4 | 134.68 | 13.94 | 15.31 | 0.9328 | 4082 | 83 | 5 | 50000 | 42332 |  |  | No |  | 3 | 1877 | 125 | 15 | 20 | 0.9 | 4000 | 80
PNJG6JCU | Shenzhen Topband Co. Ltd. | TOPBAND | TPVET8X4NLA-15WSB(40F) | Linear Replacement Lamp | Four-Foot | Internal Driver Lamp-Style Retrofit Kits (UL Type B) | Standard | TRUE | 1801.2 | 124.82 | 14.43 | 10.63 | 0.9311 | 4065 | 82.9 | 5 | 50000 | 42332 |  |  | No |  | 3 | 1801 | 120 | 15 | 20 | 0.9 | 4000 | 80
PFRN279K | Shenzhen Weiquan Electronics Co. Ltd. | PANJITLIGHTING | T8U-4L35L30-11 | Linear Replacement Lamp | Four-Foot | Internal Driver Lamp-Style Retrofit Kits (UL Type B) | Standard | TRUE | 1700.94 | 112.57 | 15.11 | 19.41 | 0.93 | 2969 | 84.1 | 5 | 50000 | 42332 |  |  | No |  | 3 | 1700 | 110 | 15.5 | 20 | 0.9 | 3000 | 80
PC4EQABP | Leif LED | Leif | LEIF-T8-4ft-15W-30K-PCF-001 | Linear Replacement Lamp | Four-Foot | Internal Driver Lamp-Style Retrofit Kits (UL Type B) | Standard | TRUE | 1852.81 | 118.77 | 15.6 | 19.72 | 0.924 | 3123 | 83.4 | 5 | 50000 | 42332 |  |  | NotYetVerified | Internal Driver | 3 | 1852.81 | 118.77 | 15.6 | 19.72 | 0.924 | 3123 | 83
P33XQE1G | Shenzhen Weiquan Electronics Co. Ltd. | PANJITLIGHTING | T8U-4J35L30 | Linear Replacement Lamp | Four-Foot | Internal Driver Lamp-Style Retrofit Kits (UL Type B) | Standard | TRUE | 2430 | 104.48 | 23.26 | 15.95 | 0.915 | 2949 | 84.6 | 5 | 50000 | 42332 |  |  | No |  | 3 | 2600 | 111 | 23.5 | 20 | 0.9 | 3000 | 80
PNNRZCF1 | Jiangsu Linyang Lighting Technology CO.LTD. | Jiangsu Linyang Lighting Technology | T8R1-17W304F-A04 | Linear Replacement Lamp | Four-Foot | Internal Driver Lamp-Style Retrofit Kits (UL Type B) | Standard | TRUE | 1859.5 | 112.34 | 16.55 | 24.46 | 0.91 | 3060 | 85.7 | 5 | 50000 | 42332 |  |  | No | Only qualified at 300 degree beam angle. | 3 | 1800 | 100 | 17 | 20 | 0.9 | 3000 | 80
P6ND28QK | JIAXING SUPER LIGHTING ELECTRIC APPLIANCE CO.LTD | SUPER | T8L-IDDM13-2200-4ft-ECA | Linear Replacement Lamp | Four-Foot | Replacement Lamps (plug and play) (UL Type A) | Standard | FALSE | [9 empty] | 42332 |  |  | No |  | 3 | 2239 | 116.9 | 19.15 | 9.77 | 0.9808 | 5053 | 86.2
P6Y1J137 | JIAXING SUPER LIGHTING ELECTRIC APPLIANCE CO.LTD | SUPER | T8L-IDDM13-2200-4ft-DCA | Linear Replacement Lamp | Four-Foot | Replacement Lamps (plug and play) (UL Type A) | Standard | FALSE | [9 empty] | 42332 |  |  | No |  | 3 | 2200 | 122 | 18 | 20 | 0.9 | 4500 | 82
PXAYFFB4 | JIAXING SUPER LIGHTING ELECTRIC APPLIANCE CO.LTD | SUPER | T8L-IDDM13-2200-4ft-CCA | Linear Replacement Lamp | Four-Foot | Replacement Lamps (plug and play) (UL Type A) | Standard | FALSE | [9 empty] | 42332 |  |  | No |  | 3 | 2200 | 122 | 18 | 20 | 0.9 | 4000 | 82
PUUGMKUR | JIAXING SUPER LIGHTING ELECTRIC APPLIANCE CO.LTD | SUPER | T8L-IDDM13-2200-4ft-BCA | Linear Replacement Lamp | Four-Foot | Replacement Lamps (plug and play) (UL Type A) | Standard | FALSE | [9 empty] | 42332 |  |  | No |  | 3 | 2200 | 122 | 18 | 20 | 0.9 | 3500 | 82
PUPYFPGF | Shenzhen Weiquan Electronics Co. Ltd. | PANJITLIGHTING | T8U-4J35L50 | Linear Replacement Lamp | Four-Foot | Internal Driver Lamp-Style Retrofit Kits (UL Type B) | Standard | FALSE | [9 empty] | 42332 |  |  | No |  | 3 | 2600 | 111 | 23.5 | 20 | 0.9 | 5000 | 80
PWT58XRX | Shenzhen Weiquan Electronics Co. Ltd. | PANJITLIGHTING | T8U-4L35L50-11 | Linear Replacement Lamp | Four-Foot | Internal Driver Lamp-Style Retrofit Kits (UL Type B) | Standard | FALSE | [9 empty] | 42332 |  |  | No |  | 3 | 1700 | 110 | 15.5 | 20 | 0.9 | 5000 | 80
PGNXZJPJ | Shenzhen Weiquan Electronics Co. Ltd. | PANJITLIGHTING | T8U-4J35L40 | Linear Replacement Lamp | Four-Foot | Internal Driver Lamp-Style Retrofit Kits (UL Type B) | Standard | FALSE | [9 empty] | 42332 |  |  | No |  | 3 | 2600 | 111 | 23.5 | 20 | 0.9 | 4000 | 80
P1XRFUSH | Shenzhen Weiquan Electronics Co. Ltd. | PANJITLIGHTING | T8U-4L35L40-11 | Linear Replacement Lamp | Four-Foot | Internal Driver Lamp-Style Retrofit Kits (UL Type B) | Standard | FALSE | [9 empty] | 42332 |  |  | No |  | 3 | 1700 | 110 | 15.5 | 20 | 0.9 | 4000 | 80
P7QVQ9B2 | Shenzhen Topband Co. Ltd. | TOPBAND | TPVET8X4NLA-15WSB(50C) | Linear Replacement Lamp | Four-Foot | Internal Driver Lamp-Style Retrofit Kits (UL Type B) | Standard | FALSE | [9 empty] | 42332 |  |  | No |  | 3 | 1998 | 133 | 15 | 20 | 0.9 | 5000 | 80
PZKKCJUH | Shenzhen Topband Co. Ltd. | TOPBAND | TPVET8X4NLA-15WSB(50F) | Linear Replacement Lamp | Four-Foot | Internal Driver Lamp-Style Retrofit Kits (UL Type B) | Standard | FALSE | [9 empty] | 42332 |  |  | No |  | 3 | 1801 | 120 | 15 | 20 | 0.9 | 5000 | 80
PBAUEKHU | Jiangsu Linyang Lighting Technology CO.LTD. | Jiangsu Linyang Lighting Technology | T8R1-17W504F-A04 | Linear Replacement Lamp | Four-Foot | Internal Driver Lamp-Style Retrofit Kits (UL Type B) | Standard | FALSE | [9 empty] | 42332 |  |  | No |  | 3 | 1800 | 100 | 17 | 20 | 0.9 | 5000 | 80
PC6CBE9G | Jiangsu Linyang Lighting Technology CO.LTD. | Jiangsu Linyang Lighting Technology | T8R1-17W504F-A02 | Linear Replacement Lamp | Four-Foot | Replacement Lamps (plug and play) (UL Type A) | Standard | FALSE | [9 empty] | 42332 |  |  | No |  | 3 | 1900 | 110 | 17 | 5 | 0.9 | 5000 | 80
P15JZFF2 | Jiangsu Linyang Lighting Technology CO.LTD. | Jiangsu Linyang Lighting Technology | T8R1-17W404F-A04 | Linear Replacement Lamp | Four-Foot | Internal Driver Lamp-Style Retrofit Kits (UL Type B) | Standard | FALSE | [9 empty] | 42332 |  |  | No |  | 3 | 1800 | 100 | 17 | 20 | 0.9 | 4000 | 80
PTK6VUU8 | Jiangsu Linyang Lighting Technology CO.LTD. | Jiangsu Linyang Lighting Technology | T8R1-17W404F-A02 | Linear Replacement Lamp | Four-Foot | Replacement Lamps (plug and play) (UL Type A) | Standard | FALSE | [9 empty] | 42332 |  |  | No |  | 3 | 1900 | 110 | 17 | 5 | 0.9 | 4000 | 80
P36DN9MX | GE Lighting Solutions | GE Lighting | LED21T8/G4/850HL | Linear Replacement Lamp | Four-Foot | 2-lamp External Driver Lamp-Style Retrofit Kits (UL Type C) | Standard | FALSE | [9 empty] | 42332 |  |  | No | Updated on 3/14/2017 | 4.1 | 2800 | 133.3 | 21 | 20 | 0.9 | 5000 | 80
P6C5MCTJ | GE Lighting Solutions | GE Lighting | LED21T8/G4/840HL | Linear Replacement Lamp | Four-Foot | 2-lamp External Driver Lamp-Style Retrofit Kits (UL Type C) | Standard | FALSE | [9 empty] | 42332 |  |  | No | Updated on 3/14/2017 | 4.1 | 2800 | 133.3 | 21 | 20 | 0.9 | 4000 | 80
PFFYBTP6 | GE Lighting Solutions | GE Lighting | LED21T8/G4/835HL | Linear Replacement Lamp | Four-Foot | 2-lamp External Driver Lamp-Style Retrofit Kits (UL Type C) | Standard | TRUE | 3042.1 | 169.7 | 17.9 | 15.8 | 0.93 | 3469 | 80 | 5 | 50000 | 42332 |  |  | No | Updated on 3/14/2017 | 3 | 2750 | 131 | 21 | 20 | 0.9 | 3500 | 80
PV5CAH93 | Elec-Tech International Co. Ltd | ETI | 542961XX(61-70) | Linear Replacement Lamp | Four-Foot | Internal Driver Lamp-Style Retrofit Kits (UL Type B) | Standard | FALSE | [9 empty] | 42332 |  |  | No |  | 3 | 1900 | 126.67 | 15 | 13 | 0.99 | 5000 | 80
PFWUVD36 | Leif LED | Leif | LEIF-T8-4ft-15W-45K-PCF-001 | Linear Replacement Lamp | Four-Foot | Internal Driver Lamp-Style Retrofit Kits (UL Type B) | Standard | FALSE | [9 empty] | 42332 | Not Dimmable | Not Dimmable | NotYetVerified | Internal Driver | 3 | 1900 | 126.67 | 15 | 19.72 | 0.924 | 4500 | 83
P4K5JV5W | Leif LED | Leif | LEIF-T8-4ft-15W-45K-PCC-001 | Linear Replacement Lamp | Four-Foot | Internal Driver Lamp-Style Retrofit Kits (UL Type B) | Standard | FALSE | [9 empty] | 42332 | Not Dimmable | Not Dimmable | NotYetVerified | Internal Driver. Only Qualified at 120V. | 3 | 1950 | 130 | 15 | 16.77 | 0.983 | 4500 | 83
PNPU6ZM8 | Leif LED | Leif | LEIF-T8-4ft-18W-40K-ALC-001 | Linear Replacement Lamp | Four-Foot | Internal Driver Lamp-Style Retrofit Kits (UL Type B) | Standard | FALSE | [9 empty] | 42332 | Not Dimmable | Not Dimmable | NotYetVerified | Internal Driver | 3 | 2300 | 130 | 18 | 20 | 0.9 | 4000 | 80
PRM69BQX | Satco Products Inc | Satco | 17T8/LED/48-830/DR | Linear Replacement Lamp | Four-Foot | Replacement Lamps (plug and play) (UL Type A) | Standard | TRUE | 2327.8 | 111.75 | 20.83 | 4.41 | 0.986 | 3088 | 85 | 5 | 50000 | 42328 |  |  | NotYetVerified | Internal Driver; operates off fluorescent ballast | 3 | 2300 | 109 | 21 | 20 | 0.9 | 3000 | 82
PMBU9363 | FOSHAN NATIONSTAR OPTOELECTRONICS CO.LTD | NATIONSTAR | NS-T8-4HB14-NW | Linear Replacement Lamp | Four-Foot | Replacement Lamps (plug and play) (UL Type A) | Standard | TRUE | 1612 | 113.28 | 14.23 | 10.53 | 0.9356 | 4082 | 82.6 | 5 | 50000 | 42328 |  |  | No |  | 3 | 1637 | 114.4 | 14.31 | 10.53 | 0.9356 | 4000 | 82.6
P87JFXPS | LED2 Lighting Inc. | LED2 | LED2-T8GL-ID-18W-30(3000K) | Linear Replacement Lamp | Four-Foot | Internal Driver Lamp-Style Retrofit Kits (UL Type B) | Standard | TRUE | 2028.3 | 118.82 | 17.07 | 17.3 | 0.92 | 2978 | 80.9 | 5 | 50000 | 42328 |  |  | No |  | 3 | 2000 | 111.1111 | 18 | 15 | 0.9 | 3000 | 81
PHUT9JMV | LED LEADER INC. | LED LEADER | L4GA-12T8LEDMVBF30 | Linear Replacement Lamp | Four-Foot | Dual Mode Internal Driver (UL Type A and Type B) | Standard | TRUE | 1782 | 141.09 | 12.63 | 16.59 | 0.9132 | 3098 | 84 | 5 | 50000 | 42328 |  |  | NotYetVerified |  | 3 | 1782 | 141.09 | 12.63 | 16.59 | 0.9182 | 3000 | 83.6
PHRJAZKY | Shenzhen Syhdee Co.Ltd. | SYHDEE | SYH-PC08-DN1212(3000K) | Linear Replacement Lamp | Four-Foot | Internal Driver Lamp-Style Retrofit Kits (UL Type B) | Standard | TRUE | 1697.676 | 141.591 | 11.99 | 13.7 | 0.911 | 2904 | 82.7 | 5 | 50000 | 42328 |  |  | No | Product Updated on 11/2/2016 | 4 | 1697.6 | 141.5 | 11.99 | 13.7 | 0.911 | 2904 | 82.7
PQ6S2Y8Z | LED LEADER INC. | LED LEADER | L4GA-18T8LEDMVBF30 | Linear Replacement Lamp | Four-Foot | Dual Mode Internal Driver (UL Type A and Type B) | Standard | TRUE | 2030 | 110.63 | 18.42 | 19.93 | 0.9075 | 3109 | 83 | 5 | 50000 | 42328 |  |  | NotYetVerified |  | 3 | 2187 | 119.18 | 18.35 | 19.93 | 0.9075 | 3000 | 82.7
PRGUNE5K | LED2 Lighting Inc. | LED2 | LED2-T8GL-ID-15W-30(3000K) | Linear Replacement Lamp | Four-Foot | Internal Driver Lamp-Style Retrofit Kits (UL Type B) | Standard | TRUE | 1782.3 | 122.92 | 14.5 | 18.7 | 0.9 | 2967 | 80.8 | 5 | 50000 | 42328 |  |  | No |  | 3 | 1750 | 116.67 | 15 | 15 | 0.9 | 3000 | 81
PTB5V88P | LED LEADER INC. | LED LEADER | L4GA-18T8LEDMVBF50 | Linear Replacement Lamp | Four-Foot | Dual Mode Internal Driver (UL Type A and Type B) | Standard | FALSE | [9 empty] | 42328 |  |  | NotYetVerified |  | 3 | 2361 | 128.18 | 18.42 | 19.57 | 0.9095 | 5000 | 82.6
P35Z8CXP | LED LEADER INC. | LED LEADER | L4GA-12T8LEDMVBF50 | Linear Replacement Lamp | Four-Foot | Dual Mode Internal Driver (UL Type A and Type B) | Standard | FALSE | [9 empty] | 42328 |  |  | NotYetVerified |  | 3 | 1892 | 148.63 | 12.73 | 16.09 | 0.9137 | 5000 | 82.1
PD2VFGGM | LED LEADER INC. | LED LEADER | L4GA-18T8LEDMVBF45 | Linear Replacement Lamp | Four-Foot | Dual Mode Internal Driver (UL Type A and Type B) | Standard | FALSE | [9 empty] | 42328 |  |  | NotYetVerified |  | 3 | 2187 | 119.18 | 18.35 | 19.93 | 0.9075 | 4500 | 82.7
PXQMWD33 | LED LEADER INC. | LED LEADER | L4GA-18T8LEDMVBF40 | Linear Replacement Lamp | Four-Foot | Dual Mode Internal Driver (UL Type A and Type B) | Standard | FALSE | [9 empty] | 42328 |  |  | NotYetVerified |  | 3 | 2187 | 119.18 | 18.35 | 19.93 | 0.9075 | 4000 | 82.7
PHHBY3Q1 | LED LEADER INC. | LED LEADER | L4GA-18T8LEDMVBF35 | Linear Replacement Lamp | Four-Foot | Dual Mode Internal Driver (UL Type A and Type B) | Standard | FALSE | [9 empty] | 42328 |  |  | NotYetVerified |  | 3 | 2187 | 119.18 | 18.35 | 19.93 | 0.9075 | 3500 | 82.7
PNDXTZZZ | Satco Products Inc | Satco | 17T8/LED/48-850/DR | Linear Replacement Lamp | Four-Foot | Replacement Lamps (plug and play) (UL Type A) | Standard | FALSE | [9 empty] | 42328 |  |  | NotYetVerified | Internal Driver; operates off fluorescent ballast | 3 | 2300 | 109 | 21 | 20 | 0.9 | 5000 | 82
PUFCYSWD | Satco Products Inc | Satco | 17T8/LED/48-840/DR | Linear Replacement Lamp | Four-Foot | Replacement Lamps (plug and play) (UL Type A) | Standard | FALSE | [9 empty] | 42328 |  |  | NotYetVerified | Internal Driver; operates off fluorescent ballast | 3 | 2300 | 109 | 21 | 20 | 0.9 | 4000 | 82
PBW7B35S | Satco Products Inc | Satco | 17T8/LED/48-835/DR | Linear Replacement Lamp | Four-Foot | Replacement Lamps (plug and play) (UL Type A) | Standard | FALSE | [9 empty] | 42328 |  |  | NotYetVerified | Internal Driver; operates off fluorescent ballast | 3 | 2300 | 109 | 21 | 20 | 0.9 | 3500 | 82
P7UGE88C | FOSHAN NATIONSTAR OPTOELECTRONICS CO.LTD | NATIONSTAR | NS-T8-4HB14-DW | Linear Replacement Lamp | Four-Foot | Replacement Lamps (plug and play) (UL Type A) | Standard | FALSE | [9 empty] | 42328 |  |  | No |  | 3 | 1691 | 117.27 | 14.42 | 10.62 | 0.9497 | 5000 | 83
PG2UHHUJ | Shenzhen Syhdee Co.Ltd. | SYHDEE | SYH-PC08-DN1212(5000K) | Linear Replacement Lamp | Four-Foot | Internal Driver Lamp-Style Retrofit Kits (UL Type B) | Standard | FALSE | [9 empty] | 42328 |  |  | No | Product Updated on 11/2/2016 | 4 | 1770.7 | 144.7 | 12.23 | 14.6 | 0.905 | 4870 | 82.9
PJ6JBSH4 | Shenzhen Syhdee Co.Ltd. | SYHDEE | SYH-PC08-DN1212(4500K) | Linear Replacement Lamp | Four-Foot | Internal Driver Lamp-Style Retrofit Kits (UL Type B) | Standard | FALSE | [9 empty] | 42328 |  |  | No | Product Updated on 11/2/2016 | 4 | 1697.6 | 141.5 | 11.99 | 13.7 | 0.911 | 4500 | 82.7
PNW3JBY8 | Shenzhen Syhdee Co.Ltd. | SYHDEE | SYH-PC08-DN1212(4000K) | Linear Replacement Lamp | Four-Foot | Internal Driver Lamp-Style Retrofit Kits (UL Type B) | Standard | FALSE | [9 empty] | 42328 |  |  | No | Product Updated on 11/2/2016 | 4 | 1697.6 | 141.5 | 11.9 | 13.7 | 0.911 | 4000 | 82.7
P2K6GWM8 | Shenzhen Syhdee Co.Ltd. | SYHDEE | SYH-PC08-DN1212(3500K) | Linear Replacement Lamp | Four-Foot | Internal Driver Lamp-Style Retrofit Kits (UL Type B) | Standard | FALSE | [9 empty] | 42328 |  |  | No | Product Updated on 11/2/2016 | 4 | 1697.6 | 141.5 | 11.99 | 13.7 | 0.911 | 3500 | 82.7
PZXBARMA | LED2 Lighting Inc. | LED2 | LED2-T8GL-ID-18W-50(5000K) | Linear Replacement Lamp | Four-Foot | Internal Driver Lamp-Style Retrofit Kits (UL Type B) | Standard | FALSE | [9 empty] | 42328 |  |  | No |  | 3 | 2200 | 122.2222 | 18 | 15 | 0.9 | 5000 | 81
PRZ2CJW3 | LED2 Lighting Inc. | LED2 | LED2-T8GL-ID-15W-50(5000K) | Linear Replacement Lamp | Four-Foot | Internal Driver Lamp-Style Retrofit Kits (UL Type B) | Standard | FALSE | [9 empty] | 42328 |  |  | No |  | 3 | 1900 | 116.67 | 15 | 15 | 0.9 | 5000 | 81
P8XUQ2VA | LED2 Lighting Inc. | LED2 | LED2-T8GL-ID-18W-40(4000K) | Linear Replacement Lamp | Four-Foot | Internal Driver Lamp-Style Retrofit Kits (UL Type B) | Standard | FALSE | [9 empty] | 42328 |  |  | No |  | 3 | 2200 | 122.2222 | 18 | 15 | 0.9 | 4000 | 81
PU5S2DAR | LED2 Lighting Inc. | LED2 | LED2-T8GL-ID-15W-40(4000K) | Linear Replacement Lamp | Four-Foot | Internal Driver Lamp-Style Retrofit Kits (UL Type B) | Standard | FALSE | [9 empty] | 42328 |  |  | No |  | 3 | 1900 | 116.67 | 15 | 15 | 0.9 | 4000 | 81
PPXWTFQJ | LED2 Lighting Inc. | LED2 | LED2-T8GL-ID-18W-35(3500K) | Linear Replacement Lamp | Four-Foot | Internal Driver Lamp-Style Retrofit Kits (UL Type B) | Standard | FALSE | [9 empty] | 42328 |  |  | No |  | 3 | 2000 | 111.1111 | 18 | 15 | 0.9 | 3500 | 81
PNJ6Q3G9 | LED2 Lighting Inc. | LED2 | LED2-T8GL-ID-15W-35(3500K) | Linear Replacement Lamp | Four-Foot | Internal Driver Lamp-Style Retrofit Kits (UL Type B) | Standard | FALSE | [9 empty] | 42328 |  |  | No |  | 3 | 1750 | 116.67 | 15 | 15 | 0.9 | 3500 | 81
PYGK24W8 | Topaz Lighting Corp. | Topaz | L4T8E/830/18/U/F-70B | Linear Replacement Lamp | Four-Foot | Replacement Lamps (plug and play) (UL Type A) | Standard | TRUE | 2053.88 | 102.35 | 20.07 | 5.04 | 0.98 | 3099 | 85.5 | 5 | 50000 | 42327 |  |  | NotYetVerified | Internal Driver; operates off florescent ballast | 3 | 2050 | 102 | 18 | 10 | 0.99 | 3000 | 85
PNQTH3EX | Shenzhen Bonld Electronics Co.LTD | BONLD | BDT84FUA-16WB-SWCF | Linear Replacement Lamp | Four-Foot | Replacement Lamps (plug and play) (UL Type A) | Standard | TRUE | 2368 | 127.24 | 18.61 | 10.69 | 0.9739 | 2886 | 82.6 | 5 | 50000 | 42327 |  |  | No |  | 3 | 2368 | 127.24 | 18.61 | 10.69 | 0.9739 | 3000 | 82.6
P8Y6RVGP | Jiangsu Linyang Lighting Technology CO.LTD. | Jiangsu Linyang Lighting Technology | T8R1-17W304F-A01 | Linear Replacement Lamp | Four-Foot | Replacement Lamps (plug and play) (UL Type A) | Standard | TRUE | 1921.859 | 113.921 | 16.87 | 7.83 | 0.9605 | 3151 | 81.8 | 5 | 50000 | 42327 |  |  | No |  | 3 | 1900 | 110 | 17 | 5 | 0.9 | 3000 | 80
PT25ABF1 | Trans-Lux Energy Corporation | Trans-Lux Energy Corporation | TL-T8-IDM-2200-4FT-ACA | Linear Replacement Lamp | Four-Foot | Internal Driver Lamp-Style Retrofit Kits (UL Type B) | Standard | TRUE | 2238 | 118.8 | 18.84 | 9.94 | 0.9519 | 3073 | 83.7 | 5 | 50000 | 42327 |  |  | No |  | 3 | 2200 | 115 | 19 | 20 | 0.9 | 3000 | 83
PA99XMP2 | Trans-Lux Energy Corporation | Trans-Lux Energy Corporation | TL-T8-IDM-2200-4FT-ABA | Linear Replacement Lamp | Four-Foot | Internal Driver Lamp-Style Retrofit Kits (UL Type B) | Standard | TRUE | 2248 | 120.1 | 18.72 | 9.57 | 0.9516 | 3069 | 83.6 | 5 | 50000 | 42327 |  |  | No |  | 3 | 2200 | 115 | 19 | 20 | 0.9 | 3000 | 83
PH7Q2YA9 | Trans-Lux Energy Corporation | Trans-Lux Energy Corporation | TL-T8-18WDV4FT-ABA | Linear Replacement Lamp | Four-Foot | Internal Driver Lamp-Style Retrofit Kits (UL Type B) | Standard | TRUE | 2498.4 | 122.11 | 20.46 | 7.28 | 0.94 | 3104 | 85 | 5 | 50000 | 42327 |  |  | NotYetVerified | Internal driver | 3 | 2200 | 105 | 21 | 20 | 0.9 | 3000 | 82
PUJV74B1 | Trans-Lux Energy Corporation | Trans-Lux Energy Corporation | TL-T8-18WDV4FT-ABB | Linear Replacement Lamp | Four-Foot | Internal Driver Lamp-Style Retrofit Kits (UL Type B) | Standard | TRUE | 2215.8 | 116.01 | 19.1 | 6.42 | 0.9356 | 2988 | 82.6 | 5 | 50000 | 42327 |  |  | NotYetVerified | Internal Driver | 3 | 2200 | 110 | 20 | 20 | 0.9 | 3000 | 82
PEDV1NZ5 | Trans-Lux Energy Corporation | Trans-Lux Energy Corporation | TL-T8-IDM-1800-4FT-ACA | Linear Replacement Lamp | Four-Foot | Internal Driver Lamp-Style Retrofit Kits (UL Type B) | Standard | TRUE | 1911 | 121.4 | 15.74 | 13.08 | 0.9355 | 3076 | 83.9 | 5 | 50000 | 42327 |  |  | NotYetVerified |  | 3 | 1850 | 117 | 15.8 | 20 | 0.9 | 3076 | 83
PV7XGZAP | Trans-Lux Energy Corporation | Trans-Lux Energy Corporation | TL-T8-12WDV4FT-ACA | Linear Replacement Lamp | Four-Foot | Internal Driver Lamp-Style Retrofit Kits (UL Type B) | Standard | TRUE | 2190 | 134 | 16.34 | 24.92 | 0.9351 | 3068 | 83.8 | 5 | 50000 | 42327 |  |  | No |  | 3 | 2190 | 134 | 16.3 | 20 | 0.9 | 3000 | 83
P3MCBUGT | Trans-Lux Energy Corporation | Trans-Lux Energy Corporation | TL-T8-IDM-2200-4FT-ABA | Linear Replacement Lamp | Four-Foot | Internal Driver Lamp-Style Retrofit Kits (UL Type B) | Standard | TRUE | 1909 | 121.1 | 15.77 | 12.6 | 0.9324 | 3070 | 83.8 | 5 | 50000 | 42327 |  |  | No |  | 3 | 1830 | 115 | 15.8 | 20 | 0.9 | 3000 | 83
PS7KXMVG | Trans-Lux Energy Corporation | Trans-Lux Energy Corporation | TL-T8-18WDV4FT-ACA | Linear Replacement Lamp | Four-Foot | Internal Driver Lamp-Style Retrofit Kits (UL Type B) | Standard | TRUE | 2104 | 111.5 | 18.62 | 17.54 | 0.9182 | 3099 | 85.4 | 5 | 50000 | 42327 |  |  | No |  | 3 | 2093 | 112.41 | 18 | 17.54 | 0.9182 | 3000 | 85.4
PW4MAX4F | Shenzhen Bonld Electronics Co.LTD | BONLD | BDT84FUA-20WB-SWMF | Linear Replacement Lamp | Four-Foot | Replacement Lamps (plug and play) (UL Type A) | Standard | TRUE | 2511 | 115.93 | 21.66 | 6.15 | 0.9149 | 2908 | 82.3 | 5 | 50000 | 42327 |  |  | No |  | 3 | 2511 | 115.93 | 21.66 | 6.15 | 0.9149 | 3000 | 82.3
P6G3KA87 | Trans-Lux Energy Corporation | Trans-Lux Energy Corporation | TL-T8-16WDV4FT-ACA | Linear Replacement Lamp | Four-Foot | Internal Driver Lamp-Style Retrofit Kits (UL Type B) | Standard | TRUE | 1832 | 140.1 | 13.08 | 24.87 | 0.9091 | 3058 | 84 | 5 | 50000 | 42327 |  |  | No |  | 3 | 1794 | 141 | 12.7 | 20 | 0.9 | 3000 | 83
PK1B6UUG | Trans-Lux Energy Corporation | Trans-Lux Energy Corporation | TL-T8-15WDV4FT-ACA | Linear Replacement Lamp | Four-Foot | Internal Driver Lamp-Style Retrofit Kits (UL Type B) | Standard | TRUE | 1729 | 112.86 | 15.32 | 16.03 | 0.9048 | 3079 | 85.1 | 5 | 50000 | 42327 |  |  | No |  | 3 | 1726 | 112.96 | 15 | 16.03 | 0.9048 | 3000 | 85.1
P4EEK9EA | Shenzhen Bonld Electronics Co.LTD | BONLD | BDT84FUA-16WB-SDCF | Linear Replacement Lamp | Four-Foot | Replacement Lamps (plug and play) (UL Type A) | Standard | FALSE | [9 empty] | 42327 |  |  | No |  | 3 | 2481 | 133.89 | 18.53 | 10.89 | 0.9729 | 5000 | 84
PPHCG48Q | Shenzhen Bonld Electronics Co.LTD | BONLD | BDT84FUA-20WB-SDMF | Linear Replacement Lamp | Four-Foot | Replacement Lamps (plug and play) (UL Type A) | Standard | FALSE | [9 empty] | 42327 |  |  | No |  | 3 | 2631 | 120.63 | 21.81 | 6.39 | 0.9093 | 5000 | 84
PW486899 | Shenzhen Bonld Electronics Co.LTD | BONLD | BDT84FUA-16WB-SHCF | Linear Replacement Lamp | Four-Foot | Replacement Lamps (plug and play) (UL Type A) | Standard | FALSE | [9 empty] | 42327 |  |  | No |  | 3 | 2451 | 132.13 | 18.55 | 11.06 | 0.9715 | 4500 | 85.1
P65JZ1G3 | Shenzhen Bonld Electronics Co.LTD | BONLD | BDT84FUA-20WB-SHMF | Linear Replacement Lamp | Four-Foot | Replacement Lamps (plug and play) (UL Type A) | Standard | FALSE | [9 empty] | 42327 |  |  | No |  | 3 | 2605 | 119.66 | 21.77 | 5.87 | 0.911 | 4500 | 84.4
PS8EW74P | Shenzhen Bonld Electronics Co.LTD | BONLD | BDT84FUA-16WB-SNCF | Linear Replacement Lamp | Four-Foot | Replacement Lamps (plug and play) (UL Type A) | Standard | FALSE | [9 empty] | 42327 |  |  | No |  | 3 | 2421 | 130.37 | 18.57 | 11.06 | 0.9715 | 4000 | 85.1
PZQS3TFA | Shenzhen Bonld Electronics Co.LTD | BONLD | BDT84FUA-20WB-SNMF | Linear Replacement Lamp | Four-Foot | Replacement Lamps (plug and play) (UL Type A) | Standard | FALSE | [9 empty] | 42327 |  |  | No |  | 3 | 2579 | 118.74 | 21.72 | 5.87 | 0.911 | 4000 | 84.4
P71Q1K6K | Shenzhen Bonld Electronics Co.LTD | BONLD | BDT84FUA-16WB-SBCF | Linear Replacement Lamp | Four-Foot | Replacement Lamps (plug and play) (UL Type A) | Standard | FALSE | [9 empty] | 42327 |  |  | No |  | 3 | 2395 | 128.83 | 18.59 | 10.69 | 0.9739 | 3500 | 82.6
PQ6KMJZZ | Shenzhen Bonld Electronics Co.LTD | BONLD | BDT84FUA-20WB-SBMF | Linear Replacement Lamp | Four-Foot | Replacement Lamps (plug and play) (UL Type A) | Standard | FALSE | [9 empty] | 42327 |  |  | No |  | 3 | 2545 | 117.34 | 21.69 | 6.15 | 0.9149 | 3500 | 82.3
PY2GCA7M | Trans-Lux Energy Corporation | Trans-Lux Energy Corporation | TL-T8-18WDV4FT-ECA | Linear Replacement Lamp | Four-Foot | Internal Driver Lamp-Style Retrofit Kits (UL Type B) | Standard | FALSE | [9 empty] | 42327 |  |  | No |  | 3 | 2197 | 117.42 | 18 | 16.92 | 0.9182 | 5000 | 85.8
P5PNYRR7 | Trans-Lux Energy Corporation | Trans-Lux Energy Corporation | TL-T8-15WDV4FT-ECA | Linear Replacement Lamp | Four-Foot | Internal Driver Lamp-Style Retrofit Kits (UL Type B) | Standard | FALSE | [9 empty] | 42327 |  |  | No |  | 3 | 1813 | 118.42 | 15 | 15.58 | 0.9085 | 5000 | 85.7
PDXQW45T | Trans-Lux Energy Corporation | Trans-Lux Energy Corporation | TL-T8-IDM-1800-4FT-ECA | Linear Replacement Lamp | Four-Foot | Internal Driver Lamp-Style Retrofit Kits (UL Type B) | Standard | FALSE | [9 empty] | 42327 |  |  | NotYetVerified |  | 3 | 1850 | 117 | 15.8 | 20 | 0.9 | 5000 | 83
PBSWJPXW | Trans-Lux Energy Corporation | Trans-Lux Energy Corporation | TL-T8-IDM-2200-4FT-ECA | Linear Replacement Lamp | Four-Foot | Internal Driver Lamp-Style Retrofit Kits (UL Type B) | Standard | FALSE | [9 empty] | 42327 |  |  | No |  | 3 | 2200 | 115 | 19 | 20 | 0.9 | 5000 | 83
PAM8V25D | Trans-Lux Energy Corporation | Trans-Lux Energy Corporation | TL-T8-IDM-2200-4FT-EBA | Linear Replacement Lamp | Four-Foot | Internal Driver Lamp-Style Retrofit Kits (UL Type B) | Standard | FALSE | [9 empty] | 42327 |  |  | No |  | 3 | 2200 | 115 | 19 | 20 | 0.9 | 5000 | 83
P21AG1SM | Trans-Lux Energy Corporation | Trans-Lux Energy Corporation | TL-T8-16WDV4FT-ECA | Linear Replacement Lamp | Four-Foot | Internal Driver Lamp-Style Retrofit Kits (UL Type B) | Standard | FALSE | [9 empty] | 42327 |  |  | No |  | 3 | 2190 | 134 | 16.3 | 20 | 0.9 | 5000 | 83
PW276U53 | Trans-Lux Energy Corporation | Trans-Lux Energy Corporation | TL-T8-IDM-1800-4FT-EBA | Linear Replacement Lamp | Four-Foot | Internal Driver Lamp-Style Retrofit Kits (UL Type B) | Standard | FALSE | [9 empty] | 42327 |  |  | No |  | 3 | 1830 | 115 | 15.8 | 20 | 0.9 | 5000 | 83
PV5AV1R5 | Trans-Lux Energy Corporation | Trans-Lux Energy Corporation | TL-T8-12WDV4FT-ECA | Linear Replacement Lamp | Four-Foot | Internal Driver Lamp-Style Retrofit Kits (UL Type B) | Standard | FALSE | [9 empty] | 42327 |  |  | No |  | 3 | 1794 | 141 | 12.7 | 20 | 0.9 | 5000 | 83
PYESBHYD | Trans-Lux Energy Corporation | Trans-Lux Energy Corporation | TL-T8-18WDV4FT-EBA | Linear Replacement Lamp | Four-Foot | Internal Driver Lamp-Style Retrofit Kits (UL Type B) | Standard | FALSE | [9 empty] | 42327 |  |  | NotYetVerified | Internal driver | 3 | 2200 | 105 | 21 | 20 | 0.9 | 5000 | 82
PFGEVP65 | Trans-Lux Energy Corporation | Trans-Lux Energy Corporation | TL-T8-18WDV4FT-EBB | Linear Replacement Lamp | Four-Foot | Internal Driver Lamp-Style Retrofit Kits (UL Type B) | Standard | FALSE | [9 empty] | 42327 |  |  | NotYetVerified | Internal Driver | 3 | 2200 | 110 | 20 | 20 | 0.9 | 5000 | 82
PT92JW85 | Trans-Lux Energy Corporation | Trans-Lux Energy Corporation | TL-T8-18WDV4FT-DCA | Linear Replacement Lamp | Four-Foot | Internal Driver Lamp-Style Retrofit Kits (UL Type B) | Standard | FALSE | [9 empty] | 42327 |  |  | No |  | 3 | 2093 | 112.41 | 18 | 17.54 | 0.9182 | 4500 | 85.4
P654TW2G | Trans-Lux Energy Corporation | Trans-Lux Energy Corporation | TL-T8-15WDV4FT-DCA | Linear Replacement Lamp | Four-Foot | Internal Driver Lamp-Style Retrofit Kits (UL Type B) | Standard | FALSE | [9 empty] | 42327 |  |  | No |  | 3 | 1726 | 112.96 | 15 | 16.03 | 0.9048 | 4500 | 85.1
PF6FTMHA | Trans-Lux Energy Corporation | Trans-Lux Energy Corporation | TL-T8-IDM-1800-4FT-DCA | Linear Replacement Lamp | Four-Foot | Internal Driver Lamp-Style Retrofit Kits (UL Type B) | Standard | FALSE | [9 empty] | 42327 |  |  | NotYetVerified |  | 3 | 1850 | 117 | 15.8 | 20 | 0.9 | 4500 | 83
PXQMGJ1P | Trans-Lux Energy Corporation | Trans-Lux Energy Corporation | TL-T8-IDM-2200-4FT-DCA | Linear Replacement Lamp | Four-Foot | Internal Driver Lamp-Style Retrofit Kits (UL Type B) | Standard | FALSE | [9 empty] | 42327 |  |  | No |  | 3 | 2200 | 115 | 19 | 20 | 0.9 | 4500 | 83
PBHKB57K | Trans-Lux Energy Corporation | Trans-Lux Energy Corporation | TL-T8-IDM-2200-4FT-DBA | Linear Replacement Lamp | Four-Foot | Internal Driver Lamp-Style Retrofit Kits (UL Type B) | Standard | FALSE | [9 empty] | 42327 |  |  | No |  | 3 | 2200 | 115 | 19 | 20 | 0.9 | 4500 | 83
PSQ8G8F6 | Trans-Lux Energy Corporation | Trans-Lux Energy Corporation | TL-T8-16WDV4FT-DCA | Linear Replacement Lamp | Four-Foot | Internal Driver Lamp-Style Retrofit Kits (UL Type B) | Standard | FALSE | [9 empty] | 42327 |  |  | No |  | 3 | 2190 | 134 | 16.3 | 20 | 0.9 | 4500 | 83
PXSGVJJD | Trans-Lux Energy Corporation | Trans-Lux Energy Corporation | TL-T8-IDM-1800-4FT-DBA | Linear Replacement Lamp | Four-Foot | Internal Driver Lamp-Style Retrofit Kits (UL Type B) | Standard | FALSE | [9 empty] | 42327 |  |  | No |  | 3 | 1830 | 115 | 15.8 | 20 | 0.9 | 4500 | 83
PC1ZNF5C | Trans-Lux Energy Corporation | Trans-Lux Energy Corporation | TL-T8-12WDV4FT-DCA | Linear Replacement Lamp | Four-Foot | Internal Driver Lamp-Style Retrofit Kits (UL Type B) | Standard | FALSE | [9 empty] | 42327 |  |  | No |  | 3 | 1794 | 141 | 12.7 | 20 | 0.9 | 4500 | 83
PX327DXF | Trans-Lux Energy Corporation | Trans-Lux Energy Corporation | TL-T8-18WDV4FT-DBA | Linear Replacement Lamp | Four-Foot | Internal Driver Lamp-Style Retrofit Kits (UL Type B) | Standard | FALSE | [9 empty] | 42327 |  |  | NotYetVerified | Internal driver | 3 | 2200 | 105 | 21 | 20 | 0.9 | 4500 | 82
PCUEV4ZX | Trans-Lux Energy Corporation | Trans-Lux Energy Corporation | TL-T8-18WDV4FT-DBB | Linear Replacement Lamp | Four-Foot | Internal Driver Lamp-Style Retrofit Kits (UL Type B) | Standard | FALSE | [9 empty] | 42327 |  |  | NotYetVerified | Internal Driver | 3 | 2200 | 110 | 20 | 20 | 0.9 | 4500 | 82
PZJ58ADJ | Trans-Lux Energy Corporation | Trans-Lux Energy Corporation | TL-T8-18WDV4FT-CCA | Linear Replacement Lamp | Four-Foot | Internal Driver Lamp-Style Retrofit Kits (UL Type B) | Standard | FALSE | [9 empty] | 42327 |  |  | No |  | 3 | 2093 | 112.41 | 18 | 17.54 | 0.9182 | 4000 | 85.4
PBEXRDKD | Trans-Lux Energy Corporation | Trans-Lux Energy Corporation | TL-T8-15WDV4FT-CCA | Linear Replacement Lamp | Four-Foot | Internal Driver Lamp-Style Retrofit Kits (UL Type B) | Standard | FALSE | [9 empty] | 42327 |  |  | No |  | 3 | 1726 | 112.96 | 15 | 16.03 | 0.9048 | 4000 | 85.1
PWVQ39CD | Trans-Lux Energy Corporation | Trans-Lux Energy Corporation | TL-T8-IDM-1800-4FT-CCA | Linear Replacement Lamp | Four-Foot | Internal Driver Lamp-Style Retrofit Kits (UL Type B) | Standard | FALSE | [9 empty] | 42327 |  |  | NotYetVerified |  | 3 | 1850 | 117 | 15.8 | 20 | 0.9 | 4000 | 83
PTJ664E5 | Trans-Lux Energy Corporation | Trans-Lux Energy Corporation | TL-T8-IDM-2200-4FT-CCA | Linear Replacement Lamp | Four-Foot | Internal Driver Lamp-Style Retrofit Kits (UL Type B) | Standard | FALSE | [9 empty] | 42327 |  |  | No |  | 3 | 2200 | 115 | 19 | 20 | 0.9 | 4000 | 83
P6RB9FU5 | Trans-Lux Energy Corporation | Trans-Lux Energy Corporation | TL-T8-IDM-2200-4FT-CBA | Linear Replacement Lamp | Four-Foot | Internal Driver Lamp-Style Retrofit Kits (UL Type B) | Standard | FALSE | [9 empty] | 42327 |  |  | No |  | 3 | 2200 | 115 | 19 | 20 | 0.9 | 4000 | 83
PR3A1QUY | Trans-Lux Energy Corporation | Trans-Lux Energy Corporation | TL-T8-16WDV4FT-CCA | Linear Replacement Lamp | Four-Foot | Internal Driver Lamp-Style Retrofit Kits (UL Type B) | Standard | FALSE | [9 empty] | 42327 |  |  | No |  | 3 | 2190 | 134 | 16.3 | 20 | 0.9 | 4000 | 83
PZX8J16G | Trans-Lux Energy Corporation | Trans-Lux Energy Corporation | TL-T8-IDM-1800-4FT-CBA | Linear Replacement Lamp | Four-Foot | Internal Driver Lamp-Style Retrofit Kits (UL Type B) | Standard | FALSE | [9 empty] | 42327 |  |  | No |  | 3 | 1830 | 115 | 15.8 | 20 | 0.9 | 4000 | 83
P3W1MPX5 | Trans-Lux Energy Corporation | Trans-Lux Energy Corporation | TL-T8-12WDV4FT-CCA | Linear Replacement Lamp | Four-Foot | Internal Driver Lamp-Style Retrofit Kits (UL Type B) | Standard | FALSE | [9 empty] | 42327 |  |  | No |  | 3 | 1794 | 141 | 12.7 | 20 | 0.9 | 4000 | 83
PVHV8JUT | Trans-Lux Energy Corporation | Trans-Lux Energy Corporation | TL-T8-18WDV4FT-CBA | Linear Replacement Lamp | Four-Foot | Internal Driver Lamp-Style Retrofit Kits (UL Type B) | Standard | FALSE | [9 empty] | 42327 |  |  | NotYetVerified |  | 3 | 2200 | 105 | 21 | 20 | 0.9 | 4000 | 82
P6YE352R | Trans-Lux Energy Corporation | Trans-Lux Energy Corporation | TL-T8-18WDV4FT-CBB | Linear Replacement Lamp | Four-Foot | Internal Driver Lamp-Style Retrofit Kits (UL Type B) | Standard | FALSE | [9 empty] | 42327 |  |  | NotYetVerified | Internal Driver | 3 | 2200 | 110 | 20 | 20 | 0.9 | 4000 | 82
PVPRQHCE | Trans-Lux Energy Corporation | Trans-Lux Energy Corporation | TL-T8-18WDV4FT-BCA | Linear Replacement Lamp | Four-Foot | Internal Driver Lamp-Style Retrofit Kits (UL Type B) | Standard | FALSE | [9 empty] | 42327 |  |  | No |  | 3 | 2093 | 112.41 | 18 | 17.54 | 0.9182 | 3500 | 85.4
PZ6QN4DN | Trans-Lux Energy Corporation | Trans-Lux Energy Corporation | TL-T8-15WDV4FT-BCA | Linear Replacement Lamp | Four-Foot | Internal Driver Lamp-Style Retrofit Kits (UL Type B) | Standard | FALSE | [9 empty] | 42327 |  |  | No |  | 3 | 1726 | 112.96 | 15 | 16.03 | 0.9048 | 3500 | 85.1
PN2Y25FB | Trans-Lux Energy Corporation | Trans-Lux Energy Corporation | TL-T8-IDM-1800-4FT-BCA | Linear Replacement Lamp | Four-Foot | Internal Driver Lamp-Style Retrofit Kits (UL Type B) | Standard | FALSE | [9 empty] | 42327 |  |  | NotYetVerified |  | 3 | 1850 | 117 | 15.8 | 20 | 0.9 | 3500 | 83
PM55MSD1 | Trans-Lux Energy Corporation | Trans-Lux Energy Corporation | TL-T8-IDM-2200-4FT-BCA | Linear Replacement Lamp | Four-Foot | Internal Driver Lamp-Style Retrofit Kits (UL Type B) | Standard | FALSE | [9 empty] | 42327 |  |  | No |  | 3 | 2200 | 115 | 19 | 20 | 0.9 | 3500 | 83
PK5GFZZF | Trans-Lux Energy Corporation | Trans-Lux Energy Corporation | TL-T8-IDM-2200-4FT-BBA | Linear Replacement Lamp | Four-Foot | Internal Driver Lamp-Style Retrofit Kits (UL Type B) | Standard | FALSE | [9 empty] | 42327 |  |  | No |  | 3 | 2200 | 115 | 19 | 20 | 0.9 | 3500 | 83
PY44PRRN | Trans-Lux Energy Corporation | Trans-Lux Energy Corporation | TL-T8-16WDV4FT-BCA | Linear Replacement Lamp | Four-Foot | Internal Driver Lamp-Style Retrofit Kits (UL Type B) | Standard | FALSE | [9 empty] | 42327 |  |  | No |  | 3 | 2190 | 134 | 16.3 | 20 | 0.9 | 3500 | 83
P2JWEQ6N | Trans-Lux Energy Corporation | Trans-Lux Energy Corporation | TL-T8-IDM-1800-4FT-BBA | Linear Replacement Lamp | Four-Foot | Internal Driver Lamp-Style Retrofit Kits (UL Type B) | Standard | FALSE | [9 empty] | 42327 |  |  | No |  | 3 | 1830 | 115 | 15.8 | 20 | 0.9 | 3500 | 83
P2WKHN9C | Trans-Lux Energy Corporation | Trans-Lux Energy Corporation | TL-T8-12WDV4FT-BCA | Linear Replacement Lamp | Four-Foot | Internal Driver Lamp-Style Retrofit Kits (UL Type B) | Standard | FALSE | [9 empty] | 42327 |  |  | No |  | 3 | 1794 | 141 | 12.7 | 20 | 0.9 | 3500 | 83
PKVXAX7X | Trans-Lux Energy Corporation | Trans-Lux Energy Corporation | TL-T8-18WDV4FT-BBA | Linear Replacement Lamp | Four-Foot | Internal Driver Lamp-Style Retrofit Kits (UL Type B) | Standard | FALSE | [9 empty] | 42327 |  |  | NotYetVerified |  | 3 | 2200 | 105 | 21 | 20 | 0.9 | 3500 | 82
P9X69QWK | Trans-Lux Energy Corporation | Trans-Lux Energy Corporation | TL-T8-18WDV4FT-BBB | Linear Replacement Lamp | Four-Foot | Internal Driver Lamp-Style Retrofit Kits (UL Type B) | Standard | FALSE | [9 empty] | 42327 |  |  | NotYetVerified | Internal Driver | 3 | 2200 | 110 | 20 | 20 | 0.9 | 3500 | 82
PBGJY58F | Topaz Lighting Corp. | Topaz | L4T8E/850/18/U/F-70B | Linear Replacement Lamp | Four-Foot | Replacement Lamps (plug and play) (UL Type A) | Standard | FALSE | [9 empty] | 42327 |  |  | NotYetVerified |  | 3 | 2070 | 103 | 18 | 10 | 0.99 | 5000 | 85
P1GQAZWY | Topaz Lighting Corp. | Topaz | L4T8E/840/18/U/F-70B | Linear Replacement Lamp | Four-Foot | Replacement Lamps (plug and play) (UL Type A) | Standard | FALSE | [9 empty] | 42327 |  |  | NotYetVerified |  | 3 | 2060 | 102 | 18 | 10 | 0.99 | 4000 | 85
PYDAK5H7 | Topaz Lighting Corp. | Topaz | L4T8E/835/18/U/F-70B | Linear Replacement Lamp | Four-Foot | Replacement Lamps (plug and play) (UL Type A) | Standard | FALSE | [9 empty] | 42327 |  |  | NotYetVerified | Internal Driver; operates off florescent ballast | 3 | 2055 | 102 | 18 | 10 | 0.99 | 3500 | 85
PAPYCHTG | Jiangsu Linyang Lighting Technology CO.LTD. | Jiangsu Linyang Lighting Technology | T8R1-17W504F-A01 | Linear Replacement Lamp | Four-Foot | Replacement Lamps (plug and play) (UL Type A) | Standard | FALSE | [9 empty] | 42327 |  |  | No |  | 3 | 1900 | 110 | 17 | 5 | 0.9 | 5000 | 80
PZGJPHRF | Jiangsu Linyang Lighting Technology CO.LTD. | Jiangsu Linyang Lighting Technology | T8R1-17W404F-A01 | Linear Replacement Lamp | Four-Foot | Replacement Lamps (plug and play) (UL Type A) | Standard | FALSE | [9 empty] | 42327 |  |  | No |  | 3 | 1900 | 110 | 17 | 5 | 0.9 | 4000 | 80
P1Y3PKMV | ATG Electronics Corp. | ATG | T8PNP-4ft-30K-22-X | Linear Replacement Lamp | Four-Foot | Replacement Lamps (plug and play) (UL Type A) | Standard | TRUE | 2327.8 | 111.75 | 20.83 | 4.41 | 0.986 | 3088 | 85 | 5 | 50000 | 42326 |  |  | NotYetVerified | Internal Driver; operates off fluorescent ballast | 3 | 2300 | 109 | 21 | 20 | 0.9 | 3000 | 82
P5UV8ZGN | ATG Electronics Corp. | ATG | T8PNP-4ft-30K-18-X | Linear Replacement Lamp | Four-Foot | Replacement Lamps (plug and play) (UL Type A) | Standard | TRUE | 1928.7 | 114.94 | 16.78 | 5.54 | 0.98 | 3077 | 85.1 | 5 | 50000 | 42326 |  |  | NotYetVerified | Internal Driver; operates off fluorescent ballast | 3 | 1900 | 108 | 17.5 | 20 | 0.9 | 3000 | 82
P38MP3G6 | US LED | USLED | ST1-3-UNV-4-B-30-C | Linear Replacement Lamp | Four-Foot | Internal Driver Lamp-Style Retrofit Kits (UL Type B) | Standard | TRUE | 2086.8 | 142.5 | 14.65 | 19.9 | 0.946 | 3006 | 81.5 | 5 | 50000 | 42326 |  |  | No |  | 3 | 2000 | 120 | 14.7 | 19.9 | 0.946 | 3000 | 80
PHMMNVWK | US LED | USLED | ST1-4-UNV-4-B-30-C | Linear Replacement Lamp | Four-Foot | Internal Driver Lamp-Style Retrofit Kits (UL Type B) | Standard | TRUE | 1946.1 | 144.74 | 13.45 | 21 | 0.939 | 3006 | 81.6 | 5 | 50000 | 42326 |  |  | No |  | 3 | 2000 | 120 | 13.5 | 21 | 0.939 | 3000 | 80
PPBNZHKT | SHENZHEN TECHLED OPTOELECTRONICS CO LTD | TECHLED | TECH-T8-1200-J1019A(3000K) | Linear Replacement Lamp | Four-Foot | Internal Driver Lamp-Style Retrofit Kits (UL Type B) | Standard | TRUE | 1821 | 101.62 | 17.92 | 13.89 | 0.917 | 2910 | 82.6 | 5 | 50000 | 42326 |  |  | No |  | 3 | 1821 | 101.62 | 17.92 | 13.89 | 0.917 | 2910 | 82.6
PGQ7W1FZ | Shenzhen Bonld Electronics Co.LTD | BONLD | BDT84FUA-12WB-SWCF | Linear Replacement Lamp | Four-Foot | Replacement Lamps (plug and play) (UL Type A) | Standard | TRUE | 1968 | 132.53 | 14.82 | 9.11 | 0.9072 | 2871 | 82.6 | 5 |  | 42326 |  |  | No |  | 3 | 1972 | 133.06 | 14.82 | 9.11 | 0.9072 | 3000 | 82.6
P3K79M26 | Shenzhen Bonld Electronics Co.LTD | BONLD | BDT84FUA-12WB-SWMF | Linear Replacement Lamp | Four-Foot | Replacement Lamps (plug and play) (UL Type A) | Standard | TRUE | 1771 | 119.74 | 14.76 | 9.08 | 0.9047 | 2885 | 82.6 | 5 |  | 42326 |  |  | No |  | 3 | 1778 | 120.46 | 14.76 | 9.08 | 0.9047 | 3000 | 82.6
PEF3M2SY | Shenzhen Bonld Electronics Co.LTD | BONLD | BDT84FUA-12WB-SDMF | Linear Replacement Lamp | Four-Foot | Replacement Lamps (plug and play) (UL Type A) | Standard | FALSE | [9 empty] | 42326 |  |  | No |  | 3 | 1987 | 133.62 | 14.87 | 9.31 | 0.9055 | 5000 | 83.8
P66QAPUH | Shenzhen Bonld Electronics Co.LTD | BONLD | BDT84FUA-12WB-SDCF | Linear Replacement Lamp | Four-Foot | Replacement Lamps (plug and play) (UL Type A) | Standard | FALSE | [9 empty] | 42326 |  |  | No |  | 3 | 2077 | 138.74 | 14.97 | 9.48 | 0.9051 | 5000 | 83.6
PRCKPEVM | Shenzhen Bonld Electronics Co.LTD | BONLD | BDT84FUA-12WB-SHMF | Linear Replacement Lamp | Four-Foot | Replacement Lamps (plug and play) (UL Type A) | Standard | FALSE | [9 empty] | 42326 |  |  | No |  | 3 | 1912 | 123.66 | 14.86 | 9.35 | 0.9073 | 4500 | 85.2
PGWWGFVE | Shenzhen Bonld Electronics Co.LTD | BONLD | BDT84FUA-12WB-SHCF | Linear Replacement Lamp | Four-Foot | Replacement Lamps (plug and play) (UL Type A) | Standard | FALSE | [9 empty] | 42326 |  |  | No |  | 3 | 2053 | 137.42 | 14.94 | 9.08 | 0.9068 | 4500 | 85.1
PQDZJXH1 | Shenzhen Bonld Electronics Co.LTD | BONLD | BDT84FUA-12WB-SNMF | Linear Replacement Lamp | Four-Foot | Replacement Lamps (plug and play) (UL Type A) | Standard | FALSE | [9 empty] | 42326 |  |  | No |  | 3 | 1836 | 123.64 | 14.85 | 9.35 | 0.9073 | 4000 | 85.2
PQDPJ3NN | Shenzhen Bonld Electronics Co.LTD | BONLD | BDT84FUA-12WB-SNCF | Linear Replacement Lamp | Four-Foot | Replacement Lamps (plug and play) (UL Type A) | Standard | FALSE | [9 empty] | 42326 |  |  | No |  | 3 | 2028 | 136.02 | 14.91 | 9.08 | 0.9068 | 4000 | 85.1
PT95BNZN | Shenzhen Bonld Electronics Co.LTD | BONLD | BDT84FUA-12WB-SBCF | Linear Replacement Lamp | Four-Foot | Replacement Lamps (plug and play) (UL Type A) | Standard | FALSE | [9 empty] | 42326 |  |  | No |  | 3 | 2000 | 134.59 | 14.86 | 9.11 | 0.9072 | 3500 | 82.6
PJCY135G | Shenzhen Bonld Electronics Co.LTD | BONLD | BDT84FUA-12WB-SBMF | Linear Replacement Lamp | Four-Foot | Replacement Lamps (plug and play) (UL Type A) | Standard | FALSE | [9 empty] | 42326 |  |  | No |  | 3 | 1807 | 122.01 | 14.81 | 9.08 | 0.9047 | 3500 | 82.6
PGZNMWMW | US LED | USLED | ST1-4-UNV-4-B-50-C | Linear Replacement Lamp | Four-Foot | Internal Driver Lamp-Style Retrofit Kits (UL Type B) | Standard | FALSE | [9 empty] | 42326 |  |  | No |  | 3 | 2000 | 120 | 13.5 | 21 | 0.939 | 5000 | 80
PRYUSPTE | US LED | USLED | ST1-3-UNV-4-B-50-C | Linear Replacement Lamp | Four-Foot | Internal Driver Lamp-Style Retrofit Kits (UL Type B) | Standard | FALSE | [9 empty] | 42326 |  |  | No |  | 3 | 2000 | 120 | 14.7 | 19.9 | 0.946 | 5000 | 80
PY66WS93 | US LED | USLED | ST1-4-UNV-4-B-40-C | Linear Replacement Lamp | Four-Foot | Internal Driver Lamp-Style Retrofit Kits (UL Type B) | Standard | FALSE | [9 empty] | 42326 |  |  | No |  | 3 | 2000 | 120 | 13.5 | 21 | 0.939 | 4000 | 80
P15UHNGB | US LED | USLED | ST1-3-UNV-4-B-40-C | Linear Replacement Lamp | Four-Foot | Internal Driver Lamp-Style Retrofit Kits (UL Type B) | Standard | FALSE | [9 empty] | 42326 |  |  | No |  | 3 | 2000 | 120 | 14.7 | 19.9 | 0.946 | 4000 | 80
PU5TVVC4 | US LED | USLED | ST1-4-UNV-4-B-35-C | Linear Replacement Lamp | Four-Foot | Internal Driver Lamp-Style Retrofit Kits (UL Type B) | Standard | FALSE | [9 empty] | 42326 |  |  | No |  | 3 | 2000 | 120 | 13.5 | 21 | 0.939 | 3500 | 80
PFCQY5RF | US LED | USLED | ST1-3-UNV-4-B-35-C | Linear Replacement Lamp | Four-Foot | Internal Driver Lamp-Style Retrofit Kits (UL Type B) | Standard | FALSE | [9 empty] | 42326 |  |  | No |  | 3 | 2000 | 120 | 14.7 | 19.9 | 0.946 | 3500 | 80
PV2M7MHV | ATG Electronics Corp. | ATG | T8PNP-4ft-50K-22-X | Linear Replacement Lamp | Four-Foot | Replacement Lamps (plug and play) (UL Type A) | Standard | FALSE | [9 empty] | 42326 | Not Dimmable | Not Dimmable | NotYetVerified | Internal Driver; operates off fluorescent ballast | 3 | 2300 | 109 | 21 | 20 | 0.9 | 5000 | 82
P4HKXV81 | ATG Electronics Corp. | ATG | T8PNP-4ft-50K-18-X | Linear Replacement Lamp | Four-Foot | Replacement Lamps (plug and play) (UL Type A) | Standard | FALSE | [9 empty] | 42326 | Not Dimmable | Not Dimmable | NotYetVerified | Internal Driver; operates off fluorescent ballast | 3 | 1900 | 108 | 17.5 | 20 | 0.9 | 5000 | 82
PHMX91SW | ATG Electronics Corp. | ATG | T8PNP-4ft-45K-22-X | Linear Replacement Lamp | Four-Foot | Replacement Lamps (plug and play) (UL Type A) | Standard | FALSE | [9 empty] | 42326 | Not Dimmable | Not Dimmable | NotYetVerified | Internal Driver; operates off fluorescent ballast | 3 | 2300 | 109 | 21 | 20 | 0.9 | 4500 | 82
PMFPU489 | ATG Electronics Corp. | ATG | T8PNP-4ft-45K-18-X | Linear Replacement Lamp | Four-Foot | Replacement Lamps (plug and play) (UL Type A) | Standard | FALSE | [9 empty] | 42326 | Not Dimmable | Not Dimmable | NotYetVerified | Internal Driver; operates off fluorescent ballast | 3 | 1900 | 108 | 17.5 | 20 | 0.9 | 4500 | 82
PW2F2X25 | ATG Electronics Corp. | ATG | T8PNP-4ft-40K-22-X | Linear Replacement Lamp | Four-Foot | Replacement Lamps (plug and play) (UL Type A) | Standard | FALSE | [9 empty] | 42326 | Not Dimmable | Not Dimmable | NotYetVerified | Internal Driver; operates off fluorescent ballast | 3 | 2300 | 109 | 21 | 20 | 0.9 | 4000 | 82
PAKJY8NT | ATG Electronics Corp. | ATG | T8PNP-4ft-40K-18-X | Linear Replacement Lamp | Four-Foot | Replacement Lamps (plug and play) (UL Type A) | Standard | FALSE | [9 empty] | 42326 | Not Dimmable | Not Dimmable | NotYetVerified | Internal Driver; operates off fluorescent ballast | 3 | 1900 | 108 | 17.5 | 20 | 0.9 | 4000 | 82
PUVUH84U | ATG Electronics Corp. | ATG | T8PNP-4ft-35K-22-X | Linear Replacement Lamp | Four-Foot | Replacement Lamps (plug and play) (UL Type A) | Standard | FALSE | [9 empty] | 42326 | Not Dimmable | Not Dimmable | NotYetVerified | Internal Driver; operates off fluorescent ballast | 3 | 2300 | 109 | 21 | 20 | 0.9 | 3500 | 82
PVH7ZFQE | ATG Electronics Corp. | ATG | T8PNP-4ft-35K-18-X | Linear Replacement Lamp | Four-Foot | Replacement Lamps (plug and play) (UL Type A) | Standard | FALSE | [9 empty] | 42326 | Not Dimmable | Not Dimmable | NotYetVerified | Internal Driver; operates off fluorescent ballast | 3 | 1900 | 108 | 17.5 | 20 | 0.9 | 3500 | 82
PV5NTJWW | SHENZHEN TECHLED OPTOELECTRONICS CO LTD | TECHLED | TECH-T8-1200-J1019A(5000K) | Linear Replacement Lamp | Four-Foot | Internal Driver Lamp-Style Retrofit Kits (UL Type B) | Standard | FALSE | [9 empty] | 42326 | Not Dimmable | Not Dimmable | No |  | 3 | 1892 | 104.53 | 18.1 | 13.44 | 0.9141 | 5057 | 85.1
PR9SEM3D | SHENZHEN TECHLED OPTOELECTRONICS CO LTD | TECHLED | TECH-T8-1200-J1019A(4500K) | Linear Replacement Lamp | Four-Foot | Internal Driver Lamp-Style Retrofit Kits (UL Type B) | Standard | FALSE | [9 empty] | 42326 | Not Dimmable | Not Dimmable | No |  | 3 | 1842.3 | 105.79 | 17.42 | 13.89 | 0.917 | 4500 | 82.6
P3G93WCN | SHENZHEN TECHLED OPTOELECTRONICS CO LTD | TECHLED | TECH-T8-1200-J1019A(4000K) | Linear Replacement Lamp | Four-Foot | Internal Driver Lamp-Style Retrofit Kits (UL Type B) | Standard | FALSE | [9 empty] | 42326 | Not Dimmable | Not Dimmable | No |  | 3 | 1828.5 | 105 | 17.42 | 13.89 | 0.917 | 4000 | 82.6
PPC7M2MV | SHENZHEN TECHLED OPTOELECTRONICS CO LTD | TECHLED | TECH-T8-1200-J1019A(3500K) | Linear Replacement Lamp | Four-Foot | Internal Driver Lamp-Style Retrofit Kits (UL Type B) | Standard | FALSE | [9 empty] | 42326 | Not Dimmable | Not Dimmable | No |  | 3 | 1814.8 | 104.21 | 17.42 | 13.89 | 0.917 | 3500 | 82.6
PZF2XN4Y | Northwest Light & Energy Co | NW-LE | NWKT8-22-AC1 (3000K) | Linear Replacement Lamp | Four-Foot | Internal Driver Lamp-Style Retrofit Kits (UL Type B) | Standard | TRUE | 2523.26 | 114.75 | 21.99 | 14.8 | 0.975 | 2936 | 82.3 | 5 | 50000 | 42325 |  |  | No |  | 3
P2NVJVJB | Nexus Electrical | Luceco | L15T8EG1RBC30 | Linear Replacement Lamp | Four-Foot | Replacement Lamps (plug and play) (UL Type A) | Standard | TRUE | 1961.907 | 97.491 | 20.124 | 7.47 | 0.9608 | 2930 | 81.6 | 5 | 50000 | 42325 |  |  | NotYetVerified |  | 3 | 1800 | 100 | 18 | 7.47 | 0.995 | 3000 | 81
P7JHK5BQ | US LED | USLED | ST1-4-UNV-4-B-30 | Linear Replacement Lamp | Four-Foot | Internal Driver Lamp-Style Retrofit Kits (UL Type B) | Standard | TRUE | 1794.8 | 134.27 | 13.37 | 21 | 0.94 | 3000 | 82 | 5 | 50000 | 42325 |  |  | No |  | 3 | 2000 | 120 | 13.5 | 21 | 0.94 | 3000 | 80
PBW73YRG | Nexus Electrical | Luceco | L18T8EG1RBP30 | Linear Replacement Lamp | Four-Foot | Internal Driver Lamp-Style Retrofit Kits (UL Type B) | Standard | TRUE | 2128.922 | 110.714 | 19.229 | 16.39 | 0.9107 | 2973 | 81.6 | 5 | 50000 | 42325 |  |  | NotYetVerified | Internal Driver | 3 | 1915 | 100 | 18 | 16.39 | 0.969 | 3000 | 82
P1J32DZJ | US LED | USLED | ST1-4-UNV-4-B-50 | Linear Replacement Lamp | Four-Foot | Internal Driver Lamp-Style Retrofit Kits (UL Type B) | Standard | FALSE | [9 empty] | 42325 |  |  | No |  | 3 | 2000 | 120 | 13.5 | 21 | 0.94 | 5000 | 80
PBWFPMKY | US LED | USLED | ST1-4-UNV-4-B-40 | Linear Replacement Lamp | Four-Foot | Internal Driver Lamp-Style Retrofit Kits (UL Type B) | Standard | FALSE | [9 empty] | 42325 |  |  | No |  | 3 | 2000 | 120 | 13.5 | 21 | 0.94 | 4000 | 80
PUG1KPP4 | US LED | USLED | ST1-4-UNV-4-B-35 | Linear Replacement Lamp | Four-Foot | Internal Driver Lamp-Style Retrofit Kits (UL Type B) | Standard | FALSE | [9 empty] | 42325 |  |  | No |  | 3 | 2000 | 120 | 13.5 | 21 | 0.94 | 3500 | 80
PTBDQ98D | Northwest Light & Energy Co | NW-LE | NWKT8-22-AC1 (5000K) | Linear Replacement Lamp | Four-Foot | Internal Driver Lamp-Style Retrofit Kits (UL Type B) | Standard | FALSE | [9 empty] | 42325 | Not Dimmable | Not Dimmable | No |  | 3 | 2400 | 109.09 | 22 | 20 | 0.98 | 5000 | 80
PDAKKZYD | Northwest Light & Energy Co | NW-LE | NWKT8-22-AC1 (4500K) | Linear Replacement Lamp | Four-Foot | Internal Driver Lamp-Style Retrofit Kits (UL Type B) | Standard | FALSE | [9 empty] | 42325 | Not Dimmable | Not Dimmable | No |  | 3 | 2400 | 109.09 | 22 | 20 | 0.98 | 4500 | 80
PSEJH7QS | Northwest Light & Energy Co | NW-LE | NWKT8-22-AC1 (4000K) | Linear Replacement Lamp | Four-Foot | Internal Driver Lamp-Style Retrofit Kits (UL Type B) | Standard | FALSE | [9 empty] | 42325 | Not Dimmable | Not Dimmable | No |  | 3 | 2400 | 109.09 | 22 | 20 | 0.98 | 4000 | 80
PURQY3CE | Northwest Light & Energy Co | NW-LE | NWKT8-22-AC1 (3500K) | Linear Replacement Lamp | Four-Foot | Internal Driver Lamp-Style Retrofit Kits (UL Type B) | Standard | FALSE | [9 empty] | 42325 | Not Dimmable | Not Dimmable | No |  | 3 | 2350 | 106.82 | 22 | 20 | 0.98 | 3500 | 80
P78U8G7V | Nexus Electrical | Luceco | L18T8EG1RBP50 | Linear Replacement Lamp | Four-Foot | Internal Driver Lamp-Style Retrofit Kits (UL Type B) | Standard | FALSE | [9 empty] | 42325 | Not Dimmable | Not Dimmable | NotYetVerified |  | 3 | 2000 | 100 | 18 | 16.39 | 0.968 | 5000 | 82
PQBEE5BE | Nexus Electrical | Luceco | L15T8EG1RBC50 | Linear Replacement Lamp | Four-Foot | Replacement Lamps (plug and play) (UL Type A) | Standard | FALSE | [9 empty] | 42325 | Not Dimmable | Not Dimmable | NotYetVerified |  | 3 | 2000 | 100 | 18 | 7.47 | 0.995 | 5000 | 81
PYBAQ27W | Nexus Electrical | Luceco | L18T8EG1RBP45 | Linear Replacement Lamp | Four-Foot | Internal Driver Lamp-Style Retrofit Kits (UL Type B) | Standard | FALSE | [9 empty] | 42325 | Not Dimmable | Not Dimmable | NotYetVerified | Internal Driver | 3 | 1915 | 100 | 18 | 16.39 | 0.969 | 4500 | 82
PEYUHFTE | Nexus Electrical | Luceco | L15T8EG1RBC45 | Linear Replacement Lamp | Four-Foot | Replacement Lamps (plug and play) (UL Type A) | Standard | FALSE | [9 empty] | 42325 | Not Dimmable | Not Dimmable | NotYetVerified |  | 3 | 1950 | 100 | 18 | 7.47 | 0.995 | 4500 | 81
PJZ7Z22W | Nexus Electrical | Luceco | L18T8EG1RBP40 | Linear Replacement Lamp | Four-Foot | Internal Driver Lamp-Style Retrofit Kits (UL Type B) | Standard | FALSE | [9 empty] | 42325 | Not Dimmable | Not Dimmable | NotYetVerified |  | 3 | 1915 | 100 | 18 | 16.39 | 0.969 | 4000 | 82
PXM8FUXE | Nexus Electrical | Luceco | L15T8EG1RBC40 | Linear Replacement Lamp | Four-Foot | Replacement Lamps (plug and play) (UL Type A) | Standard | FALSE | [9 empty] | 42325 | Not Dimmable | Not Dimmable | NotYetVerified | Internal Driver; operates off existing fluorescent ballast | 3 | 1900 | 100 | 18 | 7.47 | 0.995 | 4000 | 81
PRP1FWAJ | Nexus Electrical | Luceco | L18T8EG1RBP35 | Linear Replacement Lamp | Four-Foot | Internal Driver Lamp-Style Retrofit Kits (UL Type B) | Standard | FALSE | [9 empty] | 42325 | Not Dimmable | Not Dimmable | NotYetVerified |  | 3 | 1915 | 100 | 18 | 16.39 | 0.969 | 3500 | 82
PB9DZ4JB | Nexus Electrical | Luceco | L15T8EG1RBC35 | Linear Replacement Lamp | Four-Foot | Replacement Lamps (plug and play) (UL Type A) | Standard | FALSE | [9 empty] | 42325 | Not Dimmable | Not Dimmable | NotYetVerified |  | 3 | 1850 | 100 | 18 | 7.47 | 0.995 | 3500 | 81
PQEF9ZBM | Shenzhen Vanplex Optoelectronics Co. Ltd | VANPLEX | VPLT-20WBC (3000K) | Linear Replacement Lamp | Four-Foot | Replacement Lamps (plug and play) (UL Type A) | Standard | TRUE | 2545.9 | 114.01 | 22.33 | 4.5 | 0.989 | 2935 | 82.3 | 5 | 50000 | 42324 |  |  | No |  | 3 | 2250 | 112.5 | 20 | 20 | 0.98 | 3000 | 80
PAE26U8M | Shenzhen Vanplex Optoelectronics Co. Ltd | VANPLEX | VPLT-18WBC (3000K) | Linear Replacement Lamp | Four-Foot | Replacement Lamps (plug and play) (UL Type A) | Standard | TRUE | 2285.1 | 113.63 | 20.11 | 5.2 | 0.987 | 2910 | 82.2 | 5 | 50000 | 42324 |  |  | No |  | 3 | 2050 | 113.89 | 18 | 20 | 0.98 | 3000 | 80
PKCBXCJT | Shenzhen Syhdee Co.Ltd. | SYHDEE | SYH-GL08-AC1215(3000K) | Linear Replacement Lamp | Four-Foot | Replacement Lamps (plug and play) (UL Type A) | Standard | TRUE | 1824.6 | 103.14 | 17.69 | 5.8 | 0.983 | 3010 | 81.2 | 5 | 50000 | 42324 |  |  | No |  | 3 | 1750 | 116.6667 | 17.69 | 15 | 0.9 | 3000 | 81
P77G86T1 | Shenzhen Vanplex Optoelectronics Co. Ltd | VANPLEX | VPLT-15WBC (3000K) | Linear Replacement Lamp | Four-Foot | Replacement Lamps (plug and play) (UL Type A) | Standard | TRUE | 2072.2 | 121.11 | 17.11 | 6.1 | 0.981 | 2995 | 82.6 | 5 | 50000 | 42324 |  |  | No |  | 3 | 1750 | 116.67 | 15 | 20 | 0.98 | 3000 | 80
PMA9M7KJ | Halco Lighting Technologies | ProLED | T8FR17/830/DIR/LED | Linear Replacement Lamp | Four-Foot | Replacement Lamps (plug and play) (UL Type A) | Standard | TRUE | 1818 | 106.07 | 17.14 | 5.96 | 0.98 | 3086 | 85.5 | 5 | 50000 | 42324 |  |  | No |  | 3 | 1800 | 104 | 17.2 | 20 | 0.9 | 3000 | 83
PA9RAMUY | Shine Glory Lighting CO LTD | Shine Glory | SH-Tube-18W1200 THSS 30C | Linear Replacement Lamp | Four-Foot | Internal Driver Lamp-Style Retrofit Kits (UL Type B) | Standard | TRUE | 1775 | 109.598 | 16.2 | 12.5 | 0.967 | 2990 | 81 | 5 | 50000 | 42324 |  |  | NotYetVerified |  | 3 | 1750 | 100 | 18 |  | 0.95 | 3000 | 80
PDK66JPA | Shine Glory Lighting CO LTD | Shine Glory | SH-Tube-18W1200 THSS 30F | Linear Replacement Lamp | Four-Foot | Internal Driver Lamp-Style Retrofit Kits (UL Type B) | Standard | TRUE | 1620 | 99.98 | 16.2 | 12.8 | 0.961 | 2978 | 81 | 5 | 50000 | 42324 |  |  | NotYetVerified |  | 3 | 1600 | 100 | 18 |  | 0.95 | 3000 | 80
P1N2XGJZ | Shine Glory Lighting CO LTD | Shine Glory | SH-Tube-22W1200 THSS 30F | Linear Replacement Lamp | Four-Foot | Internal Driver Lamp-Style Retrofit Kits (UL Type B) | Standard | TRUE | 2189.11 | 97.73 | 22.4 | 14.5 | 0.96 | 3103 | 82.6 | 5 | 50000 | 42324 |  |  | NotYetVerified |  | 3 | 2150 | 100 | 21.5 | 20 | 0.95 | 3000 | 80
PJ2Z94UB | Shine Glory Lighting CO LTD | Shine Glory | SH-Tube-22W1200 THSS 30C | Linear Replacement Lamp | Four-Foot | Internal Driver Lamp-Style Retrofit Kits (UL Type B) | Standard | TRUE | 2310.27 | 102.68 | 22.5 | 18.1 | 0.95 | 3127 | 82.1 | 5 | 50000 | 42324 |  |  | NotYetVerified |  | 3 | 2250 | 100 | 22.5 | 20 | 0.9 | 3000
PAC66NW3 | ePower Manufacturing LLC | ePower | EPM-T8LED-4-18-40-C | Linear Replacement Lamp | Four-Foot | Internal Driver Lamp-Style Retrofit Kits (UL Type B) | Standard | TRUE | 2226 | 124.89 | 17.82 | 16.56 | 0.9388 | 4055 | 84.1 | 5 | 50000 | 42324 |  |  | NotYetVerified | Internal Driver | 3 | 2226 | 130 | 18 |  | 0.9 | 4000 | 80
PSB71UGN | ePower Manufacturing LLC | ePower | EPM-T8LED-4-14-40-F | Linear Replacement Lamp | Four-Foot | Internal Driver Lamp-Style Retrofit Kits (UL Type B) | Standard | TRUE | 1660 | 116.46 | 14.25 | 18.3 | 0.9315 | 4021 | 84.5 | 5 | 50000 | 42324 |  |  | NotYetVerified | Internal Driver | 3 | 1660 | 116.46 | 14.25 | 18.3 | 0.9315 | 4000 | 84.5
PQD41MY3 | ePower Manufacturing LLC | ePower | EPM-T8LED-4-18-40-F | Linear Replacement Lamp | Four-Foot | Internal Driver Lamp-Style Retrofit Kits (UL Type B) | Standard | TRUE | 2095 | 116.13 | 18.04 | 15.64 | 0.9314 | 4017 | 84.4 | 5 | 50000 | 42324 |  |  | NotYetVerified | Internal Driver | 3 | 2095 | 130 | 18 |  | 0.9 | 4000 | 80
P7FR3H6R | ePower Manufacturing LLC | ePower | EPM-T8LED-4-14-40-C | Linear Replacement Lamp | Four-Foot | Internal Driver Lamp-Style Retrofit Kits (UL Type B) | Standard | TRUE | 1709 | 121.03 | 14.12 | 18.95 | 0.9174 | 4068 | 84.1 | 5 | 50000 | 42324 |  |  | NotYetVerified | Internal Driver | 3 | 1709 | 121.03 | 14.12 | 18.95 | 0.9174 | 4000 | 84.1
PF6ABAGZ | Halco Lighting Technologies | ProLED | T8FR15/830/BYP/LED | Linear Replacement Lamp | Four-Foot | Internal Driver Lamp-Style Retrofit Kits (UL Type B) | Standard | TRUE | 1729 | 112.86 | 15.32 | 16.03 | 0.9048 | 3079 | 85.1 | 5 | 50000 | 42324 |  |  | No |  | 3 | 1726 | 112.96 | 15 | 16.03 | 0.9048 | 3000 | 85.1
P2PRX297 | Shenzhen Vanplex Optoelectronics Co. Ltd | VANPLEX | VPLT-20WBC (5000K) | Linear Replacement Lamp | Four-Foot | Replacement Lamps (plug and play) (UL Type A) | Standard | FALSE | [9 empty] | 42324 |  |  | No |  | 3 | 2500 | 125 | 20 | 20 | 0.98 | 5000 | 80
PJP9GSKR | Shenzhen Vanplex Optoelectronics Co. Ltd | VANPLEX | VPLT-18WBC (5000K) | Linear Replacement Lamp | Four-Foot | Replacement Lamps (plug and play) (UL Type A) | Standard | FALSE | [9 empty] | 42324 |  |  | No |  | 3 | 2250 | 125 | 18 | 20 | 0.98 | 5000 | 80
P1BF7MZA | Shenzhen Vanplex Optoelectronics Co. Ltd | VANPLEX | VPLT-15WBC (5000K) | Linear Replacement Lamp | Four-Foot | Replacement Lamps (plug and play) (UL Type A) | Standard | FALSE | [9 empty] | 42324 |  |  | No |  | 3 | 1850 | 123.33 | 15 | 20 | 0.98 | 5000 | 80
PAUE57F3 | Shenzhen Vanplex Optoelectronics Co. Ltd | VANPLEX | VPLT-20WBC (4500K) | Linear Replacement Lamp | Four-Foot | Replacement Lamps (plug and play) (UL Type A) | Standard | FALSE | [9 empty] | 42324 |  |  | No |  | 3 | 2500 | 125 | 20 | 20 | 0.98 | 4500 | 80
PV326ETU | Shenzhen Vanplex Optoelectronics Co. Ltd | VANPLEX | VPLT-18WBC (4500K) | Linear Replacement Lamp | Four-Foot | Replacement Lamps (plug and play) (UL Type A) | Standard | FALSE | [9 empty] | 42324 |  |  | No |  | 3 | 2250 | 125 | 18 | 20 | 0.98 | 4500 | 80
PMA9QR38 | Shenzhen Vanplex Optoelectronics Co. Ltd | VANPLEX | VPLT-15WBC (4500K) | Linear Replacement Lamp | Four-Foot | Replacement Lamps (plug and play) (UL Type A) | Standard | FALSE | [9 empty] | 42324 |  |  | No |  | 3 | 1850 | 123.33 | 15 | 20 | 0.98 | 4500 | 80
PTV8SY4Y | Shenzhen Vanplex Optoelectronics Co. Ltd | VANPLEX | VPLT-20WBC (4000K) | Linear Replacement Lamp | Four-Foot | Replacement Lamps (plug and play) (UL Type A) | Standard | FALSE | [9 empty] | 42324 |  |  | No |  | 3 | 2500 | 125 | 20 | 20 | 0.98 | 4000 | 80
P72VM4EW | Shenzhen Vanplex Optoelectronics Co. Ltd | VANPLEX | VPLT-18WBC (4000K) | Linear Replacement Lamp | Four-Foot | Replacement Lamps (plug and play) (UL Type A) | Standard | FALSE | [9 empty] | 42324 |  |  | No |  | 3 | 2250 | 125 | 18 | 20 | 0.98 | 4000 | 80
PQYR9J9Q | Shenzhen Vanplex Optoelectronics Co. Ltd | VANPLEX | VPLT-15WBC (4000K) | Linear Replacement Lamp | Four-Foot | Replacement Lamps (plug and play) (UL Type A) | Standard | FALSE | [9 empty] | 42324 |  |  | No |  | 3 | 1850 | 123.33 | 15 | 20 | 0.98 | 4000 | 80
P1ZX13NN | Shenzhen Vanplex Optoelectronics Co. Ltd | VANPLEX | VPLT-20WBC (3500K) | Linear Replacement Lamp | Four-Foot | Replacement Lamps (plug and play) (UL Type A) | Standard | FALSE | [9 empty] | 42324 |  |  | No |  | 3 | 2250 | 112.5 | 20 | 20 | 0.98 | 3500 | 80
PGDBPQWE | Shenzhen Vanplex Optoelectronics Co. Ltd | VANPLEX | VPLT-18WBC (3500K) | Linear Replacement Lamp | Four-Foot | Replacement Lamps (plug and play) (UL Type A) | Standard | FALSE | [9 empty] | 42324 |  |  | No |  | 3 | 2050 | 113.89 | 18 | 20 | 0.98 | 3500 | 80
PR935BD7 | Shenzhen Vanplex Optoelectronics Co. Ltd | VANPLEX | VPLT-15WBC (3500K) | Linear Replacement Lamp | Four-Foot | Replacement Lamps (plug and play) (UL Type A) | Standard | FALSE | [9 empty] | 42324 |  |  | No |  | 3 | 1750 | 116.67 | 15 | 20 | 0.98 | 3500 | 80
P5ECKQY4 | Shine Glory Lighting CO LTD | Shine Glory | SH-Tube-22W1200 THSS 50F | Linear Replacement Lamp | Four-Foot | Internal Driver Lamp-Style Retrofit Kits (UL Type B) | Standard | FALSE | [9 empty] | 42324 |  |  | NotYetVerified |  | 3 | 2350 | 109.3 | 21.5 | 20 | 0.95 | 5000 | 80
PEXJY4TN | Shine Glory Lighting CO LTD | Shine Glory | SH-Tube-18W1200 THSS 50C | Linear Replacement Lamp | Four-Foot | Internal Driver Lamp-Style Retrofit Kits (UL Type B) | Standard | FALSE | [9 empty] | 42324 |  |  | NotYetVerified |  | 3 | 2000 | 100 | 18 |  | 0.95 | 5000 | 80
PZW7857A | Shine Glory Lighting CO LTD | Shine Glory | SH-Tube-18W1200 THSS 50F | Linear Replacement Lamp | Four-Foot | Internal Driver Lamp-Style Retrofit Kits (UL Type B) | Standard | FALSE | [9 empty] | 42324 |  |  | NotYetVerified |  | 3 | 1800 | 100 | 18 |  | 0.95 | 5000 | 80
PFZCZA7N | Shine Glory Lighting CO LTD | Shine Glory | SH-Tube-22W1200 THSS 50C | Linear Replacement Lamp | Four-Foot | Internal Driver Lamp-Style Retrofit Kits (UL Type B) | Standard | FALSE | [9 empty] | 42324 |  |  | NotYetVerified |  | 3 | 2450 | 108 | 22.5 | 20 | 0.9 | 5000
P3DSTV4C | Shine Glory Lighting CO LTD | Shine Glory | SH-Tube-22W1200 THSS 40F | Linear Replacement Lamp | Four-Foot | Internal Driver Lamp-Style Retrofit Kits (UL Type B) | Standard | FALSE | [9 empty] | 42324 |  |  | NotYetVerified |  | 3 | 2250 | 104.5 | 21.5 | 20 | 0.95 | 4000 | 80
PXTYRFMD | Shine Glory Lighting CO LTD | Shine Glory | SH-Tube-18W1200 THSS 40C | Linear Replacement Lamp | Four-Foot | Internal Driver Lamp-Style Retrofit Kits (UL Type B) | Standard | FALSE | [9 empty] | 42324 |  |  | NotYetVerified |  | 3 | 1800 | 100 | 18 |  | 0.95 | 4000 | 80
PFTR7SDD | Shine Glory Lighting CO LTD | Shine Glory | SH-Tube-18W1200 THSS 40F | Linear Replacement Lamp | Four-Foot | Internal Driver Lamp-Style Retrofit Kits (UL Type B) | Standard | FALSE | [9 empty] | 42324 |  |  | NotYetVerified |  | 3 | 1650 | 100 | 18 |  | 0.95 | 4000 | 80
PT4C2J1W | Shine Glory Lighting CO LTD | Shine Glory | SH-Tube-22W1200 THSS 40C | Linear Replacement Lamp | Four-Foot | Internal Driver Lamp-Style Retrofit Kits (UL Type B) | Standard | FALSE | [9 empty] | 42324 |  |  | NotYetVerified |  | 3 | 2350 | 104 | 22.5 | 20 | 0.9 | 4000
PZGJDRK1 | Shine Glory Lighting CO LTD | Shine Glory | SH-Tube-18W1200 THSS 35F | Linear Replacement Lamp | Four-Foot | Internal Driver Lamp-Style Retrofit Kits (UL Type B) | Standard | FALSE | [9 empty] | 42324 |  |  | NotYetVerified |  | 3 | 1800 | 100 | 18 |  | 0.95 | 3500 | 80
P7YYTXEF | Shine Glory Lighting CO LTD | Shine Glory | SH-Tube-18W1200 THSS 35C | Linear Replacement Lamp | Four-Foot | Internal Driver Lamp-Style Retrofit Kits (UL Type B) | Standard | FALSE | [9 empty] | 42324 |  |  | NotYetVerified |  | 3 | 1800 | 100 | 18 |  | 0.9 | 3500 | 80
PMDN91JQ | Shenzhen Syhdee Co.Ltd. | SYHDEE | SYH-GL08-AC1215(5000K) | Linear Replacement Lamp | Four-Foot | Replacement Lamps (plug and play) (UL Type A) | Standard | FALSE | [9 empty] | 42324 |  |  | No |  | 3 | 1900 | 126.6667 | 17.69 | 15 | 0.9 | 5000 | 81
PE3S6DQ6 | Shenzhen Syhdee Co.Ltd. | SYHDEE | SYH-GL08-AC1215(4500K) | Linear Replacement Lamp | Four-Foot | Replacement Lamps (plug and play) (UL Type A) | Standard | FALSE | [9 empty] | 42324 |  |  | No |  | 3 | 1900 | 126.6667 | 17.69 | 15 | 0.9 | 4500 | 81
PT8Z9YQ7 | Shenzhen Syhdee Co.Ltd. | SYHDEE | SYH-GL08-AC1215(4000K) | Linear Replacement Lamp | Four-Foot | Replacement Lamps (plug and play) (UL Type A) | Standard | FALSE | [9 empty] | 42324 |  |  | No |  | 3 | 1900 | 126.6667 | 17.69 | 15 | 0.9 | 4000 | 81
PC8MBECA | Shenzhen Syhdee Co.Ltd. | SYHDEE | SYH-GL08-AC1215(3500K) | Linear Replacement Lamp | Four-Foot | Replacement Lamps (plug and play) (UL Type A) | Standard | FALSE | [9 empty] | 42324 |  |  | No |  | 3 | 1750 | 116.6667 | 17.69 | 15 | 0.9 | 3500 | 81
P7PWE5M9 | Halco Lighting Technologies | ProLED | T8FR15/850/BYP/LED | Linear Replacement Lamp | Four-Foot | Internal Driver Lamp-Style Retrofit Kits (UL Type B) | Standard | FALSE | [9 empty] | 42324 |  |  | No |  | 3 | 1813 | 118.42 | 15 | 15.58 | 0.9085 | 5000 | 85.7
PNSYM4PA | Halco Lighting Technologies | ProLED | T8FR17/850/DIR/LED | Linear Replacement Lamp | Four-Foot | Replacement Lamps (plug and play) (UL Type A) | Standard | FALSE | [9 empty] | 42324 |  |  | No |  | 3 | 1800 | 104 | 17.2 | 20 | 0.9 | 5000 | 83
P6B9X5QK | Halco Lighting Technologies | ProLED | T8FR15/840/BYP/LED | Linear Replacement Lamp | Four-Foot | Internal Driver Lamp-Style Retrofit Kits (UL Type B) | Standard | FALSE | [9 empty] | 42324 |  |  | No |  | 3 | 1726 | 112.96 | 15 | 16.03 | 0.9048 | 4000 | 85.1
PG5QRP2A | Halco Lighting Technologies | ProLED | T8FR17/840/DIR/LED | Linear Replacement Lamp | Four-Foot | Replacement Lamps (plug and play) (UL Type A) | Standard | FALSE | [9 empty] | 42324 |  |  | No |  | 3 | 1800 | 104 | 17.2 | 20 | 0.9 | 4000 | 83
PCFCRWNN | Halco Lighting Technologies | ProLED | T8FR15/835/BYP/LED | Linear Replacement Lamp | Four-Foot | Internal Driver Lamp-Style Retrofit Kits (UL Type B) | Standard | FALSE | [9 empty] | 42324 |  |  | No |  | 3 | 1726 | 112.96 | 15 | 16.03 | 0.9048 | 3500 | 85.1
PXQF9GSN | Halco Lighting Technologies | ProLED | T8FR17/835/DIR/LED | Linear Replacement Lamp | Four-Foot | Replacement Lamps (plug and play) (UL Type A) | Standard | FALSE | [9 empty] | 42324 |  |  | No |  | 3 | 1800 | 104 | 17.2 | 20 | 0.9 | 3500 | 83
PV6YQHS3 | ePower Manufacturing LLC | ePower | EPM-T8LED-4-14-50-F | Linear Replacement Lamp | Four-Foot | Internal Driver Lamp-Style Retrofit Kits (UL Type B) | Standard | FALSE | [9 empty] | 42324 | Not Dimmable | Not Dimmable | NotYetVerified |  | 3 | 1693 | 119.53 | 14.16 | 17.53 | 0.9136 | 5000 | 83.9
P8D1ZJCF | ePower Manufacturing LLC | ePower | EPM-T8LED-4-14-50-C | Linear Replacement Lamp | Four-Foot | Internal Driver Lamp-Style Retrofit Kits (UL Type B) | Standard | FALSE | [9 empty] | 42324 | Not Dimmable | Not Dimmable | NotYetVerified |  | 3 | 1754 | 125.02 | 14.03 | 18.64 | 0.9171 | 5000 | 83.4
PCQSJ9T9 | ePower Manufacturing LLC | ePower | EPM-T8LED-4-18-50-C | Linear Replacement Lamp | Four-Foot | Internal Driver Lamp-Style Retrofit Kits (UL Type B) | Standard | FALSE | [9 empty] | 42324 | Not Dimmable | Not Dimmable | NotYetVerified | Internal Driver | 3 | 2274 | 130 | 18 |  | 0.9 | 5000 | 80
PXCFH5TM | ePower Manufacturing LLC | ePower | EPM-T8LED-4-18-50-F | Linear Replacement Lamp | Four-Foot | Internal Driver Lamp-Style Retrofit Kits (UL Type B) | Standard | FALSE | [9 empty] | 42324 | Not Dimmable | Not Dimmable | NotYetVerified | Internal Driver | 3 | 2174 | 130 | 18 |  | 0.9 | 5000 | 80
PA7BVJB8 | Abaco Lighting | ABACO | L32T8-17-8-30-BC-PC | Linear Replacement Lamp | Four-Foot | Replacement Lamps (plug and play) (UL Type A) | Standard | TRUE | 1692.8 | 98.62 | 17.17 | 5.87 | 0.978 | 2825 | 82.7 | 5 | 50000 | 42321 |  |  | NotYetVerified |  | 3 | 1692 | 100 | 17 | 10 | 0.99 | 3000 | 83
PZ4NT73V | JIAXING SUPER LIGHTING ELECTRIC APPLIANCE CO.LTD | SUPER | T8L-IDDM11-1600-4ft-ABA | Linear Replacement Lamp | Four-Foot | Replacement Lamps (plug and play) (UL Type A) | Standard | TRUE | 1849 | 115.2 | 16.05 | 11.53 | 0.9752 | 3066 | 84.6 | 5 | 50000 | 42321 |  |  | No |  | 3 | 1800 | 116 | 15.5 | 20 | 0.9 | 3000 | 83
PUENBSP4 | IEM-Innovation Engineering Modular LLC | IEM Innovation Engineering Modular | T8CL-4F5K-R10W | Linear Replacement Lamp | Four-Foot | Replacement Lamps (plug and play) (UL Type A) | Standard | TRUE | 3385 | 116 | 29.18 | 8.46 | 0.972 | 5043 | 83.7 | 5 | 50000 | 42321 |  |  | No |  | 3 | 1692.5 | 116.0041 | 14.59 | 8.46 | 0.972 | 5043 | 83.7
PFZMEY6D | JIAXING SUPER LIGHTING ELECTRIC APPLIANCE CO.LTD | SUPER | T8L-IDDM11-1600-4ft-EBA | Linear Replacement Lamp | Four-Foot | Replacement Lamps (plug and play) (UL Type A) | Standard | FALSE | [9 empty] | 42321 |  |  | No |  | 3 | 1800 | 116 | 15.5 | 20 | 0.9 | 5000 | 83
P8UM56E5 | JIAXING SUPER LIGHTING ELECTRIC APPLIANCE CO.LTD | SUPER | T8L-IDDM11-1600-4ft-DBA | Linear Replacement Lamp | Four-Foot | Replacement Lamps (plug and play) (UL Type A) | Standard | FALSE | [9 empty] | 42321 |  |  | No |  | 3 | 1800 | 116 | 15.5 | 20 | 0.9 | 4500 | 83
PBTZRFXH | JIAXING SUPER LIGHTING ELECTRIC APPLIANCE CO.LTD | SUPER | T8L-IDDM11-1600-4ft-CBA | Linear Replacement Lamp | Four-Foot | Replacement Lamps (plug and play) (UL Type A) | Standard | FALSE | [9 empty] | 42321 |  |  | No |  | 3 | 1800 | 116 | 15.5 | 20 | 0.9 | 4000 | 83
PP3CP9NM | JIAXING SUPER LIGHTING ELECTRIC APPLIANCE CO.LTD | SUPER | T8L-IDDM11-1600-4ft-BBA | Linear Replacement Lamp | Four-Foot | Replacement Lamps (plug and play) (UL Type A) | Standard | FALSE | [9 empty] | 42321 |  |  | No |  | 3 | 1800 | 116 | 15.5 | 20 | 0.9 | 3500 | 83
PN6PVUT9 | Abaco Lighting | ABACO | L32T8-17-8-50-BC-PC | Linear Replacement Lamp | Four-Foot | Replacement Lamps (plug and play) (UL Type A) | Standard | FALSE | [9 empty] | 42321 | Not Dimmable | Not Dimmable | NotYetVerified |  | 3 | 1734 | 100 | 17 | 10 | 0.99 | 5000 | 84
P9Y2EG8T | Abaco Lighting | ABACO | L32T8-17-8-45-BC-PC | Linear Replacement Lamp | Four-Foot | Replacement Lamps (plug and play) (UL Type A) | Standard | FALSE | [9 empty] | 42321 | Not Dimmable | Not Dimmable | NotYetVerified |  | 3 | 1720 | 100 | 17 | 10 | 0.99 | 4500 | 84
PTJA9HDX | Abaco Lighting | ABACO | L32T8-17-8-40-BC-PC | Linear Replacement Lamp | Four-Foot | Replacement Lamps (plug and play) (UL Type A) | Standard | FALSE | [9 empty] | 42321 | Not Dimmable | Not Dimmable | NotYetVerified | Internal Driver;Operates off existing ballast | 3 | 1710 | 100 | 17 | 10 | 0.99 | 4000 | 83
PASKQ8XH | Abaco Lighting | ABACO | L32T8-17-8-35-BC-PC | Linear Replacement Lamp | Four-Foot | Replacement Lamps (plug and play) (UL Type A) | Standard | FALSE | [9 empty] | 42321 | Not Dimmable | Not Dimmable | NotYetVerified |  | 3 | 1700 | 100 | 17 | 10 | 0.99 | 3500 | 83
P47W1MC2 | LED2 Lighting Group Inc | LED2 | LED2-T8GL-BC-20W-30 (3000K) | Linear Replacement Lamp | Four-Foot | Replacement Lamps (plug and play) (UL Type A) | Standard | TRUE | 2084.7 | 114.86 | 18.15 | 5.2 | 0.984 | 2993 | 81.2 | 5 | 50000 | 42320 |  |  | No |  | 3 | 2050 | 102.5 | 20 | 15 | 0.9 | 3000 | 81
PH5MRM9R | LED2 Lighting Group Inc | LED2 | LED2-T8GL-BC-15W-30 (3000K) | Linear Replacement Lamp | Four-Foot | Replacement Lamps (plug and play) (UL Type A) | Standard | TRUE | 1648.7 | 113.07 | 14.59 | 6.8 | 0.976 | 2980 | 81.2 | 5 | 50000 | 42320 |  |  | No |  | 3 | 1750 | 116.6667 | 15 | 15 | 0.9 | 3000 | 81
PQQN9C2C | Shenzhen Topband Co. Ltd. | TOPBAND | TPLYT104W3A-20WSB(40S) | Linear Replacement Lamp | Four-Foot | 2-lamp External Driver Lamp-Style Retrofit Kits (UL Type C) | Standard | TRUE | 2676 | 129.03 | 20.74 | 13.47 | 0.9116 | 4082 | 82.9 | 5 | 50000 | 42320 |  |  | No |  | 3 | 2676 | 129.03 | 20.74 | 13.47 | 0.9116 | 4082 | 82.9
PTH3E7XQ | Shenzhen Topband Co. Ltd. | TOPBAND | TPDF2T8X4NLA-13WSB(40F) | Linear Replacement Lamp | Four-Foot | Replacement Lamps (plug and play) (UL Type A) | Standard | TRUE | 1595 | 100.13 | 15.93 | 16.75 | 0.9054 | 3986 | 83 | 5 | 50000 | 42320 |  |  | No |  | 3 | 1603 | 100.75 | 15.91 | 16.75 | 0.9054 | 4000 | 82.9
PNPAUQJ7 | Shenzhen Topband Co. Ltd. | TOPBAND | TPDF2T8X4NLA-13WSB(40C) | Linear Replacement Lamp | Four-Foot | Replacement Lamps (plug and play) (UL Type A) | Standard | TRUE | 1847 | 115.87 | 15.94 | 16.66 | 0.9035 | 3982 | 83 | 5 | 50000 | 42320 |  |  | No |  | 3 | 1855 | 116.52 | 15.92 | 16.66 | 0.9035 | 4000 | 82.7
PCW9VVPZ | Shenzhen GCL Electronics Co. Ltd | GCL | SL-TL-003-20W-B(3000K) | Linear Replacement Lamp | Four-Foot | Internal Driver Lamp-Style Retrofit Kits (UL Type B) | Standard | TRUE | 2000.28 | 114.11 | 17.53 | 19.1 | 0.88 | 2939 | 82 | 5 | 50000 | 42320 |  |  | No |  | 3 | 2000 | 100 | 20 | 12 | 0.9 | 3000 | 80
PUXUVW3U | Shenzhen Topband Co. Ltd. | TOPBAND | TPLYT104W3A-20WSB(50S) | Linear Replacement Lamp | Four-Foot | 2-lamp External Driver Lamp-Style Retrofit Kits (UL Type C) | Standard | FALSE | [9 empty] | 42320 |  |  | No |  | 3 | 2732 | 130.78 | 20.89 | 13.65 | 0.9141 | 5159 | 82.9
PX32BET5 | Shenzhen Topband Co. Ltd. | TOPBAND | TPDF2T8X4NLA-13WSB(50F) | Linear Replacement Lamp | Four-Foot | Replacement Lamps (plug and play) (UL Type A) | Standard | FALSE | [9 empty] | 42320 |  |  | No |  | 3 | 1701 | 106.51 | 15.97 | 16.25 | 0.9038 | 5000 | 84.6
PF3B69XP | Shenzhen Topband Co. Ltd. | TOPBAND | TPDF2T8X4NLA-13WSB(50C) | Linear Replacement Lamp | Four-Foot | Replacement Lamps (plug and play) (UL Type A) | Standard | FALSE | [9 empty] | 42320 |  |  | No |  | 3 | 1973 | 122.32 | 16.13 | 16.04 | 0.9019 | 5000 | 84.6
PJ5MZ1ED | Shenzhen GCL Electronics Co. Ltd | GCL | SL-TL-003-20W-B(5000K) | Linear Replacement Lamp | Four-Foot | Internal Driver Lamp-Style Retrofit Kits (UL Type B) | Standard | FALSE | [9 empty] | 42320 | Not Dimmable | Not Dimmable | No |  | 3 | 2100 | 105 | 20 | 12 | 0.9 | 5000 | 80
PFRGUYPB | Shenzhen GCL Electronics Co. Ltd | GCL | SL-TL-003-20W-B(4500K) | Linear Replacement Lamp | Four-Foot | Internal Driver Lamp-Style Retrofit Kits (UL Type B) | Standard | FALSE | [9 empty] | 42320 | Not Dimmable | Not Dimmable | No |  | 3 | 2050 | 102.5 | 20 | 12 | 0.9 | 4500 | 80
PQPK3H86 | Shenzhen GCL Electronics Co. Ltd | GCL | SL-TL-003-20W-B(4000K) | Linear Replacement Lamp | Four-Foot | Internal Driver Lamp-Style Retrofit Kits (UL Type B) | Standard | FALSE | [9 empty] | 42320 | Not Dimmable | Not Dimmable | No |  | 3 | 2050 | 102.5 | 20 | 12 | 0.9 | 4000 | 80
PXK93RSU | Shenzhen GCL Electronics Co. Ltd | GCL | SL-TL-003-20W-B(3500K) | Linear Replacement Lamp | Four-Foot | Internal Driver Lamp-Style Retrofit Kits (UL Type B) | Standard | FALSE | [9 empty] | 42320 | Not Dimmable | Not Dimmable | No |  | 3 | 2000 | 100 | 20 | 12 | 0.9 | 3500 | 80
PTK4SA2K | LED2 Lighting Group Inc | LED2 | LED2-T8GL-BC-20W-50 (5000K) | Linear Replacement Lamp | Four-Foot | Replacement Lamps (plug and play) (UL Type A) | Standard | FALSE | [9 empty] | 42320 | Not Dimmable | Not Dimmable | No |  | 3 | 2150 | 107.5 | 20 | 15 | 0.9 | 5000 | 81
P8YYSQDD | LED2 Lighting Group Inc | LED2 | LED2-T8GL-BC-15W-50 (5000K) | Linear Replacement Lamp | Four-Foot | Replacement Lamps (plug and play) (UL Type A) | Standard | FALSE | [9 empty] | 42320 | Not Dimmable | Not Dimmable | No |  | 3 | 1900 | 126.66 | 15 | 15 | 0.9 | 5000 | 81
P68S4B4R | LED2 Lighting Group Inc | LED2 | LED2-T8GL-BC-20W-40 (4000K) | Linear Replacement Lamp | Four-Foot | Replacement Lamps (plug and play) (UL Type A) | Standard | FALSE | [9 empty] | 42320 | Not Dimmable | Not Dimmable | No |  | 3 | 2150 | 107.5 | 20 | 15 | 0.9 | 4000 | 81
PW43AM9U | LED2 Lighting Group Inc | LED2 | LED2-T8GL-BC-15W-40 (4000K) | Linear Replacement Lamp | Four-Foot | Replacement Lamps (plug and play) (UL Type A) | Standard | FALSE | [9 empty] | 42320 | Not Dimmable | Not Dimmable | No |  | 3 | 1900 | 126.66 | 15 | 15 | 0.9 | 4000 | 81
PEDCQ69Q | LED2 Lighting Group Inc | LED2 | LED2-T8GL-BC-20W-35 (3500K) | Linear Replacement Lamp | Four-Foot | Replacement Lamps (plug and play) (UL Type A) | Standard | FALSE | [9 empty] | 42320 | Not Dimmable | Not Dimmable | No |  | 3 | 2050 | 102.5 | 20 | 15 | 0.9 | 3500 | 81
P7QHPVTJ | LED2 Lighting Group Inc | LED2 | LED2-T8GL-BC-15W-35 (3500K) | Linear Replacement Lamp | Four-Foot | Replacement Lamps (plug and play) (UL Type A) | Standard | FALSE | [9 empty] | 42320 | Not Dimmable | Not Dimmable | No |  | 3 | 1750 | 116.66 | 15 | 15 | 0.9 | 3500 | 81
P7F7TYJD | Lighting & Supplies Inc. dba Sunshine Lighting Co. | Sunlite | T8/LED/4'/12W/IS/EM/DLC/30K | Linear Replacement Lamp | Four-Foot | Replacement Lamps (plug and play) (UL Type A) | Standard | TRUE | 1844.5 | 108.31 | 17.03 | 5.93 | 0.98 | 3062 | 85.5 | 5 | 50000 | 42319 |  |  | No |  | 3 | 1830 | 106 | 17.2 | 20 | 0.9 | 3000 | 83
PMQYME9Z | Topaz Lighting Corp. | Topaz | L4T5E/830/27/U/F-70 | Linear Replacement Lamp | Four-Foot | Replacement Lamps (plug and play) (UL Type A) | Standard | TRUE | 3101 | 106.5 | 29.11 | 16.59 | 0.9662 | 2981 | 82.9 | 5 | 50000 | 42319 |  |  | No |  | 3 | 3100 | 100 | 30 | 20 | 0.9 | 3000 | 83
PD24YPK6 | Topaz Lighting Corp. | Topaz | L4T8B/830/18/F/G5-70 | Linear Replacement Lamp | Four-Foot | Internal Driver Lamp-Style Retrofit Kits (UL Type B) | Standard | TRUE | 2128.922 | 110.714 | 19.229 | 16.39 | 0.9107 | 2973 | 81.6 | 5 | 50000 | 42319 |  |  | NotYetVerified | Internal Driver | 3 | 1915 | 100 | 18 | 16.39 | 0.969 | 3000 | 82
PZWQDWKS | P.Q.L. Inc. | Superior Life® | 90578 | Linear Replacement Lamp | Four-Foot | Internal Driver Lamp-Style Retrofit Kits (UL Type B) | Standard | TRUE | 1821 | 145.8 | 12.49 | 19.75 | 0.9256 | 3125 | 82.1 | 5 | 50000 | 42319 |  |  | No | Updated on 02/21/2017 | 4 | 1700 | 140 | 12 | 20 | 0.9 | 3000 | 82
PP7UXPWV | Foshan Naturaled Electric Co.Ltd | Naturaled | LED14T8/FR17/840 | Linear Replacement Lamp | Four-Foot | Internal Driver Lamp-Style Retrofit Kits (UL Type B) | Standard | TRUE | 1700.98 | 121.59 | 13.99 | 12.3 | 0.902 | 4031 | 83 | 5 | 50000 | 42319 |  |  | NotYetVerified |  | 3 | 1600 | 100 | 14 | 8 | 0.902 | 4000 | 80
PH7HV94R | Shenzhen Syhdee Co.Ltd. | SYHDEE | SYH-GT08-EP1215N-1(3000K) | Linear Replacement Lamp | Four-Foot | 2-lamp External Driver Lamp-Style Retrofit Kits (UL Type C) | Standard | TRUE | 1682.7 | 116.69 | 14.42 | 13 | 0.884 | 2984 | 80 | 5 | 50000 | 42319 |  |  | No |  | 3 | 1650 | 110 | 15 | 15 | 0.9 | 3000 | 81
PA75MRRS | Topaz Lighting Corp. | Topaz | L4T5E/850/27/U/F-70 | Linear Replacement Lamp | Four-Foot | Replacement Lamps (plug and play) (UL Type A) | Standard | FALSE | [9 empty] | 42319 |  |  | No |  | 3 | 3400 | 100 | 30 | 20 | 0.9 | 5000 | 83
PXWVYZHK | Topaz Lighting Corp. | Topaz | L4T8B/850/18/F/G5-70 | Linear Replacement Lamp | Four-Foot | Internal Driver Lamp-Style Retrofit Kits (UL Type B) | Standard | FALSE | [9 empty] | 42319 |  |  | NotYetVerified | Internal Driver | 3 | 2000 | 100 | 18 | 16.39 | 0.968 | 5000 | 82
PTDKEJGM | Topaz Lighting Corp. | Topaz | L4T5E/840/27/U/F-70 | Linear Replacement Lamp | Four-Foot | Replacement Lamps (plug and play) (UL Type A) | Standard | FALSE | [9 empty] | 42319 |  |  | No |  | 3 | 3250 | 100 | 30 | 20 | 0.9 | 4000 | 83
PJQYJGTU | Topaz Lighting Corp. | Topaz | L4T8B/840/18/F/G5-70 | Linear Replacement Lamp | Four-Foot | Internal Driver Lamp-Style Retrofit Kits (UL Type B) | Standard | FALSE | [9 empty] | 42319 |  |  | NotYetVerified |  | 3 | 1915 | 100 | 18 | 16.39 | 0.969 | 4000 | 82
PAGV6E8Q | Topaz Lighting Corp. | Topaz | L4T5E/835/27/U/F-70 | Linear Replacement Lamp | Four-Foot | Replacement Lamps (plug and play) (UL Type A) | Standard | FALSE | [9 empty] | 42319 |  |  | No |  | 3 | 3150 | 100 | 30 | 20 | 0.9 | 3500 | 83
PAYJW624 | Topaz Lighting Corp. | Topaz | L4T8B/835/18/F/G5-70 | Linear Replacement Lamp | Four-Foot | Internal Driver Lamp-Style Retrofit Kits (UL Type B) | Standard | FALSE | [9 empty] | 42319 |  |  | NotYetVerified |  | 3 | 1915 | 100 | 18 | 16.39 | 0.969 | 3500 | 82
PTXGX9ZM | Lighting & Supplies Inc. dba Sunshine Lighting Co. | Sunlite | T8/LED/4'/12W/IS/EM/DLC/50K | Linear Replacement Lamp | Four-Foot | Replacement Lamps (plug and play) (UL Type A) | Standard | FALSE | [9 empty] | 42319 |  |  | No |  | 3 | 1830 | 106 | 17.2 | 20 | 0.9 | 5000 | 83
PABHUQQ3 | Lighting & Supplies Inc. dba Sunshine Lighting Co. | Sunlite | T8/LED/4'/12W/IS/EM/DLC/45K | Linear Replacement Lamp | Four-Foot | Replacement Lamps (plug and play) (UL Type A) | Standard | FALSE | [9 empty] | 42319 |  |  | No |  | 3 | 1830 | 106 | 17.2 | 20 | 0.9 | 4500 | 83
P3WWDTC9 | Lighting & Supplies Inc. dba Sunshine Lighting Co. | Sunlite | T8/LED/4'/12W/IS/EM/DLC/40K | Linear Replacement Lamp | Four-Foot | Replacement Lamps (plug and play) (UL Type A) | Standard | FALSE | [9 empty] | 42319 |  |  | No |  | 3 | 1830 | 106 | 17.2 | 20 | 0.9 | 4000 | 83
P6CPUD4G | Lighting & Supplies Inc. dba Sunshine Lighting Co. | Sunlite | T8/LED/4'/12W/IS/EM/DLC/35K | Linear Replacement Lamp | Four-Foot | Replacement Lamps (plug and play) (UL Type A) | Standard | FALSE | [9 empty] | 42319 |  |  | No |  | 3 | 1830 | 106 | 17.2 | 20 | 0.9 | 3500 | 83
PQF7EE6V | Shenzhen Syhdee Co.Ltd. | SYHDEE | SYH-GT08-EP1215N-1(5000K) | Linear Replacement Lamp | Four-Foot | 2-lamp External Driver Lamp-Style Retrofit Kits (UL Type C) | Standard | FALSE | [9 empty] | 42319 |  |  | No |  | 3 | 1850 | 123.3333 | 15 | 15 | 0.9 | 5000 | 81
PEZ9J5KN | Shenzhen Syhdee Co.Ltd. | SYHDEE | SYH-GT08-EP1215N-1(4500K) | Linear Replacement Lamp | Four-Foot | 2-lamp External Driver Lamp-Style Retrofit Kits (UL Type C) | Standard | FALSE | [9 empty] | 42319 |  |  | No |  | 3 | 1850 | 123.3333 | 15 | 15 | 0.9 | 4500 | 81
PR4CP7X7 | Shenzhen Syhdee Co.Ltd. | SYHDEE | SYH-GT08-EP1215N-1(4000K) | Linear Replacement Lamp | Four-Foot | 2-lamp External Driver Lamp-Style Retrofit Kits (UL Type C) | Standard | FALSE | [9 empty] | 42319 |  |  | No |  | 3 | 1850 | 123.3333 | 15 | 15 | 0.9 | 4000 | 81
PN39RA6G | Shenzhen Syhdee Co.Ltd. | SYHDEE | SYH-GT08-EP1215N-1(3500K) | Linear Replacement Lamp | Four-Foot | 2-lamp External Driver Lamp-Style Retrofit Kits (UL Type C) | Standard | FALSE | [9 empty] | 42319 |  |  | No |  | 3 | 1650 | 110 | 15 | 15 | 0.9 | 3500 | 81
PFYBMVRD | P.Q.L. Inc. | Superior Life® | 90568 | Linear Replacement Lamp | Four-Foot | Internal Driver Lamp-Style Retrofit Kits (UL Type B) | Standard | FALSE | [9 empty] | 42319 |  |  | No | Updated on 02/21/2017 | 4 | 1800 | 150 | 12 | 20 | 0.9 | 5000 | 82
PWJ7TPRB | P.Q.L. Inc. | Superior Life® | 90567 | Linear Replacement Lamp | Four-Foot | Internal Driver Lamp-Style Retrofit Kits (UL Type B) | Standard | FALSE | [9 empty] | 42319 |  |  | No | Updated on 02/21/2017 | 4 | 1800 | 150 | 12 | 20 | 0.9 | 4000 | 82
PKN16PND | Foshan Naturaled Electric Co.Ltd | Naturaled | LED14T8/FR17/850 | Linear Replacement Lamp | Four-Foot | Internal Driver Lamp-Style Retrofit Kits (UL Type B) | Standard | FALSE | [9 empty] | 42319 |  |  | NotYetVerified |  | 3 | 1600 | 100 | 14 | 8 | 0.902 | 5000 | 80
PG8YMGZA | ELB Electronics Inc. | ELB | LED T8E-17-830-FHF | Linear Replacement Lamp | Four-Foot | Replacement Lamps (plug and play) (UL Type A) | Standard | TRUE | 1863.9 | 107.6 | 17.32 | 13.04 | 0.978 | 3021 | 82.4 | 5 | 50000 | 42317 |  |  | No | LED T8E-48-17-830-FHF | 3 | 1700 | 100 | 17 | 20 | 0.99 | 3500 | 80
PAWYZVJV | Archipelago Lighting Inc. | ARCHIPELAGO | LT8F160030K2 | Linear Replacement Lamp | Four-Foot | Replacement Lamps (plug and play) (UL Type A) | Standard | TRUE | 1779 | 101.7 | 17.5 | 13.71 | 0.9661 | 2979 | 83.5 | 5 | 50000 | 42317 |  |  | No |  | 3 | 1600 | 100 | 16 | 20 | 0.9 | 3000 | 83
PKF9WT7E | SMART SENSE CONCEPTS | SMART SENSE CONCEPTS | BLC-RT8-EOGL-30 | Linear Replacement Lamp | Four-Foot | Dual Mode Internal Driver (UL Type A and Type B) | Standard | TRUE | 1782 | 141.09 | 12.63 | 16.59 | 0.9132 | 3098 | 84 | 5 | 50000 | 42317 |  |  | NotYetVerified |  | 3 | 1782 | 141.09 | 12.63 | 16.59 | 0.9182 | 3000 | 83.6
P4YJ8PHE | SMART SENSE CONCEPTS | SMART SENSE CONCEPTS | BLC-RT8-HOGL-30 | Linear Replacement Lamp | Four-Foot | Dual Mode Internal Driver (UL Type A and Type B) | Standard | TRUE | 2030 | 110.63 | 18.42 | 19.93 | 0.9075 | 3109 | 83 | 5 | 50000 | 42317 |  |  | NotYetVerified |  | 3 | 2187 | 119.18 | 18.35 | 19.93 | 0.9075 | 3000 | 82.7
P1582YWE | Origin Group IntÂ?l Inc | ARC Lighting | TU4816FR30 | Linear Replacement Lamp | Four-Foot | Internal Driver Lamp-Style Retrofit Kits (UL Type B) | Standard | TRUE | 1760 | 111.37 | 15.8 | 24.22 | 0.8875 | 2940 | 82.2 | 5 | 50000 | 42317 |  |  | No |  | 3 | 1760 | 111.37 | 15.8 | 24.67 | 0.8854 | 2940 | 82.2
PCAAQQ9T | Origin Group IntÂ?l Inc | ARC Lighting | TU4818FR30 | Linear Replacement Lamp | Four-Foot | Internal Driver Lamp-Style Retrofit Kits (UL Type B) | Standard | TRUE | 1938.5 | 108.48 | 17.87 | 23.8 | 0.884 | 2912 | 83.2 | 5 | 50000 | 42317 |  |  | NotYetVerified |  | 3 | 1900 | 108.48 | 18 | 20 | 0.9 | 3000 | 80
P9MCJJJH | SMART SENSE CONCEPTS | SMART SENSE CONCEPTS | BLC-RT8-HOGL-50 | Linear Replacement Lamp | Four-Foot | Dual Mode Internal Driver (UL Type A and Type B) | Standard | FALSE | [9 empty] | 42317 |  |  | NotYetVerified |  | 3 | 2361 | 128.18 | 18.42 | 19.57 | 0.9095 | 5000 | 82.6
PEGCZTC7 | SMART SENSE CONCEPTS | SMART SENSE CONCEPTS | BLC-RT8-EOGL-50 | Linear Replacement Lamp | Four-Foot | Dual Mode Internal Driver (UL Type A and Type B) | Standard | FALSE | [9 empty] | 42317 |  |  | NotYetVerified |  | 3 | 1892 | 148.63 | 12.73 | 16.09 | 0.9137 | 5000 | 82.1
P3FVTEWG | SMART SENSE CONCEPTS | SMART SENSE CONCEPTS | BLC-RT8-EOGL-45 | Linear Replacement Lamp | Four-Foot | Dual Mode Internal Driver (UL Type A and Type B) | Standard | FALSE | [9 empty] | 42317 |  |  | NotYetVerified |  | 3 | 1782 | 141.09 | 12.63 | 16.59 | 0.9182 | 4500 | 83.6
PAQDPM8F | SMART SENSE CONCEPTS | SMART SENSE CONCEPTS | BLC-RT8-HOGL-45 | Linear Replacement Lamp | Four-Foot | Dual Mode Internal Driver (UL Type A and Type B) | Standard | FALSE | [9 empty] | 42317 |  |  | NotYetVerified |  | 3 | 2187 | 119.18 | 18.35 | 19.93 | 0.9075 | 4500 | 82.7
PCGD5H88 | SMART SENSE CONCEPTS | SMART SENSE CONCEPTS | BLC-RT8-EOGL-40 | Linear Replacement Lamp | Four-Foot | Dual Mode Internal Driver (UL Type A and Type B) | Standard | FALSE | [9 empty] | 42317 |  |  | NotYetVerified |  | 3 | 1782 | 141.09 | 12.63 | 16.59 | 0.9182 | 4000 | 83.6
PJC837PS | SMART SENSE CONCEPTS | SMART SENSE CONCEPTS | BLC-RT8-HOGL-40 | Linear Replacement Lamp | Four-Foot | Dual Mode Internal Driver (UL Type A and Type B) | Standard | FALSE | [9 empty] | 42317 |  |  | NotYetVerified |  | 3 | 2187 | 119.18 | 18.35 | 19.93 | 0.9075 | 4000 | 82.7
PMFQ32NG | SMART SENSE CONCEPTS | SMART SENSE CONCEPTS | BLC-RT8-EOGL-35 | Linear Replacement Lamp | Four-Foot | Dual Mode Internal Driver (UL Type A and Type B) | Standard | FALSE | [9 empty] | 42317 |  |  | NotYetVerified |  | 3 | 1782 | 141.09 | 12.63 | 16.59 | 0.9182 | 3500 | 83.6
P5P2CWXK | SMART SENSE CONCEPTS | SMART SENSE CONCEPTS | BLC-RT8-HOGL-35 | Linear Replacement Lamp | Four-Foot | Dual Mode Internal Driver (UL Type A and Type B) | Standard | FALSE | [9 empty] | 42317 |  |  | NotYetVerified |  | 3 | 2187 | 119.18 | 18.35 | 19.93 | 0.9075 | 3500 | 82.7
PXS5US2G | Origin Group IntÂ?l Inc | ARC Lighting | TU4818FR40 | Linear Replacement Lamp | Four-Foot | Internal Driver Lamp-Style Retrofit Kits (UL Type B) | Standard | FALSE | [9 empty] | 42317 |  |  | NotYetVerified |  | 3 | 1900 | 108.48 | 18 | 20 | 0.9 | 4000 | 80
P26ZT3BE | Origin Group IntÂ?l Inc | ARC Lighting | TU4816FR40 | Linear Replacement Lamp | Four-Foot | Internal Driver Lamp-Style Retrofit Kits (UL Type B) | Standard | FALSE | [9 empty] | 42317 |  |  | No |  | 3 | 1760 | 111.37 | 15.8 | 24.67 | 0.8854 | 4000 | 82.2
PNE42JCJ | Archipelago Lighting Inc. | ARCHIPELAGO | LT8F160050K2 | Linear Replacement Lamp | Four-Foot | Replacement Lamps (plug and play) (UL Type A) | Standard | FALSE | [9 empty] | 42317 |  |  | No |  | 3 | 1800 | 112.5 | 16 | 20 | 0.9 | 5000 | 83
P6AXWUXQ | Archipelago Lighting Inc. | ARCHIPELAGO | LT8F160041K2 | Linear Replacement Lamp | Four-Foot | Replacement Lamps (plug and play) (UL Type A) | Standard | FALSE | [9 empty] | 42317 |  |  | No |  | 3 | 1700 | 106.3 | 16 | 20 | 0.9 | 4000 | 83
PG71A5SJ | Archipelago Lighting Inc. | ARCHIPELAGO | LT8F160035K2 | Linear Replacement Lamp | Four-Foot | Replacement Lamps (plug and play) (UL Type A) | Standard | FALSE | [9 empty] | 42317 |  |  | No |  | 3 | 1650 | 103.1 | 16 | 20 | 0.9 | 3500 | 83
PVMBRSGU | ELB Electronics Inc. | ELB | LED T8E-17-850-FHF | Linear Replacement Lamp | Four-Foot | Replacement Lamps (plug and play) (UL Type A) | Standard | FALSE | [9 empty] | 42317 |  |  | No | LED T8E-48-17-850-FHF | 3 | 1700 | 100 | 17 | 20 | 0.99 | 5000 | 80
P4YPXYCF | ELB Electronics Inc. | ELB | LED T8E-17-840-FHF | Linear Replacement Lamp | Four-Foot | Replacement Lamps (plug and play) (UL Type A) | Standard | FALSE | [9 empty] | 42317 |  |  | No |  | 3 | 1700 | 100 | 17 | 20 | 0.99 | 4000 | 80
PD3867J5 | ELB Electronics Inc. | ELB | LED T8E-17-835-FHF | Linear Replacement Lamp | Four-Foot | Replacement Lamps (plug and play) (UL Type A) | Standard | FALSE | [9 empty] | 42317 |  |  | No |  | 3 | 1700 | 100 | 17 | 20 | 0.99 | 3500 | 80
P4RKVJ4V | Shenzhen Syhdee Co.Ltd. | SYHDEE | SYH-GL08-DC1220(3000K) | Linear Replacement Lamp | Four-Foot | Replacement Lamps (plug and play) (UL Type A) | Standard | TRUE | 2084.7 | 114.86 | 18.15 | 5.2 | 0.984 | 2993 | 81.2 | 5 | 50000 | 42314 |  |  | No |  | 3 | 2050 | 102.5 | 20 | 15 | 0.9 | 3000 | 81
PYD6TYXV | Shenzhen Syhdee Co.Ltd. | SYHDEE | SYH-GL08-DC1218(3000K) | Linear Replacement Lamp | Four-Foot | Replacement Lamps (plug and play) (UL Type A) | Standard | TRUE | 1983.3 | 117.01 | 16.95 | 5.6 | 0.982 | 2986 | 81.2 | 5 | 50000 | 42314 |  |  | No |  | 3 | 2000 | 111.1111 | 18 | 15 | 0.9 | 3000 | 81
PG8HXZGN | Shenzhen Syhdee Co.Ltd. | SYHDEE | SYH-GL08-DC1215(3000K) | Linear Replacement Lamp | Four-Foot | Replacement Lamps (plug and play) (UL Type A) | Standard | TRUE | 1648.7 | 113.07 | 14.59 | 6.8 | 0.976 | 2980 | 81.2 | 5 | 50000 | 42314 |  |  | No |  | 3 | 1750 | 116.6667 | 15 | 15 | 0.9 | 3000 | 81
PY8AUBK2 | Shenzhen Syhdee Co.Ltd. | SYHDEE | SYH-GL08-DC1218(5000K) | Linear Replacement Lamp | Four-Foot | Replacement Lamps (plug and play) (UL Type A) | Standard | FALSE | [9 empty] | 42314 |  |  | No |  | 3 | 2200 | 122.22 | 18 | 15 | 0.9 | 5000 | 81
P6P7VTP6 | Shenzhen Syhdee Co.Ltd. | SYHDEE | SYH-GL08-DC1220(5000K) | Linear Replacement Lamp | Four-Foot | Replacement Lamps (plug and play) (UL Type A) | Standard | FALSE | [9 empty] | 42314 |  |  | No |  | 3 | 2150 | 107.5 | 20 | 15 | 0.9 | 5000 | 81
PHNRNBUE | Shenzhen Syhdee Co.Ltd. | SYHDEE | SYH-GL08-DC1215(5000K) | Linear Replacement Lamp | Four-Foot | Replacement Lamps (plug and play) (UL Type A) | Standard | FALSE | [9 empty] | 42314 |  |  | No |  | 3 | 1900 | 126.66 | 15 | 15 | 0.9 | 5000 | 81
PW2T9TCS | Shenzhen Syhdee Co.Ltd. | SYHDEE | SYH-GL08-DC1218(4500K) | Linear Replacement Lamp | Four-Foot | Replacement Lamps (plug and play) (UL Type A) | Standard | FALSE | [9 empty] | 42314 |  |  | No |  | 3 | 2200 | 122.22 | 18 | 15 | 0.9 | 4500 | 81
PKE5YE8X | Shenzhen Syhdee Co.Ltd. | SYHDEE | SYH-GL08-DC1220(4500K) | Linear Replacement Lamp | Four-Foot | Replacement Lamps (plug and play) (UL Type A) | Standard | FALSE | [9 empty] | 42314 |  |  | No |  | 3 | 2150 | 107.5 | 20 | 15 | 0.9 | 4500 | 81
PU5YQQBX | Shenzhen Syhdee Co.Ltd. | SYHDEE | SYH-GL08-DC1215(4500K) | Linear Replacement Lamp | Four-Foot | Replacement Lamps (plug and play) (UL Type A) | Standard | FALSE | [9 empty] | 42314 |  |  | No |  | 3 | 1900 | 126.66 | 15 | 15 | 0.9 | 4500 | 81
P1YBJZM8 | Shenzhen Syhdee Co.Ltd. | SYHDEE | SYH-GL08-DC1218(4000K) | Linear Replacement Lamp | Four-Foot | Replacement Lamps (plug and play) (UL Type A) | Standard | FALSE | [9 empty] | 42314 |  |  | No |  | 3 | 2200 | 122.22 | 18 | 15 | 0.9 | 4000 | 81
PVUMZS8E | Shenzhen Syhdee Co.Ltd. | SYHDEE | SYH-GL08-DC1220(4000K) | Linear Replacement Lamp | Four-Foot | Replacement Lamps (plug and play) (UL Type A) | Standard | FALSE | [9 empty] | 42314 |  |  | No |  | 3 | 2150 | 107.5 | 20 | 15 | 0.9 | 4000 | 81
PAZ1ZJ4A | Shenzhen Syhdee Co.Ltd. | SYHDEE | SYH-GL08-DC1215(4000K) | Linear Replacement Lamp | Four-Foot | Replacement Lamps (plug and play) (UL Type A) | Standard | FALSE | [9 empty] | 42314 |  |  | No |  | 3 | 1900 | 126.66 | 15 | 15 | 0.9 | 4000 | 81
PEHQU3C2 | Shenzhen Syhdee Co.Ltd. | SYHDEE | SYH-GL08-DC1220(3500K) | Linear Replacement Lamp | Four-Foot | Replacement Lamps (plug and play) (UL Type A) | Standard | FALSE | [9 empty] | 42314 |  |  | No |  | 3 | 2050 | 102.5 | 20 | 15 | 0.9 | 3500 | 81
P5HEBBFN | Shenzhen Syhdee Co.Ltd. | SYHDEE | SYH-GL08-DC1218(3500K) | Linear Replacement Lamp | Four-Foot | Replacement Lamps (plug and play) (UL Type A) | Standard | FALSE | [9 empty] | 42314 |  |  | No |  | 3 | 2000 | 111.11 | 18 | 15 | 0.9 | 3500 | 81
PZKRGYR6 | Shenzhen Syhdee Co.Ltd. | SYHDEE | SYH-GL08-DC1215(3500K) | Linear Replacement Lamp | Four-Foot | Replacement Lamps (plug and play) (UL Type A) | Standard | FALSE | [9 empty] | 42314 |  |  | No |  | 3 | 1750 | 116.66 | 15 | 15 | 0.9 | 3500 | 81
P21E41MY | Baiyiled lighting America Inc | RayonLED | RO-T8C-18W 4000K | Linear Replacement Lamp | Four-Foot | Internal Driver Lamp-Style Retrofit Kits (UL Type B) | Standard | TRUE | 2047 | 117.84 | 17.371 | 9.45 | 0.918 | 4010 | 83.5 | 5 | 50000 | 42313 |  |  | No |  | 3 | 1800 | 110 | 18 | 9.4 | 0.99 | 4000 | 80
PVUFE6YT | Baiyiled lighting America Inc | RayonLED | RO-T8C-18W 5000K | Linear Replacement Lamp | Four-Foot | Internal Driver Lamp-Style Retrofit Kits (UL Type B) | Standard | FALSE | [9 empty] | 42313 | Not Dimmable | Not Dimmable | No |  | 3 | 1800 | 110 | 18 | 9.4 | 0.99 | 5000 | 80
PA5RHX2Q | Baiyiled lighting America Inc | RayonLED | RO-T8C-18W 4500K | Linear Replacement Lamp | Four-Foot | Internal Driver Lamp-Style Retrofit Kits (UL Type B) | Standard | FALSE | [9 empty] | 42313 | Not Dimmable | Not Dimmable | No |  | 3 | 1800 | 110 | 18 | 9.4 | 0.99 | 4500 | 80
PV99RMHN | 4KLedTech LLC | 4KLedTech | ZFF-T8-4-18-27-N-FR-DE-ID-DLC | Linear Replacement Lamp | Four-Foot | Dual Mode Internal Driver (UL Type A and Type B) | Standard | TRUE | 2231 | 106.7 | 20.9 | 11.36 | 0.967 | 2682 | 81.5 | 5 | 50000 | 42312 |  |  | NotYetVerified | Internal driver; operates off existing fluorescent ballast | 3 | 2212 | 122.9 | 18 | 7.68 | 0.9928 | 2700 | 82.4
PPYY2XKP | 4KLedTech LLC | 4KLedTech | ZFF-T8-4-18-40-N-FR-DE-ID-DLC | Linear Replacement Lamp | Four-Foot | Dual Mode Internal Driver (UL Type A and Type B) | Standard | TRUE | 2261 | 105.6 | 21.42 | 11.36 | 0.9667 | 3987 | 81.5 | 5 | 50000 | 42312 |  |  | NotYetVerified |  | 3 | 2212 | 122.9 | 18 | 7.68 | 0.9928 | 4000 | 82.4
P4E576TP | 4KLedTech LLC | 4KLedTech | ZFF-T8-4-15-27-N-FR-DE-ID-DLC | Linear Replacement Lamp | Four-Foot | Dual Mode Internal Driver (UL Type A and Type B) | Standard | TRUE | 1929 | 109 | 17.7 | 17.9 | 0.9557 | 2655 | 81.6 | 5 | 50000 | 42312 |  |  | NotYetVerified | Internal driver; operates off existing fluorescent ballast | 3 | 2040 | 120 | 17.7 | 8.75 | 0.9936 | 2700 | 82
PBKVHR5C | SHENZHEN TOWINS OPTO.CO.LIMITED | TOWINS | GB18-WXYG1312-07 (3000K) | Linear Replacement Lamp | Four-Foot | Replacement Lamps (plug and play) (UL Type A) | Standard | TRUE | 2085 | 107.92 | 19.32 | 13.34 | 0.9362 | 2980 | 82.2 | 5 |  | 42312 |  |  | No |  | 3 | 2085 | 107.92 | 19.32 | 13.34 | 0.9362 | 2980 | 82.2
P4P24C5U | 4KLedTech LLC | 4KLedTech | ZFF-T8-4-20-30-N-FR-DE-ID-DLC | Linear Replacement Lamp | Four-Foot | Dual Mode Internal Driver (UL Type A and Type B) | Standard | TRUE | 2255 | 100.28 | 22.49 | 9.98 | 0.9119 | 2911 | 81.3 | 5 | 50000 | 42312 |  |  | NotYetVerified |  | 3 | 2250 | 110 | 22.5 | 20 | 0.9 | 3000 | 80
P199Y1FK | 4KLedTech LLC | 4KLedTech | ZAC-T8-4-15-30-N-FR-DE-ED-DLC | Linear Replacement Lamp | Four-Foot | 2-lamp External Driver Lamp-Style Retrofit Kits (UL Type C) | Standard | TRUE | 1894 | 112.1 | 16.9 | 17.2 | 0.91 | 2982 | 82.2 | 5 | 50000 | 42312 |  |  | NotYetVerified |  | 3 | 1894 | 112.1 | 16.9 | 16.72 | 0.9795 | 3000 | 82.2
PX48TPJB | JIAXING SUPER LIGHTING ELECTRIC APPLIANCE CO.LTD | SUPER | T8L-IDFH11-1800-4ft-ABA | Linear Replacement Lamp | Four-Foot | Internal Driver Lamp-Style Retrofit Kits (UL Type B) | Standard | TRUE | 1934 | 128.1 | 15.1 | 16.58 | 0.906 | 3065 | 84.6 | 5 | 50000 | 42312 |  |  | No |  | 3 | 1800 | 120 | 15 | 20 | 0.9 | 3000 | 83
PCZF6RZS | Megaway Industrial Ltd | N/A | LED-XXXX-UL-4-30K-SFR | Linear Replacement Lamp | Four-Foot | Internal Driver Lamp-Style Retrofit Kits (UL Type B) | Standard | TRUE | 2045 | 114.05 | 17.93 | 18.13 | 0.9013 | 2889 | 81.3 | 5 | 50000 | 42312 |  |  | No |  | 3 | 2038 | 115.86 | 17.59 | 18.13 | 0.9013 | 3000 | 81.3
PVX424R5 | 4KLedTech LLC | 4KLedTech | ZAC-T8-4-18-30-N-FR-SE-ID-DLC | Linear Replacement Lamp | Four-Foot | Internal Driver Lamp-Style Retrofit Kits (UL Type B) | Standard | TRUE | 1943 | 115.7 | 16.8 | 16.47 | 0.88 | 2894 | 82.6 | 5 | 50000 | 42312 |  |  | NotYetVerified |  | 3 | 1943 | 115.7 | 16.8 |  |  | 3000 | 82.6
PDC1EUFJ | 4KLedTech LLC | 4KLedTech | ZAC-T8-4-15-30-N-FR-SE-ID-DLC | Linear Replacement Lamp | Four-Foot | Internal Driver Lamp-Style Retrofit Kits (UL Type B) | Standard | TRUE | 1946 | 122.4 | 15.9 | 14.21 | 0.8707 | 2883 | 82.5 | 5 | 50000 | 42312 |  |  | NotYetVerified |  | 3 | 1946 | 122.4 | 15.9 | 14 | 0.9 | 3000 | 82.5
PES3AA71 | 4KLedTech LLC | 4KLedTech | ZAC-T8-4-22-30-N-FR-SE-ID-DLC | Linear Replacement Lamp | Four-Foot | Internal Driver Lamp-Style Retrofit Kits (UL Type B) | Standard | TRUE | 2150 | 99.1 | 21.7 | 20.57 | 0.87 | 3019 | 82.6 | 5 | 50000 | 42312 |  |  | NotYetVerified |  | 3 | 2150 | 97.8 | 22 |  | 0.9896 | 3000 | 83.9
PF7JMF7A | 4KLedTech LLC | 4KLedTech | ZAC-T8-4-18-30-N-FR-DE-ED-DLC | Linear Replacement Lamp | Four-Foot | 2-lamp External Driver Lamp-Style Retrofit Kits (UL Type C) | Standard | TRUE | 1936 | 115.9 | 16.7 | 13.87 | 0.87 | 3061.6 | 82.6 | 5 | 50000 | 42312 |  |  | NotYetVerified |  | 3 | 1936 | 115.9 | 16.7 |  |  | 3000 | 83
PY8EN6PD | JIAXING SUPER LIGHTING ELECTRIC APPLIANCE CO.LTD | SUPER | T8L-IDFH11-1800-4ft-EBA | Linear Replacement Lamp | Four-Foot | Internal Driver Lamp-Style Retrofit Kits (UL Type B) | Standard | FALSE | [9 empty] | 42312 |  |  | No |  | 3 | 1800 | 120 | 15 | 20 | 0.9 | 5000 | 83
PZNTY1EV | JIAXING SUPER LIGHTING ELECTRIC APPLIANCE CO.LTD | SUPER | T8L-IDFH11-1800-4ft-DBA | Linear Replacement Lamp | Four-Foot | Internal Driver Lamp-Style Retrofit Kits (UL Type B) | Standard | FALSE | [9 empty] | 42312 |  |  | No |  | 3 | 1800 | 120 | 15 | 20 | 0.9 | 4500 | 83
P2VCYXXY | JIAXING SUPER LIGHTING ELECTRIC APPLIANCE CO.LTD | SUPER | T8L-IDFH11-1800-4ft-CBA | Linear Replacement Lamp | Four-Foot | Internal Driver Lamp-Style Retrofit Kits (UL Type B) | Standard | FALSE | [9 empty] | 42312 |  |  | No |  | 3 | 1800 | 120 | 15 | 20 | 0.9 | 4000 | 83
P7F6MQZB | JIAXING SUPER LIGHTING ELECTRIC APPLIANCE CO.LTD | SUPER | T8L-IDFH11-1800-4ft-BBA | Linear Replacement Lamp | Four-Foot | Internal Driver Lamp-Style Retrofit Kits (UL Type B) | Standard | FALSE | [9 empty] | 42312 |  |  | No |  | 3 | 1800 | 120 | 15 | 20 | 0.9 | 3500 | 83
P28BHPZE | 4KLedTech LLC | 4KLedTech | ZAC-T8-4-22-50-N-FR-SE-ID-DLC | Linear Replacement Lamp | Four-Foot | Internal Driver Lamp-Style Retrofit Kits (UL Type B) | Standard | FALSE | [9 empty] | 42312 |  |  | NotYetVerified |  | 3 | 2300 | 104.5 | 22 |  | 0.9896 | 5000 | 83.9
PBTGD1SW | 4KLedTech LLC | 4KLedTech | ZFF-T8-4-18-50-N-FR-DE-ID-DLC | Linear Replacement Lamp | Four-Foot | Dual Mode Internal Driver (UL Type A and Type B) | Standard | FALSE | [9 empty] | 42312 |  |  | NotYetVerified | Internal driver; operates off existing fluorescent ballast | 3 | 2212 | 122.9 | 18 | 7.68 | 0.9928 | 5000 | 82.4
PZMRFCRU | 4KLedTech LLC | 4KLedTech | ZFF-T8-4-15-50-N-FR-DE-ID-DLC | Linear Replacement Lamp | Four-Foot | Dual Mode Internal Driver (UL Type A and Type B) | Standard | FALSE | [9 empty] | 42312 |  |  | NotYetVerified | Internal driver; operates off existing fluorescent ballast | 3 | 2040 | 120 | 17.7 | 8.75 | 0.9936 | 5000 | 81.6
PWFDH33C | 4KLedTech LLC | 4KLedTech | ZAC-T8-4-18-50-N-FR-SE-ID-DLC | Linear Replacement Lamp | Four-Foot | Internal Driver Lamp-Style Retrofit Kits (UL Type B) | Standard | FALSE | [9 empty] | 42312 |  |  | NotYetVerified |  | 3 | 2104 | 125.2 | 16.8 | 13.19 | 0.9849 | 5000 | 81.1
PEB24UDA | 4KLedTech LLC | 4KLedTech | ZAC-T8-4-15-50-N-FR-SE-ID-DLC | Linear Replacement Lamp | Four-Foot | Internal Driver Lamp-Style Retrofit Kits (UL Type B) | Standard | FALSE | [9 empty] | 42312 |  |  | NotYetVerified |  | 3 | 2003 | 125.2 | 16 | 13.01 | 0.9858 | 5000 | 81.1
P9TJKWJH | 4KLedTech LLC | 4KLedTech | ZAC-T8-4-15-50-N-FR-DE-ED-DLC | Linear Replacement Lamp | Four-Foot | 2-lamp External Driver Lamp-Style Retrofit Kits (UL Type C) | Standard | FALSE | [9 empty] | 42312 |  |  | NotYetVerified |  | 3 | 1852 | 115 | 16.1 | 15.28 | 0.9833 | 5000 | 81.7
P8BYPJTN | 4KLedTech LLC | 4KLedTech | ZAC-T8-4-18-50-N-FR-DE-ED-DLC | Linear Replacement Lamp | Four-Foot | 2-lamp External Driver Lamp-Style Retrofit Kits (UL Type C) | Standard | FALSE | [9 empty] | 42312 |  |  | NotYetVerified |  | 3 | 1852 | 115 | 16.1 | 15.28 | 0.9833 | 5000 | 81.7
P6JMD7XZ | 4KLedTech LLC | 4KLedTech | ZFF-T8-4-20-50-N-FR-DE-ID-DLC | Linear Replacement Lamp | Four-Foot | Dual Mode Internal Driver (UL Type A and Type B) | Standard | FALSE | [9 empty] | 42312 |  |  | NotYetVerified | Internal Driver;Operating off exsiting ballast | 3 | 2489 | 113 | 21.99 | 20 | 0.9 | 5000 | 80
PPN9G3N4 | 4KLedTech LLC | 4KLedTech | ZAC-T8-4-18-50-D-FR-DE-ED-DLC | Linear Replacement Lamp | Four-Foot | 2-lamp External Driver Lamp-Style Retrofit Kits (UL Type C) | Standard | FALSE | [9 empty] | 42312 |  |  | NotYetVerified |  | 3 | 1852 | 115 | 16.1 | 15.28 | 0.9833 | 5000 | 81.7
P8QNBAEY | 4KLedTech LLC | 4KLedTech | ZAC-T8-4-15-50-D-FR-DE-ED-DLC | Linear Replacement Lamp | Four-Foot | 2-lamp External Driver Lamp-Style Retrofit Kits (UL Type C) | Standard | FALSE | [9 empty] | 42312 |  |  | NotYetVerified |  | 3 | 1852 | 115 | 16.1 | 15.28 | 0.9833 | 5000 | 81.7
P2TGA8QH | 4KLedTech LLC | 4KLedTech | ZAC-T8-4-22-40-N-FR-SE-ID-DLC | Linear Replacement Lamp | Four-Foot | Internal Driver Lamp-Style Retrofit Kits (UL Type B) | Standard | FALSE | [9 empty] | 42312 |  |  | NotYetVerified |  | 3 | 2150 | 97.8 | 22 |  | 0.9896 | 4000 | 83.9
P86GHPUA | 4KLedTech LLC | 4KLedTech | ZFF-T8-4-15-40-N-FR-DE-ID-DLC | Linear Replacement Lamp | Four-Foot | Dual Mode Internal Driver (UL Type A and Type B) | Standard | FALSE | [9 empty] | 42312 |  |  | NotYetVerified | Internal driver; operates off existing fluorescent ballast | 3 | 2040 | 120 | 17.7 | 8.75 | 0.9936 | 4000 | 81.6
P2SJ4DB9 | 4KLedTech LLC | 4KLedTech | ZAC-T8-4-18-40-N-FR-SE-ID-DLC | Linear Replacement Lamp | Four-Foot | Internal Driver Lamp-Style Retrofit Kits (UL Type B) | Standard | FALSE | [9 empty] | 42312 |  |  | NotYetVerified |  | 3 | 1940 | 107.8 | 18 | 16 | 0.9 | 4000 | 80
PCH6E5XR | 4KLedTech LLC | 4KLedTech | ZAC-T8-4-15-40-N-FR-SE-ID-DLC | Linear Replacement Lamp | Four-Foot | Internal Driver Lamp-Style Retrofit Kits (UL Type B) | Standard | FALSE | [9 empty] | 42312 |  |  | NotYetVerified |  | 3 | 1900 | 118.8 | 16 | 14 | 0.9 | 4000 | 80
P7WMUJWE | 4KLedTech LLC | 4KLedTech | ZFF-T8-4-20-40-N-FR-DE-ID-DLC | Linear Replacement Lamp | Four-Foot | Dual Mode Internal Driver (UL Type A and Type B) | Standard | FALSE | [9 empty] | 42312 |  |  | NotYetVerified | Internal Driver;Operating off exsiting ballast | 3 | 2431 | 112 | 21.83 | 20 | 0.9 | 4000 | 80
PT41BH8B | 4KLedTech LLC | 4KLedTech | ZAC-T8-4-15-40-N-FR-DE-ED-DLC | Linear Replacement Lamp | Four-Foot | 2-lamp External Driver Lamp-Style Retrofit Kits (UL Type C) | Standard | FALSE | [9 empty] | 42312 |  |  | NotYetVerified |  | 3 | 1850 | 114.2 | 16.2 | 16.72 | 0.9 | 4000 | 80
PAGEB1JM | 4KLedTech LLC | 4KLedTech | ZAC-T8-4-18-40-N-FR-DE-ED-DLC | Linear Replacement Lamp | Four-Foot | 2-lamp External Driver Lamp-Style Retrofit Kits (UL Type C) | Standard | FALSE | [9 empty] | 42312 |  |  | NotYetVerified |  | 3 | 1850 | 114.2 | 16.2 | 16.72 | 0.9 | 4000 | 80
PPGC7WCD | 4KLedTech LLC | 4KLedTech | ZAC-T8-4-15-40-D-FR-DE-ED-DLC | Linear Replacement Lamp | Four-Foot | 2-lamp External Driver Lamp-Style Retrofit Kits (UL Type C) | Standard | FALSE | [9 empty] | 42312 |  |  | NotYetVerified |  | 3 | 1850 | 114.2 | 16.2 | 16.72 | 0.9 | 4000 | 80
P362DCGU | 4KLedTech LLC | 4KLedTech | ZAC-T8-4-18-40-D-FR-DE-ED-DLC | Linear Replacement Lamp | Four-Foot | 2-lamp External Driver Lamp-Style Retrofit Kits (UL Type C) | Standard | FALSE | [9 empty] | 42312 |  |  | NotYetVerified |  | 3 | 1850 | 114.2 | 16.2 | 16.72 | 0.9 | 4000 | 80
PA85643A | 4KLedTech LLC | 4KLedTech | ZFF-T8-4-18-30-N-FR-DE-ID-DLC | Linear Replacement Lamp | Four-Foot | Dual Mode Internal Driver (UL Type A and Type B) | Standard | FALSE | [9 empty] | 42312 |  |  | NotYetVerified | Internal driver; operates off existing fluorescent ballast | 3 | 2212 | 122.9 | 18 | 7.68 | 0.9928 | 3000 | 82.4
PBZ87KA2 | 4KLedTech LLC | 4KLedTech | ZFF-T8-4-15-30-N-FR-DE-ID-DLC | Linear Replacement Lamp | Four-Foot | Dual Mode Internal Driver (UL Type A and Type B) | Standard | FALSE | [9 empty] | 42312 |  |  | NotYetVerified | Internal driver; operates off existing fluorescent ballast | 3 | 2040 | 120 | 17.7 | 8.75 | 0.9936 | 3000 | 81.6
PSCV4CKG | Megaway Industrial Ltd | N/A | LED-XXXX-UL-4-50K-SFR | Linear Replacement Lamp | Four-Foot | Internal Driver Lamp-Style Retrofit Kits (UL Type B) | Standard | FALSE | [9 empty] | 42312 | Not Dimmable | Not Dimmable | No |  | 3 | 2140 | 119.62 | 17.89 | 18.77 | 0.9156 | 5000 | 83.7
PE36HZQR | Megaway Industrial Ltd | N/A | LED-XXXX-UL-4-45K-SFR | Linear Replacement Lamp | Four-Foot | Internal Driver Lamp-Style Retrofit Kits (UL Type B) | Standard | FALSE | [9 empty] | 42312 | Not Dimmable | Not Dimmable | No |  | 3 | 2038 | 115.86 | 17.59 | 18.13 | 0.9013 | 4500 | 81.3
P8XZQJWE | Megaway Industrial Ltd | N/A | LED-XXXX-UL-4-40K-SFR | Linear Replacement Lamp | Four-Foot | Internal Driver Lamp-Style Retrofit Kits (UL Type B) | Standard | FALSE | [9 empty] | 42312 | Not Dimmable | Not Dimmable | No |  | 3 | 2038 | 115.86 | 17.59 | 18.13 | 0.9013 | 4000 | 81.3
PDU2C6RK | Megaway Industrial Ltd | N/A | LED-XXXX-UL-4-35K-SFR | Linear Replacement Lamp | Four-Foot | Internal Driver Lamp-Style Retrofit Kits (UL Type B) | Standard | FALSE | [9 empty] | 42312 | Not Dimmable | Not Dimmable | No |  | 3 | 2038 | 115.86 | 17.59 | 18.13 | 0.9013 | 3500 | 81.3
PE3TUM1P | SHENZHEN TOWINS OPTO.CO.LIMITED | TOWINS | GB18-WXYG1312-07 (5000K) | Linear Replacement Lamp | Four-Foot | Replacement Lamps (plug and play) (UL Type A) | Standard | FALSE | [9 empty] | 42312 | Not Dimmable | Not Dimmable | No |  | 3 | 2145 | 110.34 | 19.44 | 13.85 | 0.9355 | 4983 | 81.7
PBCBP4C5 | SHENZHEN TOWINS OPTO.CO.LIMITED | TOWINS | GB18-WXYG1312-07 (4500K) | Linear Replacement Lamp | Four-Foot | Replacement Lamps (plug and play) (UL Type A) | Standard | FALSE | [9 empty] | 42312 | Not Dimmable | Not Dimmable | No |  | 3 | 2130 | 109.91 | 19.38 | 13.34 | 0.9362 | 2980 | 82.2
PNPYM23U | SHENZHEN TOWINS OPTO.CO.LIMITED | TOWINS | GB18-WXYG1312-07 (4000K) | Linear Replacement Lamp | Four-Foot | Replacement Lamps (plug and play) (UL Type A) | Standard | FALSE | [9 empty] | 42312 | Not Dimmable | Not Dimmable | No |  | 3 | 2115 | 109.13 | 19.38 | 13.34 | 0.9362 | 2980 | 82.2
PJDKD5MA | SHENZHEN TOWINS OPTO.CO.LIMITED | TOWINS | GB18-WXYG1312-07 (3500K) | Linear Replacement Lamp | Four-Foot | Replacement Lamps (plug and play) (UL Type A) | Standard | FALSE | [9 empty] | 42312 | Not Dimmable | Not Dimmable | No |  | 3 | 2100 | 108.36 | 19.38 | 13.34 | 0.9362 | 2980 | 82.2
PS19HBN8 | Archipelago Lighting Inc. | LIFEBULB | LBT8F1630A | Linear Replacement Lamp | Four-Foot | Replacement Lamps (plug and play) (UL Type A) | Standard | TRUE | 1779 | 101.7 | 17.5 | 13.71 | 0.9661 | 2979 | 83.5 | 5 | 50000 | 42311 |  |  | No |  | 3 | 1600 | 100 | 16 | 20 | 0.9 | 3000 | 83
P361KG72 | Gu Yuan Optoelectronic Technology Co Ltd | GY | L27W-48T5/835-3 | Linear Replacement Lamp | Four-Foot | Replacement Lamps (plug and play) (UL Type A) | Standard | TRUE | 2922.891 | 102.439 | 28.533 | 10.48 | 0.932 | 3449 | 84 | 5 | 50000 | 42311 |  |  | No |  | 3 | 2922.891 | 102.439 | 28.533 | 10.48 | 0.932 | 3449 | 84
PHGETQY5U | US LED | Star-T10 | ST1-1-UNV-4-H-30 | Linear Replacement Lamp | Four-Foot | Internal Driver Lamp-Style Retrofit Kits (UL Type B) | Standard | TRUE | 4051.7 | 126.34 | 32.07 | 16.3 | 0.923 | 3045 | 82.4 | 5 | 50000 | 42311 |  |  | No |  | 3 | 4051.7 | 126.34 | 32.07 | 20 | 0.9 | 3000 | 82
P36X1JR1 | Archipelago Lighting Inc. | LIFEBULB | LBT8F1650A | Linear Replacement Lamp | Four-Foot | Replacement Lamps (plug and play) (UL Type A) | Standard | FALSE | [9 empty] | 42311 |  |  | No |  | 3 | 1800 | 112.5 | 16 | 20 | 0.9 | 5000 | 83
PUVYHRUX | Archipelago Lighting Inc. | LIFEBULB | LBT8F1641A | Linear Replacement Lamp | Four-Foot | Replacement Lamps (plug and play) (UL Type A) | Standard | FALSE | [9 empty] | 42311 |  |  | No |  | 3 | 1700 | 106.3 | 16 | 20 | 0.9 | 4000 | 83
P6CJGNK2 | Archipelago Lighting Inc. | LIFEBULB | LBT8F1635A | Linear Replacement Lamp | Four-Foot | Replacement Lamps (plug and play) (UL Type A) | Standard | FALSE | [9 empty] | 42311 |  |  | No |  | 3 | 1650 | 103.1 | 16 | 20 | 0.9 | 3500 | 83
P49PVMM5 | Gu Yuan Optoelectronic Technology Co Ltd | GY | L27W-48T5/850-3 | Linear Replacement Lamp | Four-Foot | Replacement Lamps (plug and play) (UL Type A) | Standard | FALSE | [9 empty] | 42311 |  |  | No |  | 3 | 3002.988 | 105.025 | 28.593 | 10.48 | 0.932 | 4877 | 84
P5ZMUTPY | Gu Yuan Optoelectronic Technology Co Ltd | GY | L27W-48T5/845-3 | Linear Replacement Lamp | Four-Foot | Replacement Lamps (plug and play) (UL Type A) | Standard | FALSE | [9 empty] | 42311 |  |  | No |  | 3 | 2922.891 | 102.439 | 28.533 | 10.48 | 0.932 | 4500 | 84
PSQQ5PAU | Gu Yuan Optoelectronic Technology Co Ltd | GY | L27W-48T5/840-3 | Linear Replacement Lamp | Four-Foot | Replacement Lamps (plug and play) (UL Type A) | Standard | FALSE | [9 empty] | 42311 |  |  | No |  | 3 | 2922.891 | 102.439 | 28.533 | 10.48 | 0.932 | 4000 | 84
PB1WC3Q2 | US LED | Star-T10 | ST1-1-UNV-4-H-50 | Linear Replacement Lamp | Four-Foot | Internal Driver Lamp-Style Retrofit Kits (UL Type B) | Standard | FALSE | [9 empty] | 42311 |  |  | No |  | 3 | 4000 | 120 | 32.07 | 16.3 | 0.923 | 5000 | 80
PHW11SW9 | US LED | Star-T10 | ST1-1-UNV-4-H-40 | Linear Replacement Lamp | Four-Foot | Internal Driver Lamp-Style Retrofit Kits (UL Type B) | Standard | FALSE | [9 empty] | 42311 |  |  | No |  | 3 | 4000 | 120 | 32.07 | 16.3 | 0.923 | 4000 | 80
P6FE4K1H | US LED | Star-T10 | ST1-1-UNV-4-H-35 | Linear Replacement Lamp | Four-Foot | Internal Driver Lamp-Style Retrofit Kits (UL Type B) | Standard | FALSE | [9 empty] | 42311 |  |  | No |  | 3 | 4000 | 120 | 32.07 | 16.3 | 0.923 | 3500 | 80
PDESZNP4 | US VAOPTO Inc. | US VAOPTO | VO-T8-WW-18F4-DP | Linear Replacement Lamp | Four-Foot | Replacement Lamps (plug and play) (UL Type A) | Standard | TRUE | 1716 | 103.56 | 16.57 | 20.5 | 0.9542 | 3003 | 82.7 | 5 | 50000 | 42310 |  |  | NotYetVerified |  | 3 | 1700 | 100 | 17 | 20 | 0.9 | 3000 | 82
PX2Q92NC | US VAOPTO Inc. | US VAOPTO | VO-T8-WW-18F4-D | Linear Replacement Lamp | Four-Foot | Replacement Lamps (plug and play) (UL Type A) | Standard | TRUE | 1839 | 109.79 | 16.75 | 9.52 | 0.9366 | 3001 | 82.7 | 5 | 50000 | 42310 |  |  | NotYetVerified |  | 3 | 2072 | 121.31 | 17.08 | 12.5 | 0.9156 | 3000 | 82.2
P2WR22EP | US LED | US LED LTD | ST1-3-UNV-4-S-30 | Linear Replacement Lamp | Four-Foot | Internal Driver Lamp-Style Retrofit Kits (UL Type B) | Standard | TRUE | 2468 | 108.87 | 22.67 | 18.19 | 0.9168 | 3033 | 82.9 | 5 | 50000 | 42310 |  |  | No |  | 3 | 2468 | 108.87 | 22.67 | 18.19 | 0.9168 | 3033 | 82.9
PJ2ETNA9 | US LED | US LED LTD | ST1-3-UNV-4-S-30-C | Linear Replacement Lamp | Four-Foot | Internal Driver Lamp-Style Retrofit Kits (UL Type B) | Standard | TRUE | 2730 | 119.1 | 22.92 | 19.32 | 0.9157 | 3036 | 81.9 | 5 | 50000 | 42310 |  |  | No |  | 3 | 2730 | 119.1 | 22.92 | 19.32 | 0.9157 | 3036 | 81.9
PRSQDKQD | US VAOPTO Inc. | US VAOPTO | VO-T8-WW-20F4-C | Linear Replacement Lamp | Four-Foot | Dual Mode Internal Driver (UL Type A and Type B) | Standard | TRUE | 2255 | 100.28 | 22.49 | 9.98 | 0.9119 | 2911 | 81.3 | 5 | 50000 | 42310 |  |  | NotYetVerified |  | 3 | 2250 | 110 | 22.5 | 20 | 0.9 | 3000 | 80
P2T1AM2N | Arani Systems Corp | Arani | T48T8-30K-V5 | Linear Replacement Lamp | Four-Foot | Internal Driver Lamp-Style Retrofit Kits (UL Type B) | Standard | TRUE | 1892 | 112.42 | 16.83 | 18.93 | 0.9102 | 2883 | 82.7 | 5 |  | 42310 |  |  | NotYetVerified |  | 3 | 1892 | 112.42 | 16.83 | 18.93 | 0.9102 | 3000 | 82.7
PF53A7TB | Lumileds Inc. | Lumileds | LUM-UR-18K(3000K) | Linear Replacement Lamp | Four-Foot | Dual Mode Internal Driver (UL Type A and Type B) | Standard | TRUE | 2030 | 110.63 | 18.42 | 19.93 | 0.9075 | 3109 | 83 | 5 | 50000 | 42310 |  |  | NotYetVerified |  | 3 | 2187 | 119.18 | 18.35 | 19.93 | 0.9075 | 3000 | 82.7
PEUJZQ7R | Arani Systems Corp | Arani | T48T8-30K-V4 | Linear Replacement Lamp | Four-Foot | Dual Mode Internal Driver (UL Type A and Type B) | Standard | TRUE | 2401 | 121.32 | 19.79 | 15.96 | 0.9044 | 2960 | 81.9 | 5 | 50000 | 42310 |  |  | NotYetVerified |  | 3 | 2401 | 121.32 | 19.79 | 15.96 | 0.9044 | 2960 | 81.9
P1ADTCB9 | US VAOPTO Inc. | US VAOPTO | VO-T8-DW-18F4-DP | Linear Replacement Lamp | Four-Foot | Replacement Lamps (plug and play) (UL Type A) | Standard | FALSE | [9 empty] | 42310 |  |  | NotYetVerified |  | 3 | 1850 | 110 | 17 | 20 | 0.9 | 5000 | 82
P7U9SZU1 | US VAOPTO Inc. | US VAOPTO | VO-T8-DW-18F4-D | Linear Replacement Lamp | Four-Foot | Replacement Lamps (plug and play) (UL Type A) | Standard | FALSE | [9 empty] | 42310 |  |  | NotYetVerified |  | 3 | 2250 | 131.43 | 17.12 | 12.9 | 0.9081 | 5000 | 80.7
PMH6AJZZ | US VAOPTO Inc. | US VAOPTO | VO-T8-DW-20F4-C | Linear Replacement Lamp | Four-Foot | Dual Mode Internal Driver (UL Type A and Type B) | Standard | FALSE | [9 empty] | 42310 |  |  | NotYetVerified | Internal Driver;Operating off exsiting ballast | 3 | 2489 | 113 | 21.99 | 20 | 0.9 | 5000 | 80
PRPMW7DY | US VAOPTO Inc. | US VAOPTO | VO-T8-NW-18F4-D | Linear Replacement Lamp | Four-Foot | Replacement Lamps (plug and play) (UL Type A) | Standard | FALSE | [9 empty] | 42310 |  |  | NotYetVerified |  | 3 | 2072 | 121.31 | 17.08 | 12.5 | 0.9156 | 4000 | 82.2
P433KDZ3 | US VAOPTO Inc. | US VAOPTO | VO-T8-NW-18F4-DP | Linear Replacement Lamp | Four-Foot | Replacement Lamps (plug and play) (UL Type A) | Standard | FALSE | [9 empty] | 42310 |  |  | NotYetVerified |  | 3 | 1750 | 103 | 17 | 20 | 0.9 | 4000 | 82
PR6DAHTQ | US VAOPTO Inc. | US VAOPTO | VO-T8-NW-20F4-C | Linear Replacement Lamp | Four-Foot | Dual Mode Internal Driver (UL Type A and Type B) | Standard | FALSE | [9 empty] | 42310 |  |  | NotYetVerified | Internal Driver;Operating off exsiting ballast | 3 | 2431 | 112 | 21.83 | 20 | 0.9 | 4000 | 80
PSDEFRDU | US LED | US LED LTD | ST1-3-UNV-4-S-50-C | Linear Replacement Lamp | Four-Foot | Internal Driver Lamp-Style Retrofit Kits (UL Type B) | Standard | FALSE | [9 empty] | 42310 |  |  | No |  | 3 | 2800 | 127.3 | 22 | 20 | 0.9 | 5000 | 80
PW5R8XZF | US LED | US LED LTD | ST1-3-UNV-4-S-50 | Linear Replacement Lamp | Four-Foot | Internal Driver Lamp-Style Retrofit Kits (UL Type B) | Standard | FALSE | [9 empty] | 42310 |  |  | No |  | 3 | 2600 | 118.2 | 22 | 20 | 0.9 | 5000 | 80
P3V38Q7Q | US LED | US LED LTD | ST1-3-UNV-4-S-45-C | Linear Replacement Lamp | Four-Foot | Internal Driver Lamp-Style Retrofit Kits (UL Type B) | Standard | FALSE | [9 empty] | 42310 |  |  | No |  | 3 | 2800 | 127.3 | 22 | 20 | 0.9 | 4500 | 80
PU3694ZS | US LED | US LED LTD | ST1-3-UNV-4-S-45 | Linear Replacement Lamp | Four-Foot | Internal Driver Lamp-Style Retrofit Kits (UL Type B) | Standard | FALSE | [9 empty] | 42310 |  |  | No |  | 3 | 2600 | 118.2 | 22 | 20 | 0.9 | 4500 | 80
P64QK61G | US LED | US LED LTD | ST1-3-UNV-4-S-40-C | Linear Replacement Lamp | Four-Foot | Internal Driver Lamp-Style Retrofit Kits (UL Type B) | Standard | FALSE | [9 empty] | 42310 |  |  | No |  | 3 | 2700 | 122.7 | 22 | 20 | 0.9 | 4000 | 80
P4GYA8UR | US LED | US LED LTD | ST1-3-UNV-4-S-40 | Linear Replacement Lamp | Four-Foot | Internal Driver Lamp-Style Retrofit Kits (UL Type B) | Standard | FALSE | [9 empty] | 42310 |  |  | No |  | 3 | 2500 | 113.6 | 22 | 20 | 0.9 | 4000 | 80
P5RHNWYW | US LED | US LED LTD | ST1-3-UNV-4-S-35-C | Linear Replacement Lamp | Four-Foot | Internal Driver Lamp-Style Retrofit Kits (UL Type B) | Standard | FALSE | [9 empty] | 42310 |  |  | No |  | 3 | 2600 | 118.2 | 22 | 20 | 0.9 | 3500 | 80
PAMVC3FJ | US LED | US LED LTD | ST1-3-UNV-4-S-35 | Linear Replacement Lamp | Four-Foot | Internal Driver Lamp-Style Retrofit Kits (UL Type B) | Standard | FALSE | [9 empty] | 42310 |  |  | No |  | 3 | 2400 | 109.1 | 22 | 20 | 0.9 | 3500 | 80
PT55KKBF | Arani Systems Corp | Arani | T48T8-50K-V4 | Linear Replacement Lamp | Four-Foot | Dual Mode Internal Driver (UL Type A and Type B) | Standard | FALSE | [9 empty] | 42310 | Not Dimmable | Not Dimmable | NotYetVerified |  | 3 | 2684 | 138.71 | 19.35 | 15.71 | 0.9085 | 5000 | 83.2
PR5DQ19E | Arani Systems Corp | Arani | T48T8-50K-V5 | Linear Replacement Lamp | Four-Foot | Internal Driver Lamp-Style Retrofit Kits (UL Type B) | Standard | FALSE | [9 empty] | 42310 | Not Dimmable | Not Dimmable | NotYetVerified |  | 3 | 1948 | 115.33 | 16.89 | 18.56 | 0.9026 | 5000 | 82.6
PN3GFTY6 | Arani Systems Corp | Arani | T48T8-45K-V5 | Linear Replacement Lamp | Four-Foot | Internal Driver Lamp-Style Retrofit Kits (UL Type B) | Standard | FALSE | [9 empty] | 42310 | Not Dimmable | Not Dimmable | NotYetVerified |  | 3 | 1892 | 112.42 | 16.83 | 18.93 | 0.9102 | 4500 | 82.7
P2GSTJQ2 | Arani Systems Corp | Arani | T48T8-45K-V4 | Linear Replacement Lamp | Four-Foot | Dual Mode Internal Driver (UL Type A and Type B) | Standard | FALSE | [9 empty] | 42310 | Not Dimmable | Not Dimmable | NotYetVerified |  | 3 | 2403 | 123.74 | 19.42 | 15.96 | 0.9044 | 4500 | 81.9
PTQ1EXQP | Arani Systems Corp | Arani | T48T8-40K-V5 | Linear Replacement Lamp | Four-Foot | Internal Driver Lamp-Style Retrofit Kits (UL Type B) | Standard | FALSE | [9 empty] | 42310 | Not Dimmable | Not Dimmable | NotYetVerified |  | 3 | 1892 | 112.42 | 16.83 | 18.93 | 0.9102 | 4000 | 82.7
P75BP1JF | Arani Systems Corp | Arani | T48T8-40K-V4 | Linear Replacement Lamp | Four-Foot | Dual Mode Internal Driver (UL Type A and Type B) | Standard | FALSE | [9 empty] | 42310 | Not Dimmable | Not Dimmable | NotYetVerified |  | 3 | 2403 | 123.74 | 19.42 | 15.96 | 0.9044 | 4000 | 81.9
PUKP7SCU | Arani Systems Corp | Arani | T48T8-35K-V5 | Linear Replacement Lamp | Four-Foot | Internal Driver Lamp-Style Retrofit Kits (UL Type B) | Standard | FALSE | [9 empty] | 42310 | Not Dimmable | Not Dimmable | NotYetVerified |  | 3 | 1892 | 112.42 | 16.83 | 18.93 | 0.9102 | 3500 | 82.7
PQM1QZ2E | Arani Systems Corp | Arani | T48T8-35K-V4 | Linear Replacement Lamp | Four-Foot | Dual Mode Internal Driver (UL Type A and Type B) | Standard | FALSE | [9 empty] | 42310 | Not Dimmable | Not Dimmable | NotYetVerified |  | 3 | 2403 | 123.74 | 19.42 | 15.96 | 0.9044 | 3500 | 81.9
P627SGDS | Lumileds Inc. | Lumileds | LUM-UR-18K(5000K) | Linear Replacement Lamp | Four-Foot | Dual Mode Internal Driver (UL Type A and Type B) | Standard | FALSE | [9 empty] | 42310 | Not Dimmable | Not Dimmable | NotYetVerified |  | 3 | 2361 | 128.18 | 18.42 | 19.57 | 0.9095 | 5000 | 82.6
PETDEXR3 | CH Lighting Co.Ltd. | CH | CH1128-48-18W 830-5 | Linear Replacement Lamp | Four-Foot | Replacement Lamps (plug and play) (UL Type A) | Standard | TRUE | 2330 | 106.3 | 21.92 | 10.89 | 0.9768 | 2970 | 83.5 | 5 | 50000 | 42307 |  |  | No |  | 3 | 2200 | 100 | 22 | 20 | 0.9 | 3000 | 82
PN692MHK | Reno LED Lighting Inc. | RENO | LEDT5BC27/830 | Linear Replacement Lamp | Four-Foot | Replacement Lamps (plug and play) (UL Type A) | Standard | TRUE | 3101 | 106.5 | 29.11 | 16.59 | 0.9662 | 2981 | 82.9 | 5 | 50000 | 42307 |  |  | No |  | 3 | 3100 | 100 | 30 | 20 | 0.9 | 3000 | 83
P41UWP7W | LEDseed Inc. | LEDSeed | T84-18-50-5-1 (3000K) | Linear Replacement Lamp | Four-Foot | Internal Driver Lamp-Style Retrofit Kits (UL Type B) | Standard | TRUE | 1866.6 | 110.52 | 16.89 | 21.37 | 0.9428 | 2937 | 84.2 | 5 | 50000 | 42307 |  |  | NotYetVerified | Internal Driver | 3 | 1800 |  | 18 | 20 | 0.9 | 3000 | 80
PEMFPQRY | ATG Electronics Corp. | ATG Electronics | HFL-80004-12060F-16 | Linear Replacement Lamp | Four-Foot | 2-lamp External Driver Lamp-Style Retrofit Kits (UL Type C) | Standard | TRUE | 1570.55 | 102.049 | 15.39 | 23.61 | 0.876 | 4007 | 81.5 | 5 | 50000 | 42307 |  |  | No |  | 3 | 1600 | 100 | 16 | 20 | 0.9 | 4000 | 80
PBJDATYK | Reno LED Lighting Inc. | RENO | LEDT5BC27/850 | Linear Replacement Lamp | Four-Foot | Replacement Lamps (plug and play) (UL Type A) | Standard | FALSE | [9 empty] | 42307 |  |  | No |  | 3 | 3400 | 100 | 30 | 20 | 0.9 | 5000 | 83
PK3PPEB9 | Reno LED Lighting Inc. | RENO | LEDT5BC27/840 | Linear Replacement Lamp | Four-Foot | Replacement Lamps (plug and play) (UL Type A) | Standard | FALSE | [9 empty] | 42307 |  |  | No |  | 3 | 3250 | 100 | 30 | 20 | 0.9 | 4000 | 83
P62X5MEA | Reno LED Lighting Inc. | RENO | LEDT5BC27/835 | Linear Replacement Lamp | Four-Foot | Replacement Lamps (plug and play) (UL Type A) | Standard | FALSE | [9 empty] | 42307 |  |  | No |  | 3 | 3150 | 100 | 30 | 20 | 0.9 | 3500 | 83
PZ7AM47P | CH Lighting Co.Ltd. | CH | CH1128-48-18W 850-5 | Linear Replacement Lamp | Four-Foot | Replacement Lamps (plug and play) (UL Type A) | Standard | FALSE | [9 empty] | 42307 |  |  | No |  | 3 | 2400 | 109 | 22 | 20 | 0.9 | 5000 | 82
P7RURA3D | CH Lighting Co.Ltd. | CH | CH1128-48-18W 845-5 | Linear Replacement Lamp | Four-Foot | Replacement Lamps (plug and play) (UL Type A) | Standard | FALSE | [9 empty] | 42307 |  |  | No |  | 3 | 2350 | 107 | 22 | 20 | 0.9 | 4500 | 82
PV6ENRKG | CH Lighting Co.Ltd. | CH | CH1128-48-18W 840-5 | Linear Replacement Lamp | Four-Foot | Replacement Lamps (plug and play) (UL Type A) | Standard | FALSE | [9 empty] | 42307 |  |  | No |  | 3 | 2300 | 105 | 22 | 20 | 0.9 | 4000 | 82
PZEBUA9R | CH Lighting Co.Ltd. | CH | CH1128-48-18W 835-5 | Linear Replacement Lamp | Four-Foot | Replacement Lamps (plug and play) (UL Type A) | Standard | FALSE | [9 empty] | 42307 |  |  | No |  | 3 | 2250 | 102 | 22 | 20 | 0.9 | 3500 | 82
PXDKHWNG | ATG Electronics Corp. | ATG Electronics | HFL-80005-12060F-16 | Linear Replacement Lamp | Four-Foot | 2-lamp External Driver Lamp-Style Retrofit Kits (UL Type C) | Standard | FALSE | [9 empty] | 42307 | Not Dimmable | Not Dimmable | No |  | 3 | 1600 | 100 | 16 | 20 | 0.9 | 5000 | 80
PF11F3E8 | Philips Lighting North America Corporation | Philips | 9290011240B | Linear Replacement Lamp | Four-Foot | Replacement Lamps (plug and play) (UL Type A) | Standard | TRUE | 1733 | 114.2 | 15.17 | 10.64 | 0.9723 | 3530 | 83.7 | 5 | 50000 | 42306 |  |  | No |  | 3 | 1500 | 103.4 | 14.5 | 8 | 0.9 | 3500 | 82
PVKT6PQV | Shenzhen Syhdee Co.Ltd. | SYHDEE | SYH-GL08-DN1218(3000K) | Linear Replacement Lamp | Four-Foot | Internal Driver Lamp-Style Retrofit Kits (UL Type B) | Standard | TRUE | 2028.3 | 118.82 | 17.07 | 17.3 | 0.92 | 2978 | 80.9 | 5 | 50000 | 42306 |  |  | No |  | 3 | 2000 | 111.1 | 18 | 15 | 0.9 | 3000 | 81
PCZTB5EY | Green Ignite | GREEN IGNITE | GI-4T8-W34-ULMF(3000K) | Linear Replacement Lamp | Four-Foot | Dual Mode Internal Driver (UL Type A and Type B) | Standard | TRUE | 2119 | 110.59 | 19.16 | 17.82 | 0.9052 | 2953 | 82.8 | 5 | 50000 | 42306 |  |  | NotYetVerified | Updated on 03/21/2017 | 4.1 | 2119 | 110.59 | 19.16 | 17.82 | 0.91 | 3000 | 82.8
PEAEJMFZ | Shenzhen Syhdee Co.Ltd. | SYHDEE | SYH-GL08-DN1215(3000K) | Linear Replacement Lamp | Four-Foot | Internal Driver Lamp-Style Retrofit Kits (UL Type B) | Standard | TRUE | 1782.3 | 122.92 | 14.5 | 18.7 | 0.9 | 2967 | 80.8 | 5 | 50000 | 42306 |  |  | No |  | 3 | 1750 | 116.67 | 15 | 15 | 0.9 | 3000 | 81
PC4ED9FN | Shenzhen Syhdee Co.Ltd. | SYHDEE | SYH-GL08-DN1212(3000K) | Linear Replacement Lamp | Four-Foot | Internal Driver Lamp-Style Retrofit Kits (UL Type B) | Standard | TRUE | 1721.2 | 135.3 | 12.72 | 18.6 | 0.881 | 2987 | 81.2 | 5 | 50000 | 42306 |  |  | No |  | 3 | 1700 | 141.6667 | 12 | 15 | 0.9 | 3000 | 81
P1KW6BEM | Philips Lighting North America Corporation | Philips | 9290011242B | Linear Replacement Lamp | Four-Foot | Replacement Lamps (plug and play) (UL Type A) | Standard | FALSE | [9 empty] | 42306 |  |  | No |  | 3 | 1600 | 110.3 | 14.5 | 8 | 0.9 | 5000 | 82
PV7N8YN8 | Philips Lighting North America Corporation | Philips | 9290011241B | Linear Replacement Lamp | Four-Foot | Replacement Lamps (plug and play) (UL Type A) | Standard | FALSE | [9 empty] | 42306 |  |  | No |  | 3 | 1600 | 110.3 | 14.5 | 8 | 0.9 | 4000 | 82
PFY768HT | Shenzhen Syhdee Co.Ltd. | SYHDEE | SYH-GL08-DN1218(5000K) | Linear Replacement Lamp | Four-Foot | Internal Driver Lamp-Style Retrofit Kits (UL Type B) | Standard | FALSE | [9 empty] | 42306 |  |  | No |  | 3 | 2200 | 122.2 | 18 | 15 | 0.9 | 5000 | 81
P2Q4J6PK | Shenzhen Syhdee Co.Ltd. | SYHDEE | SYH-GL08-DN1215(5000K) | Linear Replacement Lamp | Four-Foot | Internal Driver Lamp-Style Retrofit Kits (UL Type B) | Standard | FALSE | [9 empty] | 42306 |  |  | No |  | 3 | 1900 | 116.67 | 15 | 15 | 0.9 | 5000 | 81
PYFTY1PE | Shenzhen Syhdee Co.Ltd. | SYHDEE | SYH-GL08-DN1212(5000K) | Linear Replacement Lamp | Four-Foot | Internal Driver Lamp-Style Retrofit Kits (UL Type B) | Standard | FALSE | [9 empty] | 42306 |  |  | No |  | 3 | 1750 | 145.8333 | 12 | 15 | 0.9 | 5000 | 81
PXE135W8 | Shenzhen Syhdee Co.Ltd. | SYHDEE | SYH-GL08-DN1218(4500K) | Linear Replacement Lamp | Four-Foot | Internal Driver Lamp-Style Retrofit Kits (UL Type B) | Standard | FALSE | [9 empty] | 42306 |  |  | No |  | 3 | 2200 | 122.2 | 18 | 15 | 0.9 | 4500 | 81
PUPAUUKD | Shenzhen Syhdee Co.Ltd. | SYHDEE | SYH-GL08-DN1215(4500K) | Linear Replacement Lamp | Four-Foot | Internal Driver Lamp-Style Retrofit Kits (UL Type B) | Standard | FALSE | [9 empty] | 42306 |  |  | No |  | 3 | 1900 | 116.67 | 15 | 15 | 0.9 | 4500 | 81
P19ZMRSX | Shenzhen Syhdee Co.Ltd. | SYHDEE | SYH-GL08-DN1212(4500K) | Linear Replacement Lamp | Four-Foot | Internal Driver Lamp-Style Retrofit Kits (UL Type B) | Standard | FALSE | [9 empty] | 42306 |  |  | No |  | 3 | 1750 | 145.8333 | 12 | 15 | 0.9 | 4500 | 81
PUTMUFDW | Shenzhen Syhdee Co.Ltd. | SYHDEE | SYH-GL08-DN1218(4000K) | Linear Replacement Lamp | Four-Foot | Internal Driver Lamp-Style Retrofit Kits (UL Type B) | Standard | FALSE | [9 empty] | 42306 |  |  | No |  | 3 | 2200 | 122.2 | 18 | 15 | 0.9 | 4000 | 81
PDN1U4KK | Shenzhen Syhdee Co.Ltd. | SYHDEE | SYH-GL08-DN1215(4000K) | Linear Replacement Lamp | Four-Foot | Internal Driver Lamp-Style Retrofit Kits (UL Type B) | Standard | FALSE | [9 empty] | 42306 |  |  | No |  | 3 | 1900 | 126.67 | 15 | 15 | 0.9 | 4000 | 81
P6VJ311D | Shenzhen Syhdee Co.Ltd. | SYHDEE | SYH-GL08-DN1212(4000K) | Linear Replacement Lamp | Four-Foot | Internal Driver Lamp-Style Retrofit Kits (UL Type B) | Standard | FALSE | [9 empty] | 42306 |  |  | No |  | 3 | 1750 | 145.8333 | 12 | 15 | 0.9 | 4000 | 81
PCHW2BJC | Shenzhen Syhdee Co.Ltd. | SYHDEE | SYH-GL08-DN1218(3500K) | Linear Replacement Lamp | Four-Foot | Internal Driver Lamp-Style Retrofit Kits (UL Type B) | Standard | FALSE | [9 empty] | 42306 |  |  | No |  | 3 | 2000 | 111.1 | 18 | 15 | 0.9 | 3500 | 81
PZWTF3NT | Shenzhen Syhdee Co.Ltd. | SYHDEE | SYH-GL08-DN1215(3500K) | Linear Replacement Lamp | Four-Foot | Internal Driver Lamp-Style Retrofit Kits (UL Type B) | Standard | FALSE | [9 empty] | 42306 |  |  | No |  | 3 | 1750 | 116.67 | 15 | 15 | 0.9 | 3500 | 81
PAA5T9DR | Shenzhen Syhdee Co.Ltd. | SYHDEE | SYH-GL08-DN1212(3500K) | Linear Replacement Lamp | Four-Foot | Internal Driver Lamp-Style Retrofit Kits (UL Type B) | Standard | FALSE | [9 empty] | 42306 |  |  | No |  | 3 | 1700 | 141.6667 | 12 | 15 | 0.9 | 3500 | 81
PEFK1EYP | Green Ignite | GREEN IGNITE | GI-4T8-C34-ULMF(5000K) | Linear Replacement Lamp | Four-Foot | Dual Mode Internal Driver (UL Type A and Type B) | Standard | FALSE | [9 empty] | 42306 | Not Dimmable | Not Dimmable | NotYetVerified | Updated on 03/21/2017 | 4.1 | 2198 | 113.47 | 19.37 | 18.67 | 0.9 | 5000 | 81
PEHV2G8H | Green Ignite | GREEN IGNITE | GI-4T8-DC34-ULMF(4500K) | Linear Replacement Lamp | Four-Foot | Dual Mode Internal Driver (UL Type A and Type B) | Standard | FALSE | [9 empty] | 42306 | Not Dimmable | Not Dimmable | NotYetVerified | Updated on 03/21/2017 | 4.1 | 2119 | 110.59 | 19.16 | 17.82 | 0.91 | 4500 | 82.8
P5338DU2 | Green Ignite | GREEN IGNITE | GI-4T8-D34-ULMF(4000K) | Linear Replacement Lamp | Four-Foot | Dual Mode Internal Driver (UL Type A and Type B) | Standard | FALSE | [9 empty] | 42306 | Not Dimmable | Not Dimmable | NotYetVerified | Updated on 03/21/2017 | 4.1 | 2119 | 110.59 | 19.16 | 17.82 | 0.91 | 4000 | 82.8
P14TU74A | Green Ignite | GREEN IGNITE | GI-4T8-WD34-ULMF(3500K) | Linear Replacement Lamp | Four-Foot | Dual Mode Internal Driver (UL Type A and Type B) | Standard | FALSE | [9 empty] | 42306 | Not Dimmable | Not Dimmable | NotYetVerified | Updated on 03/21/2017 | 4.1 | 2119 | 110.59 | 19.16 | 17.82 | 0.91 | 3500 | 82.8
P5WU52EE | Sunpark | SUNPARK | T8-48EB-12W-1800lm-830 | Linear Replacement Lamp | Four-Foot | Replacement Lamps (plug and play) (UL Type A) | Standard | TRUE | 1801.8 | 118.31 | 15.23 | 9.28 | 0.977 | 3096 | 84.8 | 5 | 50000 | 42305 |  |  | NotYetVerified | Internal driver; operates off of fluorescent ballast | 3 | 1800 | 116 | 15 | 20 | 0.9 | 3000 | 82
PVX1AM2U | BTS LED Inc. | BTS | BT8B18027FT4 | Linear Replacement Lamp | Four-Foot | Dual Mode Internal Driver (UL Type A and Type B) | Standard | TRUE | 2231 | 106.7 | 20.9 | 11.36 | 0.967 | 2682 | 81.5 | 5 | 50000 | 42305 |  |  | NotYetVerified | Internal driver; operates off existing fluorescent ballast | 3 | 2212 | 122.9 | 18 |  |  | 2700 | 82.4
P6WPDEZK | BTS LED Inc. | BTS | BT8B1804FT4 | Linear Replacement Lamp | Four-Foot | Dual Mode Internal Driver (UL Type A and Type B) | Standard | TRUE | 2261 | 105.6 | 21.42 | 11.36 | 0.9667 | 3987 | 81.5 | 5 | 50000 | 42305 |  |  | NotYetVerified |  | 3 | 2212 | 122.9 | 18 |  |  | 4000 | 82.4
PV16CZ4G | BTS LED Inc. | BTS | BT8B15027FT4 | Linear Replacement Lamp | Four-Foot | Dual Mode Internal Driver (UL Type A and Type B) | Standard | TRUE | 1929 | 109 | 17.7 | 17.9 | 0.9557 | 2655 | 81.6 | 5 | 50000 | 42305 |  |  | NotYetVerified | Internal driver; operates off existing fluorescent ballast | 3 | 1929 | 109 | 17.7 |  |  | 2700 | 82
PMXTVQ7Z | Sunpark | SUNPARK | T8-48EB-12W-1800lm-850 | Linear Replacement Lamp | Four-Foot | Replacement Lamps (plug and play) (UL Type A) | Standard | FALSE | [9 empty] | 42305 |  |  | NotYetVerified | Internal driver; operates off of fluorescent ballast | 3 | 1800 | 116 | 15 | 20 | 0.9 | 5000 | 82
P7XMNVHV | Sunpark | SUNPARK | T8-48EB-12W-1800lm-840 | Linear Replacement Lamp | Four-Foot | Replacement Lamps (plug and play) (UL Type A) | Standard | FALSE | [9 empty] | 42305 |  |  | NotYetVerified | Internal driver; operates off of fluorescent ballast | 3 | 1800 | 116 | 15 | 20 | 0.9 | 4500 | 82
P3XKJ9AU | Sunpark | SUNPARK | T8-48EB-12W-1800lm-845 | Linear Replacement Lamp | Four-Foot | Replacement Lamps (plug and play) (UL Type A) | Standard | FALSE | [9 empty] | 42305 |  |  | NotYetVerified | Internal driver; operates off of fluorescent ballast | 3 | 1800 | 116 | 15 | 20 | 0.9 | 4000 | 82
PWF31KR8 | Sunpark | SUNPARK | T8-48EB-12W-1800lm-835 | Linear Replacement Lamp | Four-Foot | Replacement Lamps (plug and play) (UL Type A) | Standard | FALSE | [9 empty] | 42305 |  |  | NotYetVerified | Internal driver; operates off of fluorescent ballast | 3 | 1800 | 116 | 15 | 20 | 0.9 | 3500 | 82
PZGUV1RZ | BTS LED Inc. | BTS | BT8B1805CT4 | Linear Replacement Lamp | Four-Foot | Dual Mode Internal Driver (UL Type A and Type B) | Standard | FALSE | [9 empty] | 42305 | Not Yet Verified | Not Yet Verified | NotYetVerified | Internal driver; operates off existing fluorescent ballast | 3 | 2212 | 122.9 | 18 | 7.68 | 0.9928 | 5000 | 82.4
PNK7FR4U | BTS LED Inc. | BTS | BT8B1805FT4 | Linear Replacement Lamp | Four-Foot | Dual Mode Internal Driver (UL Type A and Type B) | Standard | FALSE | [9 empty] | 42305 | Not Yet Verified | Not Yet Verified | NotYetVerified | Internal driver; operates off existing fluorescent ballast | 3 | 2212 | 122.9 | 18 | 7.68 | 0.9928 | 5000 | 82.4
PCMEEY4Y | BTS LED Inc. | BTS | BT8B1505FT4 | Linear Replacement Lamp | Four-Foot | Dual Mode Internal Driver (UL Type A and Type B) | Standard | FALSE | [9 empty] | 42305 | Not Yet Verified | Not Yet Verified | NotYetVerified | Internal driver; operates off existing fluorescent ballast | 3 | 1929 | 109 | 17.7 | 8.75 | 0.9936 | 5000 | 81.6
P1HDCAZS | BTS LED Inc. | BTS | BT8B1505CT4 | Linear Replacement Lamp | Four-Foot | Dual Mode Internal Driver (UL Type A and Type B) | Standard | FALSE | [9 empty] | 42305 | Not Yet Verified | Not Yet Verified | NotYetVerified | Internal driver; operates off existing fluorescent ballast | 3 | 1929 | 109 | 17.7 | 8.75 | 0.9936 | 5000 | 81.6
P4UC9AAS | BTS LED Inc. | BTS | BT8B1804CT4 | Linear Replacement Lamp | Four-Foot | Dual Mode Internal Driver (UL Type A and Type B) | Standard | FALSE | [9 empty] | 42305 | Not Yet Verified | Not Yet Verified | NotYetVerified | Internal driver; operates off existing fluorescent ballast | 3 | 2212 | 122.9 | 18 | 7.68 | 0.9928 | 4000 | 82.4
PUPJUP9S | BTS LED Inc. | BTS | BT8B1504CT4 | Linear Replacement Lamp | Four-Foot | Dual Mode Internal Driver (UL Type A and Type B) | Standard | FALSE | [9 empty] | 42305 | Not Yet Verified | Not Yet Verified | NotYetVerified | Internal driver; operates off existing fluorescent ballast | 3 | 1929 | 109 | 17.7 | 8.75 | 0.9936 | 4000 | 81.6
PGE81SXB | BTS LED Inc. | BTS | BT8B1504FT4 | Linear Replacement Lamp | Four-Foot | Dual Mode Internal Driver (UL Type A and Type B) | Standard | FALSE | [9 empty] | 42305 | Not Yet Verified | Not Yet Verified | NotYetVerified | Internal driver; operates off existing fluorescent ballast | 3 | 1929 | 109 | 17.7 | 8.75 | 0.9936 | 4000 | 81.6
PBJKMHGG | BTS LED Inc. | BTS | BT8B1803CT4 | Linear Replacement Lamp | Four-Foot | Dual Mode Internal Driver (UL Type A and Type B) | Standard | FALSE | [9 empty] | 42305 | Not Yet Verified | Not Yet Verified | NotYetVerified | Internal driver; operates off existing fluorescent ballast | 3 | 2212 | 122.9 | 18 | 7.68 | 0.9928 | 3000 | 82.4
P4SRK9Z4 | BTS LED Inc. | BTS | BT8B1803FT4 | Linear Replacement Lamp | Four-Foot | Dual Mode Internal Driver (UL Type A and Type B) | Standard | FALSE | [9 empty] | 42305 | Not Yet Verified | Not Yet Verified | NotYetVerified | Internal driver; operates off existing fluorescent ballast | 3 | 2212 | 122.9 | 18 | 7.68 | 0.9928 | 3000 | 82.4
PN445793 | BTS LED Inc. | BTS | BT8B1503FT4 | Linear Replacement Lamp | Four-Foot | Dual Mode Internal Driver (UL Type A and Type B) | Standard | FALSE | [9 empty] | 42305 | Not Yet Verified | Not Yet Verified | NotYetVerified | Internal driver; operates off existing fluorescent ballast | 3 | 1929 | 109 | 17.7 | 8.75 | 0.9936 | 3000 | 81.6
PCPW1N5R | BTS LED Inc. | BTS | BT8B1503CT4 | Linear Replacement Lamp | Four-Foot | Dual Mode Internal Driver (UL Type A and Type B) | Standard | FALSE | [9 empty] | 42305 | Not Yet Verified | Not Yet Verified | NotYetVerified | Internal driver; operates off existing fluorescent ballast | 3 | 1929 | 109 | 17.7 | 8.75 | 0.9936 | 3000 | 81.6
P6YHUAAK | Revolution Lighting Technologies | Revolution Lighting Technologies | 204320-110 | Linear Replacement Lamp | Four-Foot | Replacement Lamps (plug and play) (UL Type A) | Standard | TRUE | 2048.38 | 109 | 18.87 | 6 | 0.98 | 2998 | 85 | 5 | 50000 | 42304 |  |  | No |  | 3 | 2048.38 | 109 | 18.87 | 6 | 1 | 2998 | 85
PPRPC3Y6 | SHENZHEN TOPBAND CO.LTD | TOPBAND | TPEDT8X4NYA-18WSB(40C) | Linear Replacement Lamp | Four-Foot | 2-lamp External Driver Lamp-Style Retrofit Kits (UL Type C) | Standard | TRUE | 2200.7 | 121.62 | 18.095 | 14.72 | 0.9715 | 4122 | 83.3 | 5 | 50000 | 42304 |  |  | No |  | 3 | 2200 | 116 | 19 | 20 | 0.9 | 4000 | 80
PAKT76ND | SHENZHEN TOPBAND CO.LTD | TOPBAND | TPEDT8X4NYA-18WSB(40F) | Linear Replacement Lamp | Four-Foot | 2-lamp External Driver Lamp-Style Retrofit Kits (UL Type C) | Standard | TRUE | 1882.85 | 104.23 | 18.07 | 12.92 | 0.9714 | 4053 | 83.1 | 5 | 50000 | 42304 |  |  | No |  | 3 | 1880 | 99 | 19 | 20 | 0.9 | 4000 | 80
P4PE4JUG | Edson Lighting Technology Co. Limited | EDSON LIGHTING | YS-T8-22W1200 BIX[FST] (Frosted lens 3000K) | Linear Replacement Lamp | Four-Foot | Replacement Lamps (plug and play) (UL Type A) | Standard | TRUE | 2294 | 107.1 | 21.42 | 17.68 | 0.9177 | 2929 | 82 | 5 | 50000 | 42304 |  |  | No |  | 3 | 2287 | 107.72 | 21.23 | 17.68 | 0.9177 | 3000 | 82
PPEC8QRW | Edson Lighting Technology Co. Limited | EDSON LIGHTING | YS-T8-18W1200 BIX[FST] (Frosted lens 3000K) | Linear Replacement Lamp | Four-Foot | Replacement Lamps (plug and play) (UL Type A) | Standard | TRUE | 1968 | 104.63 | 18.81 | 17.93 | 0.9114 | 2952 | 82.1 | 5 | 50000 | 42304 |  |  | No |  | 3 | 1962 | 106.46 | 18.43 | 17.93 | 0.9114 | 3000 | 82.1
P9H4BYBB | SNC OPTO ELECTRONIC CO LTD. | SNC LED | SNC-T812-18WC02(3000K) | Linear Replacement Lamp | Four-Foot | Internal Driver Lamp-Style Retrofit Kits (UL Type B) | Standard | TRUE | 2243 | 123.51 | 18.16 | 18.66 | 0.9046 | 2937 | 82.6 | 5 | 50000 | 42304 |  |  | No |  | 3 | 2178 | 124.6 | 17.48 | 18.66 | 0.9046 | 3000 | 82.6
PBT6E78J | SNC OPTO ELECTRONIC CO LTD. | SNC LED | SNC-T812-18WF01(3000K) | Linear Replacement Lamp | Four-Foot | Internal Driver Lamp-Style Retrofit Kits (UL Type B) | Standard | TRUE | 1992 | 109.93 | 18.12 | 18.65 | 0.9012 | 2907 | 82.3 | 5 | 50000 | 42304 |  |  | No |  | 3 | 1903 | 110.45 | 17.23 | 18.65 | 0.9012 | 3000 | 82.3
P5K9AG4K | Edson Lighting Technology Co. Limited | EDSON LIGHTING | YS-T8-22W1200 BIX[FST] (Frosted lens 5000K) | Linear Replacement Lamp | Four-Foot | Replacement Lamps (plug and play) (UL Type A) | Standard | FALSE | [9 empty] | 42304 |  |  | No |  | 3 | 2524 | 112.98 | 22.34 | 18.18 | 0.9046 | 5000 | 83.1
P6ZF211S | Edson Lighting Technology Co. Limited | EDSON LIGHTING | YS-T8-18W1200 BIX[FST] (Frosted lens 5000K) | Linear Replacement Lamp | Four-Foot | Replacement Lamps (plug and play) (UL Type A) | Standard | FALSE | [9 empty] | 42304 |  |  | No |  | 3 | 2060 | 110.81 | 18.59 | 18.92 | 0.9123 | 5000 | 82.7
PGNHQ94F | Edson Lighting Technology Co. Limited | EDSON LIGHTING | YS-T8-18W1200 BIX[FST] (Frosted lens 4500K) | Linear Replacement Lamp | Four-Foot | Replacement Lamps (plug and play) (UL Type A) | Standard | FALSE | [9 empty] | 42304 |  |  | No |  | 3 | 1962 | 106.46 | 18.43 | 17.93 | 0.9114 | 4500 | 82.1
P24URXQK | Edson Lighting Technology Co. Limited | EDSON LIGHTING | YS-T8-22W1200 BIX[FST] (Frosted lens 4500K) | Linear Replacement Lamp | Four-Foot | Replacement Lamps (plug and play) (UL Type A) | Standard | FALSE | [9 empty] | 42304 |  |  | No |  | 3 | 2287 | 107.72 | 21.23 | 17.68 | 0.9177 | 4500 | 82
PDVFVHVP | Edson Lighting Technology Co. Limited | EDSON LIGHTING | YS-T8-18W1200 BIX[FST] (Frosted lens 4000K) | Linear Replacement Lamp | Four-Foot | Replacement Lamps (plug and play) (UL Type A) | Standard | FALSE | [9 empty] | 42304 |  |  | No |  | 3 | 1962 | 106.46 | 18.43 | 17.93 | 0.9114 | 4000 | 82.1
PS96491G | Edson Lighting Technology Co. Limited | EDSON LIGHTING | YS-T8-22W1200 BIX[FST] (Frosted lens 4000K) | Linear Replacement Lamp | Four-Foot | Replacement Lamps (plug and play) (UL Type A) | Standard | FALSE | [9 empty] | 42304 |  |  | No |  | 3 | 2287 | 107.72 | 21.23 | 17.68 | 0.9177 | 4000 | 82
PFUS228M | Edson Lighting Technology Co. Limited | EDSON LIGHTING | YS-T8-18W1200 BIX[FST] (Frosted lens 3500K) | Linear Replacement Lamp | Four-Foot | Replacement Lamps (plug and play) (UL Type A) | Standard | FALSE | [9 empty] | 42304 |  |  | No |  | 3 | 1962 | 106.46 | 18.43 | 17.93 | 0.9114 | 3500 | 82.1
PK7C3ZK4 | Edson Lighting Technology Co. Limited | EDSON LIGHTING | YS-T8-22W1200 BIX[FST] (Frosted lens 3500K) | Linear Replacement Lamp | Four-Foot | Replacement Lamps (plug and play) (UL Type A) | Standard | FALSE | [9 empty] | 42304 |  |  | No |  | 3 | 2287 | 107.72 | 21.23 | 17.68 | 0.9177 | 3500 | 82
PVDMAH2N | Revolution Lighting Technologies | Revolution Lighting Technologies | 204320-113 | Linear Replacement Lamp | Four-Foot | Replacement Lamps (plug and play) (UL Type A) | Standard | FALSE | [9 empty] | 42304 |  |  | No |  | 3 | 2262.71 | 119 | 18.97 | 5 | 1 | 5146 | 85
PT1S9H3U | Revolution Lighting Technologies | Revolution Lighting Technologies | 204320-112 | Linear Replacement Lamp | Four-Foot | Replacement Lamps (plug and play) (UL Type A) | Standard | FALSE | [9 empty] | 42304 |  |  | No |  | 3 | 2048.38 | 109 | 18.87 | 6 | 1 | 4000 | 85
PWAUJ7JX | Revolution Lighting Technologies | Revolution Lighting Technologies | 204320-111 | Linear Replacement Lamp | Four-Foot | Replacement Lamps (plug and play) (UL Type A) | Standard | FALSE | [9 empty] | 42304 |  |  | No |  | 3 | 2048.38 | 109 | 18.87 | 6 | 1 | 3500 | 85
PSEBZ95B | SNC OPTO ELECTRONIC CO LTD. | SNC LED | SNC-T812-18WC02(5000K) | Linear Replacement Lamp | Four-Foot | Internal Driver Lamp-Style Retrofit Kits (UL Type B) | Standard | FALSE | [9 empty] | 42304 |  |  | No |  | 3 | 2243 | 129.28 | 17.35 | 17.98 | 0.9035 | 5000 | 83.3
PAT6UZFP | SNC OPTO ELECTRONIC CO LTD. | SNC LED | SNC-T812-18WF02(5000K) | Linear Replacement Lamp | Four-Foot | Internal Driver Lamp-Style Retrofit Kits (UL Type B) | Standard | FALSE | [9 empty] | 42304 |  |  | No |  | 3 | 2019 | 115.97 | 17.41 | 18.96 | 0.9044 | 5000 | 83.1
PZXT9HKX | SNC OPTO ELECTRONIC CO LTD. | SNC LED | SNC-T812-18WF01(5000K) | Linear Replacement Lamp | Four-Foot | Internal Driver Lamp-Style Retrofit Kits (UL Type B) | Standard | FALSE | [9 empty] | 42304 |  |  | No |  | 3 | 1979 | 112.12 | 17.65 | 18.24 | 0.9032 | 5000 | 83.1
PTMTB3NZ | SNC OPTO ELECTRONIC CO LTD. | SNC LED | SNC-T812-18WC01(5000K) | Linear Replacement Lamp | Four-Foot | Internal Driver Lamp-Style Retrofit Kits (UL Type B) | Standard | FALSE | [9 empty] | 42304 |  |  | No |  | 3 | 2287 | 132.35 | 17.28 | 18.23 | 0.9037 | 5000 | 83.1
P8M1QFHN | SNC OPTO ELECTRONIC CO LTD. | SNC LED | SNC-T812-18WC02(4500K) | Linear Replacement Lamp | Four-Foot | Internal Driver Lamp-Style Retrofit Kits (UL Type B) | Standard | FALSE | [9 empty] | 42304 |  |  | No |  | 3 | 2178 | 124.6 | 17.48 | 18.66 | 0.9046 | 4500 | 82.6
P7CXS3ZB | SNC OPTO ELECTRONIC CO LTD. | SNC LED | SNC-T812-18WC01(4500K) | Linear Replacement Lamp | Four-Foot | Internal Driver Lamp-Style Retrofit Kits (UL Type B) | Standard | FALSE | [9 empty] | 42304 |  |  | No |  | 3 | 2197 | 127.29 | 17.26 | 18.74 | 0.9104 | 4500 | 82.5
P4RJFH77 | SNC OPTO ELECTRONIC CO LTD. | SNC LED | SNC-T812-18WF02(4500K) | Linear Replacement Lamp | Four-Foot | Internal Driver Lamp-Style Retrofit Kits (UL Type B) | Standard | FALSE | [9 empty] | 42304 |  |  | No |  | 3 | 1989 | 113.98 | 17.45 | 18.56 | 0.9042 | 4500 | 82.4
PWZQ521N | SNC OPTO ELECTRONIC CO LTD. | SNC LED | SNC-T812-18WF01(4500K) | Linear Replacement Lamp | Four-Foot | Internal Driver Lamp-Style Retrofit Kits (UL Type B) | Standard | FALSE | [9 empty] | 42304 |  |  | No |  | 3 | 1903 | 110.45 | 17.23 | 18.65 | 0.9012 | 4500 | 82.3
P1E2PYF2 | SNC OPTO ELECTRONIC CO LTD. | SNC LED | SNC-T812-18WC02(4000K) | Linear Replacement Lamp | Four-Foot | Internal Driver Lamp-Style Retrofit Kits (UL Type B) | Standard | FALSE | [9 empty] | 42304 |  |  | No |  | 3 | 2178 | 124.6 | 17.48 | 18.66 | 0.9046 | 4000 | 82.6
PRQ4U3YB | SNC OPTO ELECTRONIC CO LTD. | SNC LED | SNC-T812-18WC01(4000K) | Linear Replacement Lamp | Four-Foot | Internal Driver Lamp-Style Retrofit Kits (UL Type B) | Standard | FALSE | [9 empty] | 42304 |  |  | No |  | 3 | 2197 | 127.29 | 17.26 | 18.66 | 0.9104 | 4000 | 82.5
PRTKVCMR | SNC OPTO ELECTRONIC CO LTD. | SNC LED | SNC-T812-18WF02(4000K) | Linear Replacement Lamp | Four-Foot | Internal Driver Lamp-Style Retrofit Kits (UL Type B) | Standard | FALSE | [9 empty] | 42304 |  |  | No |  | 3 | 1989 | 113.98 | 17.45 | 18.56 | 0.9042 | 4000 | 82.4
PDM5WNXP | SNC OPTO ELECTRONIC CO LTD. | SNC LED | SNC-T812-18WF01(4000K) | Linear Replacement Lamp | Four-Foot | Internal Driver Lamp-Style Retrofit Kits (UL Type B) | Standard | FALSE | [9 empty] | 42304 |  |  | No |  | 3 | 1903 | 110.45 | 17.23 | 18.65 | 0.9012 | 4000 | 82.3
PTXNGAXQ | SNC OPTO ELECTRONIC CO LTD. | SNC LED | SNC-T812-18WC02(3500K) | Linear Replacement Lamp | Four-Foot | Internal Driver Lamp-Style Retrofit Kits (UL Type B) | Standard | FALSE | [9 empty] | 42304 |  |  | No |  | 3 | 2178 | 124.6 | 17.48 | 18.66 | 0.9046 | 3500 | 82.6
P5XJQ1KQ | SNC OPTO ELECTRONIC CO LTD. | SNC LED | SNC-T812-18WC01(3500K) | Linear Replacement Lamp | Four-Foot | Internal Driver Lamp-Style Retrofit Kits (UL Type B) | Standard | FALSE | [9 empty] | 42304 |  |  | No |  | 3 | 2197 | 127.29 | 17.26 | 18.74 | 0.9104 | 3500 | 82.5
PDUMB9UH | SNC OPTO ELECTRONIC CO LTD. | SNC LED | SNC-T812-18WF02(3500K) | Linear Replacement Lamp | Four-Foot | Internal Driver Lamp-Style Retrofit Kits (UL Type B) | Standard | FALSE | [9 empty] | 42304 |  |  | No |  | 3 | 1989 | 113.98 | 17.45 | 18.56 | 0.9042 | 3500 | 82.4
PWXB62A3 | SNC OPTO ELECTRONIC CO LTD. | SNC LED | SNC-T812-18WF01(3500K) | Linear Replacement Lamp | Four-Foot | Internal Driver Lamp-Style Retrofit Kits (UL Type B) | Standard | FALSE | [9 empty] | 42304 |  |  | No |  | 3 | 1903 | 110.45 | 17.23 | 18.65 | 0.9012 | 3500 | 82.3
PAQPDBTA | SNC OPTO ELECTRONIC CO LTD. | SNC LED | SNC-T812-18WC01(3000K) | Linear Replacement Lamp | Four-Foot | Internal Driver Lamp-Style Retrofit Kits (UL Type B) | Standard | FALSE | [9 empty] | 42304 |  |  | No |  | 3 | 2197 | 127.29 | 17.26 | 18.74 | 0.9104 | 3000 | 82.5
PZKBJB4Z | SNC OPTO ELECTRONIC CO LTD. | SNC LED | SNC-T812-18WF02(3000K) | Linear Replacement Lamp | Four-Foot | Internal Driver Lamp-Style Retrofit Kits (UL Type B) | Standard | FALSE | [9 empty] | 42304 |  |  | No |  | 3 | 1989 | 113.98 | 17.45 | 18.56 | 0.9042 | 3000 | 82.4
PKSP18TH | SHENZHEN TOPBAND CO.LTD | TOPBAND | TPEDT8X4NYA-18WSB(50C) | Linear Replacement Lamp | Four-Foot | 2-lamp External Driver Lamp-Style Retrofit Kits (UL Type C) | Standard | FALSE | [9 empty] | 42304 | Not Dimmable | Not Dimmable | No |  | 3 | 2200 | 116 | 19 | 20 | 0.9 | 5000 | 80
PXKT3K5P | SHENZHEN TOPBAND CO.LTD | TOPBAND | TPEDT8X4NYA-18WSB(50F) | Linear Replacement Lamp | Four-Foot | 2-lamp External Driver Lamp-Style Retrofit Kits (UL Type C) | Standard | FALSE | [9 empty] | 42304 | Not Dimmable | Not Dimmable | No |  | 3 | 1880 | 99 | 19 | 20 | 0.9 | 5000 | 80
PKAQ4YR9 | iPAN LED Inc. |  | iPAN-4T8-18W-H-830 | Linear Replacement Lamp | Four-Foot | Dual Mode Internal Driver (UL Type A and Type B) | Standard | TRUE | 1939 | 104.19 | 18.61 | 19.75 | 0.9376 | 3023 | 84.7 | 5 | 50000 | 42303 |  |  | No |  | 3 | 1939 | 104.19 | 18.61 | 19.75 | 0.9376 | 3000 | 84.7
PNKCFFM8 | Mechanical Ingenuity Corp | IngenuityLED | MIC4-T8-18W3KS | Linear Replacement Lamp | Four-Foot | Internal Driver Lamp-Style Retrofit Kits (UL Type B) | Standard | TRUE | 1967 | 114.4 | 17.19 | 11.63 | 0.9229 | 2946 | 82.4 | 5 | 50000 | 42303 |  |  | NotYetVerified |  | 3 | 1800 | 100 | 18 | 20 | 0.9 | 3000 | 80
PHX9J5DR | Shenzhen Collesun Lighting Co. Ltd. | collesun | T8F-123020NV3-15ANH | Linear Replacement Lamp | Four-Foot | Internal Driver Lamp-Style Retrofit Kits (UL Type B) | Standard | TRUE | 1925.5 | 128.8 | 14.95 | 22.5 | 0.92 | 3096 | 82.2 | 5 | 50000 | 42303 |  |  | No |  | 3 | 2000 | 120 | 14.7 | 22.5 | 0.923 | 3000 | 80
PST48URX | Shenzhen Collesun Lighting Co. Ltd. | collesun | T8A2-123020NV3-15ANH | Linear Replacement Lamp | Four-Foot | Internal Driver Lamp-Style Retrofit Kits (UL Type B) | Standard | TRUE | 1939.8 | 129.16 | 15.02 | 22.3 | 0.92 | 3048 | 82.5 | 5 | 50000 | 42303 |  |  | No | Updated 11/3/2016 | 3 | 2000 | 120 | 14.7 | 0.227 | 0.926 | 3000 | 80
PD81KDF2 | iPAN LED Inc. | iPAN | iPAN-4T8-18W-H | Linear Replacement Lamp | Four-Foot | Dual Mode Internal Driver (UL Type A and Type B) | Standard | FALSE | [9 empty] | 42303 |  |  | No |  | 3 | 2035 | 108.71 | 18.72 | 19.22 | 0.9379 | 5000 | 83.1
PC1RWS5M | Shenzhen Collesun Lighting Co. Ltd. | collesun | T8F-125020NV3-15ANH | Linear Replacement Lamp | Four-Foot | Internal Driver Lamp-Style Retrofit Kits (UL Type B) | Standard | FALSE | [9 empty] | 42303 |  |  | No |  | 3 | 2000 | 120 | 14.7 | 22.5 | 0.923 | 5000 | 80
PTK782HM | Shenzhen Collesun Lighting Co. Ltd. | collesun | T8A2-125020NV3-15ANH | Linear Replacement Lamp | Four-Foot | Internal Driver Lamp-Style Retrofit Kits (UL Type B) | Standard | FALSE | [9 empty] | 42303 |  |  | No | Updated 11/3/2016 | 3 | 2000 | 120 | 14.7 | 0.227 | 0.926 | 5000 | 80
PH5TPWZG | Shenzhen Collesun Lighting Co. Ltd. | collesun | T8F-124520NV3-15ANH | Linear Replacement Lamp | Four-Foot | Internal Driver Lamp-Style Retrofit Kits (UL Type B) | Standard | FALSE | [9 empty] | 42303 |  |  | No |  | 3 | 2000 | 120 | 14.7 | 22.5 | 0.923 | 4500 | 80
P93S6HQJ | Shenzhen Collesun Lighting Co. Ltd. | collesun | T8A2-124020NV3-15ANH | Linear Replacement Lamp | Four-Foot | Internal Driver Lamp-Style Retrofit Kits (UL Type B) | Standard | FALSE | [9 empty] | 42303 |  |  | No | Updated 11/3/2016 | 3 | 2000 | 120 | 14.7 | 0.227 | 0.926 | 4500 | 80
PE1T8FY4 | Shenzhen Collesun Lighting Co. Ltd. | collesun | T8F-124020NV3-15ANH | Linear Replacement Lamp | Four-Foot | Internal Driver Lamp-Style Retrofit Kits (UL Type B) | Standard | FALSE | [9 empty] | 42303 |  |  | No |  | 3 | 2000 | 120 | 14.7 | 22.5 | 0.923 | 4000 | 80
P3X1VKM5 | Shenzhen Collesun Lighting Co. Ltd. | collesun | T8A2-124520NV3-15ANH | Linear Replacement Lamp | Four-Foot | Internal Driver Lamp-Style Retrofit Kits (UL Type B) | Standard | FALSE | [9 empty] | 42303 |  |  | No | Updated 11/3/2016 | 3 | 2000 | 120 | 14.7 | 0.227 | 0.926 | 4000 | 80
P5NGF3GF | Shenzhen Collesun Lighting Co. Ltd. | collesun | T8F-123520NV3-15ANH | Linear Replacement Lamp | Four-Foot | Internal Driver Lamp-Style Retrofit Kits (UL Type B) | Standard | FALSE | [9 empty] | 42303 |  |  | No |  | 3 | 2000 | 120 | 14.7 | 22.5 | 0.923 | 3500 | 80
PU3YCTUA | Shenzhen Collesun Lighting Co. Ltd. | collesun | T8A2-123520NV3-15ANH | Linear Replacement Lamp | Four-Foot | Internal Driver Lamp-Style Retrofit Kits (UL Type B) | Standard | FALSE | [9 empty] | 42303 |  |  | No | Updated 11/3/2016 | 3 | 2000 | 120 | 14.7 | 0.227 | 0.926 | 3500 | 80
P4KFNEXF | Mechanical Ingenuity Corp | IngenuityLED | MIC4-T8-18W4KS | Linear Replacement Lamp | Four-Foot | Internal Driver Lamp-Style Retrofit Kits (UL Type B) | Standard | FALSE | [9 empty] | 42303 | Not Dimmable | Not Dimmable | NotYetVerified |  | 3 | 1900 | 105 | 18 | 20 | 0.9 | 4000 | 80
PZPNM1UX | Shenzhen Topband Co. Ltd. | TOPBAND | TPECT8X4NLA-18WSB(40C) | Linear Replacement Lamp | Four-Foot | Internal Driver Lamp-Style Retrofit Kits (UL Type B) | Standard | TRUE | 2065.9 | 113.89 | 18.14 | 17.72 | 0.968 | 4092 | 82.5 | 5 | 50000 | 42299 |  |  | No |  | 3 | 2065 | 114 | 18 | 20 | 0.9 | 4000 | 80
P8JMKNQ2 | Banq Technology(HK) Co.Limited | BANQ | T8-18WL12-UL100(4000K) | Linear Replacement Lamp | Four-Foot | Internal Driver Lamp-Style Retrofit Kits (UL Type B) | Standard | TRUE | 1934.42 | 110.48 | 17.51 | 20.15 | 0.942 | 4063 | 80.6 | 5 | 50000 | 42299 |  |  | NotYetVerified |  | 3 | 1900 |  | 18 | 20 | 0.9 | 4000 | 80
PRGY6H7V | Banq Technology(HK) Co.Limited | BANQ | T8-18WL12-UL100A (4000K) | Linear Replacement Lamp | Four-Foot | Internal Driver Lamp-Style Retrofit Kits (UL Type B) | Standard | TRUE | 1931.62 | 108.46 | 17.81 | 19.97 | 0.942 | 4077 | 80.6 | 5 | 50000 | 42299 |  |  | NotYetVerified | Internal Driver | 3 | 1900 |  | 18 | 20 | 0.9 | 4000 | 80
PQ8GGC6N | American Lighting Inc | American Lighting | FFT8-4841-PRO3 | Linear Replacement Lamp | Four-Foot | Dual Mode Internal Driver (UL Type A and Type B) | Standard | TRUE | 2326.28 | 101.67 | 22.88 | 6.8 | 0.93 | 4123 | 81.1 | 5 | 50000 | 42299 |  |  | NotYetVerified |  | 3 | 2320 | 101.31 | 22.9 | 6.4 | 0.93 | 4000 | 80
PMVHW288 | American Lighting Inc | American Lighting | FFT8-4841-PRO2 | Linear Replacement Lamp | Four-Foot | Dual Mode Internal Driver (UL Type A and Type B) | Standard | TRUE | 2041.32 | 100.16 | 20.38 | 6.8 | 0.93 | 4110 | 80.9 | 5 | 50000 | 42299 |  |  | NotYetVerified |  | 3 | 2040 | 100 | 20.4 | 6.4 | 0.93 | 4000 | 80
P6HY72QC | Shenzhen Topband Co. Ltd. | TOPBAND | TPECT8X4NLA-18WSB(50C) | Linear Replacement Lamp | Four-Foot | Internal Driver Lamp-Style Retrofit Kits (UL Type B) | Standard | FALSE | [9 empty] | 42299 |  |  | No |  | 3 | 1990 | 110 | 18 | 20 | 0.9 | 5000 | 80
PKWAAXSH | American Lighting Inc | American Lighting | FFT8-4851-PRO3 | Linear Replacement Lamp | Four-Foot | Dual Mode Internal Driver (UL Type A and Type B) | Standard | FALSE | [9 empty] | 42299 | Not Dimmable | Not Dimmable | NotYetVerified |  | 3 | 2400 | 104.8 | 22.9 | 7 | 0.93 | 5000 | 80
PTYHF299 | American Lighting Inc | American Lighting | FFT8-4850-PRO2 | Linear Replacement Lamp | Four-Foot | Dual Mode Internal Driver (UL Type A and Type B) | Standard | FALSE | [9 empty] | 42299 | Not Dimmable | Not Dimmable | NotYetVerified |  | 3 | 2120 | 103.92 | 20.4 | 7 | 0.93 | 5000 | 80
PTQKFQF3 | Shenzhen Vanplex Optoelectronics Co. Ltd | VANPLEX | VPLT-20W(3000K) | Linear Replacement Lamp | Four-Foot | Internal Driver Lamp-Style Retrofit Kits (UL Type B) | Standard | TRUE | 2299.62 | 114.3 | 20.12 | 14.3 | 0.973 | 2945 | 82.4 | 5 | 50000 | 42298 |  |  | No |  | 3 | 2200 | 110 | 20 | 20 | 0.98 | 3000 | 80
P12HMP19 | Ameriss LLC | Ameriss LLC | AM-BES-4-16(4000K) | Linear Replacement Lamp | Four-Foot | Internal Driver Lamp-Style Retrofit Kits (UL Type B) | Standard | TRUE | 1949.78 | 123.4 | 15.8 | 16.53 | 0.92 | 4066 | 83.1 | 5 | 50000 | 42298 |  |  | NotYetVerified | Internal Driver | 3 | 2000 |  | 16 |  |  | 4000
PTHRCFBE | Turolight Inc. | Turolight | VIV-T8BP/18W/30/F | Linear Replacement Lamp | Four-Foot | Internal Driver Lamp-Style Retrofit Kits (UL Type B) | Standard | TRUE | 1977.3 | 109.52 | 18.05 | 14.44 | 0.916 | 2973 | 81.7 | 5 | 50000 | 42298 |  |  | NotYetVerified | Internal Driver | 3 | 1977 | 109.52 | 18 | 14 | 0.97 | 2973 | 81
PR5MTSKV | Revolution Lighting Technologies | Revolution Lighting Technologies | 204402-111 | Linear Replacement Lamp | Four-Foot | Internal Driver Lamp-Style Retrofit Kits (UL Type B) | Standard | TRUE | 1878.83 | 126 | 14.96 | 12 | 0.91 | 2968 | 83 | 5 | 50000 | 42298 |  |  | No |  | 3 | 1878.83 | 126 | 14.96 | 7 | 0.99 | 2968 | 83
PSC93YV3 | Ameriss LLC | Ameriss LLC | AM-BES-23WSABRE(4000K) | Linear Replacement Lamp | Four-Foot | 2-lamp External Driver Lamp-Style Retrofit Kits (UL Type C) | Standard | TRUE | 2450.49 | 101.47 | 24.15 | 17.41 | 0.9 | 4118 | 83.6 | 5 | 50000 | 42298 |  |  | NotYetVerified |  | 3 | 2500 |  | 23 |  |  | 4000
PGWT7N3S | Turolight Inc. | Turolight | VIV-T8BP/15W/30/F | Linear Replacement Lamp | Four-Foot | Internal Driver Lamp-Style Retrofit Kits (UL Type B) | Standard | TRUE | 1708.9 | 112.93 | 15.13 | 16.67 | 0.889 | 2939 | 82.9 | 5 | 50000 | 42298 |  |  | NotYetVerified | Internal Driver | 3 | 1708 | 110 | 15 | 10 | 0.97 | 3000 | 82
PRV6GFW9 | Revolution Lighting Technologies | Revolution Lighting Technologies | 204403-111 | Linear Replacement Lamp | Four-Foot | Internal Driver Lamp-Style Retrofit Kits (UL Type B) | Standard | TRUE | 2454.09 | 138.57 | 17.71 | 13.04 | 0.8812 | 3090 | 83.1 | 5 | 50000 | 42298 |  |  | No | Updated on 2/13/2017 | 4.1 | 2500 | 140 | 18 | 13.04 | 0.9 | 3000 | 83
PUQVF9VX | Revolution Lighting Technologies | Revolution Lighting Technologies | 204402-115 | Linear Replacement Lamp | Four-Foot | Internal Driver Lamp-Style Retrofit Kits (UL Type B) | Standard | FALSE | [9 empty] | 42298 |  |  | No |  | 3 | 2020.34 | 135 | 15.01 | 7 | 0.99 | 5006 | 83
PMCX3KA7 | Revolution Lighting Technologies | Revolution Lighting Technologies | 204403-115 | Linear Replacement Lamp | Four-Foot | Internal Driver Lamp-Style Retrofit Kits (UL Type B) | Standard | FALSE | [9 empty] | 42298 |  |  | No | Updated on 2/13/2017 | 3 | 2800 | 155 | 18 | 13.04 | 0.9 | 5000 | 82
PJUADSBK | Revolution Lighting Technologies | Revolution Lighting Technologies | 204402-113 | Linear Replacement Lamp | Four-Foot | Internal Driver Lamp-Style Retrofit Kits (UL Type B) | Standard | FALSE | [9 empty] | 42298 |  |  | No |  | 3 | 1878.83 | 126 | 14.96 | 7 | 0.99 | 4000 | 83
PBYCHURM | Revolution Lighting Technologies | Revolution Lighting Technologies | 204403-113 | Linear Replacement Lamp | Four-Foot | Internal Driver Lamp-Style Retrofit Kits (UL Type B) | Standard | FALSE | [9 empty] | 42298 |  |  | No | Updated on 2/13/2017 | 3 | 2500 | 140 | 18 | 13.04 | 0.9 | 4000 | 83
P6T9KAJE | Revolution Lighting Technologies | Revolution Lighting Technologies | 204402-112 | Linear Replacement Lamp | Four-Foot | Internal Driver Lamp-Style Retrofit Kits (UL Type B) | Standard | FALSE | [9 empty] | 42298 |  |  | No |  | 3 | 1878.83 | 126 | 14.96 | 7 | 0.99 | 3500 | 83
PVDCR5AQ | Revolution Lighting Technologies | Revolution Lighting Technologies | 204403-112 | Linear Replacement Lamp | Four-Foot | Internal Driver Lamp-Style Retrofit Kits (UL Type B) | Standard | FALSE | [9 empty] | 42298 |  |  | No | Updated on 2/13/2017 | 3 | 2500 | 140 | 18 | 13.04 | 0.9 | 3500 | 83
P8YX6MT3 | Shenzhen Vanplex Optoelectronics Co. Ltd | VANPLEX | VPLT-20W(5000K) | Linear Replacement Lamp | Four-Foot | Internal Driver Lamp-Style Retrofit Kits (UL Type B) | Standard | FALSE | [9 empty] | 42298 |  |  | No |  | 3 | 2300 | 115 | 20 | 20 | 0.98 | 5000 | 80
P8HC5359 | Shenzhen Vanplex Optoelectronics Co. Ltd | VANPLEX | VPLT-20W(4500K) | Linear Replacement Lamp | Four-Foot | Internal Driver Lamp-Style Retrofit Kits (UL Type B) | Standard | FALSE | [9 empty] | 42298 |  |  | No |  | 3 | 2300 | 115 | 20 | 20 | 0.98 | 4500 | 80
PFPXXB2R | Shenzhen Vanplex Optoelectronics Co. Ltd | VANPLEX | VPLT-20W(4000K) | Linear Replacement Lamp | Four-Foot | Internal Driver Lamp-Style Retrofit Kits (UL Type B) | Standard | FALSE | [9 empty] | 42298 |  |  | No |  | 3 | 2300 | 115 | 20 | 20 | 0.98 | 4000 | 80
PSPN19G4 | Shenzhen Vanplex Optoelectronics Co. Ltd | VANPLEX | VPLT-20W(3500K) | Linear Replacement Lamp | Four-Foot | Internal Driver Lamp-Style Retrofit Kits (UL Type B) | Standard | FALSE | [9 empty] | 42298 |  |  | No |  | 3 | 2200 | 110 | 20 | 20 | 0.98 | 3500 | 80
PSRPGMBJ | Turolight Inc. | Turolight | VIV-T8BP/18W/50/F | Linear Replacement Lamp | Four-Foot | Internal Driver Lamp-Style Retrofit Kits (UL Type B) | Standard | FALSE | [9 empty] | 42298 |  |  | NotYetVerified | Internal Driver | 3 | 1981 | 110 | 18 | 14 | 0.97 | 5118 | 85
P88Q5YV2 | Turolight Inc. | Turolight | VIV-T8BP/15W/50/F | Linear Replacement Lamp | Four-Foot | Internal Driver Lamp-Style Retrofit Kits (UL Type B) | Standard | FALSE | [9 empty] | 42298 |  |  | NotYetVerified | Internal Driver | 3 | 1729 | 110 | 15 | 10 | 0.97 | 5000 | 84
PUZ7ST3Y | Turolight Inc. | Turolight | VIV-T8BP/18W/40/F | Linear Replacement Lamp | Four-Foot | Internal Driver Lamp-Style Retrofit Kits (UL Type B) | Standard | FALSE | [9 empty] | 42298 |  |  | NotYetVerified | Internal Driver | 3 | 1979 | 110 | 18 | 14 | 0.97 | 4000 | 83
PVH2ZVHY | Turolight Inc. | Turolight | VIV-T8BP/15W/40/F | Linear Replacement Lamp | Four-Foot | Internal Driver Lamp-Style Retrofit Kits (UL Type B) | Standard | FALSE | [9 empty] | 42298 |  |  | NotYetVerified | Internal Driver | 3 | 1718 | 110 | 15 | 10 | 0.97 | 4000 | 83
P5VR7FGS | Turolight Inc. | Turolight | VIV-T8BP/18W/35/F | Linear Replacement Lamp | Four-Foot | Internal Driver Lamp-Style Retrofit Kits (UL Type B) | Standard | FALSE | [9 empty] | 42298 |  |  | NotYetVerified | Internal Driver | 3 | 1978 | 110 | 18 | 14 | 0.97 | 3500 | 82
PFFXF3AP | Turolight Inc. | Turolight | VIV-T8BP/15W/35/F | Linear Replacement Lamp | Four-Foot | Internal Driver Lamp-Style Retrofit Kits (UL Type B) | Standard | FALSE | [9 empty] | 42298 |  |  | NotYetVerified | Internal Driver | 3 | 1712 | 110 | 15 | 10 | 0.97 | 3500 | 82
PSRMZFM2 | Anhui Sanan Technology Co. Ltd. | Lightera | T202W4-D-I01-41K | Linear Replacement Lamp | Four-Foot | Replacement Lamps (plug and play) (UL Type A) | Standard | TRUE | 2470 | 114.56 | 21.56 | 5.69 | 0.988 | 4119 | 82.9 | 5 | 50000 | 42297 |  |  | Yes |  | 3 | 2000 | 90.91 | 22 | 5 | 0.9 | 4100 | 80
PK1ZMSJT | Anhui Sanan Technology Co. Ltd. | Lightera | T172W4-D-I01-41K | Linear Replacement Lamp | Four-Foot | Replacement Lamps (plug and play) (UL Type A) | Standard | TRUE | 2032.3 | 112.2 | 18.11 | 5.9 | 0.983 | 4112 | 82.9 | 5 | 50000 | 42297 |  |  | Yes |  | 3 | 1700 | 94.44 | 18 | 5 | 0.9 | 4100 | 80
PKTA3PQR | Shenzhen Syhdee Co.Ltd. | SYHDEE | SYH-ET08-EP1220N-1(3000K) | Linear Replacement Lamp | Four-Foot | 2-lamp External Driver Lamp-Style Retrofit Kits (UL Type C) | Standard | TRUE | 2141 | 105.62 | 20.27 | 7 | 0.939 | 3001 | 82.7 | 5 | 50000 | 42297 |  |  | No |  | 3 | 2100 | 105 | 20 | 15 | 0.9 | 3000 | 81
PVBA2DWS | Hangzhou Junction Imp. and Exp. Co. Ltd | Thinklux Lighting | 18WT8Y-4F-30K-HYB | Linear Replacement Lamp | Four-Foot | Dual Mode Internal Driver (UL Type A and Type B) | Standard | TRUE | 1939 | 104.19 | 18.61 | 19.75 | 0.9376 | 3023 | 84.7 | 5 | 50000 | 42297 |  |  | No |  | 3 | 1939 | 104.19 | 18.61 | 19.75 | 0.9376 | 3000 | 84.7
PV23SMJP | ShenZhen BiaoPin Electronic Technology Co. Ltd | Orange Lighting | OL-A10C-18W | Linear Replacement Lamp | Four-Foot | Internal Driver Lamp-Style Retrofit Kits (UL Type B) | Standard | TRUE | 1936.628 | 109.476 | 17.69 | 18.17 | 0.9295 | 2931 | 82.1 | 5 | 50000 | 42297 |  |  | No |  | 3 | 1936.628 | 109.476 | 17.69 | 18.17 | 0.989 | 2931 | 82.1
PR67KBJT | Turolight Inc. | Turolight | VIV-T8BPSP/15W/30/F | Linear Replacement Lamp | Four-Foot | Internal Driver Lamp-Style Retrofit Kits (UL Type B) | Standard | TRUE | 1961.799 | 116.573 | 16.829 | 15.59 | 0.9211 | 2970 | 82 | 5 | 50000 | 42297 |  |  | NotYetVerified |  | 3 | 1765 | 112 | 15 | 15.59 | 0.966 | 3000 | 82
PWA6J78H | Shenzhen Vanplex Optoelectronics Co. Ltd | VANPLEX | VPLT-18WH(3000K) | Linear Replacement Lamp | Four-Foot | Internal Driver Lamp-Style Retrofit Kits (UL Type B) | Standard | TRUE | 2297.6 | 132.1 | 17.4 | 20.1 | 0.915 | 2955 | 82.5 | 5 | 50000 | 42297 |  |  | No |  | 3 | 2500 | 138.8889 | 18 | 20 | 0.98 | 3000 | 80
P7ZQRR1C | Shenzhen Syhdee Co.Ltd. | SYHDEE | SYH-GT08-EP1218N-1(3000K) | Linear Replacement Lamp | Four-Foot | 2-lamp External Driver Lamp-Style Retrofit Kits (UL Type C) | Standard | TRUE | 2084.1 | 121.45 | 17.16 | 9.4 | 0.913 | 2979 | 81 | 5 | 50000 | 42297 |  |  | No |  | 3 | 2000 | 111.1111 | 18 | 15 | 0.9 | 3000 | 81
PVUW394U | Shenzhen Syhdee Co.Ltd. | SYHDEE | SYH-ET08-EP1218N-1(3000K) | Linear Replacement Lamp | Four-Foot | 2-lamp External Driver Lamp-Style Retrofit Kits (UL Type C) | Standard | TRUE | 1930.1 | 111.7 | 17.28 | 9.3 | 0.911 | 3028 | 83.3 | 5 | 50000 | 42297 |  |  | No |  | 3 | 1900 | 105.5556 | 18 | 15 | 0.9 | 3000 | 81
P1P1F4D9 | Shenzhen Syhdee Co.Ltd. | SYHDEE | SYH-ET08-EP1215N-1(3000K) | Linear Replacement Lamp | Four-Foot | 2-lamp External Driver Lamp-Style Retrofit Kits (UL Type C) | Standard | TRUE | 1576.3 | 110.08 | 14.32 | 13.4 | 0.883 | 2993 | 81.3 | 5 | 50000 | 42297 |  |  | No |  | 3 | 1600 | 106.6667 | 15 | 15 | 0.9 | 3000 | 81
PU24JJ4Q | ShenZhen BiaoPin Electronic Technology Co. Ltd | Orange Lighting | OL-A13C-18W | Linear Replacement Lamp | Four-Foot | Internal Driver Lamp-Style Retrofit Kits (UL Type B) | Standard | FALSE | [9 empty] | 42297 |  |  | No |  | 3 | 2016.024 | 116.601 | 17.29 |  | 0.989 | 3511 | 82.4
PUFZ5QPE | Shenzhen Vanplex Optoelectronics Co. Ltd | VANPLEX | VPLT-18WH(5000K) | Linear Replacement Lamp | Four-Foot | Internal Driver Lamp-Style Retrofit Kits (UL Type B) | Standard | FALSE | [9 empty] | 42297 |  |  | No |  | 3 | 2600 | 144.4444 | 18 | 20 | 0.98 | 5000 | 80
PSVCGD8Y | Shenzhen Vanplex Optoelectronics Co. Ltd | VANPLEX | VPLT-18WH(4500K) | Linear Replacement Lamp | Four-Foot | Internal Driver Lamp-Style Retrofit Kits (UL Type B) | Standard | FALSE | [9 empty] | 42297 |  |  | No |  | 3 | 2600 | 144.4444 | 18 | 20 | 0.98 | 4500 | 80
PTFT2622 | Shenzhen Vanplex Optoelectronics Co. Ltd | VANPLEX | VPLT-18WH(4000K) | Linear Replacement Lamp | Four-Foot | Internal Driver Lamp-Style Retrofit Kits (UL Type B) | Standard | FALSE | [9 empty] | 42297 |  |  | No |  | 3 | 2600 | 144.4444 | 18 | 20 | 0.98 | 4000 | 80
PH3U29XH | Shenzhen Vanplex Optoelectronics Co. Ltd | VANPLEX | VPLT-18WH(3500K) | Linear Replacement Lamp | Four-Foot | Internal Driver Lamp-Style Retrofit Kits (UL Type B) | Standard | FALSE | [9 empty] | 42297 |  |  | No |  | 3 | 2500 | 138.8889 | 18 | 20 | 0.98 | 3500 | 80
P7HKVENR | Turolight Inc. | Turolight | VIV-T8BPSP/15W/50/F | Linear Replacement Lamp | Four-Foot | Internal Driver Lamp-Style Retrofit Kits (UL Type B) | Standard | FALSE | [9 empty] | 42297 |  |  | NotYetVerified |  | 3 | 1900 | 112 | 15 | 15.59 | 0.966 | 5000 | 82
PQC4YPM9 | Turolight Inc. | Turolight | VIV-T8BPSP/15W/45/F | Linear Replacement Lamp | Four-Foot | Internal Driver Lamp-Style Retrofit Kits (UL Type B) | Standard | FALSE | [9 empty] | 42297 |  |  | NotYetVerified |  | 3 | 1800 | 112 | 15 | 15.59 | 0.966 | 4500 | 82
PE6F7HVV | Turolight Inc. | Turolight | VIV-T8BPSP/15W/40/F | Linear Replacement Lamp | Four-Foot | Internal Driver Lamp-Style Retrofit Kits (UL Type B) | Standard | FALSE | [9 empty] | 42297 |  |  | NotYetVerified |  | 3 | 1800 | 112 | 15 | 15.59 | 0.966 | 4000 | 82
PVP9FGZS | Turolight Inc. | Turolight | VIV-T8BPSP/15W/35/F | Linear Replacement Lamp | Four-Foot | Internal Driver Lamp-Style Retrofit Kits (UL Type B) | Standard | FALSE | [9 empty] | 42297 |  |  | NotYetVerified |  | 3 | 1765 | 112 | 15 | 15.59 | 0.966 | 3500 | 82
PCKHFFR8 | Shenzhen Syhdee Co.Ltd. | SYHDEE | SYH-ET08-EP1220N-1(5000K) | Linear Replacement Lamp | Four-Foot | 2-lamp External Driver Lamp-Style Retrofit Kits (UL Type C) | Standard | FALSE | [9 empty] | 42297 |  |  | No |  | 3 | 2300 | 115 | 20 | 15 | 0.9 | 5000 | 81
PCV2RSZC | Shenzhen Syhdee Co.Ltd. | SYHDEE | SYH-GT08-EP1218N-1(5000K) | Linear Replacement Lamp | Four-Foot | 2-lamp External Driver Lamp-Style Retrofit Kits (UL Type C) | Standard | FALSE | [9 empty] | 42297 |  |  | No |  | 3 | 2200 | 122.2222 | 18 | 15 | 0.9 | 5000 | 81
PQN3MV24 | Shenzhen Syhdee Co.Ltd. | SYHDEE | SYH-ET08-EP1218N-1(5000K) | Linear Replacement Lamp | Four-Foot | 2-lamp External Driver Lamp-Style Retrofit Kits (UL Type C) | Standard | FALSE | [9 empty] | 42297 |  |  | No |  | 3 | 2100 | 116.6667 | 18 | 15 | 0.9 | 5000 | 81
PNQ83N63 | Shenzhen Syhdee Co.Ltd. | SYHDEE | SYH-ET08-EP1215N-1(5000K) | Linear Replacement Lamp | Four-Foot | 2-lamp External Driver Lamp-Style Retrofit Kits (UL Type C) | Standard | FALSE | [9 empty] | 42297 |  |  | No |  | 3 | 1700 | 113.3333 | 15 | 15 | 0.9 | 5000 | 81
PZ6V6QTT | Shenzhen Syhdee Co.Ltd. | SYHDEE | SYH-ET08-EP1220N-1(4500K) | Linear Replacement Lamp | Four-Foot | 2-lamp External Driver Lamp-Style Retrofit Kits (UL Type C) | Standard | FALSE | [9 empty] | 42297 |  |  | No |  | 3 | 2300 | 115 | 20 | 15 | 0.9 | 4500 | 81
P8PAS2C3 | Shenzhen Syhdee Co.Ltd. | SYHDEE | SYH-GT08-EP1218N-1(4500K) | Linear Replacement Lamp | Four-Foot | 2-lamp External Driver Lamp-Style Retrofit Kits (UL Type C) | Standard | FALSE | [9 empty] | 42297 |  |  | No |  | 3 | 2200 | 122.2222 | 18 | 15 | 0.9 | 4500 | 81
PFGUQZZ5 | Shenzhen Syhdee Co.Ltd. | SYHDEE | SYH-ET08-EP1218N-1(4500K) | Linear Replacement Lamp | Four-Foot | 2-lamp External Driver Lamp-Style Retrofit Kits (UL Type C) | Standard | FALSE | [9 empty] | 42297 |  |  | No |  | 3 | 2100 | 116.6667 | 18 | 15 | 0.9 | 4500 | 81
PG47FHVB | Shenzhen Syhdee Co.Ltd. | SYHDEE | SYH-ET08-EP1215N-1(4500K) | Linear Replacement Lamp | Four-Foot | 2-lamp External Driver Lamp-Style Retrofit Kits (UL Type C) | Standard | FALSE | [9 empty] | 42297 |  |  | No |  | 3 | 1700 | 113.3333 | 15 | 15 | 0.9 | 4500 | 81
PT8MWVMT | Shenzhen Syhdee Co.Ltd. | SYHDEE | SYH-ET08-EP1220N-1(4000K) | Linear Replacement Lamp | Four-Foot | 2-lamp External Driver Lamp-Style Retrofit Kits (UL Type C) | Standard | FALSE | [9 empty] | 42297 |  |  | No |  | 3 | 2300 | 115 | 20 | 15 | 0.9 | 4000 | 81
PF8NKTTW | Shenzhen Syhdee Co.Ltd. | SYHDEE | SYH-GT08-EP1218N-1(4000K) | Linear Replacement Lamp | Four-Foot | 2-lamp External Driver Lamp-Style Retrofit Kits (UL Type C) | Standard | FALSE | [9 empty] | 42297 |  |  | No |  | 3 | 2200 | 122.2222 | 18 | 15 | 0.9 | 4000 | 81
P6SXM9PD | Shenzhen Syhdee Co.Ltd. | SYHDEE | SYH-ET08-EP1218N-1(4000K) | Linear Replacement Lamp | Four-Foot | 2-lamp External Driver Lamp-Style Retrofit Kits (UL Type C) | Standard | FALSE | [9 empty] | 42297 |  |  | No |  | 3 | 2100 | 116.6667 | 18 | 15 | 0.9 | 4000 | 81
PG8B64WK | Shenzhen Syhdee Co.Ltd. | SYHDEE | SYH-ET08-EP1215N-1(4000K) | Linear Replacement Lamp | Four-Foot | 2-lamp External Driver Lamp-Style Retrofit Kits (UL Type C) | Standard | FALSE | [9 empty] | 42297 |  |  | No |  | 3 | 1700 | 113.3333 | 15 | 15 | 0.9 | 4000 | 81
PWKTU3AV | Shenzhen Syhdee Co.Ltd. | SYHDEE | SYH-ET08-EP1220N-1(3500K) | Linear Replacement Lamp | Four-Foot | 2-lamp External Driver Lamp-Style Retrofit Kits (UL Type C) | Standard | FALSE | [9 empty] | 42297 |  |  | No |  | 3 | 2100 | 105 | 20 | 15 | 0.9 | 3500 | 81
P14VZ8QE | Shenzhen Syhdee Co.Ltd. | SYHDEE | SYH-GT08-EP1218N-1(3500K) | Linear Replacement Lamp | Four-Foot | 2-lamp External Driver Lamp-Style Retrofit Kits (UL Type C) | Standard | FALSE | [9 empty] | 42297 |  |  | No |  | 3 | 2000 | 111.1111 | 18 | 15 | 0.9 | 3500 | 81
PM4ZBCM5 | Shenzhen Syhdee Co.Ltd. | SYHDEE | SYH-ET08-EP1218N-1(3500K) | Linear Replacement Lamp | Four-Foot | 2-lamp External Driver Lamp-Style Retrofit Kits (UL Type C) | Standard | FALSE | [9 empty] | 42297 |  |  | No |  | 3 | 1900 | 105.5556 | 18 | 15 | 0.9 | 3500 | 81
PYBUD6WY | Shenzhen Syhdee Co.Ltd. | SYHDEE | SYH-ET08-EP1215N-1(3500K) | Linear Replacement Lamp | Four-Foot | 2-lamp External Driver Lamp-Style Retrofit Kits (UL Type C) | Standard | FALSE | [9 empty] | 42297 |  |  | No |  | 3 | 1600 | 106.6667 | 15 | 15 | 0.9 | 3500 | 81
PWAFNY73 | Hangzhou Junction Imp. and Exp. Co. Ltd | Thinklux Lighting | 18WT8Y-4F-50K-HYB | Linear Replacement Lamp | Four-Foot | Dual Mode Internal Driver (UL Type A and Type B) | Standard | FALSE | [9 empty] | 42297 | Dimmable | Continuous Above 10 | No |  | 3 | 2035 | 108.71 | 18.72 | 19.22 | 0.9379 | 5000 | 83.1
PCWNGV9Z | Hangzhou Junction Imp. and Exp. Co. Ltd | Thinklux Lighting | 18WT8Y-4F-45K-HYB | Linear Replacement Lamp | Four-Foot | Dual Mode Internal Driver (UL Type A and Type B) | Standard | FALSE | [9 empty] | 42297 | Dimmable | Continuous Above 10 | No |  | 3 | 1939 | 104.19 | 18.61 | 19.75 | 0.9376 | 4500 | 84.7
PD1JNSVX | Hangzhou Junction Imp. and Exp. Co. Ltd | Thinklux Lighting | 18WT8Y-4F-40K-HYB | Linear Replacement Lamp | Four-Foot | Dual Mode Internal Driver (UL Type A and Type B) | Standard | FALSE | [9 empty] | 42297 | Dimmable | Continuous Above 10 | No |  | 3 | 1939 | 104.19 | 18.61 | 19.75 | 0.9376 | 4000 | 84.7
PW5ZZTX4 | Hangzhou Junction Imp. and Exp. Co. Ltd | Thinklux Lighting | 18WT8Y-4F-35K-HYB | Linear Replacement Lamp | Four-Foot | Dual Mode Internal Driver (UL Type A and Type B) | Standard | FALSE | [9 empty] | 42297 | Dimmable | Continuous Above 10 | No |  | 3 | 1939 | 104.19 | 18.61 | 19.75 | 0.9376 | 3500 | 84.7
P324JGGM | CH Lighting Co.Ltd. | CH | CH1128-48-15W 830-5 | Linear Replacement Lamp | Four-Foot | Replacement Lamps (plug and play) (UL Type A) | Standard | TRUE | 2018 | 103.5 | 19.5 | 12.68 | 0.9715 | 2946 | 83.8 | 5 | 50000 | 42296 |  |  | No |  | 3 | 1800 | 100 | 18 | 20 | 0.9 | 3000 | 82
PREJPDSB | CH Lighting Co.Ltd. | CH | CH1156HO-48-27W 830-5 | Linear Replacement Lamp | Four-Foot | Replacement Lamps (plug and play) (UL Type A) | Standard | TRUE | 3331 | 107.3 | 31.04 | 16.22 | 0.9694 | 2977 | 83.2 | 5 | 50000 | 42296 |  |  | No |  | 3 | 3100 | 103 | 30 | 20 | 0.9 | 3000 | 82
PMQRBQJP | BAIYI LIGHTING (SHANGHAI) HOLDINGS LIMITED | RayonLED | RO-T8C-18W 4000K | Linear Replacement Lamp | Four-Foot | Internal Driver Lamp-Style Retrofit Kits (UL Type B) | Standard | TRUE | 2047 | 117.84 | 17.371 | 9.45 | 0.918 | 4010 | 83.5 | 5 | 50000 | 42296 |  |  | No |  | 3 | 1800 | 110 | 18 | 9.4 | 0.99 | 4000 | 80
PCYD86KU | CH Lighting Co.Ltd. | CH | CH1156HO-48-27W 850-5 | Linear Replacement Lamp | Four-Foot | Replacement Lamps (plug and play) (UL Type A) | Standard | FALSE | [9 empty] | 42296 |  |  | No |  | 3 | 3400 | 113 | 30 | 20 | 0.9 | 5000 | 82
PTWY9PH8 | CH Lighting Co.Ltd. | CH | CH1128-48-15W 850-5 | Linear Replacement Lamp | Four-Foot | Replacement Lamps (plug and play) (UL Type A) | Standard | FALSE | [9 empty] | 42296 |  |  | No |  | 3 | 2000 | 111 | 18 | 20 | 0.9 | 5000 | 82
PENSU5J4 | CH Lighting Co.Ltd. | CH | CH1156HO-48-27W 845-5 | Linear Replacement Lamp | Four-Foot | Replacement Lamps (plug and play) (UL Type A) | Standard | FALSE | [9 empty] | 42296 |  |  | No |  | 3 | 3300 | 110 | 30 | 20 | 0.9 | 4500 | 82
PRU1S972 | CH Lighting Co.Ltd. | CH | CH1128-48-15W 845-5 | Linear Replacement Lamp | Four-Foot | Replacement Lamps (plug and play) (UL Type A) | Standard | FALSE | [9 empty] | 42296 |  |  | No |  | 3 | 1950 | 108 | 18 | 20 | 0.9 | 4500 | 82
PZW6N24R | CH Lighting Co.Ltd. | CH | CH1156HO-48-27W 840-5 | Linear Replacement Lamp | Four-Foot | Replacement Lamps (plug and play) (UL Type A) | Standard | FALSE | [9 empty] | 42296 |  |  | No |  | 3 | 3250 | 108 | 30 | 20 | 0.9 | 4000 | 82
PN2QF7S4 | CH Lighting Co.Ltd. | CH | CH1128-48-15W 840-5 | Linear Replacement Lamp | Four-Foot | Replacement Lamps (plug and play) (UL Type A) | Standard | FALSE | [9 empty] | 42296 |  |  | No |  | 3 | 1900 | 105 | 18 | 20 | 0.9 | 4000 | 82
PPBZP4F9 | CH Lighting Co.Ltd. | CH | CH1156HO-48-27W 835-5 | Linear Replacement Lamp | Four-Foot | Replacement Lamps (plug and play) (UL Type A) | Standard | FALSE | [9 empty] | 42296 |  |  | No |  | 3 | 3150 | 105 | 30 | 20 | 0.9 | 3500 | 82
PNWR75Q8 | CH Lighting Co.Ltd. | CH | CH1128-48-15W 835-5 | Linear Replacement Lamp | Four-Foot | Replacement Lamps (plug and play) (UL Type A) | Standard | FALSE | [9 empty] | 42296 |  |  | No |  | 3 | 1850 | 102 | 18 | 20 | 0.9 | 3500 | 82
PT6TP3JY | BAIYI LIGHTING (SHANGHAI) HOLDINGS LIMITED | RayonLED | RO-T8C-18W 5000K | Linear Replacement Lamp | Four-Foot | Internal Driver Lamp-Style Retrofit Kits (UL Type B) | Standard | FALSE | [9 empty] | 42296 | Not Dimmable | Not Dimmable | No |  | 3 | 1800 | 110 | 18 | 9.4 | 0.99 | 5000 | 80
PPTH6MAT | BAIYI LIGHTING (SHANGHAI) HOLDINGS LIMITED | RayonLED | RO-T8C-18W 4500K | Linear Replacement Lamp | Four-Foot | Internal Driver Lamp-Style Retrofit Kits (UL Type B) | Standard | FALSE | [9 empty] | 42296 | Not Dimmable | Not Dimmable | No |  | 3 | 1800 | 110 | 18 | 9.4 | 0.99 | 4500 | 80
PSPFWYSW | Luxul Technology Inc. | Luxul Technology Inc. | G-Lux T8 4ft SL AB | Linear Replacement Lamp | Four-Foot | Replacement Lamps (plug and play) (UL Type A) | Standard | TRUE | 1928.7 | 114.94 | 16.78 | 5.54 | 0.98 | 3077 | 85.1 | 5 | 50000 | 42293 |  |  | NotYetVerified | Internal Driver; operates off fluorescent ballast | 3 | 1900 | 108 | 17.5 | 20 | 0.9 | 3000 | 82
PA2CFP2F | Luxul Technology Inc. | Luxul Technology Inc. | G-Lux T8 4ft SLE AB | Linear Replacement Lamp | Four-Foot | Replacement Lamps (plug and play) (UL Type A) | Standard | TRUE | 1801.8 | 118.31 | 15.23 | 9.28 | 0.977 | 3096 | 84.8 | 5 | 50000 | 42293 |  |  | NotYetVerified | Internal driver; operates off of fluorescent ballast | 3 | 1800 | 116 | 15 | 20 | 0.9 | 3000 | 82
PXTA9H72 | GE Lighting Solutions | GE Lighting | LED18ET8/G/4/830 | Linear Replacement Lamp | Four-Foot | Replacement Lamps (plug and play) (UL Type A) | Standard | FALSE | [9 empty] | 42293 |  |  | No | Updated on 3/2/2017 | 4.1 | 2400 | 117.1 | 20.5 | 20 | 0.9 | 3000 | 80
P8WHZBQF | International Development LLC | Honeywell | T83230HB220 | Linear Replacement Lamp | Four-Foot | Dual Mode Internal Driver (UL Type A and Type B) | Standard | TRUE | 1923 | 110.96 | 17.33 | 19.65 | 0.953 | 3048 | 81.9 | 5 | 50000 | 42293 |  |  | NotYetVerified |  | 3 | 1923 | 110.96 | 17.33 |  |  | 3000
PNHC8HEV | JIAXING SUPER LIGHTING ELECTRIC APPLIANCE CO.LTD | SUPER | T8L-IDFH11-2200-4ft-ACC | Linear Replacement Lamp | Four-Foot | Internal Driver Lamp-Style Retrofit Kits (UL Type B) | Standard | TRUE | 2298 | 128.2 | 17.93 | 19.87 | 0.915 | 3041 | 81.8 | 5 | 50000 | 42293 |  |  | No |  | 3 | 2290 | 127 | 18 | 20 | 0.9 | 3000 | 83
P9AKQNN4 | Disruptive SSL | DISRUPTIVE SSL | DXTH12 (3000K) | Linear Replacement Lamp | Four-Foot | Dual Mode Internal Driver (UL Type A and Type B) | Standard | TRUE | 1782 | 141.09 | 12.63 | 16.59 | 0.9132 | 3098 | 84 | 5 | 50000 | 42293 |  |  | NotYetVerified |  | 3 | 1782 | 141.09 | 12.63 | 16.59 | 0.9182 | 3000 | 83.6
PQSBG7DU | SNC OPTO ELECTRONIC CO LTD. | SNC LED | SNC-T812-22WC01(3000K) | Linear Replacement Lamp | Four-Foot | Internal Driver Lamp-Style Retrofit Kits (UL Type B) | Standard | TRUE | 2792 | 129.2 | 21.61 | 14.3 | 0.9122 | 2889 | 81.7 | 5 | 50000 | 42293 |  |  | No |  | 3 | 2795 | 130.55 | 21.41 | 14.3 | 0.9122 | 3000 | 81.7
PTHADPF9 | Disruptive SSL | DISRUPTIVE SSL | DXT48 (3000K) | Linear Replacement Lamp | Four-Foot | Dual Mode Internal Driver (UL Type A and Type B) | Standard | TRUE | 2030 | 110.63 | 18.42 | 19.93 | 0.9075 | 3109 | 83 | 5 | 50000 | 42293 |  |  | NotYetVerified |  | 3 | 2187 | 119.18 | 18.35 | 19.93 | 0.9075 | 3000 | 82.7
PPPDJJCT | SNC OPTO ELECTRONIC CO LTD. | SNC LED | SNC-T812-22WF01(3000K) | Linear Replacement Lamp | Four-Foot | Internal Driver Lamp-Style Retrofit Kits (UL Type B) | Standard | TRUE | 2415 | 111.86 | 21.53 | 16.65 | 0.9033 | 2884 | 82 | 5 | 50000 | 42293 |  |  | No |  | 3 | 2391 | 112.25 | 21.3 | 16.65 | 0.9033 | 3000 | 82
PNH7QX7P | GE Lighting Solutions | GE Lighting | LED15ET8/G/4/830 | Linear Replacement Lamp | Four-Foot | Replacement Lamps (plug and play) (UL Type A) | Standard | FALSE | [9 empty] | 42293 |  |  | No | Updated on 3/2/2017 | 4.1 | 2100 | 116.7 | 18 | 20 | 0.9 | 3000 | 80
PV8QARM8 | JIAXING SUPER LIGHTING ELECTRIC APPLIANCE CO.LTD | SUPER | T8L-IDFH11-2200-4ft-ECC | Linear Replacement Lamp | Four-Foot | Internal Driver Lamp-Style Retrofit Kits (UL Type B) | Standard | FALSE | [9 empty] | 42293 |  |  | No |  | 3 | 2290 | 127 | 18 | 20 | 0.9 | 5000 | 83
P4UG8NFE | JIAXING SUPER LIGHTING ELECTRIC APPLIANCE CO.LTD | SUPER | T8L-IDFH11-2200-4ft-DCC | Linear Replacement Lamp | Four-Foot | Internal Driver Lamp-Style Retrofit Kits (UL Type B) | Standard | FALSE | [9 empty] | 42293 |  |  | No |  | 3 | 2290 | 127 | 18 | 20 | 0.9 | 4500 | 83
PQWVXGFJ | JIAXING SUPER LIGHTING ELECTRIC APPLIANCE CO.LTD | SUPER | T8L-IDFH11-2200-4ft-CCC | Linear Replacement Lamp | Four-Foot | Internal Driver Lamp-Style Retrofit Kits (UL Type B) | Standard | FALSE | [9 empty] | 42293 |  |  | No |  | 3 | 2290 | 127 | 18 | 20 | 0.9 | 4000 | 83
PTVDEEBT | JIAXING SUPER LIGHTING ELECTRIC APPLIANCE CO.LTD | SUPER | T8L-IDFH11-2200-4ft-BCC | Linear Replacement Lamp | Four-Foot | Internal Driver Lamp-Style Retrofit Kits (UL Type B) | Standard | FALSE | [9 empty] | 42293 |  |  | No |  | 3 | 2290 | 127 | 18 | 20 | 0.9 | 3500 | 83
PA87PNVF | International Development LLC | Honeywell | T83240HB220 | Linear Replacement Lamp | Four-Foot | Dual Mode Internal Driver (UL Type A and Type B) | Standard | FALSE | [9 empty] | 42293 |  |  | NotYetVerified |  | 3 | 1923 | 110.96 | 17.33 |  |  | 4000
PUU95WA5 | SNC OPTO ELECTRONIC CO LTD. | SNC LED | SNC-T812-22WF01(5000K) | Linear Replacement Lamp | Four-Foot | Internal Driver Lamp-Style Retrofit Kits (UL Type B) | Standard | FALSE | [9 empty] | 42293 |  |  | No |  | 3 | 2463 | 114.99 | 21.42 | 16.67 | 0.9061 | 5000 | 83.2
PDXQZYXD | SNC OPTO ELECTRONIC CO LTD. | SNC LED | SNC-T812-22WC01(5000K) | Linear Replacement Lamp | Four-Foot | Internal Driver Lamp-Style Retrofit Kits (UL Type B) | Standard | FALSE | [9 empty] | 42293 |  |  | No |  | 3 | 2872 | 133.15 | 21.57 | 13.95 | 0.9093 | 5000 | 83.2
P81XTCJ4 | SNC OPTO ELECTRONIC CO LTD. | SNC LED | SNC-T812-22WF01(4500K) | Linear Replacement Lamp | Four-Foot | Internal Driver Lamp-Style Retrofit Kits (UL Type B) | Standard | FALSE | [9 empty] | 42293 |  |  | No |  | 3 | 2391 | 112.25 | 21.3 | 16.65 | 0.9033 | 4500 | 82
PR5ZJFSB | SNC OPTO ELECTRONIC CO LTD. | SNC LED | SNC-T812-22WC01(4500K) | Linear Replacement Lamp | Four-Foot | Internal Driver Lamp-Style Retrofit Kits (UL Type B) | Standard | FALSE | [9 empty] | 42293 |  |  | No |  | 3 | 2795 | 130.55 | 21.41 | 14.3 | 0.9122 | 4500 | 81.7
P4MH98XN | SNC OPTO ELECTRONIC CO LTD. | SNC LED | SNC-T812-22WF01(4000K) | Linear Replacement Lamp | Four-Foot | Internal Driver Lamp-Style Retrofit Kits (UL Type B) | Standard | FALSE | [9 empty] | 42293 |  |  | No |  | 3 | 2391 | 112.25 | 21.3 | 16.65 | 0.9033 | 4000 | 82
PKWJBPPV | SNC OPTO ELECTRONIC CO LTD. | SNC LED | SNC-T812-22WC01(4000K) | Linear Replacement Lamp | Four-Foot | Internal Driver Lamp-Style Retrofit Kits (UL Type B) | Standard | FALSE | [9 empty] | 42293 |  |  | No |  | 3 | 2795 | 130.55 | 21.41 | 14.3 | 0.9122 | 4000 | 81.7
P2Y6TT7W | SNC OPTO ELECTRONIC CO LTD. | SNC LED | SNC-T812-22WF01(3500K) | Linear Replacement Lamp | Four-Foot | Internal Driver Lamp-Style Retrofit Kits (UL Type B) | Standard | FALSE | [9 empty] | 42293 |  |  | No |  | 3 | 2391 | 112.25 | 21.3 | 16.65 | 0.9033 | 3500 | 82
PG7JJGX8 | SNC OPTO ELECTRONIC CO LTD. | SNC LED | SNC-T812-22WC01(3500K) | Linear Replacement Lamp | Four-Foot | Internal Driver Lamp-Style Retrofit Kits (UL Type B) | Standard | FALSE | [9 empty] | 42293 |  |  | No |  | 3 | 2795 | 130.55 | 21.41 | 14.3 | 0.9122 | 3500 | 81.7
PJPDQT2F | Luxul Technology Inc. | Luxul Technology Inc. | G-Lux T8 4ft SL EB | Linear Replacement Lamp | Four-Foot | Replacement Lamps (plug and play) (UL Type A) | Standard | FALSE | [9 empty] | 42293 |  |  | NotYetVerified | Internal Driver; operates off fluorescent ballast | 3 | 1900 | 108 | 17.5 | 20 | 0.9 | 5000 | 82
PUT356H9 | Luxul Technology Inc. | Luxul Technology Inc. | G-Lux T8 4ft SLE EB | Linear Replacement Lamp | Four-Foot | Replacement Lamps (plug and play) (UL Type A) | Standard | FALSE | [9 empty] | 42293 |  |  | NotYetVerified | Internal driver; operates off of fluorescent ballast | 3 | 1800 | 116 | 15 | 20 | 0.9 | 5000 | 82
P8CTSM6K | Luxul Technology Inc. | Luxul Technology Inc. | G-Lux T8 4ft SL CB | Linear Replacement Lamp | Four-Foot | Replacement Lamps (plug and play) (UL Type A) | Standard | FALSE | [9 empty] | 42293 |  |  | NotYetVerified | Internal Driver; operates off fluorescent ballast | 3 | 1900 | 108 | 17.5 | 20 | 0.9 | 4000 | 82
P72FVFUQ | Luxul Technology Inc. | Luxul Technology Inc. | G-Lux T8 4ft SLE CB | Linear Replacement Lamp | Four-Foot | Replacement Lamps (plug and play) (UL Type A) | Standard | FALSE | [9 empty] | 42293 |  |  | NotYetVerified | Internal driver; operates off of fluorescent ballast | 3 | 1800 | 116 | 15 | 20 | 0.9 | 4000 | 82
PMHB5Y1H | GE Lighting Solutions | GE Lighting | LED18ET8/G/4/850 | Linear Replacement Lamp | Four-Foot | Replacement Lamps (plug and play) (UL Type A) | Standard | FALSE | [9 empty] | 42293 |  |  | No | Updated on 3/2/2017 | 4.1 | 2600 | 126.8 | 20.5 | 20 | 0.9 | 5000 | 80
PDHK69J3 | GE Lighting Solutions | GE Lighting | LED15ET8/G/4/850 | Linear Replacement Lamp | Four-Foot | Replacement Lamps (plug and play) (UL Type A) | Standard | FALSE | [9 empty] | 42293 |  |  | No | Updated on 3/2/2017 | 4.1 | 2300 | 127.8 | 18 | 20 | 0.9 | 5000 | 80
P9HNH1U8 | GE Lighting Solutions | GE Lighting | LED18ET8/G/4/840 | Linear Replacement Lamp | Four-Foot | Replacement Lamps (plug and play) (UL Type A) | Standard | FALSE | [9 empty] | 42293 |  |  | No | Updated on 3/2/2017 | 4.1 | 2500 | 122 | 20.5 | 20 | 0.9 | 4000 | 80
PXTTMVUC | GE Lighting Solutions | GE Lighting | LED15ET8/G/4/840 | Linear Replacement Lamp | Four-Foot | Replacement Lamps (plug and play) (UL Type A) | Standard | FALSE | [9 empty] | 42293 |  |  | No | Updated on 3/2/2017 | 4.1 | 2200 | 122.2 | 18 | 20 | 0.9 | 4000 | 80
P3FTDF97 | GE Lighting Solutions | GE Lighting | LED18ET8/G/4/835 | Linear Replacement Lamp | Four-Foot | Replacement Lamps (plug and play) (UL Type A) | Standard | FALSE | [9 empty] | 42293 |  |  | No | Updated on 3/2/2017 | 4.1 | 2500 | 122 | 20.5 | 20 | 0.9 | 3500 | 80
PC3FZA9X | GE Lighting Solutions | GE Lighting | LED15ET8/G/4/835 | Linear Replacement Lamp | Four-Foot | Replacement Lamps (plug and play) (UL Type A) | Standard | FALSE | [9 empty] | 42293 |  |  | No | Updated on 3/2/2017 | 4.1 | 2200 | 122.2 | 18 | 20 | 0.9 | 3500 | 80
PK4URFBY | Disruptive SSL | DISRUPTIVE SSL | DXT48 (5000K) | Linear Replacement Lamp | Four-Foot | Dual Mode Internal Driver (UL Type A and Type B) | Standard | FALSE | [9 empty] | 42293 | Not Yet Verified | Not Yet Verified | NotYetVerified |  | 3 | 2361 | 128.18 | 18.42 | 19.57 | 0.9095 | 5000 | 82.6
PQSXHDK4 | Disruptive SSL | DISRUPTIVE SSL | DXTH12 (5000K) | Linear Replacement Lamp | Four-Foot | Dual Mode Internal Driver (UL Type A and Type B) | Standard | FALSE | [9 empty] | 42293 | Not Yet Verified | Not Yet Verified | NotYetVerified |  | 3 | 1892 | 148.63 | 12.73 | 16.09 | 0.9137 | 5000 | 82.1
PD11ESQH | Disruptive SSL | DISRUPTIVE SSL | DXTH12 (4000K) | Linear Replacement Lamp | Four-Foot | Dual Mode Internal Driver (UL Type A and Type B) | Standard | FALSE | [9 empty] | 42293 | Not Yet Verified | Not Yet Verified | NotYetVerified |  | 3 | 1782 | 141.09 | 12.63 | 16.59 | 0.9182 | 4000 | 83.6
PNT8MCSX | Disruptive SSL | DISRUPTIVE SSL | DXT48 (4000K) | Linear Replacement Lamp | Four-Foot | Dual Mode Internal Driver (UL Type A and Type B) | Standard | FALSE | [9 empty] | 42293 | Not Yet Verified | Not Yet Verified | NotYetVerified |  | 3 | 2187 | 119.18 | 18.35 | 19.93 | 0.9075 | 4000 | 82.7
PCP67UNA | Disruptive SSL | DISRUPTIVE SSL | DXTH12 (3500K) | Linear Replacement Lamp | Four-Foot | Dual Mode Internal Driver (UL Type A and Type B) | Standard | FALSE | [9 empty] | 42293 | Not Yet Verified | Not Yet Verified | NotYetVerified |  | 3 | 1782 | 141.09 | 12.63 | 16.59 | 0.9182 | 3500 | 83.6
PU145DR1 | Disruptive SSL | DISRUPTIVE SSL | DXT48 (3500K) | Linear Replacement Lamp | Four-Foot | Dual Mode Internal Driver (UL Type A and Type B) | Standard | FALSE | [9 empty] | 42293 | Not Yet Verified | Not Yet Verified | NotYetVerified |  | 3 | 2187 | 119.18 | 18.35 | 19.93 | 0.9075 | 3500 | 82.7
PYXM5FN2 | Shenzhen Well King Lighting Co.Ltd | Well King | WK-T-LS-12-20(3000K) | Linear Replacement Lamp | Four-Foot | Internal Driver Lamp-Style Retrofit Kits (UL Type B) | Standard | TRUE | 1847.7 | 106.7 | 17.3 | 21.2 | 0.935 | 2890 | 82.4 | 5 | 50000 | 42292 |  |  | NotYetVerified | Internal Driver | 3 | 1800 |  | 18 | 20 | 0.9 | 3000 | 80
PDF4EMSV | Parth I Inc dba Midwest circuits | Parth I | MC-T8-18W1200 BINX (3000K Frosted) | Linear Replacement Lamp | Four-Foot | Internal Driver Lamp-Style Retrofit Kits (UL Type B) | Standard | TRUE | 1789 | 98.3 | 18.2 | 17.76 | 0.87 | 3034 | 82.7 | 5 | 50000 | 42292 |  |  | NotYetVerified |  | 3 | 1900 | 125 | 16 |  | 0.95 | 3000 | 83
PN435FPR | Parth I Inc dba Midwest circuits | Parth I | MC-T8-18W1200 BONXÂ (3000K FROSTED COVER) | Linear Replacement Lamp | Four-Foot | 2-lamp External Driver Lamp-Style Retrofit Kits (UL Type C) | Standard | TRUE | 1936 | 115.9 | 16.7 | 13.87 | 0.87 | 3061.6 | 82.6 | 5 | 50000 | 42292 |  |  | NotYetVerified |  | 3 | 1936 | 115.9 | 16.7 |  |  | 3000 | 83
PPXRKSCW | Parth I Inc dba Midwest circuits | Parth I | MC-T8-18W1200 BONX (5000K FROSTED COVER) | Linear Replacement Lamp | Four-Foot | 2-lamp External Driver Lamp-Style Retrofit Kits (UL Type C) | Standard | FALSE | [9 empty] | 42292 | Not Dimmable | Not Dimmable | NotYetVerified |  | 3 | 1852 | 115 | 16.1 | 15.28 | 0.9833 | 5000 | 81.7
PU9QU6E3 | Parth I Inc dba Midwest circuits | Parth I | MC-T8-18W1200 BINX (5000K Frosted) | Linear Replacement Lamp | Four-Foot | Internal Driver Lamp-Style Retrofit Kits (UL Type B) | Standard | FALSE | [9 empty] | 42292 | Not Dimmable | Not Dimmable | NotYetVerified |  | 3 | 2150 | 130 | 16 |  | 0.95 | 5000 | 70
P7KCH7QQ | Parth I Inc dba Midwest circuits | Parth I | MC-T8-18W1200 BONX (4000K FROSTED COVER) | Linear Replacement Lamp | Four-Foot | 2-lamp External Driver Lamp-Style Retrofit Kits (UL Type C) | Standard | FALSE | [9 empty] | 42292 | Not Dimmable | Not Dimmable | NotYetVerified |  | 3 | 1850 | 114.2 | 16.2 | 16.72 | 0.9 | 4000 | 80
PGZJDCMP | Parth I Inc dba Midwest circuits | Parth I | MC-T8-18W1200 BINX (4000K Frosted) | Linear Replacement Lamp | Four-Foot | Internal Driver Lamp-Style Retrofit Kits (UL Type B) | Standard | FALSE | [9 empty] | 42292 | Not Dimmable | Not Dimmable | NotYetVerified |  | 3 | 2150 | 130 | 16 |  | 0.95 | 4000 | 70
PGMQT7HZ | Shenzhen Vanplex Optoelectronics Co. Ltd | VANPLEX | VPLT-22W(3000K) | Linear Replacement Lamp | Four-Foot | Internal Driver Lamp-Style Retrofit Kits (UL Type B) | Standard | TRUE | 2523.26 | 114.75 | 21.99 | 14.1 | 0.975 | 2936 | 82.3 | 5 | 50000 | 42291 |  |  | No |  | 3 | 2350 | 106.82 | 22 | 20 | 0.98 | 3000 | 80
P3KJN8M8 | Shenzhen Vanplex Optoelectronics Co. Ltd | VANPLEX | VPLT-12WH(3000K) | Linear Replacement Lamp | Four-Foot | Internal Driver Lamp-Style Retrofit Kits (UL Type B) | Standard | TRUE | 1670.6 | 144.64 | 11.55 | 18.2 | 0.938 | 2988 | 82.6 | 5 | 50000 | 42291 |  |  | No |  | 3 | 1750 | 145.83 | 12 | 20 | 0.98 | 3000 | 80
PUD7DRKT | JIAXING SUPER LIGHTING ELECTRIC APPLIANCE CO.LTD | SUPER | T8L-IDFH11-1800-4FT-ACC | Linear Replacement Lamp | Four-Foot | Internal Driver Lamp-Style Retrofit Kits (UL Type B) | Standard | TRUE | 1996 | 130.9 | 15.25 | 22.31 | 0.9 | 3035 | 81.8 | 5 | 50000 | 42291 |  |  | No |  | 3 | 1990 | 128 | 15.5 | 20 | 0.9 | 3000 | 83
PKEXCM11P | Ledsion Lighting Technology CO.LTD | LEDSION | LS-SMDT8-15WF | Linear Replacement Lamp | Four-Foot | Internal Driver Lamp-Style Retrofit Kits (UL Type B) | Standard | TRUE | 1938.64 | 127.04 | 15.26 | 12.91 | 0.8703 | 5290 | 84.8 | 5 | 50000 | 42291 |  |  | No |  | 3 | 1900 | 126 | 15 | 12 | 0.98 | 5000 | 80
PN4V5D2N | JIAXING SUPER LIGHTING ELECTRIC APPLIANCE CO.LTD | SUPER | T8L-IDFH11-1800-4FT-ECC | Linear Replacement Lamp | Four-Foot | Internal Driver Lamp-Style Retrofit Kits (UL Type B) | Standard | FALSE | [9 empty] | 42291 |  |  | No |  | 3 | 1990 | 128 | 15.5 | 20 | 0.9 | 5000 | 83
PPP8J32G | JIAXING SUPER LIGHTING ELECTRIC APPLIANCE CO.LTD | SUPER | T8L-IDFH11-1800-4FT-DCC | Linear Replacement Lamp | Four-Foot | Internal Driver Lamp-Style Retrofit Kits (UL Type B) | Standard | FALSE | [9 empty] | 42291 |  |  | No |  | 3 | 1990 | 128 | 15.5 | 20 | 0.9 | 4500 | 83
P7KFMQM1 | JIAXING SUPER LIGHTING ELECTRIC APPLIANCE CO.LTD | SUPER | T8L-IDFH11-1800-4FT-CCC | Linear Replacement Lamp | Four-Foot | Internal Driver Lamp-Style Retrofit Kits (UL Type B) | Standard | FALSE | [9 empty] | 42291 |  |  | No |  | 3 | 1990 | 128 | 15.5 | 20 | 0.9 | 4000 | 83
P4D3PKQ8 | JIAXING SUPER LIGHTING ELECTRIC APPLIANCE CO.LTD | SUPER | T8L-IDFH11-1800-4FT-BCC | Linear Replacement Lamp | Four-Foot | Internal Driver Lamp-Style Retrofit Kits (UL Type B) | Standard | FALSE | [9 empty] | 42291 |  |  | No |  | 3 | 1990 | 128 | 15.5 | 20 | 0.9 | 3500 | 83
PWWDKTP6 | Shenzhen Vanplex Optoelectronics Co. Ltd | VANPLEX | VPLT-22W(5000K) | Linear Replacement Lamp | Four-Foot | Internal Driver Lamp-Style Retrofit Kits (UL Type B) | Standard | FALSE | [9 empty] | 42291 |  |  | No |  | 3 | 2400 | 109.09 | 22 | 20 | 0.98 | 5000 | 80
P99R8AJZ | Shenzhen Vanplex Optoelectronics Co. Ltd | VANPLEX | VPLT-12WH(5000K) | Linear Replacement Lamp | Four-Foot | Internal Driver Lamp-Style Retrofit Kits (UL Type B) | Standard | FALSE | [9 empty] | 42291 |  |  | No |  | 3 | 1800 | 150 | 12 | 20 | 0.98 | 5000 | 80
PH64VYP2 | Shenzhen Vanplex Optoelectronics Co. Ltd | VANPLEX | VPLT-22W(4500K) | Linear Replacement Lamp | Four-Foot | Internal Driver Lamp-Style Retrofit Kits (UL Type B) | Standard | FALSE | [9 empty] | 42291 |  |  | No |  | 3 | 2400 | 109.09 | 22 | 20 | 0.98 | 4500 | 80
P7UUGZSP | Shenzhen Vanplex Optoelectronics Co. Ltd | VANPLEX | VPLT-12WH(4500K) | Linear Replacement Lamp | Four-Foot | Internal Driver Lamp-Style Retrofit Kits (UL Type B) | Standard | FALSE | [9 empty] | 42291 |  |  | No |  | 3 | 1800 | 150 | 12 | 20 | 0.98 | 4500 | 80
PK318MTR | Shenzhen Vanplex Optoelectronics Co. Ltd | VANPLEX | VPLT-22W(4000K) | Linear Replacement Lamp | Four-Foot | Internal Driver Lamp-Style Retrofit Kits (UL Type B) | Standard | FALSE | [9 empty] | 42291 |  |  | No |  | 3 | 2400 | 109.09 | 22 | 20 | 0.98 | 4000 | 80
P6W1DRGX | Shenzhen Vanplex Optoelectronics Co. Ltd | VANPLEX | VPLT-12WH(4000K) | Linear Replacement Lamp | Four-Foot | Internal Driver Lamp-Style Retrofit Kits (UL Type B) | Standard | FALSE | [9 empty] | 42291 |  |  | No |  | 3 | 1800 | 150 | 12 | 20 | 0.98 | 4000 | 80
P19QH4VN | Shenzhen Vanplex Optoelectronics Co. Ltd | VANPLEX | VPLT-22W(3500K) | Linear Replacement Lamp | Four-Foot | Internal Driver Lamp-Style Retrofit Kits (UL Type B) | Standard | FALSE | [9 empty] | 42291 |  |  | No |  | 3 | 2350 | 106.82 | 22 | 20 | 0.98 | 3500 | 80
PVP3BG45 | Shenzhen Vanplex Optoelectronics Co. Ltd | VANPLEX | VPLT-12WH(3500K) | Linear Replacement Lamp | Four-Foot | Internal Driver Lamp-Style Retrofit Kits (UL Type B) | Standard | FALSE | [9 empty] | 42291 |  |  | No |  | 3 | 1750 | 145.83 | 12 | 20 | 0.98 | 3500 | 80
PXB6AFUG | ACE LED LLC | Ace-LED | T8PNP-4ft-18W-30K | Linear Replacement Lamp | Four-Foot | Replacement Lamps (plug and play) (UL Type A) | Standard | TRUE | 2327.8 | 111.75 | 20.83 | 4.41 | 0.986 | 3088 | 85 | 5 | 50000 | 42290 |  |  | NotYetVerified | Internal Driver; operates off fluorescent ballast | 3 | 2300 | 109 | 21 | 20 | 0.9 | 3000 | 82
P6KK9Z3R | ACE LED LLC | Ace-LED | T8PNP-4ft-15W-30K | Linear Replacement Lamp | Four-Foot | Replacement Lamps (plug and play) (UL Type A) | Standard | TRUE | 1928.7 | 114.94 | 16.78 | 5.54 | 0.98 | 3077 | 85.1 | 5 | 50000 | 42290 |  |  | NotYetVerified | Internal Driver; operates off fluorescent ballast | 3 | 1900 | 108 | 17.5 | 20 | 0.9 | 3000 | 82
PQNA8NA1 | Linmore LED Labs | Linmore LED | LL-T8-4-2-ED-F-35K-44W | Linear Replacement Lamp | Four-Foot | 2-lamp External Driver Lamp-Style Retrofit Kits (UL Type C) | Standard | TRUE | 2801.35 | 125 | 22.37 | 14 | 0.96 | 3389 | 83 | 5 | 50000 | 42290 |  |  | No |  | 3 | 2801.35 | 125 | 22.37 | 14 | 0.99 | 3389 | 83
P5ZE37ES | Philips Lighting North America Corporation | Philips | 9290011585(ICN-2P16-TLED-N) | Linear Replacement Lamp | Four-Foot | 2-lamp External Driver Lamp-Style Retrofit Kits (UL Type C) | Standard | TRUE | 2221.59 | 107.6 | 20.65 | 4.36 | 0.953 | 3010 | 83 | 5 | 50000 | 42290 |  |  | No |  | 3 | 2100 | 107 | 21 | 5 | 0.996 | 3000 | 82
P2FXMHFK | ACE LED LLC | Ace-LED | T8IPS-4ft-18W-30K | Linear Replacement Lamp | Four-Foot | Internal Driver Lamp-Style Retrofit Kits (UL Type B) | Standard | TRUE | 2498.4 | 122.11 | 20.46 | 7.28 | 0.94 | 3104 | 85 | 5 | 50000 | 42290 |  |  | NotYetVerified | Internal driver | 3 | 2200 | 105 | 21 | 20 | 0.9 | 3000 | 82
PW1BUNSQ | LED Illumination II LLC dba PRUF LED | PRUF | 145-01CB | Linear Replacement Lamp | Four-Foot | Internal Driver Lamp-Style Retrofit Kits (UL Type B) | Standard | TRUE | 1765.692 | 118.344 | 14.92 | 16.32 | 0.932 | 3092 | 83.4 | 5 | 50000 | 42290 |  |  | No |  | 3 | 1765.692 | 118.344 | 14.92 | 16.32 | 0.974 | 3092 | 83.4
PBTMPE5T | Zhejiang Starco Lighting Co.Ltd. | Starco Lighting | SLT813P440 | Linear Replacement Lamp | Four-Foot | Internal Driver Lamp-Style Retrofit Kits (UL Type B) | Standard | TRUE | 1787 | 133.4 | 13.4 | 16.84 | 0.9251 | 4017 | 80.9 | 6 | 50000 | 42290 |  |  | No |  | 3 | 1700 | 130 | 13 | 20 | 0.9 | 4000 | 82
PDTZWXEY | ACE LED LLC | Ace-LED | T8IPS-4ft-15W-30K | Linear Replacement Lamp | Four-Foot | Internal Driver Lamp-Style Retrofit Kits (UL Type B) | Standard | TRUE | 2034.2 | 123.21 | 16.51 | 7.67 | 0.9112 | 3097 | 85 | 5 | 50000 | 42290 |  |  | NotYetVerified | Internal driver | 3 | 1800 | 105 | 17 | 20 | 0.9 | 3000 | 82
PJP3R8KC | Tron Technologies LTD | GreenLED | GL-T8-04-C(3000K) | Linear Replacement Lamp | Four-Foot | Dual Mode Internal Driver (UL Type A and Type B) | Standard | TRUE | 2401 | 121.32 | 19.79 | 15.96 | 0.9044 | 2960 | 81.9 | 5 | 50000 | 42290 |  |  | NotYetVerified |  | 3 | 2401 | 121.32 | 19.79 | 15.96 | 0.9044 | 2960 | 81.9
PRNJKQ7U | Zhenjiang Qiangling Electronic Co.Ltd | TCP | D-48T81FJ4 | Linear Replacement Lamp | Four-Foot | Internal Driver Lamp-Style Retrofit Kits (UL Type B) | Standard | TRUE | 1879.4 | 120.07 | 15.65 | 16.1 | 0.901 | 3834 | 85 | 5 | 50000 | 42290 |  |  | No |  | 3 | 1800 | 120 | 15 | 16.1 | 0.95 | 4000 | 82
PQND3RV9 | Zhenjiang Qiangling Electronic Co.Ltd | TCP | D-48T81KJ4 | Linear Replacement Lamp | Four-Foot | Internal Driver Lamp-Style Retrofit Kits (UL Type B) | Standard | TRUE | 2214.09 | 115.58 | 19.16 | 16.1 | 0.896 | 3816 | 85.1 | 5 | 50000 | 42290 |  |  | No |  | 3 | 2200 | 120 | 18 | 16.1 | 0.95 | 4000 | 82
PCR8K737 | Zhenjiang Qiangling Electronic Co.Ltd | TCP | D-48T81KM4 | Linear Replacement Lamp | Four-Foot | Internal Driver Lamp-Style Retrofit Kits (UL Type B) | Standard | FALSE | [9 empty] | 42290 |  |  | No |  | 3 | 2200 | 120 | 18 | 16.3 | 0.95 | 5000 | 82
PKKY1NPX | Zhenjiang Qiangling Electronic Co.Ltd | TCP | D-48T81FM4 | Linear Replacement Lamp | Four-Foot | Internal Driver Lamp-Style Retrofit Kits (UL Type B) | Standard | FALSE | [9 empty] | 42290 |  |  | No |  | 3 | 1800 | 120 | 15 | 16.2 | 0.95 | 5000 | 82
PKJHU4A8 | Philips Lighting North America Corporation | Philips | 9290011588(ICN-2P16-TLED-N) | Linear Replacement Lamp | Four-Foot | 2-lamp External Driver Lamp-Style Retrofit Kits (UL Type C) | Standard | FALSE | [9 empty] | 42290 |  |  | No |  | 3 | 2100 | 107 | 21 | 5 | 0.996 | 5000 | 82
P2XFJKTD | Philips Lighting North America Corporation | Philips | 9290011587(ICN-2P16-TLED-N) | Linear Replacement Lamp | Four-Foot | 2-lamp External Driver Lamp-Style Retrofit Kits (UL Type C) | Standard | FALSE | [9 empty] | 42290 |  |  | No |  | 3 | 2100 | 107 | 21 | 5 | 0.996 | 4000 | 82
PMT9JE55 | Philips Lighting North America Corporation | Philips | 9290011586(ICN-2P16-TLED-N) | Linear Replacement Lamp | Four-Foot | 2-lamp External Driver Lamp-Style Retrofit Kits (UL Type C) | Standard | FALSE | [9 empty] | 42290 |  |  | No |  | 3 | 2100 | 107 | 21 | 5 | 0.996 | 3500 | 82
PHCYFT4S | Zhejiang Starco Lighting Co.Ltd. | Starco Lighting | SLT813P450 | Linear Replacement Lamp | Four-Foot | Internal Driver Lamp-Style Retrofit Kits (UL Type B) | Standard | FALSE | [9 empty] | 42290 |  |  | No |  | 3 | 1750 | 132 | 13 | 20 | 0.9 | 5000 | 82
PEQ2UJV3 | Lighting & Supplies Inc. dba Sunshine Lighting Co. | Sunlite | T8/LED/4'/18W/DLC/50K | Linear Replacement Lamp | Four-Foot | Internal Driver Lamp-Style Retrofit Kits (UL Type B) | Standard | FALSE | [9 empty] | 42290 |  |  | NotYetVerified |  | 3 | 2200 | 105 | 21 | 20 | 0.9 | 5000 | 82
PVB99QEA | LED Illumination II LLC dba PRUF LED | PRUF | 145-02CB | Linear Replacement Lamp | Four-Foot | Internal Driver Lamp-Style Retrofit Kits (UL Type B) | Standard | FALSE | [9 empty] | 42290 |  |  | No |  | 3 | 1796.708 | 123.57 | 14.54 | 16.19 | 0.978 | 4020 | 83.1
P75S7286 | Linmore LED Labs | Linmore LED | LL-T8-4-2-ED-F-50K-44W | Linear Replacement Lamp | Four-Foot | 2-lamp External Driver Lamp-Style Retrofit Kits (UL Type C) | Standard | FALSE | [9 empty] | 42290 | Dimmable | Continuous Above 10 | No |  | 3 | 2840.99 | 127 | 22.37 | 14 | 0.99 | 5000 | 83
PP4V176C | Linmore LED Labs | Linmore LED | LL-T8-4-2-ED-F-41K-44W | Linear Replacement Lamp | Four-Foot | 2-lamp External Driver Lamp-Style Retrofit Kits (UL Type C) | Standard | FALSE | [9 empty] | 42290 | Dimmable | Continuous Above 10 | No |  | 3 | 2818.62 | 126 | 22.37 | 14 | 0.99 | 4100 | 83
PHQGJTME | Tron Technologies LTD | GreenLED | GL-T8-04-C(5000K) | Linear Replacement Lamp | Four-Foot | Dual Mode Internal Driver (UL Type A and Type B) | Standard | FALSE | [9 empty] | 42290 | Not Dimmable | Not Dimmable | NotYetVerified |  | 3 | 2684 | 138.71 | 19.35 | 15.71 | 0.9085 | 5000 | 83.2
PZCT3H7Y | Tron Technologies LTD | GreenLED | GL-T8-04-C(4500K) | Linear Replacement Lamp | Four-Foot | Dual Mode Internal Driver (UL Type A and Type B) | Standard | FALSE | [9 empty] | 42290 | Not Dimmable | Not Dimmable | NotYetVerified |  | 3 | 2403 | 123.74 | 19.42 | 15.96 | 0.9044 | 4500 | 81.9
PA548C1M | Tron Technologies LTD | GreenLED | GL-T8-04-C(4000K) | Linear Replacement Lamp | Four-Foot | Dual Mode Internal Driver (UL Type A and Type B) | Standard | FALSE | [9 empty] | 42290 | Not Dimmable | Not Dimmable | NotYetVerified |  | 3 | 2403 | 123.74 | 19.42 | 15.96 | 0.9044 | 4000 | 81.9
P641DNKR | Tron Technologies LTD | GreenLED | GL-T8-04-C(3500K) | Linear Replacement Lamp | Four-Foot | Dual Mode Internal Driver (UL Type A and Type B) | Standard | FALSE | [9 empty] | 42290 | Not Dimmable | Not Dimmable | NotYetVerified |  | 3 | 2403 | 123.74 | 19.42 | 15.96 | 0.9044 | 3500 | 81.9
PZKQRQ31 | ACE LED LLC | Ace-LED | T8PNP-4ft-18W-50K | Linear Replacement Lamp | Four-Foot | Replacement Lamps (plug and play) (UL Type A) | Standard | FALSE | [9 empty] | 42290 | Not Dimmable | Not Dimmable | NotYetVerified | Internal Driver; operates off fluorescent ballast | 3 | 2300 | 109 | 21 | 20 | 0.9 | 5000 | 82
P13VYNHG | ACE LED LLC | Ace-LED | T8IPS-4ft-18W-50K | Linear Replacement Lamp | Four-Foot | Internal Driver Lamp-Style Retrofit Kits (UL Type B) | Standard | FALSE | [9 empty] | 42290 | Not Dimmable | Not Dimmable | NotYetVerified |  | 3 | 2200 | 105 | 21 | 20 | 0.9 | 5000 | 82
P2B5V29V | ACE LED LLC | Ace-LED | T8PNP-4ft-15W-50K | Linear Replacement Lamp | Four-Foot | Replacement Lamps (plug and play) (UL Type A) | Standard | FALSE | [9 empty] | 42290 | Not Dimmable | Not Dimmable | NotYetVerified | Internal Driver; operates off fluorescent ballast | 3 | 1900 | 108 | 17.5 | 20 | 0.9 | 5000 | 82
PMSRP33Y | ACE LED LLC | Ace-LED | T8IPS-4ft-15W-50K | Linear Replacement Lamp | Four-Foot | Internal Driver Lamp-Style Retrofit Kits (UL Type B) | Standard | FALSE | [9 empty] | 42290 | Not Dimmable | Not Dimmable | NotYetVerified |  | 3 | 1800 | 105 | 17 | 20 | 0.9 | 5000 | 82
P4VTHEJU | ACE LED LLC | Ace-LED | T8PNP-4ft-18W-45K | Linear Replacement Lamp | Four-Foot | Replacement Lamps (plug and play) (UL Type A) | Standard | FALSE | [9 empty] | 42290 | Not Dimmable | Not Dimmable | NotYetVerified | Internal Driver; operates off fluorescent ballast | 3 | 2300 | 109 | 21 | 20 | 0.9 | 4500 | 82
P91GS9J5 | ACE LED LLC | Ace-LED | T8IPS-4ft-18W-45K | Linear Replacement Lamp | Four-Foot | Internal Driver Lamp-Style Retrofit Kits (UL Type B) | Standard | FALSE | [9 empty] | 42290 | Not Dimmable | Not Dimmable | NotYetVerified |  | 3 | 2200 | 105 | 21 | 20 | 0.9 | 4500 | 82
PSN2AKYK | ACE LED LLC | Ace-LED | T8PNP-4ft-15W-45K | Linear Replacement Lamp | Four-Foot | Replacement Lamps (plug and play) (UL Type A) | Standard | FALSE | [9 empty] | 42290 | Not Dimmable | Not Dimmable | NotYetVerified | Internal Driver; operates off fluorescent ballast | 3 | 1900 | 108 | 17.5 | 20 | 0.9 | 4500 | 82
P7U9PEFP | ACE LED LLC | Ace-LED | T8IPS-4ft-15W-45K | Linear Replacement Lamp | Four-Foot | Internal Driver Lamp-Style Retrofit Kits (UL Type B) | Standard | FALSE | [9 empty] | 42290 | Not Dimmable | Not Dimmable | NotYetVerified |  | 3 | 1800 | 105 | 17 | 20 | 0.9 | 4500 | 82
PSP4ZKRW | ACE LED LLC | Ace-LED | T8PNP-4ft-18W-40K | Linear Replacement Lamp | Four-Foot | Replacement Lamps (plug and play) (UL Type A) | Standard | FALSE | [9 empty] | 42290 | Not Dimmable | Not Dimmable | NotYetVerified | Internal Driver; operates off fluorescent ballast | 3 | 2300 | 109 | 21 | 20 | 0.9 | 4000 | 82
PTYEMBGF | ACE LED LLC | Ace-LED | T8IPS-4ft-18W-40K | Linear Replacement Lamp | Four-Foot | Internal Driver Lamp-Style Retrofit Kits (UL Type B) | Standard | FALSE | [9 empty] | 42290 | Not Dimmable | Not Dimmable | NotYetVerified |  | 3 | 2200 | 105 | 21 | 20 | 0.9 | 4000 | 82
P2K6J9N4 | ACE LED LLC | Ace-LED | T8PNP-4ft-15W-40K | Linear Replacement Lamp | Four-Foot | Replacement Lamps (plug and play) (UL Type A) | Standard | FALSE | [9 empty] | 42290 | Not Dimmable | Not Dimmable | NotYetVerified | Internal Driver; operates off fluorescent ballast | 3 | 1900 | 108 | 17.5 | 20 | 0.9 | 4000 | 82
P9TGQR7P | ACE LED LLC | Ace-LED | T8IPS-4ft-15W-40K | Linear Replacement Lamp | Four-Foot | Internal Driver Lamp-Style Retrofit Kits (UL Type B) | Standard | FALSE | [9 empty] | 42290 | Not Dimmable | Not Dimmable | NotYetVerified |  | 3 | 1800 | 105 | 17 | 20 | 0.9 | 4000 | 82
P9BRK9V1 | ACE LED LLC | Ace-LED | T8PNP-4ft-18W-35K | Linear Replacement Lamp | Four-Foot | Replacement Lamps (plug and play) (UL Type A) | Standard | FALSE | [9 empty] | 42290 | Not Dimmable | Not Dimmable | NotYetVerified | Internal Driver; operates off fluorescent ballast | 3 | 2300 | 109 | 21 | 20 | 0.9 | 3500 | 82
PFUB3TP3 | ACE LED LLC | Ace-LED | T8IPS-4ft-18W-35K | Linear Replacement Lamp | Four-Foot | Internal Driver Lamp-Style Retrofit Kits (UL Type B) | Standard | FALSE | [9 empty] | 42290 | Not Dimmable | Not Dimmable | NotYetVerified |  | 3 | 2200 | 105 | 21 | 20 | 0.9 | 3500 | 82
PFNMAF3P | ACE LED LLC | Ace-LED | T8PNP-4ft-15W-35K | Linear Replacement Lamp | Four-Foot | Replacement Lamps (plug and play) (UL Type A) | Standard | FALSE | [9 empty] | 42290 | Not Dimmable | Not Dimmable | NotYetVerified | Internal Driver; operates off fluorescent ballast | 3 | 1900 | 108 | 17.5 | 20 | 0.9 | 3500 | 82
PGGH9SF7 | ACE LED LLC | Ace-LED | T8IPS-4ft-15W-35K | Linear Replacement Lamp | Four-Foot | Internal Driver Lamp-Style Retrofit Kits (UL Type B) | Standard | FALSE | [9 empty] | 42290 | Not Dimmable | Not Dimmable | NotYetVerified |  | 3 | 1800 | 105 | 17 | 20 | 0.9 | 3500 | 82
PEN2JFYP | Chicony Power Technology Co. Ltd. | Chicony Power | TLD-0171AR | Linear Replacement Lamp | Four-Foot | Replacement Lamps (plug and play) (UL Type A) | Standard | TRUE | 1838.8 | 106.8 | 17.221 | 13.17 | 0.9363 | 3467 | 84 | 5 | 50000 | 42289 |  |  | No |  | 3 | 1600 | 100 | 32 | 20 | 0.9 | 3500 | 80
PEZ2BDN2 | Shenzhen Collesun Lighting Co. Ltd. | collesun | T8B2-123040NV3-33A | Linear Replacement Lamp | Four-Foot | Internal Driver Lamp-Style Retrofit Kits (UL Type B) | Standard | TRUE | 4051.7 | 126.34 | 32.07 | 16.3 | 0.923 | 3045 | 82.4 | 5 | 50000 | 42289 |  |  | No |  | 3 | 4051.7 | 126.34 | 32.07 | 16.3 | 0.923 | 3045 | 82.4
PB674MTF | Shenzhen Collesun Lighting Co. Ltd. | collesun | T8B2-125040NV3-33A | Linear Replacement Lamp | Four-Foot | Internal Driver Lamp-Style Retrofit Kits (UL Type B) | Standard | FALSE | [9 empty] | 42289 |  |  | No |  | 3 | 4000 | 120 | 32.07 | 16.3 | 0.923 | 5000 | 80
P9M938ZP | Shenzhen Collesun Lighting Co. Ltd. | collesun | T8B2-124540NV3-33A | Linear Replacement Lamp | Four-Foot | Internal Driver Lamp-Style Retrofit Kits (UL Type B) | Standard | FALSE | [9 empty] | 42289 |  |  | No |  | 3 | 4000 | 120 | 32.07 | 16.3 | 0.923 | 4500 | 80
PPXTF2E1 | Shenzhen Collesun Lighting Co. Ltd. | collesun | T8B2-124040NV3-33A | Linear Replacement Lamp | Four-Foot | Internal Driver Lamp-Style Retrofit Kits (UL Type B) | Standard | FALSE | [9 empty] | 42289 |  |  | No |  | 3 | 4000 | 120 | 32.07 | 16.3 | 0.923 | 4000 | 80
PY3FK5B6 | Shenzhen Collesun Lighting Co. Ltd. | collesun | T8B2-123540NV3-33A | Linear Replacement Lamp | Four-Foot | Internal Driver Lamp-Style Retrofit Kits (UL Type B) | Standard | FALSE | [9 empty] | 42289 |  |  | No |  | 3 | 4000 | 120 | 32.07 | 16.3 | 0.923 | 3500 | 80
PP7FUZ1Y | Lighting & Supplies Inc. dba Sunshine Lighting Co. | Sunlite | T8/LED/4'/18W/DLC/45K | Linear Replacement Lamp | Four-Foot | Internal Driver Lamp-Style Retrofit Kits (UL Type B) | Standard | FALSE | [9 empty] | 42289 |  |  | NotYetVerified |  | 3 | 2200 | 105 | 21 | 20 | 0.9 | 4500 | 82
PX7HSUTZ | Chicony Power Technology Co. Ltd. | Chicony Power | TLD-0171AC | Linear Replacement Lamp | Four-Foot | Replacement Lamps (plug and play) (UL Type A) | Standard | FALSE | [9 empty] | 42289 |  |  | No |  | 3 | 1600 | 100 | 32 | 20 | 0.9 | 5000 | 80
PBB9MR6H | Lighting & Supplies Inc. dba Sunshine Lighting Co. | Sunlite | T8/LED/4'/18W/DLC/40K | Linear Replacement Lamp | Four-Foot | Internal Driver Lamp-Style Retrofit Kits (UL Type B) | Standard | FALSE | [9 empty] | 42288 |  |  | NotYetVerified |  | 3 | 2200 | 105 | 21 | 20 | 0.9 | 4000 | 82
PCRR7WKE | Lighting & Supplies Inc. dba Sunshine Lighting Co. | Sunlite | T8/LED/4'/18W/DLC/35K | Linear Replacement Lamp | Four-Foot | Internal Driver Lamp-Style Retrofit Kits (UL Type B) | Standard | FALSE | [9 empty] | 42287 |  |  | NotYetVerified |  | 3 | 2200 | 105 | 21 | 20 | 0.9 | 3500 | 82
PN6ZASF3 | Lighting & Supplies Inc. dba Sunshine Lighting Co. | Sunlite | T8/LED/4'/18W/DLC/30K | Linear Replacement Lamp | Four-Foot | Internal Driver Lamp-Style Retrofit Kits (UL Type B) | Standard | TRUE | 2498.4 | 122.11 | 20.46 | 7.28 | 0.94 | 3104 | 85 | 5 | 50000 | 42286 |  |  | NotYetVerified | Internal driver | 3 | 2200 | 105 | 21 | 20 | 0.9 | 3000 | 82
P8PPTXD8 | Archipelago Lighting Inc. | ARCHIPELAGO | LT8F170030BP2 | Linear Replacement Lamp | Four-Foot | Internal Driver Lamp-Style Retrofit Kits (UL Type B) | Standard | TRUE | 1961.799 | 116.573 | 16.829 | 15.59 | 0.9211 | 2970 | 82 | 5 | 50000 | 42285 |  |  | NotYetVerified |  | 3 | 1765 | 112 | 15 | 15.59 | 0.966 | 3000 | 82
P9GVEFGG | Archipelago Lighting Inc. | ARCHIPELAGO | LT8F170050BP2 | Linear Replacement Lamp | Four-Foot | Internal Driver Lamp-Style Retrofit Kits (UL Type B) | Standard | FALSE | [9 empty] | 42285 |  |  | NotYetVerified |  | 3 | 1900 | 112 | 15 | 15.59 | 0.966 | 5000 | 82
P71R69A4 | Archipelago Lighting Inc. | ARCHIPELAGO | LT8F170041BP2 | Linear Replacement Lamp | Four-Foot | Internal Driver Lamp-Style Retrofit Kits (UL Type B) | Standard | FALSE | [9 empty] | 42285 |  |  | NotYetVerified |  | 3 | 1800 | 112 | 15 | 15.59 | 0.966 | 4000 | 82
PRAVT8JE | Archipelago Lighting Inc. | ARCHIPELAGO | LT8F170035BP2 | Linear Replacement Lamp | Four-Foot | Internal Driver Lamp-Style Retrofit Kits (UL Type B) | Standard | FALSE | [9 empty] | 42285 |  |  | NotYetVerified |  | 3 | 1765 | 112 | 15 | 15.59 | 0.966 | 3500 | 82
P6ZATF86 | Lighting & Supplies Inc. dba Sunshine Lighting Co. | Sunlite | T8/LED/4'/15W/DLC/50K | Linear Replacement Lamp | Four-Foot | Internal Driver Lamp-Style Retrofit Kits (UL Type B) | Standard | FALSE | [9 empty] | 42285 |  |  | NotYetVerified |  | 3 | 1800 | 105 | 17 | 20 | 0.9 | 5000 | 82
PEXA5C5F | Longhorn Lighting Co. Ltd | Longhorn | LH-L8V124Q00 | Linear Replacement Lamp | Four-Foot | Replacement Lamps (plug and play) (UL Type A) | Standard | TRUE | 1761.519 | 117.06 | 15.048 | 7.83 | 0.9605 | 2982 | 81.7 | 5 | 50000 | 42284 |  |  | No |  | 3 | 1600 | 117.06 | 12 | 7.83 | 0.996 | 3000 | 82
P46EDH8R | Shenzhen Vanplex Optoelectronics Co. Ltd | VANPLEX | VPLT-18W(3000K) | Linear Replacement Lamp | Four-Foot | Internal Driver Lamp-Style Retrofit Kits (UL Type B) | Standard | TRUE | 2063.17 | 117.9 | 17.5 | 21.4 | 0.913 | 2963 | 81.7 | 5 | 50000 | 42284 |  |  | No |  | 3 | 1950 | 108.3333 | 18 | 20 | 0.98 | 3000 | 80
PP3H4QUT | Shenzhen Vanplex Optoelectronics Co. Ltd | VANPLEX | VPLT-18W(5000K) | Linear Replacement Lamp | Four-Foot | Internal Driver Lamp-Style Retrofit Kits (UL Type B) | Standard | FALSE | [9 empty] | 42284 |  |  | No |  | 3 | 2150 | 119.4444 | 18 | 20 | 0.98 | 5000 | 80
PG8MN2GA | Shenzhen Vanplex Optoelectronics Co. Ltd | VANPLEX | VPLT-18W(4500K) | Linear Replacement Lamp | Four-Foot | Internal Driver Lamp-Style Retrofit Kits (UL Type B) | Standard | FALSE | [9 empty] | 42284 |  |  | No |  | 3 | 2150 | 119.4444 | 18 | 20 | 0.98 | 4500 | 80
P29WQ78V | Shenzhen Vanplex Optoelectronics Co. Ltd | VANPLEX | VPLT-18W(4000K) | Linear Replacement Lamp | Four-Foot | Internal Driver Lamp-Style Retrofit Kits (UL Type B) | Standard | FALSE | [9 empty] | 42284 |  |  | No |  | 3 | 2150 | 119.4444 | 18 | 20 | 0.98 | 4000 | 80
PJUBUEHK | Shenzhen Vanplex Optoelectronics Co. Ltd | VANPLEX | VPLT-18W(3500K) | Linear Replacement Lamp | Four-Foot | Internal Driver Lamp-Style Retrofit Kits (UL Type B) | Standard | FALSE | [9 empty] | 42284 |  |  | No |  | 3 | 1950 | 108.3333 | 18 | 20 | 0.98 | 3500 | 80
P498RQ5G | Lighting & Supplies Inc. dba Sunshine Lighting Co. | Sunlite | T8/LED/4'/15W/DLC/45K | Linear Replacement Lamp | Four-Foot | Internal Driver Lamp-Style Retrofit Kits (UL Type B) | Standard | FALSE | [9 empty] | 42284 |  |  | NotYetVerified |  | 3 | 1800 | 105 | 17 | 20 | 0.9 | 4500 | 82
PETDR91P | Longhorn Lighting Co. Ltd | Longhorn | LH-L8R124Q00 | Linear Replacement Lamp | Four-Foot | Replacement Lamps (plug and play) (UL Type A) | Standard | FALSE | [9 empty] | 42284 |  |  | No |  | 3 | 1600 | 119.413 | 12 | 7.83 | 0.996 | 5000 | 82
PMVXFCTC | Longhorn Lighting Co. Ltd | Longhorn | LH-L8N124Q00 | Linear Replacement Lamp | Four-Foot | Replacement Lamps (plug and play) (UL Type A) | Standard | FALSE | [9 empty] | 42284 |  |  | No |  | 3 | 1600 | 119.413 | 12 | 7.83 | 0.996 | 4000 | 82
PWHT31TC | Longhorn Lighting Co. Ltd | Longhorn | LH-L8U124Q00 | Linear Replacement Lamp | Four-Foot | Replacement Lamps (plug and play) (UL Type A) | Standard | FALSE | [9 empty] | 42284 |  |  | No |  | 3 | 1600 | 117.06 | 12 | 7.83 | 0.996 | 3500 | 82
PCJ46UC8 | Renesola Zhejiang Ltd | Renesola America | RT8-18WDR40K | Linear Replacement Lamp | Four-Foot | Dual Mode Internal Driver (UL Type A and Type B) | Standard | TRUE | 2261 | 105.6 | 21.42 | 11.36 | 0.9667 | 3987 | 81.5 | 5 | 50000 | 42283 |  |  | NotYetVerified |  | 3 | 2212 | 122.9 | 18 |  |  | 4000 | 82.4
PJC2M8Z8 | Renesola Zhejiang Ltd | Renesola America | RT8-15WDR27K | Linear Replacement Lamp | Four-Foot | Dual Mode Internal Driver (UL Type A and Type B) | Standard | TRUE | 1929 | 109 | 17.7 | 17.9 | 0.9557 | 2655 | 81.6 | 5 | 50000 | 42283 |  |  | NotYetVerified | Internal driver; operates off existing fluorescent ballast | 3 | 1929 | 109 | 17.7 |  |  | 2700 | 82
PB75A6SE | Shenzhen Vanplex Optoelectronics Co. Ltd | VANPLEX | VPLT-15W(3000K) | Linear Replacement Lamp | Four-Foot | Internal Driver Lamp-Style Retrofit Kits (UL Type B) | Standard | TRUE | 1837.46 | 121.69 | 15.1 | 24.27 | 0.898 | 2949 | 81.7 | 5 | 50000 | 42283 |  |  | No |  | 3 | 1600 | 106.6667 | 15 | 20 | 0.98 | 3000 | 80
PA4KTWY2 | Entegrity Energy Partners LLC | entegrity | ENLED-T8I-48-018W-45K-F | Linear Replacement Lamp | Four-Foot | Internal Driver Lamp-Style Retrofit Kits (UL Type B) | Standard | FALSE | [9 empty] | 42283 |  |  | NotYetVerified |  | 3.1 | 1980 | 110 | 18 | 20 | 0.95 | 4500 | 83
P556JATY | Entegrity Energy Partners LLC | entegrity | ENLED-T8I-48-018W-45K-C | Linear Replacement Lamp | Four-Foot | Internal Driver Lamp-Style Retrofit Kits (UL Type B) | Standard | FALSE | [9 empty] | 42283 |  |  | NotYetVerified |  | 3.1 | 1980 | 110 | 18 | 20 | 0.95 | 4500 | 83
P9HH86W3 | Entegrity Energy Partners LLC | entegrity | ENLED-T8I-48-015W-45K-F | Linear Replacement Lamp | Four-Foot | Internal Driver Lamp-Style Retrofit Kits (UL Type B) | Standard | FALSE | [9 empty] | 42283 |  |  | NotYetVerified | Internal Driver | 3.1 | 1597 | 110.48 | 14.46 | 10.81 | 0.9024 | 4500 | 83.5
PVFB7VHW | Entegrity Energy Partners LLC | entegrity | ENLED-T8I-48-015W-45K-C | Linear Replacement Lamp | Four-Foot | Internal Driver Lamp-Style Retrofit Kits (UL Type B) | Standard | FALSE | [9 empty] | 42283 |  |  | NotYetVerified | Internal Driver | 3.1 | 1730 | 120.25 | 14.39 | 9.82 | 0.9077 | 4500 | 82.9
PN1P9V4X | Entegrity Energy Partners LLC | entegrity | ENLED-2T8-48-018W-45K-F-DM | Linear Replacement Lamp | Four-Foot | 2-lamp External Driver Lamp-Style Retrofit Kits (UL Type C) | Standard | FALSE | [9 empty] | 42283 |  |  | NotYetVerified | External Driver | 3 | 1952.8 | 109.9 | 18 |  |  | 4500 | 84
PA6J2U2U | Entegrity Energy Partners LLC | entegrity | ENLED-2T8-48-018W-45K-C-DM | Linear Replacement Lamp | Four-Foot | 2-lamp External Driver Lamp-Style Retrofit Kits (UL Type C) | Standard | FALSE | [9 empty] | 42283 |  |  | NotYetVerified | External Driver | 3 | 2081.2 | 117.18 | 18 |  |  | 4500 | 83
PTY799EN | Entegrity Energy Partners LLC | entegrity | ENLED-T8I-48-018W-35K-F | Linear Replacement Lamp | Four-Foot | Internal Driver Lamp-Style Retrofit Kits (UL Type B) | Standard | FALSE | [9 empty] | 42283 |  |  | NotYetVerified |  | 3.1 | 1980 | 110 | 18 | 20 | 0.95 | 3500 | 83
PTHNZEBA | Entegrity Energy Partners LLC | entegrity | ENLED-T8I-48-018W-35K-C | Linear Replacement Lamp | Four-Foot | Internal Driver Lamp-Style Retrofit Kits (UL Type B) | Standard | FALSE | [9 empty] | 42283 |  |  | NotYetVerified |  | 3.1 | 1980 | 110 | 18 | 20 | 0.95 | 3500 | 83
PHKMNWG5 | Entegrity Energy Partners LLC | entegrity | ENLED-T8I-48-015W-35K-F | Linear Replacement Lamp | Four-Foot | Internal Driver Lamp-Style Retrofit Kits (UL Type B) | Standard | FALSE | [9 empty] | 42283 |  |  | NotYetVerified | Internal Driver | 3.1 | 1597 | 110.48 | 14.46 | 10.81 | 0.9024 | 3500 | 83.5
PRUWNRH7 | Entegrity Energy Partners LLC | entegrity | ENLED-T8I-48-015W-35K-C | Linear Replacement Lamp | Four-Foot | Internal Driver Lamp-Style Retrofit Kits (UL Type B) | Standard | FALSE | [9 empty] | 42283 |  |  | NotYetVerified | Internal Driver | 3.1 | 1730 | 120.25 | 14.39 | 9.82 | 0.9077 | 3500 | 82.9
P5ZPRCVS | Entegrity Energy Partners LLC | entegrity | ENLED-2T8-48-018W-35K-F-DM | Linear Replacement Lamp | Four-Foot | 2-lamp External Driver Lamp-Style Retrofit Kits (UL Type C) | Standard | FALSE | [9 empty] | 42283 |  |  | NotYetVerified | External Driver | 3 | 1952.8 | 109.9 | 18 |  |  | 3500 | 84
PDJQA8J8 | Entegrity Energy Partners LLC | entegrity | ENLED-2T8-48-018W-35K-C-DM | Linear Replacement Lamp | Four-Foot | 2-lamp External Driver Lamp-Style Retrofit Kits (UL Type C) | Standard | FALSE | [9 empty] | 42283 |  |  | NotYetVerified | External Driver | 3 | 2081.2 | 117.18 | 18 |  |  | 3500 | 83
PSEXHHD8 | Shenzhen Vanplex Optoelectronics Co. Ltd | VANPLEX | VPLT-15W(5000K) | Linear Replacement Lamp | Four-Foot | Internal Driver Lamp-Style Retrofit Kits (UL Type B) | Standard | FALSE | [9 empty] | 42283 |  |  | No |  | 3 | 1650 | 110 | 15 | 20 | 0.98 | 5000 | 80
PCQVSQB4 | Shenzhen Vanplex Optoelectronics Co. Ltd | VANPLEX | VPLT-15W(4500K) | Linear Replacement Lamp | Four-Foot | Internal Driver Lamp-Style Retrofit Kits (UL Type B) | Standard | FALSE | [9 empty] | 42283 |  |  | No |  | 3 | 1650 | 110 | 15 | 20 | 0.98 | 4500 | 80
P5FPH4AM | Shenzhen Vanplex Optoelectronics Co. Ltd | VANPLEX | VPLT-15W(4000K) | Linear Replacement Lamp | Four-Foot | Internal Driver Lamp-Style Retrofit Kits (UL Type B) | Standard | FALSE | [9 empty] | 42283 |  |  | No |  | 3 | 1650 | 110 | 15 | 20 | 0.98 | 4000 | 80
P5F7T4E8 | Shenzhen Vanplex Optoelectronics Co. Ltd | VANPLEX | VPLT-15W(3500K) | Linear Replacement Lamp | Four-Foot | Internal Driver Lamp-Style Retrofit Kits (UL Type B) | Standard | FALSE | [9 empty] | 42283 |  |  | No |  | 3 | 1600 | 106.6667 | 15 | 20 | 0.98 | 3500 | 80
PFUKB8S8 | Lighting & Supplies Inc. dba Sunshine Lighting Co. | Sunlite | T8/LED/4'/15W/DLC/40K | Linear Replacement Lamp | Four-Foot | Internal Driver Lamp-Style Retrofit Kits (UL Type B) | Standard | FALSE | [9 empty] | 42283 |  |  | NotYetVerified |  | 3 | 1800 | 105 | 17 | 20 | 0.9 | 4000 | 82
PQMBGDTY | Renesola Zhejiang Ltd | Renesola America | RT8-18WDR50K | Linear Replacement Lamp | Four-Foot | Dual Mode Internal Driver (UL Type A and Type B) | Standard | FALSE | [9 empty] | 42283 | Not Yet Verified | Not Yet Verified | NotYetVerified | Internal driver; operates off existing fluorescent ballast | 3 | 2212 | 122.9 | 18 | 7.68 | 0.9928 | 5000 | 82.4
PXTNG9A6 | Renesola Zhejiang Ltd | Renesola America | RT8-15WDR50K | Linear Replacement Lamp | Four-Foot | Dual Mode Internal Driver (UL Type A and Type B) | Standard | FALSE | [9 empty] | 42283 | Not Yet Verified | Not Yet Verified | NotYetVerified | Internal driver; operates off existing fluorescent ballast | 3 | 1929 | 109 | 17.7 | 8.75 | 0.9936 | 5000 | 81.6
PAWAR8BM | Renesola Zhejiang Ltd | Renesola America | RT8-15WDR40K | Linear Replacement Lamp | Four-Foot | Dual Mode Internal Driver (UL Type A and Type B) | Standard | FALSE | [9 empty] | 42283 | Not Yet Verified | Not Yet Verified | NotYetVerified | Internal driver; operates off existing fluorescent ballast | 3 | 1929 | 109 | 17.7 | 8.75 | 0.9936 | 4000 | 81.6
PG8CNEWW | Ascent Battery SupplyLLC | WERKER | LED11833 | Linear Replacement Lamp | Four-Foot | Replacement Lamps (plug and play) (UL Type A) | Standard | TRUE | 1818 | 106.07 | 17.14 | 5.96 | 0.98 | 3086 | 85.5 | 5 | 50000 | 42282 |  |  | No |  | 3 | 1800 | 104 | 17.2 | 20 | 0.9 | 3000 | 83
P96YGFTX | Axis Energy Partners LLC | Axis | AEP-T8-16W-3000K-PNP | Linear Replacement Lamp | Four-Foot | Replacement Lamps (plug and play) (UL Type A) | Standard | TRUE | 1928.7 | 114.94 | 16.78 | 5.54 | 0.98 | 3077 | 85.1 | 5 | 50000 | 42282 |  |  | NotYetVerified | Internal Driver; operates off fluorescent ballast | 3 | 1900 | 108 | 17.5 | 20 | 0.9 | 3000 | 82
P79X1ZJA | Revolution Lighting Technologies | Revolution Lighting Technologies | 204543-010 | Linear Replacement Lamp | Four-Foot | Dual Mode Internal Driver (UL Type A and Type B) | Standard | TRUE | 2231 | 106.7 | 20.9 | 11.36 | 0.967 | 2682 | 81.5 | 5 | 50000 | 42282 |  |  | NotYetVerified | Internal driver; operates off existing fluorescent ballast | 3 | 2212 | 122.9 | 18 |  |  | 2700 | 82.4
P8VF3CRV | Revolution Lighting Technologies | Revolution Lighting Technologies | 204543-013 | Linear Replacement Lamp | Four-Foot | Dual Mode Internal Driver (UL Type A and Type B) | Standard | TRUE | 2261 | 105.6 | 21.42 | 11.36 | 0.9667 | 3987 | 81.5 | 5 | 50000 | 42282 |  |  | NotYetVerified |  | 3 | 2212 | 122.9 | 18 |  |  | 4000 | 82.4
P48VAPZU | CH Lighting Co.Ltd. | CH | CH1128-48-13W 830-1 | Linear Replacement Lamp | Four-Foot | Replacement Lamps (plug and play) (UL Type A) | Standard | TRUE | 1745 | 99.1 | 17.6 | 13.68 | 0.9667 | 3052 | 82 | 5 | 50000 | 42282 |  |  | No |  | 3 | 1600 | 100 | 16 | 20 | 0.9 | 3000 | 83
PEP7ACKH | MaxLite Inc | MaxLite | L27T5DF430-CG | Linear Replacement Lamp | Four-Foot | Replacement Lamps (plug and play) (UL Type A) | Standard | TRUE | 3101 | 106.5 | 29.11 | 16.59 | 0.9662 | 2981 | 82.9 | 5 | 50000 | 42282 |  |  | No |  | 3 | 3100 | 100 | 30 | 20 | 0.9 | 3000 | 83
PGXYWADE | CH Lighting Co.Ltd. | CH | CH1128-48-13W 830-3 | Linear Replacement Lamp | Four-Foot | Replacement Lamps (plug and play) (UL Type A) | Standard | TRUE | 1779 | 101.7 | 17.5 | 13.71 | 0.9661 | 2979 | 83.5 | 5 | 50000 | 42282 |  |  | No |  | 3 | 1600 | 100 | 16 | 20 | 0.9 | 3000 | 83
PVPAZPYX | Revolution Lighting Technologies | Revolution Lighting Technologies | 204542-010 | Linear Replacement Lamp | Four-Foot | Dual Mode Internal Driver (UL Type A and Type B) | Standard | TRUE | 1929 | 109 | 17.7 | 17.9 | 0.9557 | 2655 | 81.6 | 5 | 50000 | 42282 |  |  | NotYetVerified | Internal driver; operates off existing fluorescent ballast | 3 | 1929 | 109 | 17.7 |  |  | 2700 | 82
PM43VPVY | Shenzhen Syhdee Co.Ltd. | SYHDEE | SYH-C08-M1215A(3000K) | Linear Replacement Lamp | Four-Foot | Replacement Lamps (plug and play) (UL Type A) | Standard | TRUE | 1657 | 111.73 | 14.83 | 8.83 | 0.9208 | 3009 | 82.7 | 5 | 50000 | 42282 |  |  | No |  | 3 | 1657 | 111.73 | 14.83 | 8.83 | 0.9208 | 3000 | 82.7
PCY3F4WX | Green Creative LTD | GREEN CREATIVE | 17.5T8/4F/830/BYP | Linear Replacement Lamp | Four-Foot | Internal Driver Lamp-Style Retrofit Kits (UL Type B) | Standard | TRUE | 1931 | 111 | 17.4 | 18.25 | 0.9171 | 3080 | 82.4 | 5 | 50000 | 42282 |  |  | NotYetVerified | Internal Driver | 3 | 1900 | 105.56 | 18 | 20 | 0.9 | 3000 | 80
PW87BSXX | Revolution Lighting Technologies | Revolution Lighting Technologies | 204544-001 | Linear Replacement Lamp | Four-Foot | Dual Mode Internal Driver (UL Type A and Type B) | Standard | TRUE | 2327 | 104.06 | 22.36 | 10.17 | 0.9129 | 2910 | 81.2 | 5 | 50000 | 42282 |  |  | NotYetVerified | Internal Driver;Operating off exsiting ballast | 3 | 2327 | 116 | 20 |  | 0.9 | 3000 | 80
PB5AQYYY | Revolution Lighting Technologies | Revolution Lighting Technologies | 204251-211 | Linear Replacement Lamp | Four-Foot | Replacement Lamps (plug and play) (UL Type A) | Standard | TRUE | 1949 | 121.58 | 16.03 | 9.2 | 0.9128 | 2931 | 82 | 5 | 50000 | 42282 |  |  | NotYetVerified | Nominal wattage 14W | 3 | 1949 | 121.58 | 16.03 | 20 | 0.9 | 3000 | 81.8
PMEAQ3GD | GreenTek Energy Systems | GREENTEK | GT-PNP4F14W3KDF (3000K frosted lens) Â Â UL TYPE A | Linear Replacement Lamp | Four-Foot | Replacement Lamps (plug and play) (UL Type A) | Standard | TRUE | 1949 | 121.58 | 16.03 | 9.2 | 0.9128 | 2931 | 82 | 5 | 50000 | 42282 |  |  | NotYetVerified | Nominal wattage 14W | 3 | 1949 | 121.58 | 16.03 | 20 | 0.9 | 3000 | 81.8
PR4YDXPN | Revolution Lighting Technologies | Revolution Lighting Technologies | 204544-011 | Linear Replacement Lamp | Four-Foot | Dual Mode Internal Driver (UL Type A and Type B) | Standard | TRUE | 2255 | 100.28 | 22.49 | 9.98 | 0.9119 | 2911 | 81.3 | 5 | 50000 | 42282 |  |  | NotYetVerified |  | 3 | 2250 | 116 | 22.5 |  | 0.9 | 3000 | 80
PVCN5R15 | Revolution Lighting Technologies | Revolution Lighting Technologies | 204222-203 | Linear Replacement Lamp | Four-Foot | Replacement Lamps (plug and play) (UL Type A) | Standard | TRUE | 2167 | 128.38 | 16.88 | 7.79 | 0.9083 | 4001 | 81.4 | 5 | 50000 | 42282 |  |  | NotYetVerified | Operating off existing Electronic ballast only | 3 | 2167 | 128.38 | 16.88 | 20 | 0.9 | 4000 | 81.4
PTWGZJ1U | Revolution Lighting Technologies | Revolution Lighting Technologies | 204252-211 | Linear Replacement Lamp | Four-Foot | Replacement Lamps (plug and play) (UL Type A) | Standard | TRUE | 2072 | 121.1 | 17.08 | 12.9 | 0.9081 | 2932 | 82.2 | 5 | 50000 | 42282 |  |  | NotYetVerified | Nominal wattage 16W | 3 | 2072 | 121.31 | 17.08 | 20 | 0.9 | 3000 | 81.8
P3919ZX2 | GreenTek Energy Systems | GREENTEK | GT-PNP4F16W3KDF (3000K frosted lens) Â Â UL TYPE A | Linear Replacement Lamp | Four-Foot | Replacement Lamps (plug and play) (UL Type A) | Standard | TRUE | 2072 | 121.1 | 17.08 | 12.9 | 0.9081 | 2932 | 82.2 | 5 | 50000 | 42282 |  |  | NotYetVerified | Nominal wattage 16W | 3 | 2072 | 121.31 | 17.08 | 20 | 0.9 | 3000 | 81.8
P2NME3Q3 | Revolution Lighting Technologies | Revolution Lighting Technologies | 204251-201 | Linear Replacement Lamp | Four-Foot | Replacement Lamps (plug and play) (UL Type A) | Standard | TRUE | 2217 | 137.53 | 16.12 | 12.46 | 0.9067 | 2942 | 81.7 | 5 | 50000 | 42282 |  |  | NotYetVerified | Nominal wattage 14w | 3 | 2217 | 137.53 | 16.12 | 12.37 | 0.9056 | 3000 | 81.7
PPX65SND | GreenTek Energy Systems | GREENTEK | GT-PNP4F14W3KDC (3000K frosted lens) Â Â UL TYPE A | Linear Replacement Lamp | Four-Foot | Replacement Lamps (plug and play) (UL Type A) | Standard | TRUE | 2217 | 137.53 | 16.12 | 12.46 | 0.9067 | 2942 | 81.7 | 5 | 50000 | 42282 |  |  | NotYetVerified | Nominal wattage 14w | 3 | 2217 | 137.53 | 16.12 | 12.37 | 0.9056 | 3000 | 81.7
PPTMWXWK | Revolution Lighting Technologies | Revolution Lighting Technologies | 204250-201 | Linear Replacement Lamp | Four-Foot | Replacement Lamps (plug and play) (UL Type A) | Standard | TRUE | 1947.4 | 137.33 | 14.18 | 10.54 | 0.9062 | 2940 | 81.7 | 5 | 50000 | 42282 |  |  | NotYetVerified | Nominal wattage 12w | 3 | 1947.4 | 137.33 | 14.18 | 10.6 | 0.9063 | 3000 | 81.6
PUNMURW7 | GreenTek Energy Systems | GREENTEK | GT-PNP4F12W3KDC (3000K frosted lens) Â Â UL TYPE A | Linear Replacement Lamp | Four-Foot | Replacement Lamps (plug and play) (UL Type A) | Standard | TRUE | 1947.4 | 137.33 | 14.18 | 10.54 | 0.9062 | 2940 | 81.7 | 5 | 50000 | 42282 |  |  | NotYetVerified | Nominal wattage 12w | 3 | 1947.4 | 137.33 | 14.18 | 10.6 | 0.9063 | 3000 | 81.6
PAUFJAF2 | Revolution Lighting Technologies | Revolution Lighting Technologies | 204250-211 | Linear Replacement Lamp | Four-Foot | Replacement Lamps (plug and play) (UL Type A) | Standard | TRUE | 1715 | 120.86 | 14.19 | 8.3 | 0.9055 | 2909 | 81.8 | 5 | 50000 | 42282 |  |  | NotYetVerified | Nominal wattage 12W | 3 | 1715 | 120.86 | 14.19 | 20 | 0.9 | 3000 | 81.8
PRHFR8NY | GreenTek Energy Systems | GREENTEK | GT-PNP4F12W3KDF (3000K frosted lens) Â Â UL TYPE A | Linear Replacement Lamp | Four-Foot | Replacement Lamps (plug and play) (UL Type A) | Standard | TRUE | 1715 | 120.86 | 14.19 | 8.3 | 0.9055 | 2909 | 81.8 | 5 | 50000 | 42282 |  |  | NotYetVerified | Nominal wattage 12W | 3 | 1715 | 120.86 | 14.19 | 20 | 0.9 | 3000 | 81.8
P2NT59HB | Revolution Lighting Technologies | Revolution Lighting Technologies | 204221-211 | Linear Replacement Lamp | Four-Foot | Replacement Lamps (plug and play) (UL Type A) | Standard | TRUE | 1855 | 116.23 | 15.96 | 8.71 | 0.9052 | 2919 | 82.1 | 5 | 50000 | 42282 |  |  | NotYetVerified | Nominal wattage 14W | 3 | 1855 | 116.23 | 15.96 | 20 | 0.9 | 3000 | 81.8
PDTCZKQE | Ascent Battery SupplyLLC | WERKER | LED11838 | Linear Replacement Lamp | Four-Foot | Internal Driver Lamp-Style Retrofit Kits (UL Type B) | Standard | TRUE | 1729 | 112.86 | 15.32 | 16.03 | 0.9048 | 3079 | 85.1 | 5 | 50000 | 42282 |  |  | No |  | 3 | 1726 | 112.96 | 15 | 16.03 | 0.9048 | 3000 | 85.1
P8FPFHV3 | Revolution Lighting Technologies | Revolution Lighting Technologies | 204222-211 | Linear Replacement Lamp | Four-Foot | Replacement Lamps (plug and play) (UL Type A) | Standard | TRUE | 1951 | 115.24 | 16.93 | 10.87 | 0.9043 | 2920 | 82 | 5 | 50000 | 42282 |  |  | NotYetVerified | Nominal wattage 16W | 3 | 1951 | 115.24 | 16.93 | 20 | 0.9 | 3000 | 81.8
P8Z7FXCC | Revolution Lighting Technologies | Revolution Lighting Technologies | 204220-213 | Linear Replacement Lamp | Four-Foot | Replacement Lamps (plug and play) (UL Type A) | Standard | TRUE | 1699 | 119.48 | 14.22 | 14.45 | 0.9042 | 3988 | 82.6 | 5 | 50000 | 42282 |  |  | NotYetVerified | Operating off existing Electronic ballast only | 3 | 1699 | 119.48 | 14.22 | 20 | 0.9 | 4000 | 82.6
PZSWUYPS | Revolution Lighting Technologies | Revolution Lighting Technologies | 204220-203 | Linear Replacement Lamp | Four-Foot | Replacement Lamps (plug and play) (UL Type A) | Standard | TRUE | 1930 | 135.06 | 14.29 | 14.92 | 0.9034 | 3996 | 82.7 | 5 | 50000 | 42282 |  |  | NotYetVerified | Operating off existing Electronic ballast only | 3 | 1930 | 135.06 | 14.29 | 20 | 0.9 | 4000 | 82.7
PP1RTDBT | Revolution Lighting Technologies | Revolution Lighting Technologies | 204221-203 | Linear Replacement Lamp | Four-Foot | Replacement Lamps (plug and play) (UL Type A) | Standard | TRUE | 2166 | 133.46 | 16.23 | 8.35 | 0.9024 | 4014 | 81.5 | 5 | 50000 | 42282 |  |  | NotYetVerified | Operating off existing Electronic ballast only | 3 | 2166 | 133.46 | 16.23 | 20 | 0.9 | 4000 | 81.5
PZU3QNMV | Revolution Lighting Technologies | Revolution Lighting Technologies | 204252-201 | Linear Replacement Lamp | Four-Foot | Replacement Lamps (plug and play) (UL Type A) | Standard | TRUE | 2371 | 138.57 | 17.11 |  |  | 2950 | 81.8 | 5 | 50000 | 42282 |  |  | NotYetVerified | Nominal wattage 16w | 3 | 2371 | 138.57 | 17.11 | 11.28 | 0.9057 | 3000 | 81.6
PE4D4KUS | GreenTek Energy Systems | GREENTEK | GT-PNP4F16W3KDC (3000K frosted lens) Â Â UL TYPE A | Linear Replacement Lamp | Four-Foot | Replacement Lamps (plug and play) (UL Type A) | Standard | TRUE | 2371 | 138.57 | 17.11 |  |  | 2950 | 81.8 | 5 | 50000 | 42282 |  |  | NotYetVerified | Nominal wattage 16w | 3 | 2371 | 138.57 | 17.11 | 11.28 | 0.9057 | 3000 | 81.6
PX5Y4QH7 | Revolution Lighting Technologies | Revolution Lighting Technologies | 204543-005 | Linear Replacement Lamp | Four-Foot | Dual Mode Internal Driver (UL Type A and Type B) | Standard | FALSE | [9 empty] | 42282 |  |  | NotYetVerified | Internal driver; operates off existing fluorescent ballast | 3 | 2212 | 122.9 | 18 | 7.68 | 0.9928 | 5000 | 82.4
PBMJFUUD | Revolution Lighting Technologies | Revolution Lighting Technologies | 204543-015 | Linear Replacement Lamp | Four-Foot | Dual Mode Internal Driver (UL Type A and Type B) | Standard | FALSE | [9 empty] | 42282 |  |  | NotYetVerified | Internal driver; operates off existing fluorescent ballast | 3 | 2212 | 122.9 | 18 | 7.68 | 0.9928 | 5000 | 82.4
PWJ3PGZ2 | Revolution Lighting Technologies | Revolution Lighting Technologies | 204542-014 | Linear Replacement Lamp | Four-Foot | Dual Mode Internal Driver (UL Type A and Type B) | Standard | FALSE | [9 empty] | 42282 |  |  | NotYetVerified | Internal driver; operates off existing fluorescent ballast | 3 | 1929 | 109 | 17.7 | 8.75 | 0.9936 | 5000 | 81.6
PGADJGNK | Revolution Lighting Technologies | Revolution Lighting Technologies | 204542-015 | Linear Replacement Lamp | Four-Foot | Dual Mode Internal Driver (UL Type A and Type B) | Standard | FALSE | [9 empty] | 42282 |  |  | NotYetVerified | Internal driver; operates off existing fluorescent ballast | 3 | 1929 | 109 | 17.7 | 8.75 | 0.9936 | 5000 | 81.6
P3N27DR9 | Revolution Lighting Technologies | Revolution Lighting Technologies | 204542-005 | Linear Replacement Lamp | Four-Foot | Dual Mode Internal Driver (UL Type A and Type B) | Standard | FALSE | [9 empty] | 42282 |  |  | NotYetVerified | Internal driver; operates off existing fluorescent ballast | 3 | 1929 | 109 | 17.7 | 8.75 | 0.9936 | 5000 | 81.6
PS4Q7KSP | Revolution Lighting Technologies | Revolution Lighting Technologies | 204221-205 | Linear Replacement Lamp | Four-Foot | Replacement Lamps (plug and play) (UL Type A) | Standard | FALSE | [9 empty] | 42282 |  |  | NotYetVerified | Operating off existing Electronic ballast only | 3 | 2234 | 136.72 | 16.34 | 20 | 0.9 | 5000 | 83.2
PVV94FZY | Revolution Lighting Technologies | Revolution Lighting Technologies | 204222-205 | Linear Replacement Lamp | Four-Foot | Replacement Lamps (plug and play) (UL Type A) | Standard | FALSE | [9 empty] | 42282 |  |  | NotYetVerified | Operating off existing Electronic ballast only | 3 | 2232 | 131.99 | 16.91 | 20 | 0.9 | 5000 | 83
PJSTBB6D | Revolution Lighting Technologies | Revolution Lighting Technologies | 204220-205 | Linear Replacement Lamp | Four-Foot | Replacement Lamps (plug and play) (UL Type A) | Standard | FALSE | [9 empty] | 42282 |  |  | NotYetVerified | Operating off existing Electronic ballast only | 3 | 2001 | 136.87 | 14.62 | 20 | 0.9 | 5000 | 82.3
PNGDHCBW | Revolution Lighting Technologies | Revolution Lighting Technologies | 204220-215 | Linear Replacement Lamp | Four-Foot | Replacement Lamps (plug and play) (UL Type A) | Standard | FALSE | [9 empty] | 42282 |  |  | NotYetVerified | Operating off existing Electronic ballast only | 3 | 1753 | 121.31 | 14.45 | 20 | 0.9 | 5000 | 82.3
PVPKEANX | Revolution Lighting Technologies | Revolution Lighting Technologies | 204250-205 | Linear Replacement Lamp | Four-Foot | Replacement Lamps (plug and play) (UL Type A) | Standard | FALSE | [9 empty] | 42282 |  |  | NotYetVerified | Nominal wattage 12w | 3 | 2005.8 | 140.96 | 14.23 | 14.63 | 0.9031 | 5000 | 81.6
P9ZD3RY6 | Revolution Lighting Technologies | Revolution Lighting Technologies | 204252-205 | Linear Replacement Lamp | Four-Foot | Replacement Lamps (plug and play) (UL Type A) | Standard | FALSE | [9 empty] | 42282 |  |  | NotYetVerified | Nominal wattage 16w | 3 | 2469 | 142.31 | 17.35 | 11.28 | 0.9048 | 5000 | 81.6
P19T1FX3 | Revolution Lighting Technologies | Revolution Lighting Technologies | 204251-205 | Linear Replacement Lamp | Four-Foot | Replacement Lamps (plug and play) (UL Type A) | Standard | FALSE | [9 empty] | 42282 |  |  | NotYetVerified | Nominal wattage 14w | 3 | 2304 | 140.92 | 16.35 | 12.07 | 0.9043 | 5000 | 81.1
PKNV37GA | Revolution Lighting Technologies | Revolution Lighting Technologies | 204252-215 | Linear Replacement Lamp | Four-Foot | Replacement Lamps (plug and play) (UL Type A) | Standard | FALSE | [9 empty] | 42282 |  |  | NotYetVerified | Nominal wattage 16W | 3 | 2250 | 131.43 | 17.12 | 20 | 0.9 | 5000 | 80.7
PG7KBAW4 | Revolution Lighting Technologies | Revolution Lighting Technologies | 204251-215 | Linear Replacement Lamp | Four-Foot | Replacement Lamps (plug and play) (UL Type A) | Standard | FALSE | [9 empty] | 42282 |  |  | NotYetVerified | Nominal wattage 14W | 3 | 2103 | 130.46 | 16.12 | 20 | 0.9 | 5000 | 80.7
PH12QQTR | Revolution Lighting Technologies | Revolution Lighting Technologies | 204222-215 | Linear Replacement Lamp | Four-Foot | Replacement Lamps (plug and play) (UL Type A) | Standard | FALSE | [9 empty] | 42282 |  |  | NotYetVerified | Nominal wattage 16W | 3 | 2048 | 120.68 | 16.97 | 20 | 0.9 | 5000 | 80.7
PPCFZ167 | Revolution Lighting Technologies | Revolution Lighting Technologies | 204221-215 | Linear Replacement Lamp | Four-Foot | Replacement Lamps (plug and play) (UL Type A) | Standard | FALSE | [9 empty] | 42282 |  |  | NotYetVerified | Nominal wattage 14W | 3 | 1947 | 122.22 | 15.93 | 20 | 0.9 | 5000 | 80.7
PNFHZG83 | Revolution Lighting Technologies | Revolution Lighting Technologies | 204250-215 | Linear Replacement Lamp | Four-Foot | Replacement Lamps (plug and play) (UL Type A) | Standard | FALSE | [9 empty] | 42282 |  |  | NotYetVerified | Nominal wattage 12W | 3 | 1856 | 129.52 | 14.33 | 20 | 0.9 | 5000 | 80.7
PJR293EQ | Revolution Lighting Technologies | Revolution Lighting Technologies | 204544-005 | Linear Replacement Lamp | Four-Foot | Dual Mode Internal Driver (UL Type A and Type B) | Standard | FALSE | [9 empty] | 42282 |  |  | NotYetVerified | Internal Driver;Operating off exsiting ballast | 3 | 2327 | 116 | 22.5 |  | 0.9 | 5000 | 80
P89H1H5Z | Revolution Lighting Technologies | Revolution Lighting Technologies | 204544-015 | Linear Replacement Lamp | Four-Foot | Dual Mode Internal Driver (UL Type A and Type B) | Standard | FALSE | [9 empty] | 42282 |  |  | NotYetVerified | Internal Driver;Operating off exsiting ballast | 3 | 2250 | 116 | 22.5 |  | 0.9 | 5000 | 80
PK8QX29Y | Revolution Lighting Technologies | Revolution Lighting Technologies | 204543-014 | Linear Replacement Lamp | Four-Foot | Dual Mode Internal Driver (UL Type A and Type B) | Standard | FALSE | [9 empty] | 42282 |  |  | NotYetVerified | Internal driver; operates off existing fluorescent ballast | 3 | 2212 | 122.9 | 18 | 7.68 | 0.9928 | 4500 | 82.4
PFSPSGVF | Revolution Lighting Technologies | Revolution Lighting Technologies | 204543-004 | Linear Replacement Lamp | Four-Foot | Dual Mode Internal Driver (UL Type A and Type B) | Standard | FALSE | [9 empty] | 42282 |  |  | NotYetVerified | Internal driver; operates off existing fluorescent ballast | 3 | 2212 | 122.9 | 18 | 7.68 | 0.9928 | 4500 | 82.4
PJHM797Z | Revolution Lighting Technologies | Revolution Lighting Technologies | 204542-004 | Linear Replacement Lamp | Four-Foot | Dual Mode Internal Driver (UL Type A and Type B) | Standard | FALSE | [9 empty] | 42282 |  |  | NotYetVerified | Internal driver; operates off existing fluorescent ballast | 3 | 1929 | 109 | 17.7 | 8.75 | 0.9936 | 4500 | 81.6
P3275SJS | Revolution Lighting Technologies | Revolution Lighting Technologies | 204220-204 | Linear Replacement Lamp | Four-Foot | Replacement Lamps (plug and play) (UL Type A) | Standard | FALSE | [9 empty] | 42282 |  |  | NotYetVerified | Operating off existing Electronic ballast only | 3 | 1930 | 135.06 | 14.29 | 20 | 0.9 | 4500 | 82.7
P9RYE224 | Revolution Lighting Technologies | Revolution Lighting Technologies | 204220-214 | Linear Replacement Lamp | Four-Foot | Replacement Lamps (plug and play) (UL Type A) | Standard | FALSE | [9 empty] | 42282 |  |  | NotYetVerified | Operating off existing Electronic ballast only | 3 | 1699 | 119.48 | 14.22 | 20 | 0.9 | 4500 | 82.6
PUTNNR87 | Revolution Lighting Technologies | Revolution Lighting Technologies | 204252-214 | Linear Replacement Lamp | Four-Foot | Replacement Lamps (plug and play) (UL Type A) | Standard | FALSE | [9 empty] | 42282 |  |  | NotYetVerified | Nominal wattage 16W | 3 | 2072 | 121.31 | 17.08 | 20 | 0.9 | 4500 | 81.8
PKYVHQV6 | Revolution Lighting Technologies | Revolution Lighting Technologies | 204222-214 | Linear Replacement Lamp | Four-Foot | Replacement Lamps (plug and play) (UL Type A) | Standard | FALSE | [9 empty] | 42282 |  |  | NotYetVerified | Nominal wattage 16W | 3 | 1951 | 115.24 | 16.93 | 20 | 0.9 | 4500 | 81.8
PG2GW5JY | Revolution Lighting Technologies | Revolution Lighting Technologies | 204251-214 | Linear Replacement Lamp | Four-Foot | Replacement Lamps (plug and play) (UL Type A) | Standard | FALSE | [9 empty] | 42282 |  |  | NotYetVerified | Nominal wattage 14W | 3 | 1949 | 121.58 | 16.03 | 20 | 0.9 | 4500 | 81.8
PPPMR39R | Revolution Lighting Technologies | Revolution Lighting Technologies | 204221-214 | Linear Replacement Lamp | Four-Foot | Replacement Lamps (plug and play) (UL Type A) | Standard | FALSE | [9 empty] | 42282 |  |  | NotYetVerified | Nominal wattage 14W | 3 | 1855 | 116.23 | 15.96 | 20 | 0.9 | 4500 | 81.8
P7Y51WDA | Revolution Lighting Technologies | Revolution Lighting Technologies | 204250-214 | Linear Replacement Lamp | Four-Foot | Replacement Lamps (plug and play) (UL Type A) | Standard | FALSE | [9 empty] | 42282 |  |  | NotYetVerified | Nominal wattage 12W | 3 | 1715 | 120.86 | 14.19 | 20 | 0.9 | 4500 | 81.8
PC433Q95 | Revolution Lighting Technologies | Revolution Lighting Technologies | 204251-204 | Linear Replacement Lamp | Four-Foot | Replacement Lamps (plug and play) (UL Type A) | Standard | FALSE | [9 empty] | 42282 |  |  | NotYetVerified | Nominal wattage 14w | 3 | 2217 | 137.53 | 16.12 | 12.37 | 0.9056 | 4500 | 81.7
PD5M33XG | Revolution Lighting Technologies | Revolution Lighting Technologies | 204252-204 | Linear Replacement Lamp | Four-Foot | Replacement Lamps (plug and play) (UL Type A) | Standard | FALSE | [9 empty] | 42282 |  |  | NotYetVerified | Nominal wattage 16w | 3 | 2371 | 138.57 | 17.11 | 11.28 | 0.9057 | 4500 | 81.6
P5KUQB2A | Revolution Lighting Technologies | Revolution Lighting Technologies | 204250-204 | Linear Replacement Lamp | Four-Foot | Replacement Lamps (plug and play) (UL Type A) | Standard | FALSE | [9 empty] | 42282 |  |  | NotYetVerified | Nominal wattage 12w | 3 | 1947.4 | 137.33 | 14.18 | 10.6 | 0.9063 | 4500 | 81.6
PZDY6VU5 | Revolution Lighting Technologies | Revolution Lighting Technologies | 204221-204 | Linear Replacement Lamp | Four-Foot | Replacement Lamps (plug and play) (UL Type A) | Standard | FALSE | [9 empty] | 42282 |  |  | NotYetVerified | Operating off existing Electronic ballast only | 3 | 2166 | 133.46 | 16.23 | 20 | 0.9 | 4500 | 81.5
PFAMVZM3 | Revolution Lighting Technologies | Revolution Lighting Technologies | 204222-204 | Linear Replacement Lamp | Four-Foot | Replacement Lamps (plug and play) (UL Type A) | Standard | FALSE | [9 empty] | 42282 |  |  | NotYetVerified | Operating off existing Electronic ballast only | 3 | 2167 | 128.38 | 16.88 | 20 | 0.9 | 4500 | 81.4
PYAHF2AT | Revolution Lighting Technologies | Revolution Lighting Technologies | 204544-004 | Linear Replacement Lamp | Four-Foot | Dual Mode Internal Driver (UL Type A and Type B) | Standard | FALSE | [9 empty] | 42282 |  |  | NotYetVerified | Internal Driver;Operating off exsiting ballast | 3 | 2327 | 116 | 22.5 |  | 0.9 | 4500 | 80
PCFY5SXN | Revolution Lighting Technologies | Revolution Lighting Technologies | 204544-014 | Linear Replacement Lamp | Four-Foot | Dual Mode Internal Driver (UL Type A and Type B) | Standard | FALSE | [9 empty] | 42282 |  |  | NotYetVerified | Internal Driver;Operating off exsiting ballast | 3 | 2250 | 116 | 22.5 |  | 0.9 | 4500 | 80
PNVB3Y6A | Revolution Lighting Technologies | Revolution Lighting Technologies | 204543-003 | Linear Replacement Lamp | Four-Foot | Dual Mode Internal Driver (UL Type A and Type B) | Standard | FALSE | [9 empty] | 42282 |  |  | NotYetVerified | Internal driver; operates off existing fluorescent ballast | 3 | 2212 | 122.9 | 18 | 7.68 | 0.9928 | 4000 | 82.4
PC1N73YF | Revolution Lighting Technologies | Revolution Lighting Technologies | 204542-003 | Linear Replacement Lamp | Four-Foot | Dual Mode Internal Driver (UL Type A and Type B) | Standard | FALSE | [9 empty] | 42282 |  |  | NotYetVerified | Internal driver; operates off existing fluorescent ballast | 3 | 1929 | 109 | 17.7 | 8.75 | 0.9936 | 4000 | 81.6
P5XD5A42 | Revolution Lighting Technologies | Revolution Lighting Technologies | 204542-013 | Linear Replacement Lamp | Four-Foot | Dual Mode Internal Driver (UL Type A and Type B) | Standard | FALSE | [9 empty] | 42282 |  |  | NotYetVerified | Internal driver; operates off existing fluorescent ballast | 3 | 1929 | 109 | 17.7 | 8.75 | 0.9936 | 4000 | 81.6
PVTTMT8Y | Revolution Lighting Technologies | Revolution Lighting Technologies | 204252-213 | Linear Replacement Lamp | Four-Foot | Replacement Lamps (plug and play) (UL Type A) | Standard | FALSE | [9 empty] | 42282 |  |  | NotYetVerified | Nominal wattage 16W | 3 | 2072 | 121.31 | 17.08 | 20 | 0.9 | 4000 | 81.8
PYJ48SKY | Revolution Lighting Technologies | Revolution Lighting Technologies | 204222-213 | Linear Replacement Lamp | Four-Foot | Replacement Lamps (plug and play) (UL Type A) | Standard | FALSE | [9 empty] | 42282 |  |  | NotYetVerified | Nominal wattage 16W | 3 | 1951 | 115.24 | 16.93 | 20 | 0.9 | 4000 | 81.8
PU68NSYU | Revolution Lighting Technologies | Revolution Lighting Technologies | 204251-213 | Linear Replacement Lamp | Four-Foot | Replacement Lamps (plug and play) (UL Type A) | Standard | FALSE | [9 empty] | 42282 |  |  | NotYetVerified | Nominal wattage 14W | 3 | 1949 | 121.58 | 16.03 | 20 | 0.9 | 4000 | 81.8
P7QZNBU4 | Revolution Lighting Technologies | Revolution Lighting Technologies | 204221-213 | Linear Replacement Lamp | Four-Foot | Replacement Lamps (plug and play) (UL Type A) | Standard | FALSE | [9 empty] | 42282 |  |  | NotYetVerified | Nominal wattage 14W | 3 | 1855 | 116.23 | 15.96 | 20 | 0.9 | 4000 | 81.8
PBUFWBK8 | Revolution Lighting Technologies | Revolution Lighting Technologies | 204250-213 | Linear Replacement Lamp | Four-Foot | Replacement Lamps (plug and play) (UL Type A) | Standard | FALSE | [9 empty] | 42282 |  |  | NotYetVerified | Nominal wattage 12W | 3 | 1715 | 120.86 | 14.19 | 20 | 0.9 | 4000 | 81.8
PTM2TYD5 | Revolution Lighting Technologies | Revolution Lighting Technologies | 204251-203 | Linear Replacement Lamp | Four-Foot | Replacement Lamps (plug and play) (UL Type A) | Standard | FALSE | [9 empty] | 42282 |  |  | NotYetVerified | Nominal wattage 14w | 3 | 2217 | 137.53 | 16.12 | 12.37 | 0.9056 | 4000 | 81.7
PR9PYZE8 | Revolution Lighting Technologies | Revolution Lighting Technologies | 204252-203 | Linear Replacement Lamp | Four-Foot | Replacement Lamps (plug and play) (UL Type A) | Standard | FALSE | [9 empty] | 42282 |  |  | NotYetVerified | Nominal wattage 16w | 3 | 2371 | 138.57 | 17.11 | 11.28 | 0.9057 | 4000 | 81.6
P6WN14RD | Revolution Lighting Technologies | Revolution Lighting Technologies | 204250-203 | Linear Replacement Lamp | Four-Foot | Replacement Lamps (plug and play) (UL Type A) | Standard | FALSE | [9 empty] | 42282 |  |  | NotYetVerified | Nominal wattage 12w | 3 | 1947.4 | 137.33 | 14.18 | 10.6 | 0.9063 | 4000 | 81.6
P48YVW4P | Revolution Lighting Technologies | Revolution Lighting Technologies | 204544-003 | Linear Replacement Lamp | Four-Foot | Dual Mode Internal Driver (UL Type A and Type B) | Standard | FALSE | [9 empty] | 42282 |  |  | NotYetVerified | Internal Driver;Operating off exsiting ballast | 3 | 2327 | 116 | 22.5 |  | 0.9 | 4000 | 80
PA9RH2Y3 | Revolution Lighting Technologies | Revolution Lighting Technologies | 204544-013 | Linear Replacement Lamp | Four-Foot | Dual Mode Internal Driver (UL Type A and Type B) | Standard | FALSE | [9 empty] | 42282 |  |  | NotYetVerified | Internal Driver;Operating off exsiting ballast | 3 | 2250 | 116 | 22.5 |  | 0.9 | 4000 | 80
PQR7X3QX | Revolution Lighting Technologies | Revolution Lighting Technologies | 204543-002 | Linear Replacement Lamp | Four-Foot | Dual Mode Internal Driver (UL Type A and Type B) | Standard | FALSE | [9 empty] | 42282 |  |  | NotYetVerified | Internal driver; operates off existing fluorescent ballast | 3 | 2212 | 122.9 | 18 | 7.68 | 0.9928 | 3500 | 82.4
PCT2UB1Y | Revolution Lighting Technologies | Revolution Lighting Technologies | 204543-012 | Linear Replacement Lamp | Four-Foot | Dual Mode Internal Driver (UL Type A and Type B) | Standard | FALSE | [9 empty] | 42282 |  |  | NotYetVerified | Internal driver; operates off existing fluorescent ballast | 3 | 2212 | 122.9 | 18 | 7.68 | 0.9928 | 3500 | 82.4
PNJMWEMG | Revolution Lighting Technologies | Revolution Lighting Technologies | 204542-012 | Linear Replacement Lamp | Four-Foot | Dual Mode Internal Driver (UL Type A and Type B) | Standard | FALSE | [9 empty] | 42282 |  |  | NotYetVerified | Internal driver; operates off existing fluorescent ballast | 3 | 1929 | 109 | 17.7 | 8.75 | 0.9936 | 3500 | 81.6
P175P56K | Revolution Lighting Technologies | Revolution Lighting Technologies | 204542-002 | Linear Replacement Lamp | Four-Foot | Dual Mode Internal Driver (UL Type A and Type B) | Standard | FALSE | [9 empty] | 42282 |  |  | NotYetVerified | Internal driver; operates off existing fluorescent ballast | 3 | 1929 | 109 | 17.7 | 8.75 | 0.9936 | 3500 | 81.6
PSMK7ZYZ | Revolution Lighting Technologies | Revolution Lighting Technologies | 204252-212 | Linear Replacement Lamp | Four-Foot | Replacement Lamps (plug and play) (UL Type A) | Standard | FALSE | [9 empty] | 42282 |  |  | NotYetVerified | Nominal wattage 16W | 3 | 2072 | 121.31 | 17.08 | 20 | 0.9 | 3500 | 81.8
P47XVA4T | Revolution Lighting Technologies | Revolution Lighting Technologies | 204222-212 | Linear Replacement Lamp | Four-Foot | Replacement Lamps (plug and play) (UL Type A) | Standard | FALSE | [9 empty] | 42282 |  |  | NotYetVerified | Nominal wattage 16W | 3 | 1951 | 115.24 | 16.93 | 20 | 0.9 | 3500 | 81.8
PCYKU13R | Revolution Lighting Technologies | Revolution Lighting Technologies | 204251-212 | Linear Replacement Lamp | Four-Foot | Replacement Lamps (plug and play) (UL Type A) | Standard | FALSE | [9 empty] | 42282 |  |  | NotYetVerified | Nominal wattage 14W | 3 | 1949 | 121.58 | 16.03 | 20 | 0.9 | 3500 | 81.8
PF7CNK71 | Revolution Lighting Technologies | Revolution Lighting Technologies | 204221-212 | Linear Replacement Lamp | Four-Foot | Replacement Lamps (plug and play) (UL Type A) | Standard | FALSE | [9 empty] | 42282 |  |  | NotYetVerified | Nominal wattage 14W | 3 | 1855 | 116.23 | 15.96 | 20 | 0.9 | 3500 | 81.8
PN1X9M9E | Revolution Lighting Technologies | Revolution Lighting Technologies | 204250-212 | Linear Replacement Lamp | Four-Foot | Replacement Lamps (plug and play) (UL Type A) | Standard | FALSE | [9 empty] | 42282 |  |  | NotYetVerified | Nominal wattage 12W | 3 | 1715 | 120.86 | 14.19 | 20 | 0.9 | 3500 | 81.8
PXJ5K8UA | Revolution Lighting Technologies | Revolution Lighting Technologies | 204251-202 | Linear Replacement Lamp | Four-Foot | Replacement Lamps (plug and play) (UL Type A) | Standard | FALSE | [9 empty] | 42282 |  |  | NotYetVerified | Nominal wattage 14w | 3 | 2217 | 137.53 | 16.12 | 12.37 | 0.9056 | 3500 | 81.7
PST6ZMFE | Revolution Lighting Technologies | Revolution Lighting Technologies | 204252-202 | Linear Replacement Lamp | Four-Foot | Replacement Lamps (plug and play) (UL Type A) | Standard | FALSE | [9 empty] | 42282 |  |  | NotYetVerified | Nominal wattage 16w | 3 | 2371 | 138.57 | 17.11 | 11.28 | 0.9057 | 3500 | 81.6
PJWGQBPH | Revolution Lighting Technologies | Revolution Lighting Technologies | 204250-202 | Linear Replacement Lamp | Four-Foot | Replacement Lamps (plug and play) (UL Type A) | Standard | FALSE | [9 empty] | 42282 |  |  | NotYetVerified | Nominal wattage 12w | 3 | 1947.4 | 137.33 | 14.18 | 10.6 | 0.9063 | 3500 | 81.6
PK37HSMN | Revolution Lighting Technologies | Revolution Lighting Technologies | 204544-002 | Linear Replacement Lamp | Four-Foot | Dual Mode Internal Driver (UL Type A and Type B) | Standard | FALSE | [9 empty] | 42282 |  |  | NotYetVerified | Internal Driver;Operating off exsiting ballast | 3 | 2327 | 116 | 22.5 |  | 0.9 | 3500 | 80
PSHYTGY4 | Revolution Lighting Technologies | Revolution Lighting Technologies | 204544-012 | Linear Replacement Lamp | Four-Foot | Dual Mode Internal Driver (UL Type A and Type B) | Standard | FALSE | [9 empty] | 42282 |  |  | NotYetVerified | Internal Driver;Operating off exsiting ballast | 3 | 2250 | 116 | 22.5 |  | 0.9 | 3500 | 80
PNNBWBV9 | Revolution Lighting Technologies | Revolution Lighting Technologies | 204543-001 | Linear Replacement Lamp | Four-Foot | Dual Mode Internal Driver (UL Type A and Type B) | Standard | FALSE | [9 empty] | 42282 |  |  | NotYetVerified | Internal driver; operates off existing fluorescent ballast | 3 | 2212 | 122.9 | 18 | 7.68 | 0.9928 | 3000 | 82.4
P7K9YVXV | Revolution Lighting Technologies | Revolution Lighting Technologies | 204543-011 | Linear Replacement Lamp | Four-Foot | Dual Mode Internal Driver (UL Type A and Type B) | Standard | FALSE | [9 empty] | 42282 |  |  | NotYetVerified | Internal driver; operates off existing fluorescent ballast | 3 | 2212 | 122.9 | 18 | 7.68 | 0.9928 | 3000 | 82.4
PWNGJ61Z | Revolution Lighting Technologies | Revolution Lighting Technologies | 204542-001 | Linear Replacement Lamp | Four-Foot | Dual Mode Internal Driver (UL Type A and Type B) | Standard | FALSE | [9 empty] | 42282 |  |  | NotYetVerified | Internal driver; operates off existing fluorescent ballast | 3 | 1929 | 109 | 17.7 | 8.75 | 0.9936 | 3000 | 81.6
P6MU1DSR | Revolution Lighting Technologies | Revolution Lighting Technologies | 204542-011 | Linear Replacement Lamp | Four-Foot | Dual Mode Internal Driver (UL Type A and Type B) | Standard | FALSE | [9 empty] | 42282 |  |  | NotYetVerified | Internal driver; operates off existing fluorescent ballast | 3 | 1929 | 109 | 17.7 | 8.75 | 0.9936 | 3000 | 81.6
P37KEJBN | Revolution Lighting Technologies | Revolution Lighting Technologies | 204543-000 | Linear Replacement Lamp | Four-Foot | Dual Mode Internal Driver (UL Type A and Type B) | Standard | FALSE | [9 empty] | 42282 |  |  | NotYetVerified | Internal driver; operates off existing fluorescent ballast | 3 | 2212 | 122.9 | 18 | 7.68 | 0.9928 | 2700 | 82.4
PF52CCZK | Revolution Lighting Technologies | Revolution Lighting Technologies | 204542-000 | Linear Replacement Lamp | Four-Foot | Dual Mode Internal Driver (UL Type A and Type B) | Standard | FALSE | [9 empty] | 42282 |  |  | NotYetVerified | Internal driver; operates off existing fluorescent ballast | 3 | 1929 | 109 | 17.7 | 8.75 | 0.9936 | 2700 | 81.6
PGM7K89T | Ascent Battery SupplyLLC | WERKER | LED11665 | Linear Replacement Lamp | Four-Foot | Internal Driver Lamp-Style Retrofit Kits (UL Type B) | Standard | FALSE | [9 empty] | 42282 |  |  | No |  | 3 | 1813 | 118.42 | 15 | 15.58 | 0.9085 | 5000 | 85.7
PZ3K3Q2W | Ascent Battery SupplyLLC | WERKER | LED11663 | Linear Replacement Lamp | Four-Foot | Replacement Lamps (plug and play) (UL Type A) | Standard | FALSE | [9 empty] | 42282 |  |  | No |  | 3 | 1800 | 104 | 17.2 | 20 | 0.9 | 5000 | 83
PR5ZYEPH | Ascent Battery SupplyLLC | WERKER | LED11664 | Linear Replacement Lamp | Four-Foot | Internal Driver Lamp-Style Retrofit Kits (UL Type B) | Standard | FALSE | [9 empty] | 42282 |  |  | No |  | 3 | 1726 | 112.96 | 15 | 16.03 | 0.9048 | 4000 | 85.1
P715FS27 | Ascent Battery SupplyLLC | WERKER | LED11662 | Linear Replacement Lamp | Four-Foot | Replacement Lamps (plug and play) (UL Type A) | Standard | FALSE | [9 empty] | 42282 |  |  | No |  | 3 | 1800 | 104 | 17.2 | 20 | 0.9 | 4000 | 83
PSXSFUTX | Axis Energy Partners LLC | Axis | AEP-T8-16W-5000K-PNP | Linear Replacement Lamp | Four-Foot | Replacement Lamps (plug and play) (UL Type A) | Standard | FALSE | [9 empty] | 42282 |  |  | NotYetVerified | Internal Driver; operates off fluorescent ballast | 3 | 1900 | 108 | 17.5 | 20 | 0.9 | 5000 | 82
PEHCWD78 | Axis Energy Partners LLC | Axis | AEP-T8-16W-4500K-PNP | Linear Replacement Lamp | Four-Foot | Replacement Lamps (plug and play) (UL Type A) | Standard | FALSE | [9 empty] | 42282 |  |  | NotYetVerified | Internal Driver; operates off fluorescent ballast | 3 | 1900 | 108 | 17.5 | 20 | 0.9 | 4500 | 82
P2ZS8SV7 | Axis Energy Partners LLC | Axis | AEP-T8-16W-4000K-PNP | Linear Replacement Lamp | Four-Foot | Replacement Lamps (plug and play) (UL Type A) | Standard | FALSE | [9 empty] | 42282 |  |  | NotYetVerified | Internal Driver; operates off fluorescent ballast | 3 | 1900 | 108 | 17.5 | 20 | 0.9 | 4000 | 82
PNK39WEA | Axis Energy Partners LLC | Axis | AEP-T8-16W-3500K-PNP | Linear Replacement Lamp | Four-Foot | Replacement Lamps (plug and play) (UL Type A) | Standard | FALSE | [9 empty] | 42282 |  |  | NotYetVerified | Internal Driver; operates off fluorescent ballast | 3 | 1900 | 108 | 17.5 | 20 | 0.9 | 3500 | 82
P227T5V9 | CH Lighting Co.Ltd. | CH | CH1128-48-13W 850-1 | Linear Replacement Lamp | Four-Foot | Replacement Lamps (plug and play) (UL Type A) | Standard | FALSE | [9 empty] | 42282 |  |  | No |  | 3 | 1800 | 112.5 | 16 | 20 | 0.9 | 5000 | 83
P1XUJ1F2 | CH Lighting Co.Ltd. | CH | CH1128-48-13W 850-3 | Linear Replacement Lamp | Four-Foot | Replacement Lamps (plug and play) (UL Type A) | Standard | FALSE | [9 empty] | 42282 |  |  | No |  | 3 | 1800 | 112.5 | 16 | 20 | 0.9 | 5000 | 83
PXSNTSRB | CH Lighting Co.Ltd. | CH | CH1128-48-13W 845-3 | Linear Replacement Lamp | Four-Foot | Replacement Lamps (plug and play) (UL Type A) | Standard | FALSE | [9 empty] | 42282 |  |  | No |  | 3 | 1750 | 109.4 | 16 | 20 | 0.9 | 4500 | 83
PEMCUXCZ | CH Lighting Co.Ltd. | CH | CH1128-48-13W 845-1 | Linear Replacement Lamp | Four-Foot | Replacement Lamps (plug and play) (UL Type A) | Standard | FALSE | [9 empty] | 42282 |  |  | No |  | 3 | 1750 | 109.4 | 16 | 20 | 0.9 | 4500 | 83
P8UAT18U | CH Lighting Co.Ltd. | CH | CH1128-48-13W 840-1 | Linear Replacement Lamp | Four-Foot | Replacement Lamps (plug and play) (UL Type A) | Standard | FALSE | [9 empty] | 42282 |  |  | No |  | 3 | 1700 | 106.3 | 16 | 20 | 0.9 | 4000 | 83
P4NDCKMG | CH Lighting Co.Ltd. | CH | CH1128-48-13W 840-3 | Linear Replacement Lamp | Four-Foot | Replacement Lamps (plug and play) (UL Type A) | Standard | FALSE | [9 empty] | 42282 |  |  | No |  | 3 | 1700 | 106.3 | 16 | 20 | 0.9 | 4000 | 83
PRQMGJBM | CH Lighting Co.Ltd. | CH | CH1128-48-13W 835-3 | Linear Replacement Lamp | Four-Foot | Replacement Lamps (plug and play) (UL Type A) | Standard | FALSE | [9 empty] | 42282 |  |  | No |  | 3 | 1650 | 103.1 | 16 | 20 | 0.9 | 3500 | 83
P5PF36C8 | CH Lighting Co.Ltd. | CH | CH1128-48-13W 835-1 | Linear Replacement Lamp | Four-Foot | Replacement Lamps (plug and play) (UL Type A) | Standard | FALSE | [9 empty] | 42282 |  |  | No |  | 3 | 1650 | 103.1 | 16 | 20 | 0.9 | 3500 | 83
PU4QJZHS | Lighting & Supplies Inc. dba Sunshine Lighting Co. | Sunlite | T8/LED/4'/15W/DLC/35K | Linear Replacement Lamp | Four-Foot | Internal Driver Lamp-Style Retrofit Kits (UL Type B) | Standard | FALSE | [9 empty] | 42282 |  |  | NotYetVerified | Internal driver | 3 | 1800 | 105 | 17 | 20 | 0.9 | 3500 | 82
PYXHC17A | Shenzhen Syhdee Co.Ltd. | SYHDEE | SYH-C08-M1215A(5000K) | Linear Replacement Lamp | Four-Foot | Replacement Lamps (plug and play) (UL Type A) | Standard | FALSE | [9 empty] | 42282 |  |  | No |  | 3 | 1767 | 118.75 | 14.88 | 8.67 | 0.9106 | 5000 | 83
P8KRE81C | Shenzhen Syhdee Co.Ltd. | SYHDEE | SYH-C08-M1215A(4500K) | Linear Replacement Lamp | Four-Foot | Replacement Lamps (plug and play) (UL Type A) | Standard | FALSE | [9 empty] | 42282 |  |  | No |  | 3 | 1657 | 111.73 | 14.83 | 8.83 | 0.9208 | 4500 | 82.7
PKDA4Q3X | Shenzhen Syhdee Co.Ltd. | SYHDEE | SYH-C08-M1215A(4000K) | Linear Replacement Lamp | Four-Foot | Replacement Lamps (plug and play) (UL Type A) | Standard | FALSE | [9 empty] | 42282 |  |  | No |  | 3 | 1657 | 111.73 | 14.83 | 8.83 | 0.9208 | 4000 | 82.7
PDYKGR88 | Shenzhen Syhdee Co.Ltd. | SYHDEE | SYH-C08-M1215A(3500K) | Linear Replacement Lamp | Four-Foot | Replacement Lamps (plug and play) (UL Type A) | Standard | FALSE | [9 empty] | 42282 |  |  | No |  | 3 | 1657 | 111.73 | 14.83 | 8.83 | 0.9208 | 3500 | 82.7
PJ6YQVH3 | MaxLite Inc | MaxLite | L27T5DF450-CG | Linear Replacement Lamp | Four-Foot | Replacement Lamps (plug and play) (UL Type A) | Standard | FALSE | [9 empty] | 42282 |  |  | No |  | 3 | 3400 | 100 | 30 | 20 | 0.9 | 5000 | 83
PYCNKYHT | MaxLite Inc | MaxLite | L27T5DF440-CG | Linear Replacement Lamp | Four-Foot | Replacement Lamps (plug and play) (UL Type A) | Standard | FALSE | [9 empty] | 42282 |  |  | No |  | 3 | 3250 | 100 | 30 | 20 | 0.9 | 4000 | 83
P8CTY438 | MaxLite Inc | MaxLite | L27T5DF435-CG | Linear Replacement Lamp | Four-Foot | Replacement Lamps (plug and play) (UL Type A) | Standard | FALSE | [9 empty] | 42282 |  |  | No |  | 3 | 3150 | 100 | 30 | 20 | 0.9 | 3500 | 83
PUR9YDUV | GreenTek Energy Systems | GREENTEK | GT-PNP4F12W5KDC (5000K frosted lens) Â Â UL TYPE A | Linear Replacement Lamp | Four-Foot | Replacement Lamps (plug and play) (UL Type A) | Standard | FALSE | [9 empty] | 42282 |  |  | NotYetVerified | Nominal wattage 12w | 3 | 2005.8 | 140.96 | 14.23 | 14.63 | 0.9031 | 5000 | 81.6
P1RY8H3F | GreenTek Energy Systems | GREENTEK | GT-PNP4F16W5KDC (5000K frosted lens) Â Â UL TYPE A | Linear Replacement Lamp | Four-Foot | Replacement Lamps (plug and play) (UL Type A) | Standard | FALSE | [9 empty] | 42282 |  |  | NotYetVerified | Nominal wattage 16w | 3 | 2469 | 142.31 | 17.35 | 11.28 | 0.9048 | 5000 | 81.6
PANP6UDS | GreenTek Energy Systems | GREENTEK | GT-PNP4F14W5KDC (5000K frosted lens) Â Â UL TYPE A | Linear Replacement Lamp | Four-Foot | Replacement Lamps (plug and play) (UL Type A) | Standard | FALSE | [9 empty] | 42282 |  |  | NotYetVerified | Nominal wattage 14w | 3 | 2304 | 140.92 | 16.35 | 12.07 | 0.9043 | 5000 | 81.1
PDS1A5XD | GreenTek Energy Systems | GREENTEK | GT-PNP4F14W5KDF (5000K frosted lens) Â Â UL TYPE A | Linear Replacement Lamp | Four-Foot | Replacement Lamps (plug and play) (UL Type A) | Standard | FALSE | [9 empty] | 42282 |  |  | NotYetVerified | Nominal wattage 14W | 3 | 2103 | 130.46 | 16.12 | 20 | 0.9 | 5000 | 80.7
PCEAEEV4 | GreenTek Energy Systems | GREENTEK | GT-PNP4F16W5KDF (5000K frosted lens) Â Â UL TYPE A | Linear Replacement Lamp | Four-Foot | Replacement Lamps (plug and play) (UL Type A) | Standard | FALSE | [9 empty] | 42282 |  |  | NotYetVerified | Nominal wattage 14W | 3 | 1947 | 122.22 | 15.93 | 20 | 0.9 | 5000 | 80.7
PYP4UQV6 | GreenTek Energy Systems | GREENTEK | GT-PNP4F12W5KDF (5000K frosted lens) Â Â UL TYPE A | Linear Replacement Lamp | Four-Foot | Replacement Lamps (plug and play) (UL Type A) | Standard | FALSE | [9 empty] | 42282 |  |  | NotYetVerified | Nominal wattage 12W | 3 | 1856 | 129.52 | 14.33 | 20 | 0.9 | 5000 | 80.7
PQYHVQVJ | GreenTek Energy Systems | GREENTEK | GT-PNP4F14W4KDF (4000K frosted lens) Â Â UL TYPE A | Linear Replacement Lamp | Four-Foot | Replacement Lamps (plug and play) (UL Type A) | Standard | FALSE | [9 empty] | 42282 |  |  | NotYetVerified | Nominal wattage 14W | 3 | 1949 | 121.58 | 16.03 | 20 | 0.9 | 4000 | 81.8
PVX56SHE | GreenTek Energy Systems | GREENTEK | GT-PNP4F16W4KDF (4000K frosted lens) Â Â UL TYPE A | Linear Replacement Lamp | Four-Foot | Replacement Lamps (plug and play) (UL Type A) | Standard | FALSE | [9 empty] | 42282 |  |  | NotYetVerified | Nominal wattage 14W | 3 | 1855 | 116.23 | 15.96 | 20 | 0.9 | 4000 | 81.8
PJKF1NWT | GreenTek Energy Systems | GREENTEK | GT-PNP4F12W4KDF (4000K frosted lens) Â Â UL TYPE A | Linear Replacement Lamp | Four-Foot | Replacement Lamps (plug and play) (UL Type A) | Standard | FALSE | [9 empty] | 42282 |  |  | NotYetVerified | Nominal wattage 12W | 3 | 1715 | 120.86 | 14.19 | 20 | 0.9 | 4000 | 81.8
PZQPFEFS | GreenTek Energy Systems | GREENTEK | GT-PNP4F14W4KDC (4000K frosted lens) Â Â UL TYPE A | Linear Replacement Lamp | Four-Foot | Replacement Lamps (plug and play) (UL Type A) | Standard | FALSE | [9 empty] | 42282 |  |  | NotYetVerified | Nominal wattage 14w | 3 | 2217 | 137.53 | 16.12 | 12.37 | 0.9056 | 4000 | 81.7
PEBAJYCF | GreenTek Energy Systems | GREENTEK | GT-PNP4F16W4KDC (4000K frosted lens) Â Â UL TYPE A | Linear Replacement Lamp | Four-Foot | Replacement Lamps (plug and play) (UL Type A) | Standard | FALSE | [9 empty] | 42282 |  |  | NotYetVerified | Nominal wattage 16w | 3 | 2371 | 138.57 | 17.11 | 11.28 | 0.9057 | 4000 | 81.6
P5VBVH9W | GreenTek Energy Systems | GREENTEK | GT-PNP4F12W4KDC (4000K frosted lens) Â Â UL TYPE A | Linear Replacement Lamp | Four-Foot | Replacement Lamps (plug and play) (UL Type A) | Standard | FALSE | [9 empty] | 42282 |  |  | NotYetVerified | Nominal wattage 12w | 3 | 1947.4 | 137.33 | 14.18 | 10.6 | 0.9063 | 4000 | 81.6
PUY99NUR | Green Creative LTD | GREEN CREATIVE | 17.5T8/4F/850/BYP | Linear Replacement Lamp | Four-Foot | Internal Driver Lamp-Style Retrofit Kits (UL Type B) | Standard | FALSE | [9 empty] | 42282 |  |  | NotYetVerified | Internal Driver | 3 | 2000 | 111.11 | 18 | 20 | 0.9 | 5000 | 80
P81WADDU | Green Creative LTD | GREEN CREATIVE | 17.5T8/4F/840/BYP | Linear Replacement Lamp | Four-Foot | Internal Driver Lamp-Style Retrofit Kits (UL Type B) | Standard | FALSE | [9 empty] | 42282 |  |  | NotYetVerified | Internal Driver | 3 | 2000 | 111.11 | 18 | 20 | 0.9 | 4000 | 80
PJ48WFJ3 | Green Creative LTD | GREEN CREATIVE | 17.5T8/4F/835/BYP | Linear Replacement Lamp | Four-Foot | Internal Driver Lamp-Style Retrofit Kits (UL Type B) | Standard | FALSE | [9 empty] | 42282 |  |  | NotYetVerified |  | 3 | 1900 | 105.56 | 18 | 20 | 0.9 | 3500 | 80
PBN5X9V7 | Lighting & Supplies Inc. dba Sunshine Lighting Co. | Sunlite | T8/LED/4'/15W/DLC/30K | Linear Replacement Lamp | Four-Foot | Internal Driver Lamp-Style Retrofit Kits (UL Type B) | Standard | TRUE | 2034.2 | 123.21 | 16.51 | 7.67 | 0.9112 | 3097 | 85 | 5 | 50000 | 42281 |  |  | NotYetVerified | Internal driver | 3 | 1800 | 105 | 17 | 20 | 0.9 | 3000 | 82
PJP4GNMC | Bravoled Lighting Manufacturing Co. Ltd. | Bravoled | BL-T8-15W 1200 WINZ[R]-30F [Qualified with products pointing straight down only] | Linear Replacement Lamp | Four-Foot | Internal Driver Lamp-Style Retrofit Kits (UL Type B) | Standard | TRUE | 1673.698 | 113.548 | 14.74 | 17.62 | 0.917 | 3075 | 84.2 | 5 | 55000 | 42279 |  |  | NotYetVerified | Qulified with rotatable end caps | 3 | 1673.698 | 113.548 | 14.74 |  |  | 3000
PW5DFHRW | Bravoled Lighting Manufacturing Co. Ltd. | Bravoled | BL-T8-15W 1200 WINZ[R]-50F [Qualified with products pointing straight down only] | Linear Replacement Lamp | Four-Foot | Internal Driver Lamp-Style Retrofit Kits (UL Type B) | Standard | FALSE | [9 empty] | 42279 | Not Dimmable | Not Dimmable | NotYetVerified | Qulified with rotatable end caps | 3 | 1673.698 | 113.548 | 14.74 |  |  | 5000
PM813QJB | Bravoled Lighting Manufacturing Co. Ltd. | Bravoled | BL-T8-15W 1200 WINZ[R]-40F [Qualified with products pointing straight down only] | Linear Replacement Lamp | Four-Foot | Internal Driver Lamp-Style Retrofit Kits (UL Type B) | Standard | FALSE | [9 empty] | 42279 | Not Dimmable | Not Dimmable | NotYetVerified | Qulified with rotatable end caps | 3 | 1673.698 | 113.548 | 14.74 |  |  | 4000
PFN55822 | ECO LED BRIGHT INC | ECO LED BRIGHT INC | T8D-18W-3K-042S | Linear Replacement Lamp | Four-Foot | Internal Driver Lamp-Style Retrofit Kits (UL Type B) | Standard | TRUE | 1908.7 | 106.63 | 17.9 | 13.1 | 0.9915 | 3003 | 83.9 | 5 | 50000 | 42278 |  |  | No |  | 3 | 2000 | 100 | 18 | 20 | 0.9 | 3000 | 80
P8U8P2C3 | Longhorn Lighting Co. Ltd | Longhorn | LH-L8V172Q00 | Linear Replacement Lamp | Four-Foot | Replacement Lamps (plug and play) (UL Type A) | Standard | TRUE | 2235.053 | 116.445 | 19.19 | 5.84 | 0.9751 | 2998 | 81.7 | 5 | 50000 | 42278 |  |  | No |  | 3 | 1980 | 116.445 | 17 | 5.84 | 0.997 | 3000 | 82
PA6T318Q | Longhorn Lighting Co. Ltd | Longhorn | LH-L8V142Q00 | Linear Replacement Lamp | Four-Foot | Replacement Lamps (plug and play) (UL Type A) | Standard | TRUE | 1922.25 | 113.381 | 16.95 | 6.87 | 0.9688 | 2977 | 81.6 | 5 | 50000 | 42278 |  |  | No |  | 3 | 1587 | 113.381 | 14 | 6.87 | 0.997 | 3000 | 82
PNGSXZ5H | Fujian Scoton Electronic Technology Co. Ltd | Scoton | SGT8-03C-150-18W | Linear Replacement Lamp | Four-Foot | Internal Driver Lamp-Style Retrofit Kits (UL Type B) | Standard | TRUE | 2076 | 116.5 | 17.82 | 14.55 | 0.9108 | 2899 | 81.6 | 5 | 50000 | 42278 |  |  | No |  | 3 | 2076 | 116.5 | 17.82 | 14.55 | 0.9108 | 2899 | 81.6
PTZWN7GF | Fujian Scoton Electronic Technology Co. Ltd | Scoton | SGT8-03F-150-18W | Linear Replacement Lamp | Four-Foot | Internal Driver Lamp-Style Retrofit Kits (UL Type B) | Standard | TRUE | 1813 | 101.28 | 17.9 | 14.41 | 0.9025 | 2900 | 81.9 | 5 | 50000 | 42278 |  |  | No |  | 3 | 1813 | 101.28 | 17.9 | 14.41 | 0.9025 | 2900 | 81.9
PWKNM3T7 | ECO LED BRIGHT INC | ECO LED BRIGHT INC | T8D-18W-5K-037S | Linear Replacement Lamp | Four-Foot | Internal Driver Lamp-Style Retrofit Kits (UL Type B) | Standard | FALSE | [9 empty] | 42278 |  |  | No |  | 3 | 2000 | 100 | 18 | 20 | 0.9 | 5000 | 80
PQKNRXM1 | ECO LED BRIGHT INC | ECO LED BRIGHT INC | T8D-18W-4K-043S | Linear Replacement Lamp | Four-Foot | Internal Driver Lamp-Style Retrofit Kits (UL Type B) | Standard | FALSE | [9 empty] | 42278 |  |  | No |  | 3 | 2000 | 100 | 18 | 20 | 0.9 | 4000 | 80
P2KWM9VF | Fujian Scoton Electronic Technology Co. Ltd | Scoton | SGT8-05F-150-18W | Linear Replacement Lamp | Four-Foot | Internal Driver Lamp-Style Retrofit Kits (UL Type B) | Standard | FALSE | [9 empty] | 42278 |  |  | No |  | 3 | 1943 | 109.53 | 17.74 | 14.63 | 0.9028 | 5000 | 81.7
PQ3XARKQ | Fujian Scoton Electronic Technology Co. Ltd | Scoton | SGT8-05C-150-18W | Linear Replacement Lamp | Four-Foot | Internal Driver Lamp-Style Retrofit Kits (UL Type B) | Standard | FALSE | [9 empty] | 42278 |  |  | No |  | 3 | 2224 | 125.37 | 17.74 | 14.49 | 0.9102 | 5000 | 81.7
PJ6EUVN7 | Fujian Scoton Electronic Technology Co. Ltd | Scoton | SGT8-045F-150-18W | Linear Replacement Lamp | Four-Foot | Internal Driver Lamp-Style Retrofit Kits (UL Type B) | Standard | FALSE | [9 empty] | 42278 |  |  | No |  | 3 | 1826 | 103.99 | 17.56 | 14.41 | 0.9025 | 4500 | 81.9
P4R3N5JW | Fujian Scoton Electronic Technology Co. Ltd | Scoton | SGT8-045C-150-18W | Linear Replacement Lamp | Four-Foot | Internal Driver Lamp-Style Retrofit Kits (UL Type B) | Standard | FALSE | [9 empty] | 42278 |  |  | No |  | 3 | 2088 | 118.57 | 17.61 | 14.55 | 0.9108 | 4500 | 81.6
P2Z8UF8T | Fujian Scoton Electronic Technology Co. Ltd | Scoton | SGT8-04F-150-18W | Linear Replacement Lamp | Four-Foot | Internal Driver Lamp-Style Retrofit Kits (UL Type B) | Standard | FALSE | [9 empty] | 42278 |  |  | No |  | 3 | 1826 | 103.99 | 17.56 | 14.41 | 0.9025 | 4000 | 81.9
PN21FZQJ | Fujian Scoton Electronic Technology Co. Ltd | Scoton | SGT8-04C-150-18W | Linear Replacement Lamp | Four-Foot | Internal Driver Lamp-Style Retrofit Kits (UL Type B) | Standard | FALSE | [9 empty] | 42278 |  |  | No |  | 3 | 2088 | 118.57 | 17.61 | 14.55 | 0.9108 | 4000 | 81.6
PPZQ89BS | Fujian Scoton Electronic Technology Co. Ltd | Scoton | SGT8-035F-150-18W | Linear Replacement Lamp | Four-Foot | Internal Driver Lamp-Style Retrofit Kits (UL Type B) | Standard | FALSE | [9 empty] | 42278 |  |  | No |  | 3 | 1826 | 103.99 | 17.56 | 14.41 | 0.9025 | 3500 | 81.9
PJ7TDWKG | Fujian Scoton Electronic Technology Co. Ltd | Scoton | SGT8-035C-150-18W | Linear Replacement Lamp | Four-Foot | Internal Driver Lamp-Style Retrofit Kits (UL Type B) | Standard | FALSE | [9 empty] | 42278 |  |  | No |  | 3 | 2088 | 118.57 | 17.61 | 14.55 | 0.9108 | 3500 | 81.6
PTT1DN2Y | Longhorn Lighting Co. Ltd | Longhorn | LH-L8R142Q00 | Linear Replacement Lamp | Four-Foot | Replacement Lamps (plug and play) (UL Type A) | Standard | FALSE | [9 empty] | 42278 |  |  | No |  | 3 | 1719 | 122.782 | 14 | 6.87 | 0.997 | 5000 | 82
PJA3TJ2R | Longhorn Lighting Co. Ltd | Longhorn | LH-L8R172Q00 | Linear Replacement Lamp | Four-Foot | Replacement Lamps (plug and play) (UL Type A) | Standard | FALSE | [9 empty] | 42278 |  |  | No |  | 3 | 2112 | 124.255 | 17 | 5.84 | 0.997 | 5000 | 82
P3T9133U | Longhorn Lighting Co. Ltd | Longhorn | LH-L8N142Q00 | Linear Replacement Lamp | Four-Foot | Replacement Lamps (plug and play) (UL Type A) | Standard | FALSE | [9 empty] | 42278 |  |  | No |  | 3 | 1719 | 122.782 | 14 | 6.87 | 0.997 | 4000 | 82
PAGFWWMA | Longhorn Lighting Co. Ltd | Longhorn | LH-L8N172Q00 | Linear Replacement Lamp | Four-Foot | Replacement Lamps (plug and play) (UL Type A) | Standard | FALSE | [9 empty] | 42278 |  |  | No |  | 3 | 2112 | 124.255 | 17 | 5.84 | 0.997 | 4000 | 82
PC3XFSZK | Longhorn Lighting Co. Ltd | Longhorn | LH-L8U142Q00 | Linear Replacement Lamp | Four-Foot | Replacement Lamps (plug and play) (UL Type A) | Standard | FALSE | [9 empty] | 42278 |  |  | No |  | 3 | 1587 | 113.381 | 14 | 6.87 | 0.997 | 3500 | 82
PU28ZUF2 | Longhorn Lighting Co. Ltd | Longhorn | LH-L8U172Q00 | Linear Replacement Lamp | Four-Foot | Replacement Lamps (plug and play) (UL Type A) | Standard | FALSE | [9 empty] | 42278 |  |  | No |  | 3 | 1980 | 116.445 | 17 | 5.84 | 0.997 | 3500 | 82
P8MG1EP4 | Above Lights | Mirai LED | ABL-UNV-EXXLHB | Linear Replacement Lamp | Four-Foot | Replacement Lamps (plug and play) (UL Type A) | Standard | TRUE | 2780.28 | 142 | 19.54 | 7 | 0.98 | 3066 | 86.87 | 5 | 50000 | 42277 |  |  | NotYetVerified |  | 3 | 2000 | 125 | 16 | 10 | 0.98 | 3000 | 85
PB3K922G | Keystone Technologies | Keystone | KT-LED27T5HO-48GC-830-S | Linear Replacement Lamp | Four-Foot | Replacement Lamps (plug and play) (UL Type A) | Standard | TRUE | 3101 | 106.5 | 29.11 | 16.59 | 0.9662 | 2981 | 82.9 | 5 | 50000 | 42277 |  |  | No |  | 3 | 3100 | 100 | 30 | 20 | 0.9 | 3000 | 83
PYG9XHBK | Archipelago Lighting Inc. | LIFEBULB | LBT8F1641A | Linear Replacement Lamp | Four-Foot | Replacement Lamps (plug and play) (UL Type A) | Standard | TRUE | 1895.41 | 101.9 | 18.6 | 6.92 | 0.9561 | 3979 | 81.8 | 5 | 50000 | 42277 |  |  | No |  | 3 | 1650 | 100 | 18 | 6.92 | 0.956 | 4000 | 82
PXXTVB2H | Archipelago Lighting Inc. | LIFEBULB | LBP8F1730A | Linear Replacement Lamp | Four-Foot | Internal Driver Lamp-Style Retrofit Kits (UL Type B) | Standard | TRUE | 1961.799 | 116.573 | 16.829 | 15.59 | 0.9211 | 2970 | 82 | 5 | 50000 | 42277 |  |  | NotYetVerified |  | 3 | 1765 | 112 | 15 | 15.59 | 0.966 | 3000 | 82
PEAYH9HX | Archipelago Lighting Inc. | LIFEBULB | LBP8F1750A | Linear Replacement Lamp | Four-Foot | Internal Driver Lamp-Style Retrofit Kits (UL Type B) | Standard | FALSE | [9 empty] | 42277 |  |  | NotYetVerified |  | 3 | 1900 | 112 | 15 | 15.59 | 0.966 | 5000 | 82
PKJ4SE3K | Archipelago Lighting Inc. | LIFEBULB | LBT8F1650A | Linear Replacement Lamp | Four-Foot | Replacement Lamps (plug and play) (UL Type A) | Standard | FALSE | [9 empty] | 42277 |  |  | No |  | 3 | 1750 | 100 | 18 | 6.92 | 0.956 | 5000 | 82
P51QZRMR | Archipelago Lighting Inc. | LIFEBULB | LBP8F1741A | Linear Replacement Lamp | Four-Foot | Internal Driver Lamp-Style Retrofit Kits (UL Type B) | Standard | FALSE | [9 empty] | 42277 |  |  | NotYetVerified |  | 3 | 1800 | 112 | 15 | 15.59 | 0.966 | 4000 | 82
PZH76GAW | Archipelago Lighting Inc. | LIFEBULB | LBP8F1735A | Linear Replacement Lamp | Four-Foot | Internal Driver Lamp-Style Retrofit Kits (UL Type B) | Standard | FALSE | [9 empty] | 42277 |  |  | NotYetVerified |  | 3 | 1765 | 112 | 15 | 15.59 | 0.966 | 3500 | 82
P9GMG9QA | Keystone Technologies | Keystone | KT-LED27T5HO-48GC-850-S | Linear Replacement Lamp | Four-Foot | Replacement Lamps (plug and play) (UL Type A) | Standard | FALSE | [9 empty] | 42277 |  |  | No |  | 3 | 3400 | 100 | 30 | 20 | 0.9 | 5000 | 83
PUNY1WY2 | Keystone Technologies | Keystone | KT-LED27T5HO-48GC-840-S | Linear Replacement Lamp | Four-Foot | Replacement Lamps (plug and play) (UL Type A) | Standard | FALSE | [9 empty] | 42277 |  |  | No |  | 3 | 3250 | 100 | 30 | 20 | 0.9 | 4000 | 83
PSSHD6JV | Keystone Technologies | Keystone | KT-LED27T5HO-48GC-835-S | Linear Replacement Lamp | Four-Foot | Replacement Lamps (plug and play) (UL Type A) | Standard | FALSE | [9 empty] | 42277 |  |  | No |  | 3 | 3150 | 100 | 30 | 20 | 0.9 | 3500 | 83
PCBGGTA5 | Above Lights | Mirai LED | ABL-UNV-EXXLHF | Linear Replacement Lamp | Four-Foot | Replacement Lamps (plug and play) (UL Type A) | Standard | FALSE | [9 empty] | 42277 | Not Dimmable | Not Dimmable | NotYetVerified |  | 3 | 2100 | 131.25 | 16 | 10 | 0.98 | 5000 | 85
PGAXVES1 | Above Lights | Mirai LED | ABL-UNV-EXXLHE | Linear Replacement Lamp | Four-Foot | Replacement Lamps (plug and play) (UL Type A) | Standard | FALSE | [9 empty] | 42277 | Not Dimmable | Not Dimmable | NotYetVerified |  | 3 | 2050 | 128.125 | 16 | 10 | 0.98 | 4500 | 85
PS5GWH8P | Above Lights | Mirai LED | ABL-UNV-EXXLHD | Linear Replacement Lamp | Four-Foot | Replacement Lamps (plug and play) (UL Type A) | Standard | FALSE | [9 empty] | 42277 | Not Dimmable | Not Dimmable | NotYetVerified |  | 3 | 2050 | 128.125 | 16 | 10 | 0.98 | 4000 | 85
PNHWJBNB | Above Lights | Mirai LED | ABL-UNV-EXXLHC | Linear Replacement Lamp | Four-Foot | Replacement Lamps (plug and play) (UL Type A) | Standard | FALSE | [9 empty] | 42277 | Not Dimmable | Not Dimmable | NotYetVerified |  | 3 | 2000 | 125 | 16 | 10 | 0.98 | 3500 | 85
PFK9NUZR | Keystone Technologies | Keystone | KT-LED17T8-48GC-830-S | Linear Replacement Lamp | Four-Foot | Replacement Lamps (plug and play) (UL Type A) | Standard | TRUE | 2058.6 | 105.52 | 19.51 | 5.27 | 0.984 | 3101 | 85.5 | 5 | 50000 | 42276 |  |  | No |  | 3 | 2050 | 104 | 19.6 | 20 | 0.9 | 3000 | 83
PYHDJ16Y | Damar | Damar | LED12T8/830/4FT/DR/EBC | Linear Replacement Lamp | Four-Foot | Replacement Lamps (plug and play) (UL Type A) | Standard | TRUE | 1810 | 104.87 | 17.26 | 5.85 | 0.981 | 3055 | 85.4 | 5 | 50000 | 42276 |  |  | No |  | 3 | 1800 | 102 | 17.5 | 20 | 0.9 | 3000 | 83
PQ4GZUFK | Keystone Technologies | Keystone | KT-LED14T8-48GC-830-S | Linear Replacement Lamp | Four-Foot | Replacement Lamps (plug and play) (UL Type A) | Standard | TRUE | 1818 | 106.07 | 17.14 | 5.96 | 0.98 | 3086 | 85.5 | 5 | 50000 | 42276 |  |  | No |  | 3 | 1800 | 104 | 17.2 | 20 | 0.9 | 3000 | 83
PM496NBT | SHENZHEN TOPBAND CO.LTD | TOPBAND | TPECT8X4NLA-18WSB(40F) | Linear Replacement Lamp | Four-Foot | Internal Driver Lamp-Style Retrofit Kits (UL Type B) | Standard | TRUE | 1827.1 | 100.5 | 18.18 | 16.12 | 0.9663 | 4075 | 82.6 | 5 | 50000 | 42276 |  |  | No |  | 3 | 1827 | 101 | 18 | 20 | 0.9 | 4000 | 80
PZDUWSAD | JIAXING SUPER LIGHTING ELECTRIC APPLIANCE CO.LTD | SUPER | T8L-EXZM11-2200-4ft-ACA | Linear Replacement Lamp | Four-Foot | 2-lamp External Driver Lamp-Style Retrofit Kits (UL Type C) | Standard | TRUE | 2267.89 | 105.9 | 21.415 | 7.61 | 0.9583 | 3038 | 83.8 | 5 | 50000 | 42276 |  |  | No |  | 3 | 2100 | 100 | 21 | 20 | 0.9 | 3000 | 83
P58QSHBA | JIAXING SUPER LIGHTING ELECTRIC APPLIANCE CO.LTD | SUPER | T8L-EXZM11-2200-4ft-ABA | Linear Replacement Lamp | Four-Foot | 2-lamp External Driver Lamp-Style Retrofit Kits (UL Type C) | Standard | TRUE | 2257.8 | 105.2 | 21.455 | 6.3 | 0.9582 | 3036 | 83.7 | 5 | 50000 | 42276 |  |  | No |  | 3 | 2100 | 100 | 21 | 20 | 0.9 | 3000 | 83
PWEZ866J | Lumectra LLC. | Lumectra | LU-T818W1200W(2700K) | Linear Replacement Lamp | Four-Foot | Dual Mode Internal Driver (UL Type A and Type B) | Standard | TRUE | 1715 | 100.76 | 17.02 | 16.83 | 0.9579 | 2699 | 82.1 | 5 | 50000 | 42276 |  |  | No |  | 3 | 1715 | 100.76 | 17.02 | 16.83 | 0.9579 | 2699 | 82.1
P9V5ZVVQ | SHENZHEN TOPBAND CO.LTD | TOPBAND | TPVET8X4NLA-12WSB(40F) | Linear Replacement Lamp | Four-Foot | Internal Driver Lamp-Style Retrofit Kits (UL Type B) | Standard | TRUE | 1474.2 | 128.53 | 11.47 | 9.98 | 0.9311 | 4068 | 83 | 5 | 50000 | 42276 |  |  | No |  | 3 | 1471 | 122.5833 | 12 | 20 | 0.9 | 4000 | 80
PPPD8DR5 | Lumectra LLC. | Lumectra | LU-T818W1200X (3000K) (Frosted) | Linear Replacement Lamp | Four-Foot | Internal Driver Lamp-Style Retrofit Kits (UL Type B) | Standard | TRUE | 1836 | 104.44 | 17.58 | 15.63 | 0.9257 | 3009 | 82.8 | 5 | 50000 | 42276 |  |  | NotYetVerified |  | 3 | 1800 | 100 | 18 |  | 0.9 | 3000 | 80
PP337RFJ | Damar | Damar | LED17T8/830/4FT/DR/EBC | Linear Replacement Lamp | Four-Foot | Replacement Lamps (plug and play) (UL Type A) | Standard | TRUE | 2071.6 | 106.84 | 19.39 | 16.02 | 0.9173 | 3093 | 85.4 | 5 | 50000 | 42276 |  |  | No |  | 3 | 2071.6 | 106.84 | 19.39 | 16.02 | 0.9173 | 3093 | 85.4
PQZYY1W3 | SHENZHEN TOPBAND CO.LTD | TOPBAND | TPVET8X4NLA-12WSB(40C) | Linear Replacement Lamp | Four-Foot | Internal Driver Lamp-Style Retrofit Kits (UL Type B) | Standard | TRUE | 1641.2 | 142.34 | 11.53 | 10.95 | 0.9113 | 4060 | 82.9 | 5 | 95000 | 42276 |  |  | No |  | 3 | 1641 | 136.75 | 12 | 20 | 0.9 | 4000 | 80
PAMA3SR8 | Revolution Lighting Technologies | Revolution Lighting Technologies | 204321-110 | Linear Replacement Lamp | Four-Foot | Replacement Lamps (plug and play) (UL Type A) | Standard | TRUE | 1872.33 | 110.85 | 16.89 | 13 | 0.91 | 2958 | 85 | 5 | 50000 | 42276 |  |  | No |  | 3 | 1872.33 | 110.85 | 16.89 | 13 | 0.91 | 3000 | 85
PH9PPNDG | Shenzhen Collesun Lighting Co. Ltd. | collesun | T8C-123020NV3-16AN | Linear Replacement Lamp | Four-Foot | Internal Driver Lamp-Style Retrofit Kits (UL Type B) | Standard | TRUE | 1945 | 120.4 | 16.16 | 19.39 | 0.8902 | 3030 | 82.7 | 5 | 50000 | 42276 |  |  | No |  | 3 | 1945 | 120.4 | 16.16 | 19.39 | 0.8902 | 3030 | 82.7
PUX97N1E | Shenzhen Collesun Lighting Co. Ltd. | collesun | T8C-123020SV3-16AN | Linear Replacement Lamp | Four-Foot | Internal Driver Lamp-Style Retrofit Kits (UL Type B) | Standard | TRUE | 1897 | 116 | 16.35 | 20.16 | 0.889 | 3041 | 82.6 | 5 | 50000 | 42276 |  |  | No |  | 3 | 1897 | 116 | 16.35 | 20.16 | 0.889 | 3041 | 82.6
PBD6DU5A | Shenzhen Collesun Lighting Co. Ltd. | collesun | T8C-123020TV3-16AN | Linear Replacement Lamp | Four-Foot | Internal Driver Lamp-Style Retrofit Kits (UL Type B) | Standard | TRUE | 1889 | 112.3 | 16.82 | 19.88 | 0.8861 | 2962 | 82.1 | 5 | 50000 | 42276 |  |  | No |  | 3 | 1889 | 112.3 | 16.82 | 19.88 | 0.8861 | 2962 | 82.1
PN3PYVTB | JIAXING SUPER LIGHTING ELECTRIC APPLIANCE CO.LTD | SUPER | T8L-EXZM11-2200-4ft-EBA | Linear Replacement Lamp | Four-Foot | 2-lamp External Driver Lamp-Style Retrofit Kits (UL Type C) | Standard | FALSE | [9 empty] | 42276 |  |  | No |  | 3 | 2200 | 105 | 21 | 20 | 0.9 | 5000 | 83
PJ69K4KQ | JIAXING SUPER LIGHTING ELECTRIC APPLIANCE CO.LTD | SUPER | T8L-EXZM11-2200-4ft-ECA | Linear Replacement Lamp | Four-Foot | 2-lamp External Driver Lamp-Style Retrofit Kits (UL Type C) | Standard | FALSE | [9 empty] | 42276 |  |  | No |  | 3 | 2200 | 105 | 21 | 20 | 0.9 | 5000 | 83
PUC8UZU4 | JIAXING SUPER LIGHTING ELECTRIC APPLIANCE CO.LTD | SUPER | T8L-EXZM11-2200-4ft-DBA | Linear Replacement Lamp | Four-Foot | 2-lamp External Driver Lamp-Style Retrofit Kits (UL Type C) | Standard | FALSE | [9 empty] | 42276 |  |  | No |  | 3 | 2200 | 105 | 21 | 20 | 0.9 | 4500 | 83
P9USY8KV | JIAXING SUPER LIGHTING ELECTRIC APPLIANCE CO.LTD | SUPER | T8L-EXZM11-2200-4ft-DCA | Linear Replacement Lamp | Four-Foot | 2-lamp External Driver Lamp-Style Retrofit Kits (UL Type C) | Standard | FALSE | [9 empty] | 42276 |  |  | No |  | 3 | 2200 | 105 | 21 | 20 | 0.9 | 4500 | 83
PPH6CCHZ | JIAXING SUPER LIGHTING ELECTRIC APPLIANCE CO.LTD | SUPER | T8L-EXZM11-2200-4ft-CBA | Linear Replacement Lamp | Four-Foot | 2-lamp External Driver Lamp-Style Retrofit Kits (UL Type C) | Standard | FALSE | [9 empty] | 42276 |  |  | No |  | 3 | 2200 | 105 | 21 | 20 | 0.9 | 4000 | 83
P7CE47TK | JIAXING SUPER LIGHTING ELECTRIC APPLIANCE CO.LTD | SUPER | T8L-EXZM11-2200-4ft-CCA | Linear Replacement Lamp | Four-Foot | 2-lamp External Driver Lamp-Style Retrofit Kits (UL Type C) | Standard | FALSE | [9 empty] | 42276 |  |  | No |  | 3 | 2200 | 105 | 21 | 20 | 0.9 | 4000 | 83
PUCZBZCQ | JIAXING SUPER LIGHTING ELECTRIC APPLIANCE CO.LTD | SUPER | T8L-EXZM11-2200-4ft-BBA | Linear Replacement Lamp | Four-Foot | 2-lamp External Driver Lamp-Style Retrofit Kits (UL Type C) | Standard | FALSE | [9 empty] | 42276 |  |  | No |  | 3 | 2100 | 100 | 21 | 20 | 0.9 | 3500 | 83
PDH2YT58 | JIAXING SUPER LIGHTING ELECTRIC APPLIANCE CO.LTD | SUPER | T8L-EXZM11-2200-4ft-BCA | Linear Replacement Lamp | Four-Foot | 2-lamp External Driver Lamp-Style Retrofit Kits (UL Type C) | Standard | FALSE | [9 empty] | 42276 |  |  | No |  | 3 | 2100 | 100 | 21 | 20 | 0.9 | 3500 | 83
PTM6ZHZK | Revolution Lighting Technologies | Revolution Lighting Technologies | 204321-113 | Linear Replacement Lamp | Four-Foot | Replacement Lamps (plug and play) (UL Type A) | Standard | FALSE | [9 empty] | 42276 |  |  | No |  | 3 | 2419 | 113 | 21.33 | 13 | 0.91 | 5000 | 85
PFZQ3P5J | Revolution Lighting Technologies | Revolution Lighting Technologies | 204321-112 | Linear Replacement Lamp | Four-Foot | Replacement Lamps (plug and play) (UL Type A) | Standard | FALSE | [9 empty] | 42276 |  |  | No |  | 3 | 1872.33 | 110.85 | 16.89 | 13 | 0.91 | 4000 | 85
P9YC5VG3 | Revolution Lighting Technologies | Revolution Lighting Technologies | 204321-111 | Linear Replacement Lamp | Four-Foot | Replacement Lamps (plug and play) (UL Type A) | Standard | FALSE | [9 empty] | 42276 |  |  | No |  | 3 | 1872.33 | 110.85 | 16.89 | 13 | 0.91 | 3500 | 85
PX8JSJVN | Shenzhen Collesun Lighting Co. Ltd. | collesun | T8C-125020NV3-16AN | Linear Replacement Lamp | Four-Foot | Internal Driver Lamp-Style Retrofit Kits (UL Type B) | Standard | FALSE | [9 empty] | 42276 |  |  | No |  | 3 | 2000 | 125 | 16 | 20 | 0.9 | 5000 | 80
PF1ZAX5V | Shenzhen Collesun Lighting Co. Ltd. | collesun | T8C-125020SV3-16AN | Linear Replacement Lamp | Four-Foot | Internal Driver Lamp-Style Retrofit Kits (UL Type B) | Standard | FALSE | [9 empty] | 42276 |  |  | No |  | 3 | 2000 | 125 | 16 | 20 | 0.9 | 5000 | 80
P3E6HGYP | Shenzhen Collesun Lighting Co. Ltd. | collesun | T8C-125020TV3-16AN | Linear Replacement Lamp | Four-Foot | Internal Driver Lamp-Style Retrofit Kits (UL Type B) | Standard | FALSE | [9 empty] | 42276 |  |  | No |  | 3 | 2000 | 125 | 16 | 20 | 0.9 | 5000 | 80
PJFTZMRR | Shenzhen Collesun Lighting Co. Ltd. | collesun | T8C-124020NV3-16AN | Linear Replacement Lamp | Four-Foot | Internal Driver Lamp-Style Retrofit Kits (UL Type B) | Standard | FALSE | [9 empty] | 42276 |  |  | No |  | 3 | 2000 | 125 | 16 | 20 | 0.9 | 4000 | 80
PCFDWANY | Shenzhen Collesun Lighting Co. Ltd. | collesun | T8C-124020SV3-16AN | Linear Replacement Lamp | Four-Foot | Internal Driver Lamp-Style Retrofit Kits (UL Type B) | Standard | FALSE | [9 empty] | 42276 |  |  | No |  | 3 | 2000 | 125 | 16 | 20 | 0.9 | 4000 | 80
P3857CZV | Shenzhen Collesun Lighting Co. Ltd. | collesun | T8C-124020TV3-16AN | Linear Replacement Lamp | Four-Foot | Internal Driver Lamp-Style Retrofit Kits (UL Type B) | Standard | FALSE | [9 empty] | 42276 |  |  | No |  | 3 | 2000 | 125 | 16 | 20 | 0.9 | 4000 | 80
PZEPVNT3 | Shenzhen Collesun Lighting Co. Ltd. | collesun | T8C-123520TV3-16AN | Linear Replacement Lamp | Four-Foot | Internal Driver Lamp-Style Retrofit Kits (UL Type B) | Standard | FALSE | [9 empty] | 42276 |  |  | No |  | 3 | 2000 | 125 | 16 | 20 | 0.9 | 3500 | 80
PUNEM8CY | Shenzhen Collesun Lighting Co. Ltd. | collesun | T8C-123520NV3-16AN | Linear Replacement Lamp | Four-Foot | Internal Driver Lamp-Style Retrofit Kits (UL Type B) | Standard | FALSE | [9 empty] | 42276 |  |  | No |  | 3 | 2000 | 125 | 16 | 20 | 0.9 | 3500 | 80
PSPV5QN1 | Shenzhen Collesun Lighting Co. Ltd. | collesun | T8C-123520SV3-16AN | Linear Replacement Lamp | Four-Foot | Internal Driver Lamp-Style Retrofit Kits (UL Type B) | Standard | FALSE | [9 empty] | 42276 |  |  | No |  | 3 | 2000 | 125 | 16 | 20 | 0.9 | 3500 | 80
PXNSJGVY | Keystone Technologies | Keystone | KT-LED17T8-48GC-850-S | Linear Replacement Lamp | Four-Foot | Replacement Lamps (plug and play) (UL Type A) | Standard | FALSE | [9 empty] | 42276 |  |  | No |  | 3 | 2050 | 104 | 19.6 | 20 | 0.9 | 5000 | 83
P1B8G4SU | Keystone Technologies | Keystone | KT-LED14T8-48GC-850-S | Linear Replacement Lamp | Four-Foot | Replacement Lamps (plug and play) (UL Type A) | Standard | FALSE | [9 empty] | 42276 |  |  | No |  | 3 | 1800 | 104 | 17.2 | 20 | 0.9 | 5000 | 83
PHUG4YXF | Keystone Technologies | Keystone | KT-LED17T8-48GC-840-S | Linear Replacement Lamp | Four-Foot | Replacement Lamps (plug and play) (UL Type A) | Standard | FALSE | [9 empty] | 42276 |  |  | No |  | 3 | 2050 | 104 | 19.6 | 20 | 0.9 | 4000 | 83
PHGG6U4T | Keystone Technologies | Keystone | KT-LED14T8-48GC-840-S | Linear Replacement Lamp | Four-Foot | Replacement Lamps (plug and play) (UL Type A) | Standard | FALSE | [9 empty] | 42276 |  |  | No |  | 3 | 1800 | 104 | 17.2 | 20 | 0.9 | 4000 | 83
PXW2QFHW | Keystone Technologies | Keystone | KT-LED17T8-48GC-835-S | Linear Replacement Lamp | Four-Foot | Replacement Lamps (plug and play) (UL Type A) | Standard | FALSE | [9 empty] | 42276 |  |  | No |  | 3 | 2050 | 104 | 19.6 | 20 | 0.9 | 3500 | 83
PY5TNEUE | Keystone Technologies | Keystone | KT-LED14T8-48GC-835-S | Linear Replacement Lamp | Four-Foot | Replacement Lamps (plug and play) (UL Type A) | Standard | FALSE | [9 empty] | 42276 |  |  | No |  | 3 | 1800 | 104 | 17.2 | 20 | 0.9 | 3500 | 83
PME4NE4D | Turolight Inc. | Turolight | VIV-T5DF/27W/50/F | Linear Replacement Lamp | Four-Foot | Replacement Lamps (plug and play) (UL Type A) | Standard | FALSE | [9 empty] | 42276 |  |  | No |  | 3 | 3400 | 100 | 30 | 20 | 0.9 | 5000 | 83
PJ9WKPGH | Damar | Damar | LED12T8/850/4FT/DR/EBC | Linear Replacement Lamp | Four-Foot | Replacement Lamps (plug and play) (UL Type A) | Standard | FALSE | [9 empty] | 42276 |  |  | No |  | 3 | 1800 | 102 | 17.5 | 20 | 0.9 | 5000 | 83
PN98KSEP | Damar | Damar | LED17T8/850/4FT/DR/EBC | Linear Replacement Lamp | Four-Foot | Replacement Lamps (plug and play) (UL Type A) | Standard | FALSE | [9 empty] | 42276 |  |  | No |  | 3 | 2070 | 106 | 19.4 | 20 | 0.9 | 5000 | 82
P1HJF68S | Damar | Damar | LED12T8/841/4FT/DR/EBC | Linear Replacement Lamp | Four-Foot | Replacement Lamps (plug and play) (UL Type A) | Standard | FALSE | [9 empty] | 42276 |  |  | No |  | 3 | 1800 | 102 | 17.5 | 20 | 0.9 | 4000 | 83
PMB4FT9J | Damar | Damar | LED17T8/841/4FT/DR/EBC | Linear Replacement Lamp | Four-Foot | Replacement Lamps (plug and play) (UL Type A) | Standard | FALSE | [9 empty] | 42276 |  |  | No |  | 3 | 2070 | 106 | 19.4 | 20 | 0.9 | 4000 | 82
P5TNQ77G | Damar | Damar | LED12T8/835/4FT/DR/EBC | Linear Replacement Lamp | Four-Foot | Replacement Lamps (plug and play) (UL Type A) | Standard | FALSE | [9 empty] | 42276 |  |  | No |  | 3 | 1800 | 102 | 17.5 | 20 | 0.9 | 3500 | 83
PJG6RZXU | Damar | Damar | LED17T8/835/4FT/DR/EBC | Linear Replacement Lamp | Four-Foot | Replacement Lamps (plug and play) (UL Type A) | Standard | FALSE | [9 empty] | 42276 |  |  | No |  | 3 | 2070 | 106 | 19.4 | 20 | 0.9 | 3500 | 82
P8JRSMG7 | Lumectra LLC. | Lumectra | LU-T818W1200W(4000K) | Linear Replacement Lamp | Four-Foot | Dual Mode Internal Driver (UL Type A and Type B) | Standard | FALSE | [9 empty] | 42276 | Not Dimmable | Not Dimmable | No |  | 3 | 1900 | 111.31 | 17.07 | 16.39 | 0.9681 | 5000 | 82.6
PDQAC5ED | Lumectra LLC. | Lumectra | LU-T818W1200X (5000K) (Frosted) | Linear Replacement Lamp | Four-Foot | Internal Driver Lamp-Style Retrofit Kits (UL Type B) | Standard | FALSE | [9 empty] | 42276 | Not Dimmable | Not Dimmable | NotYetVerified | Internal Driver X can be S or T representing single or double lamp base. | 3 | 2000 | 110 | 18 |  | 0.9 | 5000 | 80
PSVUS13G | Lumectra LLC. | Lumectra | LU-T818W1200X (4500K) (Frosted) | Linear Replacement Lamp | Four-Foot | Internal Driver Lamp-Style Retrofit Kits (UL Type B) | Standard | FALSE | [9 empty] | 42276 | Not Dimmable | Not Dimmable | NotYetVerified |  | 3 | 1800 | 100 | 18 |  | 0.9 | 4500 | 80
PK4ZMSTA | Lumectra LLC. | Lumectra | LU-T818W1200W(3000K) | Linear Replacement Lamp | Four-Foot | Dual Mode Internal Driver (UL Type A and Type B) | Standard | FALSE | [9 empty] | 42276 | Not Dimmable | Not Dimmable | No |  | 3 | 1739 | 101.52 | 17.13 | 16.83 | 0.9579 | 4000 | 82.1
PFE5VD5U | Lumectra LLC. | Lumectra | LU-T818W1200X (4000K) (Frosted) | Linear Replacement Lamp | Four-Foot | Internal Driver Lamp-Style Retrofit Kits (UL Type B) | Standard | FALSE | [9 empty] | 42276 | Not Dimmable | Not Dimmable | NotYetVerified |  | 3 | 1800 | 100 | 18 |  | 0.9 | 4000 | 80
PWVRVDFE | Lumectra LLC. | Lumectra | LU-T818W1200W(3500K) | Linear Replacement Lamp | Four-Foot | Dual Mode Internal Driver (UL Type A and Type B) | Standard | FALSE | [9 empty] | 42276 | Not Dimmable | Not Dimmable | No |  | 3 | 1739 | 101.52 | 17.13 | 16.83 | 0.9579 | 3500 | 82.1
PUZAAXM4 | Lumectra LLC. | Lumectra | LU-T818W1200X (3500K) (Frosted) | Linear Replacement Lamp | Four-Foot | Internal Driver Lamp-Style Retrofit Kits (UL Type B) | Standard | FALSE | [9 empty] | 42276 | Not Dimmable | Not Dimmable | NotYetVerified |  | 3 | 1800 | 100 | 18 |  | 0.9 | 3500 | 80
PK2BHVRS | Lumectra LLC. | Lumectra | LU-T818W1200W(5000K) | Linear Replacement Lamp | Four-Foot | Dual Mode Internal Driver (UL Type A and Type B) | Standard | FALSE | [9 empty] | 42276 | Not Dimmable | Not Dimmable | No |  | 3 | 1739 | 101.52 | 17.13 | 16.83 | 0.9579 | 3000 | 82.1
PA3X25HY | SHENZHEN TOPBAND CO.LTD | TOPBAND | TPECT8X4NLA-18WSB(50F) | Linear Replacement Lamp | Four-Foot | Internal Driver Lamp-Style Retrofit Kits (UL Type B) | Standard | FALSE | [9 empty] | 42276 | Not Dimmable | Not Dimmable | No |  | 3 | 1825 | 101 | 18 | 20 | 0.9 | 5000 | 80
P3KSKBB2 | SHENZHEN TOPBAND CO.LTD | TOPBAND | TPVET8X4NLA-12WSB(50C) | Linear Replacement Lamp | Four-Foot | Internal Driver Lamp-Style Retrofit Kits (UL Type B) | Standard | FALSE | [9 empty] | 42276 | Not Dimmable | Not Dimmable | No |  | 3 | 1595 | 132.9167 | 12 | 20 | 0.9 | 5000 | 80
PSPV7ST2 | SHENZHEN TOPBAND CO.LTD | TOPBAND | TPVET8X4NLA-12WSB(50F) | Linear Replacement Lamp | Four-Foot | Internal Driver Lamp-Style Retrofit Kits (UL Type B) | Standard | FALSE | [9 empty] | 42276 | Not Dimmable | Not Dimmable | No |  | 3 | 1503 | 125.25 | 12 | 20 | 0.9 | 5000 | 80
PMKZ7S4V | Homelite Technology Co.Ltd | Homelite | HTILD18/30K [120V Only] | Linear Replacement Lamp | Four-Foot | Internal Driver Lamp-Style Retrofit Kits (UL Type B) | Standard | TRUE | 1908.7 | 106.63 | 17.9 | 13.1 | 0.9915 | 3003 | 83.9 | 5 | 50000 | 42275 |  |  | No |  | 3 | 2000 | 100 | 18 | 20 | 0.9 | 3000 | 80
PSSZQK8GQ | US LED | Star-T10 | ST1-1-UNV-4-H-30-C | Linear Replacement Lamp | Four-Foot | Internal Driver Lamp-Style Retrofit Kits (UL Type B) | Standard | TRUE | 4326.4 | 134.95 | 32.06 | 16.3 | 0.924 | 3047 | 82.1 | 5 | 50000 | 42275 |  |  | NotYetVerified |  | 3 | 4326.4 | 134.95 | 32.06 | 20 | 0.9 | 3000 | 82.1
PXTMRYV5 | US LED | Star-T10 | ST1-1-UNV-4-H-50-C | Linear Replacement Lamp | Four-Foot | Internal Driver Lamp-Style Retrofit Kits (UL Type B) | Standard | FALSE | [9 empty] | 42275 |  |  | NotYetVerified |  | 3 | 4000 | 120 | 32.06 | 16.3 | 0.924 | 5000 | 80
PR9GR1Q4 | US LED | Star-T10 | ST1-1-UNV-4-H-40-C | Linear Replacement Lamp | Four-Foot | Internal Driver Lamp-Style Retrofit Kits (UL Type B) | Standard | FALSE | [9 empty] | 42275 |  |  | NotYetVerified |  | 3 | 4000 | 120 | 32.06 | 16.3 | 0.924 | 4000 | 80
PQ3F9T12 | US LED | Star-T10 | ST1-1-UNV-4-H-35-C | Linear Replacement Lamp | Four-Foot | Internal Driver Lamp-Style Retrofit Kits (UL Type B) | Standard | FALSE | [9 empty] | 42275 |  |  | NotYetVerified |  | 3 | 4000 | 120 | 32.06 | 16.3 | 0.924 | 3500 | 80
PX75KRZK | Turolight Inc. | Turolight | VIV-T5DF/27W/45/F | Linear Replacement Lamp | Four-Foot | Replacement Lamps (plug and play) (UL Type A) | Standard | FALSE | [9 empty] | 42275 |  |  | No |  | 3 | 3300 | 100 | 30 | 20 | 0.9 | 4500 | 83
P6W2WCWK | Homelite Technology Co.Ltd | Homelite | HTILD18/50K [120V Only] | Linear Replacement Lamp | Four-Foot | Internal Driver Lamp-Style Retrofit Kits (UL Type B) | Standard | FALSE | [9 empty] | 42275 |  |  | No |  | 3 | 2000 | 100 | 18 | 20 | 0.9 | 5000 | 80
P2ZCP6A6 | Homelite Technology Co.Ltd | Homelite | HTILD18/40K [120V Only] | Linear Replacement Lamp | Four-Foot | Internal Driver Lamp-Style Retrofit Kits (UL Type B) | Standard | FALSE | [9 empty] | 42275 |  |  | No |  | 3 | 2000 | 100 | 18 | 20 | 0.9 | 4000 | 80
PWZD7ZBR | Turolight Inc. | Turolight | VIV-T5DF/27W/40/F | Linear Replacement Lamp | Four-Foot | Replacement Lamps (plug and play) (UL Type A) | Standard | FALSE | [9 empty] | 42274 |  |  | No |  | 3 | 3250 | 100 | 30 | 20 | 0.9 | 4000 | 83
PCUX59E7 | Turolight Inc. | Turolight | VIV-T5DF/27W/35/F | Linear Replacement Lamp | Four-Foot | Replacement Lamps (plug and play) (UL Type A) | Standard | FALSE | [9 empty] | 42273 |  |  | No |  | 3 | 3150 | 100 | 30 | 20 | 0.9 | 3500 | 83
PGGP8VEE | Turolight Inc. | Turolight | VIV-T5DF/27W/30/F | Linear Replacement Lamp | Four-Foot | Replacement Lamps (plug and play) (UL Type A) | Standard | TRUE | 3101 | 106.5 | 29.11 | 16.59 | 0.9662 | 2981 | 82.9 | 5 | 50000 | 42272 |  |  | No |  | 3 | 3100 | 100 | 30 | 20 | 0.9 | 3000 | 83
PUQ491RD | JIAXING SUPER LIGHTING ELECTRIC APPLIANCE CO.LTD | SUPER | T8L-IDUH11-2200-4ft-ACA | Linear Replacement Lamp | Four-Foot | Internal Driver Lamp-Style Retrofit Kits (UL Type B) | Standard | TRUE | 2242 | 128 | 17.51 | 17.33 | 0.9438 | 3078 | 83.5 | 5 | 50000 | 42272 |  |  | No | Updated 12/6/2016 | 3 | 2100 | 115 | 18 | 20 | 0.9 | 3000 | 83
PDHK546K | JIAXING SUPER LIGHTING ELECTRIC APPLIANCE CO.LTD | SUPER | T8L-IDUH11-2200-4ft-ABA | Linear Replacement Lamp | Four-Foot | Internal Driver Lamp-Style Retrofit Kits (UL Type B) | Standard | TRUE | 2190 | 126.3 | 17.34 | 17.31 | 0.9423 | 3061 | 83.3 | 5 | 50000 | 42272 |  |  | No | Updated 12/6/2016 | 3 | 2100 | 115 | 18 | 20 | 0.9 | 3000 | 83
PKJ85UK7 | JIAXING SUPER LIGHTING ELECTRIC APPLIANCE CO.LTD | SUPER | T8L-IDFH13-2200-4ft-ACA | Linear Replacement Lamp | Four-Foot | Internal Driver Lamp-Style Retrofit Kits (UL Type B) | Standard | TRUE | 2190 | 134 | 16.34 | 24.92 | 0.9351 | 3068 | 83.8 | 5 | 50000 | 42272 |  |  | No |  | 3 | 2190 | 134 | 16.3 | 20 | 0.9 | 3000 | 83
P7GFSJ4Z | JIAXING SUPER LIGHTING ELECTRIC APPLIANCE CO.LTD | SUPER | T8L-IDUH11-1800-4ft-ACA | Linear Replacement Lamp | Four-Foot | Internal Driver Lamp-Style Retrofit Kits (UL Type B) | Standard | TRUE | 1978 | 126.3 | 15.66 | 17.17 | 0.9328 | 3076 | 83.6 | 5 | 50000 | 42272 |  |  | No |  | 3 | 1978 | 126 | 15.7 | 20 | 0.9 | 3000 | 83
PKRSECHC | JIAXING SUPER LIGHTING ELECTRIC APPLIANCE CO.LTD | SUPER | T8L-IDUH11-1800-4ft-ABA | Linear Replacement Lamp | Four-Foot | Internal Driver Lamp-Style Retrofit Kits (UL Type B) | Standard | TRUE | 1948 | 126 | 15.46 | 17.25 | 0.9312 | 3064 | 83.4 | 5 | 50000 | 42272 |  |  | No |  | 3 | 1948 | 126 | 15.5 | 20 | 0.9 | 3000 | 83
PYVBJ3BA | JIAXING SUPER LIGHTING ELECTRIC APPLIANCE CO.LTD | SUPER | T8L-IDFH13-1800-4ft-ACA | Linear Replacement Lamp | Four-Foot | Internal Driver Lamp-Style Retrofit Kits (UL Type B) | Standard | TRUE | 1832 | 140.1 | 13.08 | 24.87 | 0.9091 | 3058 | 84 | 5 | 50000 | 42272 |  |  | No |  | 3 | 1794 | 141 | 12.7 | 20 | 0.9 | 3000 | 83
PGQNZT6Y | JIAXING SUPER LIGHTING ELECTRIC APPLIANCE CO.LTD | SUPER | T8L-IDUH11-2200-4ft-ECA | Linear Replacement Lamp | Four-Foot | Internal Driver Lamp-Style Retrofit Kits (UL Type B) | Standard | FALSE | [9 empty] | 42272 |  |  | No | Updated 12/6/2016 | 3 | 2200 | 120 | 18 | 20 | 0.9 | 5000 | 83
P4QVZVA8 | JIAXING SUPER LIGHTING ELECTRIC APPLIANCE CO.LTD | SUPER | T8L-IDFH13-2200-4ft-ECA | Linear Replacement Lamp | Four-Foot | Internal Driver Lamp-Style Retrofit Kits (UL Type B) | Standard | FALSE | [9 empty] | 42272 |  |  | No |  | 3 | 2190 | 134 | 16.3 | 20 | 0.9 | 5000 | 83
PU95UN9F | JIAXING SUPER LIGHTING ELECTRIC APPLIANCE CO.LTD | SUPER | T8L-IDUH11-2200-4ft-EBA | Linear Replacement Lamp | Four-Foot | Internal Driver Lamp-Style Retrofit Kits (UL Type B) | Standard | FALSE | [9 empty] | 42272 |  |  | No | Updated 12/6/2016 | 3 | 2200 | 120 | 18 | 20 | 0.9 | 5000 | 83
PCCZ1HGZ | JIAXING SUPER LIGHTING ELECTRIC APPLIANCE CO.LTD | SUPER | T8L-IDUH11-1800-4ft-ECA | Linear Replacement Lamp | Four-Foot | Internal Driver Lamp-Style Retrofit Kits (UL Type B) | Standard | FALSE | [9 empty] | 42272 |  |  | No |  | 3 | 1978 | 126 | 15.7 | 20 | 0.9 | 5000 | 83
P1S71U6X | JIAXING SUPER LIGHTING ELECTRIC APPLIANCE CO.LTD | SUPER | T8L-IDUH11-1800-4ft-EBA | Linear Replacement Lamp | Four-Foot | Internal Driver Lamp-Style Retrofit Kits (UL Type B) | Standard | FALSE | [9 empty] | 42272 |  |  | No |  | 3 | 1948 | 126 | 15.5 | 20 | 0.9 | 5000 | 83
PY19WJVB | JIAXING SUPER LIGHTING ELECTRIC APPLIANCE CO.LTD | SUPER | T8L-IDFH13-1800-4ft-ECA | Linear Replacement Lamp | Four-Foot | Internal Driver Lamp-Style Retrofit Kits (UL Type B) | Standard | FALSE | [9 empty] | 42272 |  |  | No |  | 3 | 1794 | 141 | 12.7 | 20 | 0.9 | 5000 | 83
PXZ2S1FD | JIAXING SUPER LIGHTING ELECTRIC APPLIANCE CO.LTD | SUPER | T8L-IDUH11-2200-4ft-DCA | Linear Replacement Lamp | Four-Foot | Internal Driver Lamp-Style Retrofit Kits (UL Type B) | Standard | FALSE | [9 empty] | 42272 |  |  | No | Updated 12/6/2016 | 3 | 2200 | 120 | 18 | 20 | 0.9 | 4500 | 83
PET3S7TS | JIAXING SUPER LIGHTING ELECTRIC APPLIANCE CO.LTD | SUPER | T8L-IDFH13-2200-4ft-DCA | Linear Replacement Lamp | Four-Foot | Internal Driver Lamp-Style Retrofit Kits (UL Type B) | Standard | FALSE | [9 empty] | 42272 |  |  | No |  | 3 | 2190 | 134 | 16.3 | 20 | 0.9 | 4500 | 83
P1BT9K9B | JIAXING SUPER LIGHTING ELECTRIC APPLIANCE CO.LTD | SUPER | T8L-IDUH11-2200-4ft-DBA | Linear Replacement Lamp | Four-Foot | Internal Driver Lamp-Style Retrofit Kits (UL Type B) | Standard | FALSE | [9 empty] | 42272 |  |  | No | Updated 12/6/2016 | 3 | 2200 | 120 | 18 | 20 | 0.9 | 4500 | 83
PF25U7HP | JIAXING SUPER LIGHTING ELECTRIC APPLIANCE CO.LTD | SUPER | T8L-IDUH11-1800-4ft-DCA | Linear Replacement Lamp | Four-Foot | Internal Driver Lamp-Style Retrofit Kits (UL Type B) | Standard | FALSE | [9 empty] | 42272 |  |  | No |  | 3 | 1978 | 126 | 15.7 | 20 | 0.9 | 4500 | 83
PRK8NWKV | JIAXING SUPER LIGHTING ELECTRIC APPLIANCE CO.LTD | SUPER | T8L-IDUH11-1800-4ft-DBA | Linear Replacement Lamp | Four-Foot | Internal Driver Lamp-Style Retrofit Kits (UL Type B) | Standard | FALSE | [9 empty] | 42272 |  |  | No |  | 3 | 1948 | 126 | 15.5 | 20 | 0.9 | 4500 | 83
PU7NSMM5 | JIAXING SUPER LIGHTING ELECTRIC APPLIANCE CO.LTD | SUPER | T8L-IDFH13-1800-4ft-DCA | Linear Replacement Lamp | Four-Foot | Internal Driver Lamp-Style Retrofit Kits (UL Type B) | Standard | FALSE | [9 empty] | 42272 |  |  | No |  | 3 | 1794 | 141 | 12.7 | 20 | 0.9 | 4500 | 83
PKESAMFE | JIAXING SUPER LIGHTING ELECTRIC APPLIANCE CO.LTD | SUPER | T8L-IDUH11-2200-4ft-CCA | Linear Replacement Lamp | Four-Foot | Internal Driver Lamp-Style Retrofit Kits (UL Type B) | Standard | FALSE | [9 empty] | 42272 |  |  | No | Updated 12/6/2016 | 3 | 2200 | 120 | 18 | 20 | 0.9 | 4000 | 83
P8JMAP84 | JIAXING SUPER LIGHTING ELECTRIC APPLIANCE CO.LTD | SUPER | T8L-IDFH13-2200-4ft-CCA | Linear Replacement Lamp | Four-Foot | Internal Driver Lamp-Style Retrofit Kits (UL Type B) | Standard | FALSE | [9 empty] | 42272 |  |  | No |  | 3 | 2190 | 134 | 16.3 | 20 | 0.9 | 4000 | 83
PWSW8Q77 | JIAXING SUPER LIGHTING ELECTRIC APPLIANCE CO.LTD | SUPER | T8L-IDUH11-2200-4ft-CBA | Linear Replacement Lamp | Four-Foot | Internal Driver Lamp-Style Retrofit Kits (UL Type B) | Standard | FALSE | [9 empty] | 42272 |  |  | No | Updated 12/6/2016 | 3 | 2200 | 120 | 18 | 20 | 0.9 | 4000 | 83
P711C82P | JIAXING SUPER LIGHTING ELECTRIC APPLIANCE CO.LTD | SUPER | T8L-IDUH11-1800-4ft-CCA | Linear Replacement Lamp | Four-Foot | Internal Driver Lamp-Style Retrofit Kits (UL Type B) | Standard | FALSE | [9 empty] | 42272 |  |  | No |  | 3 | 1978 | 126 | 15.7 | 20 | 0.9 | 4000 | 83
PHERQG31 | JIAXING SUPER LIGHTING ELECTRIC APPLIANCE CO.LTD | SUPER | T8L-IDUH11-1800-4ft-CBA | Linear Replacement Lamp | Four-Foot | Internal Driver Lamp-Style Retrofit Kits (UL Type B) | Standard | FALSE | [9 empty] | 42272 |  |  | No |  | 3 | 1948 | 126 | 15.5 | 20 | 0.9 | 4000 | 83
PHUBJVJA | JIAXING SUPER LIGHTING ELECTRIC APPLIANCE CO.LTD | SUPER | T8L-IDFH13-1800-4ft-CCA | Linear Replacement Lamp | Four-Foot | Internal Driver Lamp-Style Retrofit Kits (UL Type B) | Standard | FALSE | [9 empty] | 42272 |  |  | No |  | 3 | 1794 | 141 | 12.7 | 20 | 0.9 | 4000 | 83
PJ9MUBHX | JIAXING SUPER LIGHTING ELECTRIC APPLIANCE CO.LTD | SUPER | T8L-IDUH11-2200-4ft-BCA | Linear Replacement Lamp | Four-Foot | Internal Driver Lamp-Style Retrofit Kits (UL Type B) | Standard | FALSE | [9 empty] | 42272 |  |  | No | Updated 12/6/2016 | 3 | 2100 | 115 | 18 | 20 | 0.9 | 3500 | 83
PSTGY224 | JIAXING SUPER LIGHTING ELECTRIC APPLIANCE CO.LTD | SUPER | T8L-IDFH13-2200-4ft-BCA | Linear Replacement Lamp | Four-Foot | Internal Driver Lamp-Style Retrofit Kits (UL Type B) | Standard | FALSE | [9 empty] | 42272 |  |  | No |  | 3 | 2190 | 134 | 16.3 | 20 | 0.9 | 3500 | 83
P8B7JCGN | JIAXING SUPER LIGHTING ELECTRIC APPLIANCE CO.LTD | SUPER | T8L-IDUH11-2200-4ft-BBA | Linear Replacement Lamp | Four-Foot | Internal Driver Lamp-Style Retrofit Kits (UL Type B) | Standard | FALSE | [9 empty] | 42272 |  |  | No | Updated 12/6/2016 | 3 | 2100 | 115 | 18 | 20 | 0.9 | 3500 | 83
PX4GX81V | JIAXING SUPER LIGHTING ELECTRIC APPLIANCE CO.LTD | SUPER | T8L-IDUH11-1800-4ft-BCA | Linear Replacement Lamp | Four-Foot | Internal Driver Lamp-Style Retrofit Kits (UL Type B) | Standard | FALSE | [9 empty] | 42272 |  |  | No |  | 3 | 1978 | 126 | 15.7 | 20 | 0.9 | 3500 | 83
PHKNMJRX | JIAXING SUPER LIGHTING ELECTRIC APPLIANCE CO.LTD | SUPER | T8L-IDUH11-1800-4ft-BBA | Linear Replacement Lamp | Four-Foot | Internal Driver Lamp-Style Retrofit Kits (UL Type B) | Standard | FALSE | [9 empty] | 42272 |  |  | No |  | 3 | 1948 | 126 | 15.5 | 20 | 0.9 | 3500 | 83
P28Q89C7 | JIAXING SUPER LIGHTING ELECTRIC APPLIANCE CO.LTD | SUPER | T8L-IDFH13-1800-4ft-BCA | Linear Replacement Lamp | Four-Foot | Internal Driver Lamp-Style Retrofit Kits (UL Type B) | Standard | FALSE | [9 empty] | 42272 |  |  | No |  | 3 | 1794 | 141 | 12.7 | 20 | 0.9 | 3500 | 83
PADPECZW | Turolight Inc. | Turolight | VIV-T8BPSP/18W/30/F/D | Linear Replacement Lamp | Four-Foot | Internal Driver Lamp-Style Retrofit Kits (UL Type B) | Standard | TRUE | 1913.158 | 111.017 | 17.233 | 15.57 | 0.9744 | 2964 | 84.3 | 5 | 50000 | 42271 |  |  | NotYetVerified | Internal Driver | 3.1 | 1800 | 100 | 18 | 15.57 | 0.979 | 3000 | 85
PTCWC4JV | Linmore LED Labs | Linmore LED | LL-T8-4-1-ED-F-35K-22W | Linear Replacement Lamp | Four-Foot | 2-lamp External Driver Lamp-Style Retrofit Kits (UL Type C) | Standard | TRUE | 2868.37 | 127 | 22.57 | 12 | 0.96 | 3400 | 83 | 10 | 88000 | 42271 |  |  | No |  | 3 | 2868.37 | 127 | 22.57 | 14 | 0.99 | 3400 | 83
PXEFJCMH | Linmore LED Labs | Linmore LED | LL-T8-4-1-ED-F-35K-18W | Linear Replacement Lamp | Four-Foot | 2-lamp External Driver Lamp-Style Retrofit Kits (UL Type C) | Standard | TRUE | 2156.6 | 132 | 16.36 | 7 | 0.93 | 3398 | 83 | 10 | 88000 | 42271 |  |  | No |  | 3 | 2156.6 | 132 | 16.36 | 13 | 0.99 | 3398 | 83
P6HJYGRH | DONG GUAN WALSTAR OPTOELECTRONICS TECHNOLOGY CO. LTD | WALSTAR | FL-T8-22W1200 BIX[FST] (Frosted lens 3000K) | Linear Replacement Lamp | Four-Foot | Replacement Lamps (plug and play) (UL Type A) | Standard | TRUE | 2294 | 107.1 | 21.42 | 17.68 | 0.9177 | 2929 | 82 | 5 | 50000 | 42271 |  |  | No |  | 3 | 2287 | 107.72 | 21.23 | 17.68 | 0.9177 | 3000 | 82
PFKNQUCX | DONG GUAN WALSTAR OPTOELECTRONICS TECHNOLOGY CO. LTD | WALSTAR | FL-T8-18W1200 BIS[SFGU] (Frosted lens 3000K) | Linear Replacement Lamp | Four-Foot | Internal Driver Lamp-Style Retrofit Kits (UL Type B) | Standard | TRUE | 1950 | 110.54 | 17.64 | 17.93 | 0.9151 | 2938 | 81.7 | 5 | 50000 | 42271 |  |  | No |  | 3 | 1935 | 111.14 | 17.41 | 17.93 | 0.9151 | 3000 | 81.7
PJUAZYAW | DONG GUAN WALSTAR OPTOELECTRONICS TECHNOLOGY CO. LTD | WALSTAR | FL-T8-18W1200 BIX[FST] (Frosted lens 3000K) | Linear Replacement Lamp | Four-Foot | Replacement Lamps (plug and play) (UL Type A) | Standard | TRUE | 1968 | 104.63 | 18.81 | 17.93 | 0.9114 | 2952 | 82.1 | 5 | 50000 | 42271 |  |  | No |  | 3 | 1962 | 106.46 | 18.43 | 17.93 | 0.9114 | 3000 | 82.1
PR1Z2MAG | DONG GUAN WALSTAR OPTOELECTRONICS TECHNOLOGY CO. LTD | WALSTAR | FL-T8-15W1200 BIS[SFGU] (Frosted Lens 3000K) | Linear Replacement Lamp | Four-Foot | Internal Driver Lamp-Style Retrofit Kits (UL Type B) | Standard | TRUE | 1740 | 115.23 | 15.1 | 18.46 | 0.9011 | 2938 | 81.8 | 5 | 50000 | 42271 |  |  | No |  | 3 | 1732.6 | 117.15 | 14.79 | 18.46 | 0.9011 | 3000 | 81.8
P62JX833 | Turolight Inc. | Turolight | VIV-T8BPSP/18W/50/F/D | Linear Replacement Lamp | Four-Foot | Internal Driver Lamp-Style Retrofit Kits (UL Type B) | Standard | FALSE | [9 empty] | 42271 |  |  | NotYetVerified |  | 3 | 2000 | 100 | 18 | 15.57 | 0.979 | 5000 | 85
PC9X6VN1 | Turolight Inc. | Turolight | VIV-T8BPSP/18W/45/F/D | Linear Replacement Lamp | Four-Foot | Internal Driver Lamp-Style Retrofit Kits (UL Type B) | Standard | FALSE | [9 empty] | 42271 |  |  | NotYetVerified |  | 3 | 1950 | 100 | 18 | 15.57 | 0.979 | 4500 | 85
PYG4CP57 | Turolight Inc. | Turolight | VIV-T8BPSP/18W/40/F/D | Linear Replacement Lamp | Four-Foot | Internal Driver Lamp-Style Retrofit Kits (UL Type B) | Standard | FALSE | [9 empty] | 42271 |  |  | NotYetVerified | Internal Driver | 3 | 1900 | 100 | 18 | 15.57 | 0.979 | 4000 | 85
PFFBEMPM | Turolight Inc. | Turolight | VIV-T8BPSP/18W/35/F/D | Linear Replacement Lamp | Four-Foot | Internal Driver Lamp-Style Retrofit Kits (UL Type B) | Standard | FALSE | [9 empty] | 42271 |  |  | NotYetVerified |  | 3 | 1850 | 100 | 18 | 15.57 | 0.979 | 3500 | 85
PCUHMVQZ | Linmore LED Labs | Linmore LED | LL-T8-4-1-ED-F-50K-22W | Linear Replacement Lamp | Four-Foot | 2-lamp External Driver Lamp-Style Retrofit Kits (UL Type C) | Standard | FALSE | [9 empty] | 42271 | Dimmable | Continuous Below 10 | No |  | 3 | 2911.53 | 129 | 22.57 | 14 | 0.99 | 5000 | 83
PJD4GTB1 | Linmore LED Labs | Linmore LED | LL-T8-4-1-ED-F-50K-18W | Linear Replacement Lamp | Four-Foot | 2-lamp External Driver Lamp-Style Retrofit Kits (UL Type C) | Standard | FALSE | [9 empty] | 42271 | Dimmable | Continuous Below 10 | No |  | 3 | 2192.24 | 134 | 16.36 | 13 | 0.99 | 5000 | 83
PECERMUS | Linmore LED Labs | Linmore LED | LL-T8-4-1-ED-F-41K-22W | Linear Replacement Lamp | Four-Foot | 2-lamp External Driver Lamp-Style Retrofit Kits (UL Type C) | Standard | FALSE | [9 empty] | 42271 | Dimmable | Continuous Below 10 | No |  | 3 | 2888.96 | 128 | 22.57 | 14 | 0.99 | 4100 | 83
P1ZUVZ72 | Linmore LED Labs | Linmore LED | LL-T8-4-1-ED-F-41K-18W | Linear Replacement Lamp | Four-Foot | 2-lamp External Driver Lamp-Style Retrofit Kits (UL Type C) | Standard | FALSE | [9 empty] | 42271 | Dimmable | Continuous Below 10 | No |  | 3 | 2175.88 | 133 | 16.36 | 13 | 0.99 | 4100 | 83
PAMV4MVV | DONG GUAN WALSTAR OPTOELECTRONICS TECHNOLOGY CO. LTD | WALSTAR | FL-T8-22W1200 BIX[FST] (Frosted lens 5000K) | Linear Replacement Lamp | Four-Foot | Replacement Lamps (plug and play) (UL Type A) | Standard | FALSE | [9 empty] | 42271 | Not Dimmable | Not Dimmable | No |  | 3 | 2524 | 112.98 | 22.34 | 18.18 | 0.9046 | 5000 | 83.1
PBTF2HYA | DONG GUAN WALSTAR OPTOELECTRONICS TECHNOLOGY CO. LTD | WALSTAR | FL-T8-18W1200 BIX[FST] (Frosted lens 5000K) | Linear Replacement Lamp | Four-Foot | Replacement Lamps (plug and play) (UL Type A) | Standard | FALSE | [9 empty] | 42271 | Not Dimmable | Not Dimmable | No |  | 3 | 2060 | 110.81 | 18.59 | 18.92 | 0.9123 | 5000 | 82.7
PY31Z9P2 | DONG GUAN WALSTAR OPTOELECTRONICS TECHNOLOGY CO. LTD | WALSTAR | FL-T8-18W1200 BIS[SFGU] (Frosted lens 5000K) | Linear Replacement Lamp | Four-Foot | Internal Driver Lamp-Style Retrofit Kits (UL Type B) | Standard | FALSE | [9 empty] | 42271 | Not Dimmable | Not Dimmable | No |  | 3 | 2032 | 114.09 | 17.81 | 18.21 | 0.9083 | 5000 | 82.5
P92MUF3T | DONG GUAN WALSTAR OPTOELECTRONICS TECHNOLOGY CO. LTD | WALSTAR | FL-T8-15W1200 BIS[SFGU] (Frosted Lens 5000K) | Linear Replacement Lamp | Four-Foot | Internal Driver Lamp-Style Retrofit Kits (UL Type B) | Standard | FALSE | [9 empty] | 42271 | Not Dimmable | Not Dimmable | No |  | 3 | 1819.2 | 120.56 | 15.09 | 18.91 | 0.9052 | 5000 | 81.9
PJSDGPJK | DONG GUAN WALSTAR OPTOELECTRONICS TECHNOLOGY CO. LTD | WALSTAR | FL-T8-18W1200 BIX[FST] (Frosted lens 4500K) | Linear Replacement Lamp | Four-Foot | Replacement Lamps (plug and play) (UL Type A) | Standard | FALSE | [9 empty] | 42271 | Not Dimmable | Not Dimmable | No |  | 3 | 1962 | 106.46 | 18.43 | 17.93 | 0.9114 | 4500 | 82.1
PE9G56JU | DONG GUAN WALSTAR OPTOELECTRONICS TECHNOLOGY CO. LTD | WALSTAR | FL-T8-22W1200 BIX[FST] (Frosted lens 4500K) | Linear Replacement Lamp | Four-Foot | Replacement Lamps (plug and play) (UL Type A) | Standard | FALSE | [9 empty] | 42271 | Not Dimmable | Not Dimmable | No |  | 3 | 2287 | 107.72 | 21.23 | 17.68 | 0.9177 | 4500 | 82
PJHACDAG | DONG GUAN WALSTAR OPTOELECTRONICS TECHNOLOGY CO. LTD | WALSTAR | FL-T8-15W1200 BIS[SFGU] (Frosted Lens 4500K) | Linear Replacement Lamp | Four-Foot | Internal Driver Lamp-Style Retrofit Kits (UL Type B) | Standard | FALSE | [9 empty] | 42271 | Not Dimmable | Not Dimmable | No |  | 3 | 1732.6 | 117.15 | 14.79 | 18.46 | 0.9011 | 4500 | 81.8
PYBEPS8X | DONG GUAN WALSTAR OPTOELECTRONICS TECHNOLOGY CO. LTD | WALSTAR | FL-T8-18W1200 BIS[SFGU] (Frosted lens 4500K) | Linear Replacement Lamp | Four-Foot | Internal Driver Lamp-Style Retrofit Kits (UL Type B) | Standard | FALSE | [9 empty] | 42271 | Not Dimmable | Not Dimmable | No |  | 3 | 1935 | 111.14 | 17.41 | 17.93 | 0.9151 | 4500 | 81.7
PCZTEDB3 | DONG GUAN WALSTAR OPTOELECTRONICS TECHNOLOGY CO. LTD | WALSTAR | FL-T8-18W1200 BIX[FST] (Frosted lens 4000K) | Linear Replacement Lamp | Four-Foot | Replacement Lamps (plug and play) (UL Type A) | Standard | FALSE | [9 empty] | 42271 | Not Dimmable | Not Dimmable | No |  | 3 | 1962 | 106.46 | 18.43 | 17.93 | 0.9114 | 4000 | 82.1
PRZW1XKZ | DONG GUAN WALSTAR OPTOELECTRONICS TECHNOLOGY CO. LTD | WALSTAR | FL-T8-22W1200 BIX[FST] (Frosted lens 4000K) | Linear Replacement Lamp | Four-Foot | Replacement Lamps (plug and play) (UL Type A) | Standard | FALSE | [9 empty] | 42271 | Not Dimmable | Not Dimmable | No |  | 3 | 2287 | 107.72 | 21.23 | 17.68 | 0.9177 | 4000 | 82
PXW2U1TT | DONG GUAN WALSTAR OPTOELECTRONICS TECHNOLOGY CO. LTD | WALSTAR | FL-T8-15W1200 BIS[SFGU] (Frosted Lens 4000K) | Linear Replacement Lamp | Four-Foot | Internal Driver Lamp-Style Retrofit Kits (UL Type B) | Standard | FALSE | [9 empty] | 42271 | Not Dimmable | Not Dimmable | No |  | 3 | 1732.6 | 117.15 | 14.79 | 18.46 | 0.9011 | 4000 | 81.8
P8RRH52E | DONG GUAN WALSTAR OPTOELECTRONICS TECHNOLOGY CO. LTD | WALSTAR | FL-T8-18W1200 BIS[SFGU] (Frosted lens 4000K) | Linear Replacement Lamp | Four-Foot | Internal Driver Lamp-Style Retrofit Kits (UL Type B) | Standard | FALSE | [9 empty] | 42271 | Not Dimmable | Not Dimmable | No |  | 3 | 1935 | 111.14 | 17.41 | 17.93 | 0.9151 | 4000 | 81.7
P91ZUPCF | DONG GUAN WALSTAR OPTOELECTRONICS TECHNOLOGY CO. LTD | WALSTAR | FL-T8-18W1200 BIX[FST] (Frosted lens 3500K) | Linear Replacement Lamp | Four-Foot | Replacement Lamps (plug and play) (UL Type A) | Standard | FALSE | [9 empty] | 42271 | Not Dimmable | Not Dimmable | No |  | 3 | 1962 | 106.46 | 18.43 | 17.93 | 0.9114 | 3500 | 82.1
PPREQSVR | DONG GUAN WALSTAR OPTOELECTRONICS TECHNOLOGY CO. LTD | WALSTAR | FL-T8-22W1200 BIX[FST] (Frosted lens 3500K) | Linear Replacement Lamp | Four-Foot | Replacement Lamps (plug and play) (UL Type A) | Standard | FALSE | [9 empty] | 42271 | Not Dimmable | Not Dimmable | No |  | 3 | 2287 | 107.72 | 21.23 | 17.68 | 0.9177 | 3500 | 82
P5SHQNCF | DONG GUAN WALSTAR OPTOELECTRONICS TECHNOLOGY CO. LTD | WALSTAR | FL-T8-15W1200 BIS[SFGU] (Frosted Lens 3500K) | Linear Replacement Lamp | Four-Foot | Internal Driver Lamp-Style Retrofit Kits (UL Type B) | Standard | FALSE | [9 empty] | 42271 | Not Dimmable | Not Dimmable | No |  | 3 | 1732.6 | 117.15 | 14.79 | 18.46 | 0.9011 | 3500 | 81.8
P53TATUV | DONG GUAN WALSTAR OPTOELECTRONICS TECHNOLOGY CO. LTD | WALSTAR | FL-T8-18W1200 BIS[SFGU] (Frosted lens 3500K) | Linear Replacement Lamp | Four-Foot | Internal Driver Lamp-Style Retrofit Kits (UL Type B) | Standard | FALSE | [9 empty] | 42271 | Not Dimmable | Not Dimmable | No |  | 3 | 1935 | 111.14 | 17.41 | 17.93 | 0.9151 | 3500 | 81.7
PCEWYCDQ | Shenzhen Collesun Lighting Co. Ltd. | collesun | T8B1-1230108NV3-22A | Linear Replacement Lamp | Four-Foot | Internal Driver Lamp-Style Retrofit Kits (UL Type B) | Standard | TRUE | 2468 | 108.87 | 22.67 | 18.19 | 0.9168 | 3033 | 82.9 | 5 | 50000 | 42270 |  |  | No |  | 3 | 2468 | 108.87 | 22.67 | 18.19 | 0.9168 | 3033 | 82.9
PC2BJC1V | Shenzhen Collesun Lighting Co. Ltd. | collesun | T8B1-1230108NV3-22B | Linear Replacement Lamp | Four-Foot | Internal Driver Lamp-Style Retrofit Kits (UL Type B) | Standard | TRUE | 2730 | 119.1 | 22.92 | 19.32 | 0.9157 | 3036 | 81.9 | 5 | 50000 | 42270 |  |  | No |  | 3 | 2730 | 119.1 | 22.92 | 19.32 | 0.9157 | 3036 | 81.9
PDZ83ZAX | CNLIGHT CO. LTD | CNLIGHT | BRB120/18.RD.G13.12B81BC | Linear Replacement Lamp | Four-Foot | Dual Mode Internal Driver (UL Type A and Type B) | Standard | TRUE | 2112.939 | 120.533 | 17.53 | 14.07 | 0.8725 | 2691 | 81.9 | 5 | 50000 | 42270 |  |  | No |  | 3 | 2112.939 | 120.533 | 17.53 | 14.07 | 0.981 | 2691 | 81.9
PDK8WCGK | Shenzhen Collesun Lighting Co. Ltd. | collesun | T8B1-1250108NV3-22B | Linear Replacement Lamp | Four-Foot | Internal Driver Lamp-Style Retrofit Kits (UL Type B) | Standard | FALSE | [9 empty] | 42270 |  |  | No |  | 3 | 2800 | 127.3 | 22 | 20 | 0.9 | 5000 | 80
PNUJ65B8 | Shenzhen Collesun Lighting Co. Ltd. | collesun | T8B1-1250108NV3-22A | Linear Replacement Lamp | Four-Foot | Internal Driver Lamp-Style Retrofit Kits (UL Type B) | Standard | FALSE | [9 empty] | 42270 |  |  | No |  | 3 | 2600 | 118.2 | 22 | 20 | 0.9 | 5000 | 80
PC8A2N6V | Shenzhen Collesun Lighting Co. Ltd. | collesun | T8B1-1245108NV3-22B | Linear Replacement Lamp | Four-Foot | Internal Driver Lamp-Style Retrofit Kits (UL Type B) | Standard | FALSE | [9 empty] | 42270 |  |  | No |  | 3 | 2800 | 127.3 | 22 | 20 | 0.9 | 4500 | 80
PT1KXREY | Shenzhen Collesun Lighting Co. Ltd. | collesun | T8B1-1245108NV3-22A | Linear Replacement Lamp | Four-Foot | Internal Driver Lamp-Style Retrofit Kits (UL Type B) | Standard | FALSE | [9 empty] | 42270 |  |  | No |  | 3 | 2600 | 118.2 | 22 | 20 | 0.9 | 4500 | 80
PMSUH7BP | Shenzhen Collesun Lighting Co. Ltd. | collesun | T8B1-1240108NV3-22B | Linear Replacement Lamp | Four-Foot | Internal Driver Lamp-Style Retrofit Kits (UL Type B) | Standard | FALSE | [9 empty] | 42270 |  |  | No |  | 3 | 2700 | 122.7 | 22 | 20 | 0.9 | 4000 | 80
PS14AHAZ | Shenzhen Collesun Lighting Co. Ltd. | collesun | T8B1-1240108NV3-22A | Linear Replacement Lamp | Four-Foot | Internal Driver Lamp-Style Retrofit Kits (UL Type B) | Standard | FALSE | [9 empty] | 42270 |  |  | No |  | 3 | 2500 | 113.6 | 22 | 20 | 0.9 | 4000 | 80
PNKXE4T7 | Shenzhen Collesun Lighting Co. Ltd. | collesun | T8B1-1235108NV3-22B | Linear Replacement Lamp | Four-Foot | Internal Driver Lamp-Style Retrofit Kits (UL Type B) | Standard | FALSE | [9 empty] | 42270 |  |  | No |  | 3 | 2600 | 118.2 | 22 | 20 | 0.9 | 3500 | 80
PQDTAA3A | Shenzhen Collesun Lighting Co. Ltd. | collesun | T8B1-1235108NV3-22A | Linear Replacement Lamp | Four-Foot | Internal Driver Lamp-Style Retrofit Kits (UL Type B) | Standard | FALSE | [9 empty] | 42270 |  |  | No |  | 3 | 2400 | 109.1 | 22 | 20 | 0.9 | 3500 | 80
PNKRGANN | CNLIGHT CO. LTD | CNLIGHT | BRB120/18.RZ.G13.12B81BC | Linear Replacement Lamp | Four-Foot | Dual Mode Internal Driver (UL Type A and Type B) | Standard | FALSE | [9 empty] | 42270 | Not Dimmable | Not Dimmable | No |  | 3 | 2366.629 | 132.957 | 17.8 | 14.07 | 0.977 | 4831 | 83.2
PD546YR2 | CNLIGHT CO. LTD | CNLIGHT | BRB120/18.RL.G13.12B81BC | Linear Replacement Lamp | Four-Foot | Dual Mode Internal Driver (UL Type A and Type B) | Standard | FALSE | [9 empty] | 42270 | Not Dimmable | Not Dimmable | No |  | 3 | 2112.939 | 120.533 | 17.53 | 14.07 | 0.981 | 4000 | 81.9
P9EPZY3Z | CNLIGHT CO. LTD | CNLIGHT | BRB120/18.RN.G13.12B81BC | Linear Replacement Lamp | Four-Foot | Dual Mode Internal Driver (UL Type A and Type B) | Standard | FALSE | [9 empty] | 42270 | Not Dimmable | Not Dimmable | No |  | 3 | 2112.939 | 120.533 | 17.53 | 14.07 | 0.981 | 3000 | 81.9
PN8PRRAR | China Machinery Engineering Suzhou Co.Ltd | Inspire-LED | IL-4T8-18W(3000K) | Linear Replacement Lamp | Four-Foot | Internal Driver Lamp-Style Retrofit Kits (UL Type B) | Standard | TRUE | 1950 | 111.42 | 17.5 | 19.29 | 0.911 | 2909 | 81.9 | 5 | 50000 | 42269 |  |  | No |  | 3 | 1950 | 111.42 | 17.5 | 19.29 | 0.911 | 3000 | 81.9
PCDMPV4M | China Machinery Engineering Suzhou Co.Ltd | Inspire-LED | IL-4T8-22W(3000K) | Linear Replacement Lamp | Four-Foot | Internal Driver Lamp-Style Retrofit Kits (UL Type B) | Standard | TRUE | 2314 | 110.74 | 20.89 | 17.91 | 0.908 | 2925 | 82 | 5 | 50000 | 42269 |  |  | No |  | 3 | 2314 | 110.74 | 20.89 | 17.91 | 0.908 | 3000 | 82
P6T6YYJD | CNLIGHT CO. LTD | CNLIGHT | BRB120/24.RD.G13.12B81BF | Linear Replacement Lamp | Four-Foot | Internal Driver Lamp-Style Retrofit Kits (UL Type B) | Standard | TRUE | 2486.666 | 106.541 | 23.34 | 20.65 | 0.8743 | 2668 | 82.1 | 5 | 50000 | 42269 |  |  | No |  | 3 | 2486.666 | 106.541 | 23.34 | 20.65 | 0.976 | 2668 | 82.1
PE7ZW7E2 | CNLIGHT CO. LTD | CNLIGHT | BRB120/18.RD.G13.12B81BF | Linear Replacement Lamp | Four-Foot | Internal Driver Lamp-Style Retrofit Kits (UL Type B) | Standard | TRUE | 1931.271 | 109.229 | 17.681 | 14.08 | 0.8732 | 2678 | 82.1 | 5 | 50000 | 42269 |  |  | No |  | 3 | 1931.271 | 109.229 | 17.681 | 14.08 | 0.978 | 2678 | 82.1
PRN2GNY9 | CNLIGHT CO. LTD | CNLIGHT | BRB120/24.RD.G13.12B81BC | Linear Replacement Lamp | Four-Foot | Internal Driver Lamp-Style Retrofit Kits (UL Type B) | Standard | TRUE | 2816.695 | 120.372 | 23.4 | 20.82 | 0.8709 | 2684 | 82 | 5 | 50000 | 42269 |  |  | No |  | 3 | 2816.695 | 120.372 | 23.4 | 20.82 | 0.976 | 2684 | 82
PK5UJE6U | China Machinery Engineering Suzhou Co.Ltd | Inspire-LED | IL-4T8-18W(5000K) | Linear Replacement Lamp | Four-Foot | Internal Driver Lamp-Style Retrofit Kits (UL Type B) | Standard | FALSE | [9 empty] | 42269 |  |  | No |  | 3 | 2026 | 114.14 | 17.75 | 19.72 | 0.917 | 5000 | 81.9
PQ333BF7 | China Machinery Engineering Suzhou Co.Ltd | Inspire-LED | IL-4T8-22W(5000K) | Linear Replacement Lamp | Four-Foot | Internal Driver Lamp-Style Retrofit Kits (UL Type B) | Standard | FALSE | [9 empty] | 42269 |  |  | No |  | 3 | 2471 | 115.61 | 21.37 | 19.36 | 0.91 | 5000 | 81.7
P2CWQ13U | China Machinery Engineering Suzhou Co.Ltd | Inspire-LED | IL-4T8-22W(4500K) | Linear Replacement Lamp | Four-Foot | Internal Driver Lamp-Style Retrofit Kits (UL Type B) | Standard | FALSE | [9 empty] | 42269 |  |  | No |  | 3 | 2314 | 110.74 | 20.89 | 17.91 | 0.908 | 4500 | 82
PBZ94B23 | China Machinery Engineering Suzhou Co.Ltd | Inspire-LED | IL-4T8-18W(4500K) | Linear Replacement Lamp | Four-Foot | Internal Driver Lamp-Style Retrofit Kits (UL Type B) | Standard | FALSE | [9 empty] | 42269 |  |  | No |  | 3 | 1950 | 111.42 | 17.5 | 19.29 | 0.911 | 4500 | 81.9
P7B15B2N | China Machinery Engineering Suzhou Co.Ltd | Inspire-LED | IL-4T8-22W(4000K) | Linear Replacement Lamp | Four-Foot | Internal Driver Lamp-Style Retrofit Kits (UL Type B) | Standard | FALSE | [9 empty] | 42269 |  |  | No |  | 3 | 2314 | 110.74 | 20.89 | 17.91 | 0.908 | 4000 | 82
PV28EUVM | China Machinery Engineering Suzhou Co.Ltd | Inspire-LED | IL-4T8-18W(4000K) | Linear Replacement Lamp | Four-Foot | Internal Driver Lamp-Style Retrofit Kits (UL Type B) | Standard | FALSE | [9 empty] | 42269 |  |  | No |  | 3 | 1950 | 111.42 | 17.5 | 19.29 | 0.911 | 4000 | 81.9
PGCYMMK3 | China Machinery Engineering Suzhou Co.Ltd | Inspire-LED | IL-4T8-22W(3500K) | Linear Replacement Lamp | Four-Foot | Internal Driver Lamp-Style Retrofit Kits (UL Type B) | Standard | FALSE | [9 empty] | 42269 |  |  | No |  | 3 | 2314 | 110.74 | 20.89 | 17.91 | 0.908 | 3500 | 82
PHYEETAX | China Machinery Engineering Suzhou Co.Ltd | Inspire-LED | IL-4T8-18W(3500K) | Linear Replacement Lamp | Four-Foot | Internal Driver Lamp-Style Retrofit Kits (UL Type B) | Standard | FALSE | [9 empty] | 42269 |  |  | No |  | 3 | 1950 | 111.42 | 17.5 | 19.29 | 0.911 | 3500 | 81.9
PWXZCEV1 | CNLIGHT CO. LTD | CNLIGHT | BRB120/24.RZ.G13.12B81BC | Linear Replacement Lamp | Four-Foot | Internal Driver Lamp-Style Retrofit Kits (UL Type B) | Standard | FALSE | [9 empty] | 42269 | Not Dimmable | Not Dimmable | No |  | 3 | 3133.7 | 133.793 | 23.422 | 20.82 | 0.975 | 4810 | 83.1
PT321E3K | CNLIGHT CO. LTD | CNLIGHT | BRB120/18.RZ.G13.12B81BF | Linear Replacement Lamp | Four-Foot | Internal Driver Lamp-Style Retrofit Kits (UL Type B) | Standard | FALSE | [9 empty] | 42269 | Not Dimmable | Not Dimmable | No |  | 3 | 2278.698 | 127.587 | 17.86 | 14.08 | 0.977 | 4800 | 83.4
PGCH71K3 | CNLIGHT CO. LTD | CNLIGHT | BRB120/24.RZ.G13.12B81BF | Linear Replacement Lamp | Four-Foot | Internal Driver Lamp-Style Retrofit Kits (UL Type B) | Standard | FALSE | [9 empty] | 42269 | Not Dimmable | Not Dimmable | No |  | 3 | 3033.775 | 129.372 | 23.45 | 20.65 | 0.975 | 4798 | 83.3
P5XJ4ZBD | CNLIGHT CO. LTD | CNLIGHT | BRB120/24.RL.G13.12B81BF | Linear Replacement Lamp | Four-Foot | Internal Driver Lamp-Style Retrofit Kits (UL Type B) | Standard | FALSE | [9 empty] | 42269 | Not Dimmable | Not Dimmable | No |  | 3 | 2486.666 | 106.541 | 23.34 | 20.65 | 0.976 | 4000 | 82.1
P96MWVAQ | CNLIGHT CO. LTD | CNLIGHT | BRB120/18.RL.G13.12B81BF | Linear Replacement Lamp | Four-Foot | Internal Driver Lamp-Style Retrofit Kits (UL Type B) | Standard | FALSE | [9 empty] | 42269 | Not Dimmable | Not Dimmable | No |  | 3 | 1931.271 | 109.229 | 17.681 | 14.08 | 0.978 | 4000 | 82.1
PKFDWVN5 | CNLIGHT CO. LTD | CNLIGHT | BRB120/24.RL.G13.12B81BC | Linear Replacement Lamp | Four-Foot | Internal Driver Lamp-Style Retrofit Kits (UL Type B) | Standard | FALSE | [9 empty] | 42269 | Not Dimmable | Not Dimmable | No |  | 3 | 2816.695 | 120.372 | 23.4 | 20.82 | 0.976 | 4000 | 82
PCS721CR | CNLIGHT CO. LTD | CNLIGHT | BRB120/24.RN.G13.12B81BF | Linear Replacement Lamp | Four-Foot | Internal Driver Lamp-Style Retrofit Kits (UL Type B) | Standard | FALSE | [9 empty] | 42269 | Not Dimmable | Not Dimmable | No |  | 3 | 2486.666 | 106.541 | 23.34 | 20.65 | 0.976 | 3000 | 82.1
PTRYGYKT | CNLIGHT CO. LTD | CNLIGHT | BRB120/18.RN.G13.12B81BF | Linear Replacement Lamp | Four-Foot | Internal Driver Lamp-Style Retrofit Kits (UL Type B) | Standard | FALSE | [9 empty] | 42269 | Not Dimmable | Not Dimmable | No |  | 3 | 1931.271 | 109.229 | 17.681 | 14.08 | 0.978 | 3000 | 82.1
P44NC1K1 | CNLIGHT CO. LTD | CNLIGHT | BRB120/24.RN.G13.12B81BC | Linear Replacement Lamp | Four-Foot | Internal Driver Lamp-Style Retrofit Kits (UL Type B) | Standard | FALSE | [9 empty] | 42269 | Not Dimmable | Not Dimmable | No |  | 3 | 2816.695 | 120.372 | 23.4 | 20.82 | 0.976 | 3000 | 82
PGGGKW7S | PowerSecure Inc | Efficient Lights | L48T8/30K/ FLF | Linear Replacement Lamp | Four-Foot | Replacement Lamps (plug and play) (UL Type A) | Standard | TRUE | 1733.4 | 101.36 | 17.1 | 13.85 | 0.98 | 3115 | 82.4 | 5 | 50000 | 42268 |  |  | NotYetVerified |  | 3 | 1750 |  | 17.5 |  |  | 3000 | 83
PKFDZZK5 | PowerSecure Inc | Efficient Lights | L48T8/30K/FLC | Linear Replacement Lamp | Four-Foot | Replacement Lamps (plug and play) (UL Type A) | Standard | TRUE | 1907.7 | 120.94 | 15.78 | 10.25 | 0.9765 | 3033 | 83.6 | 5 | 50000 | 42268 |  |  | NotYetVerified |  | 3 | 1750 | 100 | 17.5 |  |  | 3000 | 83
P4G2BKCB | ARK Intelligent Technology Co. Ltd | ARK | ARK/UB/12K(3000K) | Linear Replacement Lamp | Four-Foot | Dual Mode Internal Driver (UL Type A and Type B) | Standard | TRUE | 1782 | 141.09 | 12.63 | 16.59 | 0.9132 | 3098 | 84 | 5 | 50000 | 42268 |  |  | NotYetVerified |  | 3 | 1782 | 141.09 | 12.63 | 16.59 | 0.9132 | 3000 | 83.6
PYWV8TRW | Lumectra LLC. | Lumectra | LU-T815W1200W(2700K) | Linear Replacement Lamp | Four-Foot | Replacement Lamps (plug and play) (UL Type A) | Standard | TRUE | 1737 | 110.29 | 15.92 | 18.75 | 0.9128 | 2703 | 82 | 5 |  | 42268 |  |  | NotYetVerified |  | 3 | 1800 | 107.33 | 16.77 | 16.5 | 0.9614 | 2700 | 82.4
PTERTC3E | Linmore LED Labs | Linmore LED | LL-T8-4-2-ED-F-35K-36W | Linear Replacement Lamp | Four-Foot | 2-lamp External Driver Lamp-Style Retrofit Kits (UL Type C) | Standard | TRUE | 1697.23 | 133 | 12.8 | 10 | 0.91 | 3400 | 83 | 10 | 88000 | 42268 |  |  | No |  | 3 | 1697.23 | 133 | 12.8 | 10 | 0.99 | 3400 | 83
PR78WFGTP | HILUX LED CO LTD | Hilux LED | ML-T8503F(5000K) | Linear Replacement Lamp | Four-Foot | Internal Driver Lamp-Style Retrofit Kits (UL Type B) | Standard | FALSE | [9 empty] | 42268 |  |  | No |  | 3 | 2200 | 133.2 | 20 | 18.5 | 0.957 | 5200 | 82
P6PS2YVK | PowerSecure Inc | Efficient Lights | L48T8/35K/FLC | Linear Replacement Lamp | Four-Foot | Replacement Lamps (plug and play) (UL Type A) | Standard | FALSE | [9 empty] | 42268 |  |  | NotYetVerified |  | 3 | 1800 | 102.9 | 17.5 |  |  | 4000 | 83
PC6CJETK | PowerSecure Inc | Efficient Lights | L48T8/40K/FLC | Linear Replacement Lamp | Four-Foot | Replacement Lamps (plug and play) (UL Type A) | Standard | FALSE | [9 empty] | 42268 |  |  | NotYetVerified |  | 3 | 1700 | 97.1 | 17.5 |  |  | 3500 | 83
PU46A69P | ARK Intelligent Technology Co. Ltd | ARK | ARK/UB/12K(5000K) | Linear Replacement Lamp | Four-Foot | Dual Mode Internal Driver (UL Type A and Type B) | Standard | FALSE | [9 empty] | 42268 | Not Dimmable | Not Dimmable | NotYetVerified |  | 3 | 1892 | 148.63 | 12.73 | 16.09 | 0.9137 | 5000 | 82.1
P4U8MA9S | ARK Intelligent Technology Co. Ltd | ARK | ARK/UB/12K(4500K) | Linear Replacement Lamp | Four-Foot | Dual Mode Internal Driver (UL Type A and Type B) | Standard | FALSE | [9 empty] | 42268 | Not Dimmable | Not Dimmable | NotYetVerified |  | 3 | 1782 | 141.09 | 12.63 | 16.59 | 0.9132 | 4500 | 83.6
PRVTCYPW | ARK Intelligent Technology Co. Ltd | ARK | ARK/UB/12K(4000K) | Linear Replacement Lamp | Four-Foot | Dual Mode Internal Driver (UL Type A and Type B) | Standard | FALSE | [9 empty] | 42268 | Not Dimmable | Not Dimmable | NotYetVerified |  | 3 | 1782 | 141.09 | 12.63 | 16.59 | 0.9132 | 4000 | 83.6
PPBR3DD9 | ARK Intelligent Technology Co. Ltd | ARK | ARK/UB/12K(3500K) | Linear Replacement Lamp | Four-Foot | Dual Mode Internal Driver (UL Type A and Type B) | Standard | FALSE | [9 empty] | 42268 | Not Dimmable | Not Dimmable | NotYetVerified |  | 3 | 1782 | 141.09 | 12.63 | 16.59 | 0.9132 | 3500 | 83.6
P69SW1CV | Lumectra LLC. | Lumectra | LU-T815W1200W(5000K) | Linear Replacement Lamp | Four-Foot | Replacement Lamps (plug and play) (UL Type A) | Standard | FALSE | [9 empty] | 42268 | Not Dimmable | Not Dimmable | NotYetVerified |  | 3 | 2010 | 118.65 | 16.94 | 16.22 | 0.9675 | 5000 | 82.6
PWXDCRTY | Lumectra LLC. | Lumectra | LU-T815W1200W(4000K) | Linear Replacement Lamp | Four-Foot | Replacement Lamps (plug and play) (UL Type A) | Standard | FALSE | [9 empty] | 42268 | Not Dimmable | Not Dimmable | NotYetVerified |  | 3 | 1800 | 107.33 | 16.77 | 16.5 | 0.9614 | 4000 | 82.4
PE2TBJ82 | Lumectra LLC. | Lumectra | LU-T815W1200W(3500K) | Linear Replacement Lamp | Four-Foot | Replacement Lamps (plug and play) (UL Type A) | Standard | FALSE | [9 empty] | 42268 | Not Dimmable | Not Dimmable | NotYetVerified |  | 3 | 1800 | 107.33 | 16.77 | 16.5 | 0.9614 | 3500 | 82.4
P115RVRU | Lumectra LLC. | Lumectra | LU-T815W1200W(3000K) | Linear Replacement Lamp | Four-Foot | Replacement Lamps (plug and play) (UL Type A) | Standard | FALSE | [9 empty] | 42268 | Not Dimmable | Not Dimmable | NotYetVerified |  | 3 | 1800 | 107.33 | 16.77 | 16.5 | 0.9614 | 3000 | 82.4
PDVSD426 | Linmore LED Labs | Linmore LED | LL-T8-4-2-ED-F-50K-36W | Linear Replacement Lamp | Four-Foot | 2-lamp External Driver Lamp-Style Retrofit Kits (UL Type C) | Standard | FALSE | [9 empty] | 42268 | Dimmable | Continuous Below 10 | No |  | 3 | 1728 | 135 | 12.8 | 10 | 0.99 | 3400 | 83
PGJR724N | Linmore LED Labs | Linmore LED | LL-T8-4-2-ED-F-41K-36W | Linear Replacement Lamp | Four-Foot | 2-lamp External Driver Lamp-Style Retrofit Kits (UL Type C) | Standard | FALSE | [9 empty] | 42268 | Dimmable | Continuous Below 10 | No |  | 3 | 1715.2 | 134 | 12.8 | 10 | 0.99 | 3400 | 83
PQ4EDY5C | VALUEGREEN INC. | Value Green | VG-T8-4FTF(30K120CGSB) | Linear Replacement Lamp | Four-Foot | Replacement Lamps (plug and play) (UL Type A) | Standard | TRUE | 2416 | 113.69 | 21.25 | 5.91 | 0.9714 | 2971 | 82.6 | 5 | 50000 | 42265 |  |  | NotYetVerified |  | 3 | 2416 | 113.69 | 21.25 | 5.91 | 0.9714 | 3000 | 82.6
PY6JUYYG | VALUEGREEN INC. | Value Green | VG-T8-4FTC(30K120CGSB) | Linear Replacement Lamp | Four-Foot | Replacement Lamps (plug and play) (UL Type A) | Standard | TRUE | 2645 | 124.59 | 21.23 | 5.93 | 0.9708 | 2970 | 82.1 | 5 | 50000 | 42265 |  |  | NotYetVerified |  | 3 | 2645 | 124.59 | 21.23 | 5.93 | 0.9708 | 3000 | 82.1
PP1MTKHZ | Keystone Technologies | Keystone | KT-LED15T8-48GC-830-X | Linear Replacement Lamp | Four-Foot | Internal Driver Lamp-Style Retrofit Kits (UL Type B) | Standard | TRUE | 1911 | 121.4 | 15.74 | 13.08 | 0.9355 | 3076 | 83.9 | 5 | 50000 | 42265 |  |  | NotYetVerified |  | 3 | 1850 | 117 | 15.8 | 20 | 0.9 | 3076 | 83
P2M9RHW9 | SourceOne LED | SourceOne | S1-4HL-18W-3K | Linear Replacement Lamp | Four-Foot | Internal Driver Lamp-Style Retrofit Kits (UL Type B) | Standard | TRUE | 2297.6 | 132.05 | 17.4 | 20.3 | 0.915 | 2955 | 82.5 | 5 | 50000 | 42265 |  |  | NotYetVerified |  | 3 | 2297.6 | 132.05 | 17.4 | 20.3 | 0.982 | 2955 | 83
PQFKGSUW | VALUEGREEN INC. | Value Green | VG-T8-4FTF(50K120CGSB) | Linear Replacement Lamp | Four-Foot | Replacement Lamps (plug and play) (UL Type A) | Standard | FALSE | [9 empty] | 42265 |  |  | NotYetVerified |  | 3 | 2561 | 117.53 | 21.79 | 5.76 | 0.9736 | 5000 | 82.3
P8BNBSD8 | VALUEGREEN INC. | Value Green | VG-T8-4FTC(50K120CGSB) | Linear Replacement Lamp | Four-Foot | Replacement Lamps (plug and play) (UL Type A) | Standard | FALSE | [9 empty] | 42265 |  |  | NotYetVerified |  | 3 | 2803 | 129.05 | 21.72 | 5.93 | 0.9751 | 5000 | 82
PHF4HMHC | VALUEGREEN INC. | Value Green | VG-T8-4FTF(45K120CGSB) | Linear Replacement Lamp | Four-Foot | Replacement Lamps (plug and play) (UL Type A) | Standard | FALSE | [9 empty] | 42265 |  |  | NotYetVerified |  | 3 | 2416 | 113.69 | 21.25 | 5.91 | 0.9714 | 4500 | 82.6
PQXCZQN9 | VALUEGREEN INC. | Value Green | VG-T8-4FTC(45K120CGSB) | Linear Replacement Lamp | Four-Foot | Replacement Lamps (plug and play) (UL Type A) | Standard | FALSE | [9 empty] | 42265 |  |  | NotYetVerified |  | 3 | 2645 | 124.59 | 21.23 | 5.93 | 0.9708 | 4500 | 82.1
PNMPZYSH | VALUEGREEN INC. | Value Green | VG-T8-4FTF(40K120CGSB) | Linear Replacement Lamp | Four-Foot | Replacement Lamps (plug and play) (UL Type A) | Standard | FALSE | [9 empty] | 42265 |  |  | NotYetVerified |  | 3 | 2416 | 113.69 | 21.25 | 5.91 | 0.9714 | 4000 | 82.6
PAHBHFMT | VALUEGREEN INC. | Value Green | VG-T8-4FTC(40K120CGSB) | Linear Replacement Lamp | Four-Foot | Replacement Lamps (plug and play) (UL Type A) | Standard | FALSE | [9 empty] | 42265 |  |  | NotYetVerified |  | 3 | 2645 | 124.59 | 21.23 | 5.93 | 0.9708 | 4000 | 82.1
PZTUF37V | VALUEGREEN INC. | Value Green | VG-T8-4FTF(35K120CGSB) | Linear Replacement Lamp | Four-Foot | Replacement Lamps (plug and play) (UL Type A) | Standard | FALSE | [9 empty] | 42265 |  |  | NotYetVerified |  | 3 | 2416 | 113.69 | 21.25 | 5.91 | 0.9714 | 3500 | 82.6
PARUNZWT | VALUEGREEN INC. | Value Green | VG-T8-4FTC(35K120CGSB) | Linear Replacement Lamp | Four-Foot | Replacement Lamps (plug and play) (UL Type A) | Standard | FALSE | [9 empty] | 42265 |  |  | NotYetVerified |  | 3 | 2645 | 124.59 | 21.23 | 5.93 | 0.9708 | 3500 | 82.1
P157N4J3 | SourceOne LED | SourceOne | S1-4HL-18W-5K | Linear Replacement Lamp | Four-Foot | Internal Driver Lamp-Style Retrofit Kits (UL Type B) | Standard | FALSE | [9 empty] | 42265 |  |  | NotYetVerified |  | 3 | 2600 | 144.44 | 18 | 20.3 | 0.982 | 5000 | 83
PMUQUZM4 | SourceOne LED | SourceOne | S1-4HL-18W-4K5 | Linear Replacement Lamp | Four-Foot | Internal Driver Lamp-Style Retrofit Kits (UL Type B) | Standard | FALSE | [9 empty] | 42265 |  |  | NotYetVerified |  | 3 | 2600 | 144.44 | 18 | 20.3 | 0.982 | 4500 | 83
PHHXKGW6 | SourceOne LED | SourceOne | S1-4HL-18W-4K | Linear Replacement Lamp | Four-Foot | Internal Driver Lamp-Style Retrofit Kits (UL Type B) | Standard | FALSE | [9 empty] | 42265 |  |  | NotYetVerified |  | 3 | 2600 | 144.44 | 18 | 20.3 | 0.982 | 4000 | 83
PQ9JZVKK | SourceOne LED | SourceOne | S1-4HL-18W-3K5 | Linear Replacement Lamp | Four-Foot | Internal Driver Lamp-Style Retrofit Kits (UL Type B) | Standard | FALSE | [9 empty] | 42265 |  |  | NotYetVerified |  | 3 | 2600 | 144.44 | 18 | 20.3 | 0.982 | 3500 | 83
PEM81MX3 | Keystone Technologies | Keystone | KT-LED15T8-48GC-850-X | Linear Replacement Lamp | Four-Foot | Internal Driver Lamp-Style Retrofit Kits (UL Type B) | Standard | FALSE | [9 empty] | 42265 |  |  | NotYetVerified |  | 3 | 1850 | 117 | 15.8 | 20 | 0.9 | 5000 | 83
P72RVKXK | Keystone Technologies | Keystone | KT-LED15T8-48GC-840-X | Linear Replacement Lamp | Four-Foot | Internal Driver Lamp-Style Retrofit Kits (UL Type B) | Standard | FALSE | [9 empty] | 42265 |  |  | NotYetVerified |  | 3 | 1850 | 117 | 15.8 | 20 | 0.9 | 4000 | 83
PQ9Z7V27 | Keystone Technologies | Keystone | KT-LED15T8-48GC-835-X | Linear Replacement Lamp | Four-Foot | Internal Driver Lamp-Style Retrofit Kits (UL Type B) | Standard | FALSE | [9 empty] | 42265 |  |  | NotYetVerified |  | 3 | 1850 | 117 | 15.8 | 20 | 0.9 | 3500 | 83
PWHTY3M1 | Up-shine Lighting Co. Limited | Up-shine | UP-T820W1200-5000K | Linear Replacement Lamp | Four-Foot | Internal Driver Lamp-Style Retrofit Kits (UL Type B) | Standard | FALSE | [9 empty] | 42265 |  |  | NotYetVerified |  | 3 | 2282 | 114 | 20 | 20 | 0.9 | 5000 | 85
P72T8TDF | Up-shine Lighting Co. Limited | Up-shine | UP-T820W1200-4500K | Linear Replacement Lamp | Four-Foot | Internal Driver Lamp-Style Retrofit Kits (UL Type B) | Standard | FALSE | [9 empty] | 42265 |  |  | NotYetVerified |  | 3 | 2282 | 114 | 20 | 20 | 0.9 | 4500 | 83
P5X89E8Q | Up-shine Lighting Co. Limited | Up-shine | UP-T820W1200-4000K | Linear Replacement Lamp | Four-Foot | Internal Driver Lamp-Style Retrofit Kits (UL Type B) | Standard | FALSE | [9 empty] | 42265 |  |  | NotYetVerified |  | 3 | 2260 | 113 | 20 | 20 | 0.9 | 4000 | 83
PE39A75P | Up-shine Lighting Co. Limited | Up-shine | UP-T820W1200-3500K | Linear Replacement Lamp | Four-Foot | Internal Driver Lamp-Style Retrofit Kits (UL Type B) | Standard | FALSE | [9 empty] | 42265 |  |  | NotYetVerified |  | 3 | 2260 | 113 | 20 | 20 | 0.9 | 3500 | 83
PDVMCAVB | Truly Green Solutions | Truly Green Solutions | 834114-30-BA-F | Linear Replacement Lamp | Four-Foot | Replacement Lamps (plug and play) (UL Type A) | Standard | TRUE | 1949 | 121.58 | 16.03 | 9.2 | 0.9128 | 2931 | 82 | 5 | 50000 | 42264 |  |  | NotYetVerified | Nominal wattage 14W | 3 | 1949 | 121.58 | 16.03 | 20 | 0.9 | 3000 | 81.8
PDTGTEFR | Truly Green Solutions | Truly Green Solutions | 834016-40-BP-C | Linear Replacement Lamp | Four-Foot | Replacement Lamps (plug and play) (UL Type A) | Standard | TRUE | 2167 | 128.38 | 16.88 | 7.79 | 0.9083 | 4001 | 81.4 | 5 | 50000 | 42264 |  |  | NotYetVerified | Operating off existing Electronic ballast only | 3 | 2167 | 128.38 | 16.88 | 20 | 0.9 | 4000 | 81.4
P7MBUBVD | Truly Green Solutions | Truly Green Solutions | 834116-30-BA-F | Linear Replacement Lamp | Four-Foot | Replacement Lamps (plug and play) (UL Type A) | Standard | TRUE | 2072 | 121.1 | 17.08 | 12.9 | 0.9081 | 2932 | 82.2 | 5 | 50000 | 42264 |  |  | NotYetVerified | Nominal wattage 16W | 3 | 2072 | 121.31 | 17.08 | 20 | 0.9 | 3000 | 81.8
PKFWSJZ4 | China Machinery Engineering Suzhou Co.Ltd | Inspire-LED | IL-4T8-22W-BC(3000K) | Linear Replacement Lamp | Four-Foot | Replacement Lamps (plug and play) (UL Type A) | Standard | TRUE | 2407 | 109.16 | 22.05 | 13.84 | 0.9067 | 2928 | 81.4 | 5 | 50000 | 42264 |  |  | No |  | 3 | 2441 | 109.27 | 22.34 | 13.79 | 0.9072 | 3000 | 81.4
P31DSBRM | Truly Green Solutions | Truly Green Solutions | 834112-30-BA-F | Linear Replacement Lamp | Four-Foot | Replacement Lamps (plug and play) (UL Type A) | Standard | TRUE | 1715 | 120.86 | 14.19 | 8.3 | 0.9055 | 2909 | 81.8 | 5 | 50000 | 42264 |  |  | NotYetVerified | Nominal wattage 12W | 3 | 1715 | 120.86 | 14.19 | 20 | 0.9 | 3000 | 81.8
P7H19Z4B | Truly Green Solutions | Truly Green Solutions | 834114-30-BP-F | Linear Replacement Lamp | Four-Foot | Replacement Lamps (plug and play) (UL Type A) | Standard | TRUE | 1855 | 116.23 | 15.96 | 8.71 | 0.9052 | 2919 | 82.1 | 5 | 50000 | 42264 |  |  | NotYetVerified | Nominal wattage 14W | 3 | 1855 | 116.23 | 15.96 | 20 | 0.9 | 3000 | 81.8
PJU5WN3H | Truly Green Solutions | Truly Green Solutions | 834116-30-BP-F | Linear Replacement Lamp | Four-Foot | Replacement Lamps (plug and play) (UL Type A) | Standard | TRUE | 1951 | 115.24 | 16.93 | 10.87 | 0.9043 | 2920 | 82 | 5 | 50000 | 42264 |  |  | NotYetVerified | Nominal wattage 16W | 3 | 1951 | 115.24 | 16.93 | 20 | 0.9 | 3000 | 81.8
PV6Z77DC | Truly Green Solutions | Truly Green Solutions | 834112-40-BP-F | Linear Replacement Lamp | Four-Foot | Replacement Lamps (plug and play) (UL Type A) | Standard | TRUE | 1699 | 119.48 | 14.22 | 14.45 | 0.9042 | 3988 | 82.6 | 5 | 50000 | 42264 |  |  | NotYetVerified | Operating off existing Electronic ballast only | 3 | 1699 | 119.48 | 14.22 | 20 | 0.9 | 4000 | 82.6
PP1XAKAD | Truly Green Solutions | Truly Green Solutions | 834012-40-BP-C | Linear Replacement Lamp | Four-Foot | Replacement Lamps (plug and play) (UL Type A) | Standard | TRUE | 1930 | 135.06 | 14.29 | 14.92 | 0.9034 | 3996 | 82.7 | 5 | 50000 | 42264 |  |  | NotYetVerified | Operating off existing Electronic ballast only | 3 | 1930 | 135.06 | 14.29 | 20 | 0.9 | 4000 | 82.7
PNE5TS1D | China Machinery Engineering Suzhou Co.Ltd | Inspire-LED | IL-4T8-18W-BC(3000K) | Linear Replacement Lamp | Four-Foot | Replacement Lamps (plug and play) (UL Type A) | Standard | TRUE | 1975 | 109.24 | 18.08 | 15.34 | 0.9024 | 2951 | 81.5 | 5 | 50000 | 42264 |  |  | No |  | 3 | 1996 | 109.97 | 18.15 | 15.34 | 0.9024 | 3000 | 81.5
PMYP468Q | Truly Green Solutions | Truly Green Solutions | 834014-40-BP-C | Linear Replacement Lamp | Four-Foot | Replacement Lamps (plug and play) (UL Type A) | Standard | TRUE | 2166 | 133.46 | 16.23 | 8.35 | 0.9024 | 4014 | 81.5 | 5 | 50000 | 42264 |  |  | NotYetVerified | Operating off existing Electronic ballast only | 3 | 2166 | 133.46 | 16.23 | 20 | 0.9 | 4000 | 81.5
PXVDEX3S | China Machinery Engineering Suzhou Co.Ltd | Inspire-LED | IL-4T8-15W-BC(3000K) | Linear Replacement Lamp | Four-Foot | Replacement Lamps (plug and play) (UL Type A) | Standard | TRUE | 1673 | 115.3 | 14.51 | 17.75 | 0.9012 | 2936 | 81.7 | 5 | 50000 | 42264 |  |  | No |  | 3 | 1716 | 115.71 | 14.83 | 17.62 | 0.9088 | 3000 | 81.7
PXUJS5K24 | Anhui Sanan Technology Co. Ltd. | Lightera | T162W4-N-K0X-40 | Linear Replacement Lamp | Four-Foot | Internal Driver Lamp-Style Retrofit Kits (UL Type B) | Standard | TRUE | 2078.15 | 139.1 | 14.94 | 19.73 | 0.884 | 4097 | 82.1 | 5 | 50000 | 42264 |  |  | No |  | 3 | 2300 | 143 | 16 | 20 | 0.9 | 4000 | 80
PH7VBPDM | Truly Green Solutions | Truly Green Solutions | 834115-30-L-F | Linear Replacement Lamp | Four-Foot | Internal Driver Lamp-Style Retrofit Kits (UL Type B) | Standard | TRUE | 1799 | 107.7 | 16.7 | 18.35 | 0.8804 | 3120 | 81.7 | 5 | 50000 | 42264 |  |  | NotYetVerified |  | 3 | 1750 | 130 | 14 |  | 0.9 | 3000 | 70
P2A2MM2N | China Machinery Engineering Suzhou Co.Ltd | Inspire-LED | IL-4T8-15W-BC(5000K) | Linear Replacement Lamp | Four-Foot | Replacement Lamps (plug and play) (UL Type A) | Standard | FALSE | [9 empty] | 42264 |  |  | No |  | 3 | 1853 | 122.96 | 15.07 | 17.88 | 0.9047 | 5000 | 83.8
P6EG571Q | China Machinery Engineering Suzhou Co.Ltd | Inspire-LED | IL-4T8-18W-BC(5000K) | Linear Replacement Lamp | Four-Foot | Replacement Lamps (plug and play) (UL Type A) | Standard | FALSE | [9 empty] | 42264 |  |  | No |  | 3 | 2093 | 116.21 | 18.01 | 15.87 | 0.9073 | 5000 | 83.7
P4ZXRKH6 | China Machinery Engineering Suzhou Co.Ltd | Inspire-LED | IL-4T8-22W-BC(5000K) | Linear Replacement Lamp | Four-Foot | Replacement Lamps (plug and play) (UL Type A) | Standard | FALSE | [9 empty] | 42264 |  |  | No |  | 3 | 2636 | 116.59 | 22.61 | 13.56 | 0.9036 | 5000 | 83.5
PEWVJCQC | China Machinery Engineering Suzhou Co.Ltd | Inspire-LED | IL-4T8-15W-BC(4000K) | Linear Replacement Lamp | Four-Foot | Replacement Lamps (plug and play) (UL Type A) | Standard | FALSE | [9 empty] | 42264 |  |  | No |  | 3 | 1716 | 115.71 | 14.83 | 17.62 | 0.9088 | 4000 | 81.7
PRW6MYK4 | China Machinery Engineering Suzhou Co.Ltd | Inspire-LED | IL-4T8-18W-BC(4000K) | Linear Replacement Lamp | Four-Foot | Replacement Lamps (plug and play) (UL Type A) | Standard | FALSE | [9 empty] | 42264 |  |  | No |  | 3 | 1996 | 109.97 | 18.15 | 15.34 | 0.9024 | 4000 | 81.5
PU8EBVXV | China Machinery Engineering Suzhou Co.Ltd | Inspire-LED | IL-4T8-22W-BC(4000K) | Linear Replacement Lamp | Four-Foot | Replacement Lamps (plug and play) (UL Type A) | Standard | FALSE | [9 empty] | 42264 |  |  | No |  | 3 | 2441 | 109.27 | 22.34 | 13.79 | 0.9072 | 4000 | 81.4
PZYGDZCV | Truly Green Solutions | Truly Green Solutions | 834115-50-L-F | Linear Replacement Lamp | Four-Foot | Internal Driver Lamp-Style Retrofit Kits (UL Type B) | Standard | FALSE | [9 empty] | 42264 |  |  | NotYetVerified |  | 3 | 1850 | 130 | 14 |  | 0.9 | 5000 | 70
PFHY5ZKW | Truly Green Solutions | Truly Green Solutions | 834015-50-L-C | Linear Replacement Lamp | Four-Foot | Internal Driver Lamp-Style Retrofit Kits (UL Type B) | Standard | FALSE | [9 empty] | 42264 |  |  | NotYetVerified |  | 3 | 1850 | 130 | 14 |  | 0.9 | 5000 | 70
P9T6AWDV | Truly Green Solutions | Truly Green Solutions | 834014-50-BP-C | Linear Replacement Lamp | Four-Foot | Replacement Lamps (plug and play) (UL Type A) | Standard | FALSE | [9 empty] | 42264 |  |  | NotYetVerified | Operating off existing Electronic ballast only | 3 | 2234 | 136.72 | 16.34 | 20 | 0.9 | 5000 | 83.2
P4JKMBCX | Truly Green Solutions | Truly Green Solutions | 834016-50-BP-C | Linear Replacement Lamp | Four-Foot | Replacement Lamps (plug and play) (UL Type A) | Standard | FALSE | [9 empty] | 42264 |  |  | NotYetVerified | Operating off existing Electronic ballast only | 3 | 2232 | 131.99 | 16.91 | 20 | 0.9 | 5000 | 83
PGKX9PRZ | Truly Green Solutions | Truly Green Solutions | 834012-50-BP-C | Linear Replacement Lamp | Four-Foot | Replacement Lamps (plug and play) (UL Type A) | Standard | FALSE | [9 empty] | 42264 |  |  | NotYetVerified | Operating off existing Electronic ballast only | 3 | 2001 | 136.87 | 14.62 | 20 | 0.9 | 5000 | 82.3
PF8HZRUY | Truly Green Solutions | Truly Green Solutions | 834112-50-BP-F | Linear Replacement Lamp | Four-Foot | Replacement Lamps (plug and play) (UL Type A) | Standard | FALSE | [9 empty] | 42264 |  |  | NotYetVerified | Operating off existing Electronic ballast only | 3 | 1753 | 121.31 | 14.45 | 20 | 0.9 | 5000 | 82.3
PPCGP121 | Truly Green Solutions | Truly Green Solutions | 834116-50-BA-F | Linear Replacement Lamp | Four-Foot | Replacement Lamps (plug and play) (UL Type A) | Standard | FALSE | [9 empty] | 42264 |  |  | NotYetVerified | Nominal wattage 16W | 3 | 2250 | 131.43 | 17.12 | 20 | 0.9 | 5000 | 80.7
PNJ83V8C | Truly Green Solutions | Truly Green Solutions | 834114-50-BA-F | Linear Replacement Lamp | Four-Foot | Replacement Lamps (plug and play) (UL Type A) | Standard | FALSE | [9 empty] | 42264 |  |  | NotYetVerified | Nominal wattage 14W | 3 | 2103 | 130.46 | 16.12 | 20 | 0.9 | 5000 | 80.7
P3PQTE5C | Truly Green Solutions | Truly Green Solutions | 834116-50-BP-F | Linear Replacement Lamp | Four-Foot | Replacement Lamps (plug and play) (UL Type A) | Standard | FALSE | [9 empty] | 42264 |  |  | NotYetVerified | Nominal wattage 16W | 3 | 2048 | 120.68 | 16.97 | 20 | 0.9 | 5000 | 80.7
P9MJRDHQ | Truly Green Solutions | Truly Green Solutions | 834114-50-BP-F | Linear Replacement Lamp | Four-Foot | Replacement Lamps (plug and play) (UL Type A) | Standard | FALSE | [9 empty] | 42264 |  |  | NotYetVerified | Nominal wattage 14W | 3 | 1947 | 122.22 | 15.93 | 20 | 0.9 | 5000 | 80.7
PFUAJTNZ | Truly Green Solutions | Truly Green Solutions | 834112-50-BA-F | Linear Replacement Lamp | Four-Foot | Replacement Lamps (plug and play) (UL Type A) | Standard | FALSE | [9 empty] | 42264 |  |  | NotYetVerified | Nominal wattage 12W | 3 | 1856 | 129.52 | 14.33 | 20 | 0.9 | 5000 | 80.7
PE4YFM6J | Truly Green Solutions | Truly Green Solutions | 834015-45-L-C | Linear Replacement Lamp | Four-Foot | Internal Driver Lamp-Style Retrofit Kits (UL Type B) | Standard | FALSE | [9 empty] | 42264 |  |  | NotYetVerified |  | 3 | 1850 | 130 | 14 |  | 0.9 | 4500 | 70
P432NG3R | Truly Green Solutions | Truly Green Solutions | 834115-45-L-F | Linear Replacement Lamp | Four-Foot | Internal Driver Lamp-Style Retrofit Kits (UL Type B) | Standard | FALSE | [9 empty] | 42264 |  |  | NotYetVerified |  | 3 | 1850 | 130 | 14 |  | 0.9 | 4500 | 70
PZ679G2A | Truly Green Solutions | Truly Green Solutions | 834012-45-BP-C | Linear Replacement Lamp | Four-Foot | Replacement Lamps (plug and play) (UL Type A) | Standard | FALSE | [9 empty] | 42264 |  |  | NotYetVerified | Operating off existing Electronic ballast only | 3 | 1930 | 135.06 | 14.29 | 20 | 0.9 | 4500 | 82.7
PUJSPVK2 | Truly Green Solutions | Truly Green Solutions | 834112-45-BP-F | Linear Replacement Lamp | Four-Foot | Replacement Lamps (plug and play) (UL Type A) | Standard | FALSE | [9 empty] | 42264 |  |  | NotYetVerified | Operating off existing Electronic ballast only | 3 | 1699 | 119.48 | 14.22 | 20 | 0.9 | 4500 | 82.6
PH8K7AJD | Truly Green Solutions | Truly Green Solutions | 834116-45-BA-F | Linear Replacement Lamp | Four-Foot | Replacement Lamps (plug and play) (UL Type A) | Standard | FALSE | [9 empty] | 42264 |  |  | NotYetVerified | Nominal wattage 16W | 3 | 2072 | 121.31 | 17.08 | 20 | 0.9 | 4500 | 81.8
PWPS9CV9 | Truly Green Solutions | Truly Green Solutions | 834116-45-BP-F | Linear Replacement Lamp | Four-Foot | Replacement Lamps (plug and play) (UL Type A) | Standard | FALSE | [9 empty] | 42264 |  |  | NotYetVerified | Nominal wattage 16W | 3 | 1951 | 115.24 | 16.93 | 20 | 0.9 | 4500 | 81.8
PVMN2CU3 | Truly Green Solutions | Truly Green Solutions | 834114-45-BA-F | Linear Replacement Lamp | Four-Foot | Replacement Lamps (plug and play) (UL Type A) | Standard | FALSE | [9 empty] | 42264 |  |  | NotYetVerified | Nominal wattage 14W | 3 | 1949 | 121.58 | 16.03 | 20 | 0.9 | 4500 | 81.8
PN8FEDSH | Truly Green Solutions | Truly Green Solutions | 834114-45-BP-F | Linear Replacement Lamp | Four-Foot | Replacement Lamps (plug and play) (UL Type A) | Standard | FALSE | [9 empty] | 42264 |  |  | NotYetVerified | Nominal wattage 14W | 3 | 1855 | 116.23 | 15.96 | 20 | 0.9 | 4500 | 81.8
PVF3DJN3 | Truly Green Solutions | Truly Green Solutions | 834112-45-BA-F | Linear Replacement Lamp | Four-Foot | Replacement Lamps (plug and play) (UL Type A) | Standard | FALSE | [9 empty] | 42264 |  |  | NotYetVerified | Nominal wattage 12W | 3 | 1715 | 120.86 | 14.19 | 20 | 0.9 | 4500 | 81.8
P5N3XDPY | Truly Green Solutions | Truly Green Solutions | 834014-45-BP-C | Linear Replacement Lamp | Four-Foot | Replacement Lamps (plug and play) (UL Type A) | Standard | FALSE | [9 empty] | 42264 |  |  | NotYetVerified | Operating off existing Electronic ballast only | 3 | 2166 | 133.46 | 16.23 | 20 | 0.9 | 4500 | 81.5
PJ7KST1U | Truly Green Solutions | Truly Green Solutions | 834016-45-BP-C | Linear Replacement Lamp | Four-Foot | Replacement Lamps (plug and play) (UL Type A) | Standard | FALSE | [9 empty] | 42264 |  |  | NotYetVerified | Operating off existing Electronic ballast only | 3 | 2167 | 128.38 | 16.88 | 20 | 0.9 | 4500 | 81.4
PU8RJUFQ | Truly Green Solutions | Truly Green Solutions | 834015-40-L-C | Linear Replacement Lamp | Four-Foot | Internal Driver Lamp-Style Retrofit Kits (UL Type B) | Standard | FALSE | [9 empty] | 42264 |  |  | NotYetVerified |  | 3 | 1850 | 130 | 14 |  | 0.9 | 4000 | 70
P78J14ZQ | Truly Green Solutions | Truly Green Solutions | 834115-40-L-F | Linear Replacement Lamp | Four-Foot | Internal Driver Lamp-Style Retrofit Kits (UL Type B) | Standard | FALSE | [9 empty] | 42264 |  |  | NotYetVerified |  | 3 | 1850 | 130 | 14 |  | 0.9 | 4000 | 70
PWCAU6ST | Truly Green Solutions | Truly Green Solutions | 834116-40-BA-F | Linear Replacement Lamp | Four-Foot | Replacement Lamps (plug and play) (UL Type A) | Standard | FALSE | [9 empty] | 42264 |  |  | NotYetVerified | Nominal wattage 16W | 3 | 2072 | 121.31 | 17.08 | 20 | 0.9 | 4000 | 81.8
PRZX1KCS | Truly Green Solutions | Truly Green Solutions | 834116-40-BP-F | Linear Replacement Lamp | Four-Foot | Replacement Lamps (plug and play) (UL Type A) | Standard | FALSE | [9 empty] | 42264 |  |  | NotYetVerified | Nominal wattage 16W | 3 | 1951 | 115.24 | 16.93 | 20 | 0.9 | 4000 | 81.8
PY77J8SG | Truly Green Solutions | Truly Green Solutions | 834114-40-BA-F | Linear Replacement Lamp | Four-Foot | Replacement Lamps (plug and play) (UL Type A) | Standard | FALSE | [9 empty] | 42264 |  |  | NotYetVerified | Nominal wattage 14W | 3 | 1949 | 121.58 | 16.03 | 20 | 0.9 | 4000 | 81.8
PJDCRXHS | Truly Green Solutions | Truly Green Solutions | 834114-40-BP-F | Linear Replacement Lamp | Four-Foot | Replacement Lamps (plug and play) (UL Type A) | Standard | FALSE | [9 empty] | 42264 |  |  | NotYetVerified | Nominal wattage 14W | 3 | 1855 | 116.23 | 15.96 | 20 | 0.9 | 4000 | 81.8
PFSXDUXW | Truly Green Solutions | Truly Green Solutions | 834112-40-BA-F | Linear Replacement Lamp | Four-Foot | Replacement Lamps (plug and play) (UL Type A) | Standard | FALSE | [9 empty] | 42264 |  |  | NotYetVerified | Nominal wattage 12W | 3 | 1715 | 120.86 | 14.19 | 20 | 0.9 | 4000 | 81.8
PUN1BFTX | Truly Green Solutions | Truly Green Solutions | 834015-35-L-C | Linear Replacement Lamp | Four-Foot | Internal Driver Lamp-Style Retrofit Kits (UL Type B) | Standard | FALSE | [9 empty] | 42264 |  |  | NotYetVerified |  | 3 | 1750 | 130 | 14 |  | 0.9 | 3500 | 70
P85R3U36 | Truly Green Solutions | Truly Green Solutions | 834115-35-L-F | Linear Replacement Lamp | Four-Foot | Internal Driver Lamp-Style Retrofit Kits (UL Type B) | Standard | FALSE | [9 empty] | 42264 |  |  | NotYetVerified |  | 3 | 1750 | 130 | 14 |  | 0.9 | 3500 | 70
PT2DKZ8T | Truly Green Solutions | Truly Green Solutions | 834116-35-BA-F | Linear Replacement Lamp | Four-Foot | Replacement Lamps (plug and play) (UL Type A) | Standard | FALSE | [9 empty] | 42264 |  |  | NotYetVerified | Nominal wattage 16W | 3 | 2072 | 121.31 | 17.08 | 20 | 0.9 | 3500 | 81.8
PQD5MW67 | Truly Green Solutions | Truly Green Solutions | 834116-35-BP-F | Linear Replacement Lamp | Four-Foot | Replacement Lamps (plug and play) (UL Type A) | Standard | FALSE | [9 empty] | 42264 |  |  | NotYetVerified | Nominal wattage 16W | 3 | 1951 | 115.24 | 16.93 | 20 | 0.9 | 3500 | 81.8
PSYAA8Y4 | Truly Green Solutions | Truly Green Solutions | 834114-35-BA-F | Linear Replacement Lamp | Four-Foot | Replacement Lamps (plug and play) (UL Type A) | Standard | FALSE | [9 empty] | 42264 |  |  | NotYetVerified | Nominal wattage 14W | 3 | 1949 | 121.58 | 16.03 | 20 | 0.9 | 3500 | 81.8
PG1NKR5M | Truly Green Solutions | Truly Green Solutions | 834114-35-BP-F | Linear Replacement Lamp | Four-Foot | Replacement Lamps (plug and play) (UL Type A) | Standard | FALSE | [9 empty] | 42264 |  |  | NotYetVerified | Nominal wattage 14W | 3 | 1855 | 116.23 | 15.96 | 20 | 0.9 | 3500 | 81.8
P87JGK7X | Truly Green Solutions | Truly Green Solutions | 834112-35-BA-F | Linear Replacement Lamp | Four-Foot | Replacement Lamps (plug and play) (UL Type A) | Standard | FALSE | [9 empty] | 42264 |  |  | NotYetVerified | Nominal wattage 12W | 3 | 1715 | 120.86 | 14.19 | 20 | 0.9 | 3500 | 81.8
PK78JWFY | Truly Green Solutions | Truly Green Solutions | 834015-30-L-C | Linear Replacement Lamp | Four-Foot | Internal Driver Lamp-Style Retrofit Kits (UL Type B) | Standard | FALSE | [9 empty] | 42264 |  |  | NotYetVerified |  | 3 | 1750 | 130 | 14 |  | 0.9 | 3000 | 70
P66AM5XBW | Anhui Sanan Technology Co. Ltd. | Lightera | T162W4-N-K0X-50 | Linear Replacement Lamp | Four-Foot | Internal Driver Lamp-Style Retrofit Kits (UL Type B) | Standard | FALSE | [9 empty] | 42264 | Not Dimmable | Not Dimmable | No |  | 3 | 2300 | 143.75 | 16 | 20 | 0.9 | 5000 | 82
PFT15EYY | MaxLite Inc | MaxLite | L15T8DF430-CG | Linear Replacement Lamp | Four-Foot | Replacement Lamps (plug and play) (UL Type A) | Standard | TRUE | 1961.907 | 97.491 | 20.124 | 7.47 | 0.9608 | 2930 | 81.6 | 5 | 50000 | 42263 |  |  | No |  | 3 | 1800 | 100 | 18 | 7.47 | 0.995 | 3000 | 81
PR9JF7AB | Revolution Lighting Technologies | Revolution Lighting Technologies | 204222-011-XXX [-USA -A or Blank] | Linear Replacement Lamp | Four-Foot | Replacement Lamps (plug and play) (UL Type A) | Standard | TRUE | 1935 | 107.92 | 17.93 | 7.6 | 0.9058 | 2970 | 82.1 | 5 | 50000 | 42263 |  |  | No |  | 3 | 1926 | 108.51 | 17.75 | 7.6 | 0.9058 | 3000 | 82.1
PTFATBSU | Revolution Lighting Technologies | Revolution Lighting Technologies | 204221-011-XXX [-USA -A or Blank] | Linear Replacement Lamp | Four-Foot | Replacement Lamps (plug and play) (UL Type A) | Standard | TRUE | 1759 | 110.42 | 15.93 | 9.84 | 0.9036 | 2966 | 82.1 | 5 | 50000 | 42263 |  |  | No |  | 3 | 1735 | 111.15 | 15.61 | 9.84 | 0.9036 | 3000 | 82.1
PUCUTZNQ | Revolution Lighting Technologies | Revolution Lighting Technologies | 204221-005-XXX [-USA -A or Blank] | Linear Replacement Lamp | Four-Foot | Replacement Lamps (plug and play) (UL Type A) | Standard | FALSE | [9 empty] | 42263 |  |  | No |  | 3 | 2183 | 130.48 | 16.73 | 9.17 | 0.9166 | 5000 | 85.7
P7DCDBPV | Revolution Lighting Technologies | Revolution Lighting Technologies | 204222-005-XXX [-USA -A or Blank] | Linear Replacement Lamp | Four-Foot | Replacement Lamps (plug and play) (UL Type A) | Standard | FALSE | [9 empty] | 42263 |  |  | No |  | 3 | 2409 | 134.88 | 17.86 | 7.28 | 0.9094 | 5000 | 85.2
PGZ2J1AK | Revolution Lighting Technologies | Revolution Lighting Technologies | 204220-005-XXX [-USA -A or Blank] | Linear Replacement Lamp | Four-Foot | Replacement Lamps (plug and play) (UL Type A) | Standard | FALSE | [9 empty] | 42263 |  |  | No |  | 3 | 1979 | 125.02 | 15.83 | 12.58 | 0.9203 | 5000 | 83.9
PSEMRYWD | Revolution Lighting Technologies | Revolution Lighting Technologies | 204220-003-XXX [-USA -A or Blank] | Linear Replacement Lamp | Four-Foot | Replacement Lamps (plug and play) (UL Type A) | Standard | FALSE | [9 empty] | 42263 |  |  | No |  | 3 | 1829 | 114.89 | 15.92 | 12.84 | 0.9128 | 4000 | 82.3
PXSU7U7K | Revolution Lighting Technologies | Revolution Lighting Technologies | 204222-003-XXX [-USA -A or Blank] | Linear Replacement Lamp | Four-Foot | Replacement Lamps (plug and play) (UL Type A) | Standard | FALSE | [9 empty] | 42263 |  |  | No |  | 3 | 2295 | 130.84 | 17.54 | 7.55 | 0.9067 | 4000 | 81.3
PVUTS9SH | Revolution Lighting Technologies | Revolution Lighting Technologies | 204221-003-XXX [-USA -A or Blank] | Linear Replacement Lamp | Four-Foot | Replacement Lamps (plug and play) (UL Type A) | Standard | FALSE | [9 empty] | 42263 |  |  | No |  | 3 | 2038 | 122.11 | 16.69 | 9.64 | 0.9186 | 4000 | 81.2
P46H48XE | Revolution Lighting Technologies | Revolution Lighting Technologies | 204220-012-XXX [-USA -A or Blank] | Linear Replacement Lamp | Four-Foot | Replacement Lamps (plug and play) (UL Type A) | Standard | FALSE | [9 empty] | 42263 |  |  | No |  | 3 | 1745 | 111.64 | 15.63 | 12.36 | 0.9136 | 3500 | 82.7
P11DCVG7 | Revolution Lighting Technologies | Revolution Lighting Technologies | 204220-002-XXX [-USA -A or Blank] | Linear Replacement Lamp | Four-Foot | Replacement Lamps (plug and play) (UL Type A) | Standard | FALSE | [9 empty] | 42263 |  |  | No |  | 3 | 1829 | 114.89 | 15.92 | 12.84 | 0.9128 | 3500 | 82.3
PBZNGSYD | Revolution Lighting Technologies | Revolution Lighting Technologies | 204221-012-XXX [-USA -A or Blank] | Linear Replacement Lamp | Four-Foot | Replacement Lamps (plug and play) (UL Type A) | Standard | FALSE | [9 empty] | 42263 |  |  | No |  | 3 | 1735 | 111.15 | 15.61 | 9.84 | 0.9036 | 3500 | 82.1
P91GDD82 | Revolution Lighting Technologies | Revolution Lighting Technologies | 204222-012-XXX [-USA -A or Blank] | Linear Replacement Lamp | Four-Foot | Replacement Lamps (plug and play) (UL Type A) | Standard | FALSE | [9 empty] | 42263 |  |  | No |  | 3 | 1926 | 108.51 | 17.75 | 7.6 | 0.9058 | 3500 | 82.1
PF4ZSG5W | Revolution Lighting Technologies | Revolution Lighting Technologies | 204222-002-XXX [-USA -A or Blank] | Linear Replacement Lamp | Four-Foot | Replacement Lamps (plug and play) (UL Type A) | Standard | FALSE | [9 empty] | 42263 |  |  | No |  | 3 | 2295 | 130.84 | 17.54 | 7.55 | 0.9067 | 3500 | 81.3
P16NJBBQ | Revolution Lighting Technologies | Revolution Lighting Technologies | 204221-002-XXX [-USA -A or Blank] | Linear Replacement Lamp | Four-Foot | Replacement Lamps (plug and play) (UL Type A) | Standard | FALSE | [9 empty] | 42263 |  |  | No |  | 3 | 2038 | 122.11 | 16.69 | 9.64 | 0.9186 | 3500 | 81.2
P464DX43 | Revolution Lighting Technologies | Revolution Lighting Technologies | 204220-011-XXX [-USA -A or Blank] | Linear Replacement Lamp | Four-Foot | Replacement Lamps (plug and play) (UL Type A) | Standard | FALSE | [9 empty] | 42263 |  |  | No |  | 3 | 1745 | 111.64 | 15.63 | 12.36 | 0.9136 | 3000 | 82.7
PXKM2HA2 | Revolution Lighting Technologies | Revolution Lighting Technologies | 204220-001-XXX [-USA -A or Blank] | Linear Replacement Lamp | Four-Foot | Replacement Lamps (plug and play) (UL Type A) | Standard | FALSE | [9 empty] | 42263 |  |  | No |  | 3 | 1829 | 114.89 | 15.92 | 12.84 | 0.9128 | 3000 | 82.3
PJYHARDS | Revolution Lighting Technologies | Revolution Lighting Technologies | 204222-001-XXX [-USA -A or Blank] | Linear Replacement Lamp | Four-Foot | Replacement Lamps (plug and play) (UL Type A) | Standard | FALSE | [9 empty] | 42263 |  |  | No |  | 3 | 2295 | 130.84 | 17.54 | 7.55 | 0.9067 | 3000 | 81.3
PFZACX6N | Revolution Lighting Technologies | Revolution Lighting Technologies | 204221-001-XXX [-USA -A or Blank] | Linear Replacement Lamp | Four-Foot | Replacement Lamps (plug and play) (UL Type A) | Standard | FALSE | [9 empty] | 42263 |  |  | No |  | 3 | 2038 | 122.11 | 16.69 | 9.64 | 0.9186 | 3000 | 81.2
P67FRNKG | MaxLite Inc | MaxLite | L15T8DF450-CG | Linear Replacement Lamp | Four-Foot | Replacement Lamps (plug and play) (UL Type A) | Standard | FALSE | [9 empty] | 42263 |  |  | No |  | 3 | 2000 | 111.1 | 18 | 7.47 | 0.995 | 5000 | 83
PG1JVC75 | MaxLite Inc | MaxLite | L15T8DF440-CG | Linear Replacement Lamp | Four-Foot | Replacement Lamps (plug and play) (UL Type A) | Standard | FALSE | [9 empty] | 42263 |  |  | No |  | 3 | 1900 | 105.5 | 18 | 7.38 | 0.9672 | 4000 | 83
PYNY8BH5 | MaxLite Inc | MaxLite | L15T8DF435-CG | Linear Replacement Lamp | Four-Foot | Replacement Lamps (plug and play) (UL Type A) | Standard | FALSE | [9 empty] | 42263 |  |  | No |  | 3 | 1850 | 102.7 | 18 | 7.38 | 0.9672 | 3500 | 83
PMK7XZFY | Up-shine Lighting Co. Limited | Up-shine | UP-T815W1200W(2700K) | Linear Replacement Lamp | Four-Foot | Replacement Lamps (plug and play) (UL Type A) | Standard | TRUE | 1779.2 | 112.22 | 15.86 | 14.27 | 0.9746 | 2658 | 83.5 | 5 | 50000 | 42262 |  |  | NotYetVerified |  | 4 | 1650 | 110 | 15 | 14.27 | 0.9 | 2700 | 80
PMJCSMM2 | Axis LED Group | Patriot Products | PT-T8ILT4-18W-27K-F-BC | Linear Replacement Lamp | Four-Foot | Dual Mode Internal Driver (UL Type A and Type B) | Standard | TRUE | 2231 | 106.7 | 20.9 | 11.36 | 0.967 | 2682 | 81.5 | 5 | 50000 | 42262 |  |  | NotYetVerified | PT-T8ILT4-18W-USA-27K-F-BC | 3 | 2212 | 105.8 | 20.9 |  |  | 2700 | 82.4
PPS64D95 | CH Lighting Co.Ltd. | CH | CH1156HO-48-27W-830-1 | Linear Replacement Lamp | Four-Foot | Replacement Lamps (plug and play) (UL Type A) | Standard | TRUE | 3070 | 103 | 29.8 | 16.95 | 0.9669 | 2980 | 80.6 | 5 | 50000 | 42262 |  |  | No |  | 3 | 3100 | 100 | 30 | 20 | 0.9 | 3000 | 83
P677TTVP | Axis LED Group | Patriot Products | PT-T8ILT4-18W-40K-F-BC | Linear Replacement Lamp | Four-Foot | Dual Mode Internal Driver (UL Type A and Type B) | Standard | TRUE | 2261 | 105.6 | 21.42 | 11.36 | 0.9667 | 3987 | 81.5 | 5 | 50000 | 42262 |  |  | NotYetVerified |  | 3 | 2212 | 105.8 | 20.9 |  |  | 4000 | 82.4
P44VW8PT | CH Lighting Co.Ltd. | CH | CH1156HO-48-27W-830-3 | Linear Replacement Lamp | Four-Foot | Replacement Lamps (plug and play) (UL Type A) | Standard | TRUE | 3101 | 106.5 | 29.11 | 16.59 | 0.9662 | 2981 | 82.9 | 5 | 50000 | 42262 |  |  | No |  | 3 | 3100 | 100 | 30 | 20 | 0.9 | 3000 | 83
PSWKPSVS | Axis LED Group | Patriot Products | PT-T8ILT4-15W-27K-F-BC | Linear Replacement Lamp | Four-Foot | Dual Mode Internal Driver (UL Type A and Type B) | Standard | TRUE | 1929 | 109 | 17.7 | 17.9 | 0.9557 | 2655 | 81.6 | 5 | 50000 | 42262 |  |  | NotYetVerified | PT-T8ILT4-15W-USA-27K-F-BC | 3 | 1929 | 109 | 17.7 |  |  | 2700 | 82
P82B89WS | Ampco Lighting Ltd | Ampco | T8DC-48-UV-15-3-FCZ | Linear Replacement Lamp | Four-Foot | Dual Mode Internal Driver (UL Type A and Type B) | Standard | TRUE | 1820 | 114.34 | 15.91 | 13.6 | 0.9232 | 2897 | 84 | 5 |  | 42262 |  |  | NotYetVerified |  | 3 | 1820 | 114.34 | 15.91 | 13.6 | 0.9305 | 3000 | 83.6
PQ4SE2UA | Keystone Technologies | Keystone | KT-LED15T8-48GC-830-D | Linear Replacement Lamp | Four-Foot | Internal Driver Lamp-Style Retrofit Kits (UL Type B) | Standard | TRUE | 1961.799 | 116.573 | 16.829 | 15.59 | 0.9211 | 2970 | 82 | 5 | 50000 | 42262 |  |  | NotYetVerified |  | 3 | 1765 | 112 | 15 | 15.59 | 0.966 | 3000 | 82
PPZ7V48A | Axis LED Group | Patriot Products | PT-T8ILT4-20W-30K-C-BC | Linear Replacement Lamp | Four-Foot | Dual Mode Internal Driver (UL Type A and Type B) | Standard | TRUE | 2327 | 104.06 | 22.36 | 10.17 | 0.9129 | 2910 | 81.2 | 5 | 50000 | 42262 |  |  | NotYetVerified |  | 3 | 2327 | 104 | 22.5 |  | 0.9 | 3000 | 80
PJ66ZHVY | Axis LED Group | Patriot Products | PT-T8ILT4-14W-30K-F-PP | Linear Replacement Lamp | Four-Foot | Replacement Lamps (plug and play) (UL Type A) | Standard | TRUE | 1949 | 121.58 | 16.03 | 9.2 | 0.9128 | 2931 | 82 | 5 | 50000 | 42262 |  |  | NotYetVerified | PT-T8ILT4-14W-USA-30K-F-PP | 3 | 1949 | 121.58 | 16.03 | 20 | 0.9 | 3000 | 81.8
PG9Y1H6R | Axis LED Group | Patriot Products | PT-T8ILT4-20W-30K-F-BC | Linear Replacement Lamp | Four-Foot | Dual Mode Internal Driver (UL Type A and Type B) | Standard | TRUE | 2255 | 100.28 | 22.49 | 9.98 | 0.9119 | 2911 | 81.3 | 5 | 50000 | 42262 |  |  | NotYetVerified |  | 3 | 2250 | 100 | 22.5 |  | 0.9 | 3000 | 80
PNDSZA3F | Axis LED Group | Patriot Products | PT-T8OLT4-15W-30K-F | Linear Replacement Lamp | Four-Foot | 2-lamp External Driver Lamp-Style Retrofit Kits (UL Type C) | Standard | TRUE | 1894 | 112.1 | 16.9 | 17.2 | 0.91 | 2982 | 82.2 | 5 | 50000 | 42262 |  |  | NotYetVerified | PT-T8OLT4-15W-USA-30K-F | 3 | 1894 | 112.1 | 16.9 | 16.72 | 0.9795 | 3000 | 82.2
P386713K | Axis LED Group | Patriot Products | PT-T8ILT4-16W-30K-F-PP | Linear Replacement Lamp | Four-Foot | Replacement Lamps (plug and play) (UL Type A) | Standard | TRUE | 2072 | 121.1 | 17.08 | 12.9 | 0.9081 | 2932 | 82.2 | 5 | 50000 | 42262 |  |  | NotYetVerified | PT-T8ILT4-16W-USA-30K-F-PP | 3 | 2072 | 121.31 | 17.08 | 20 | 0.9 | 3000 | 81.8
PUXE79SJ | ARK Intelligent Technology Co. Ltd | ARK | ARK/UR/18K(3000K) | Linear Replacement Lamp | Four-Foot | Dual Mode Internal Driver (UL Type A and Type B) | Standard | TRUE | 2119 | 110.59 | 19.16 | 17.82 | 0.9052 | 2953 | 82.8 | 5 | 50000 | 42262 |  |  | NotYetVerified | Updated on 1/17/2017 | 3 | 2119 | 110.59 | 19.16 | 17.82 | 0.91 | 3000 | 82.8
PGYX6E6J | Axis LED Group | Patriot Products | PT-T8OLT4-22W-30K-F | Linear Replacement Lamp | Four-Foot | 2-lamp External Driver Lamp-Style Retrofit Kits (UL Type C) | Standard | TRUE | 2211 | 105.3 | 21 | 13.88 | 0.906 | 2957 | 81.8 | 5 | 50000 | 42262 |  |  | NotYetVerified |  | 3 | 2211 | 105.3 | 21 |  | 0.9 | 3000 | 82
PQ8W7PT8 | Axis LED Group | Patriot Products | PT-T8ILT2-13W-40K-C-BC | Linear Replacement Lamp | Four-Foot | Replacement Lamps (plug and play) (UL Type A) | Standard | TRUE | 1673 | 112.43 | 14.88 | 14.62 | 0.9056 | 3988 | 82.1 | 5 | 50000 | 42262 |  |  | NotYetVerified | PT-T8ILT2-13W-USA-40K-C-BC | 3 | 1556 | 103.66 | 15.01 | 20 | 0.9 | 4000 | 82.3
PJH3EAUN | Axis LED Group | Patriot Products | PT-T8ILT4-12W-30K-F-PP | Linear Replacement Lamp | Four-Foot | Replacement Lamps (plug and play) (UL Type A) | Standard | TRUE | 1715 | 120.86 | 14.19 | 8.3 | 0.9055 | 2909 | 81.8 | 5 | 50000 | 42262 |  |  | NotYetVerified | PT-T8ILT4-12W-USA-30K-F-PP | 3 | 1715 | 120.86 | 14.19 | 20 | 0.9 | 3000 | 81.8
P7P16117 | Axis LED Group | Patriot Products | PT-T8ILT4-13W-40K-F-BC | Linear Replacement Lamp | Four-Foot | Replacement Lamps (plug and play) (UL Type A) | Standard | TRUE | 1699 | 119.48 | 14.22 | 14.45 | 0.9042 | 3988 | 82.6 | 5 | 50000 | 42262 |  |  | NotYetVerified | PT-T8ILT4-13W-USA-40K-F-BC | 3 | 1699 | 119.48 | 14.22 | 20 | 0.9 | 4000 | 82.6
PSNSGS7P | Axis LED Group | Patriot Products | PT-T8ILT2-13W-40K-F-BC | Linear Replacement Lamp | Four-Foot | Replacement Lamps (plug and play) (UL Type A) | Standard | TRUE | 1556 | 103.66 | 15.01 | 14.62 | 0.9041 | 3997 | 82.3 | 5 | 50000 | 42262 |  |  | NotYetVerified |  | 3 | 1556 | 103.66 | 15.01 | 20 | 0.9 | 4000 | 82.3
P9BPTS6Q | Axis LED Group | Patriot Products | PT-T8ILT4-13W-40K-C-BC | Linear Replacement Lamp | Four-Foot | Replacement Lamps (plug and play) (UL Type A) | Standard | TRUE | 1930 | 135.06 | 14.29 | 14.92 | 0.9034 | 3996 | 82.7 | 5 | 50000 | 42262 |  |  | NotYetVerified | PT-T8ILT4-13W-USA-40K-C-BC | 3 | 1930 | 135.06 | 14.29 | 20 | 0.9 | 4000 | 82.7
PTPVEHBF | Ampco Lighting Ltd | Ampco | T8DC-48-UV-18-3-FCZ | Linear Replacement Lamp | Four-Foot | Dual Mode Internal Driver (UL Type A and Type B) | Standard | TRUE | 1945 | 110.85 | 18.82 | 12.9 | 0.9012 | 2913 | 84 | 5 |  | 42262 |  |  | NotYetVerified |  | 3 | 1945 | 110.85 | 17.55 | 12.9 | 0.9028 | 3000 | 83.8
PNAKN2BK | Axis LED Group | Patriot Products | PT-T8ILT4-15W-30K-F | Linear Replacement Lamp | Four-Foot | Internal Driver Lamp-Style Retrofit Kits (UL Type B) | Standard | TRUE | 1799 | 107.7 | 16.7 | 18.35 | 0.8804 | 3120 | 81.7 | 5 | 50000 | 42262 |  |  | NotYetVerified | PT-T8ILT4-15W-USA-30K-F | 3 | 1750 | 130 | 14 |  | 0.9 | 3000 | 70
PDX4TQ4R | Axis LED Group | Patriot Products | PT-T8OLT4-18W-30K-F | Linear Replacement Lamp | Four-Foot | 2-lamp External Driver Lamp-Style Retrofit Kits (UL Type C) | Standard | TRUE | 2033 | 102.7 | 19.8 | 20.3 | 0.8772 | 3094 | 81 | 5 | 50000 | 42262 |  |  | NotYetVerified |  | 3 | 1900 | 100 | 19 |  | 0.95 | 3000 | 70
PEGT1YZH | Axis LED Group | Patriot Products | PT-T8ILT4-22W-30K-F | Linear Replacement Lamp | Four-Foot | Internal Driver Lamp-Style Retrofit Kits (UL Type B) | Standard | TRUE | 2150 | 99.1 | 21.7 | 20.57 | 0.87 | 3019 | 82.6 | 5 | 50000 | 42262 |  |  | NotYetVerified |  | 3 | 2150 | 97.8 | 22 |  | 0.9896 | 3000 | 83.9
P6WN311X | Axis LED Group | Patriot Products | PT-T8ILT4-18W-30K-F | Linear Replacement Lamp | Four-Foot | Internal Driver Lamp-Style Retrofit Kits (UL Type B) | Standard | TRUE | 1789 | 98.3 | 18.2 | 17.76 | 0.87 | 3034 | 82.7 | 5 | 50000 | 42262 |  |  | NotYetVerified |  | 3 | 1900 | 125 | 16 |  | 0.95 | 3000 | 83
PX1ZAMQG | Revolution Lighting Technologies | Revolution Lighting Technologies | 204220-013-XXX [-USA -A or Blank] | Linear Replacement Lamp | Four-Foot | Replacement Lamps (plug and play) (UL Type A) | Standard | FALSE | [9 empty] | 42262 |  |  | No |  | 3 | 1745 | 111.64 | 15.63 | 12.36 | 0.9136 | 4000 | 82.7
PM49KQSY | Keystone Technologies | Keystone | KT-LED15T8-48GC-850-D | Linear Replacement Lamp | Four-Foot | Internal Driver Lamp-Style Retrofit Kits (UL Type B) | Standard | FALSE | [9 empty] | 42262 |  |  | NotYetVerified |  | 3 | 1900 | 112 | 15 | 15.59 | 0.966 | 5000 | 82
P8XD2T8E | Keystone Technologies | Keystone | KT-LED15T8-48GC-840-D | Linear Replacement Lamp | Four-Foot | Internal Driver Lamp-Style Retrofit Kits (UL Type B) | Standard | FALSE | [9 empty] | 42262 |  |  | NotYetVerified |  | 3 | 1800 | 112 | 15 | 15.59 | 0.966 | 4000 | 82
PW8XMAT8 | Keystone Technologies | Keystone | KT-LED15T8-48GC-835-D | Linear Replacement Lamp | Four-Foot | Internal Driver Lamp-Style Retrofit Kits (UL Type B) | Standard | FALSE | [9 empty] | 42262 |  |  | NotYetVerified |  | 3 | 1765 | 112 | 15 | 15.59 | 0.966 | 3500 | 82
PSMMR9C7 | CH Lighting Co.Ltd. | CH | CH1156HO-48-27W-850-3 | Linear Replacement Lamp | Four-Foot | Replacement Lamps (plug and play) (UL Type A) | Standard | FALSE | [9 empty] | 42262 |  |  | No |  | 3 | 3400 | 100 | 30 | 20 | 0.9 | 5000 | 83
P838QXBC | CH Lighting Co.Ltd. | CH | CH1156HO-48-27W-850-1 | Linear Replacement Lamp | Four-Foot | Replacement Lamps (plug and play) (UL Type A) | Standard | FALSE | [9 empty] | 42262 |  |  | No |  | 3 | 3400 | 100 | 30 | 20 | 0.9 | 5000 | 83
PRX5JE61 | CH Lighting Co.Ltd. | CH | CH1156HO-48-27W-845-1 | Linear Replacement Lamp | Four-Foot | Replacement Lamps (plug and play) (UL Type A) | Standard | FALSE | [9 empty] | 42262 |  |  | No |  | 3 | 3300 | 100 | 30 | 20 | 0.9 | 4500 | 83
P5BU9DEC | CH Lighting Co.Ltd. | CH | CH1156HO-48-27W-845-3 | Linear Replacement Lamp | Four-Foot | Replacement Lamps (plug and play) (UL Type A) | Standard | FALSE | [9 empty] | 42262 |  |  | No |  | 3 | 3300 | 100 | 30 | 20 | 0.9 | 4500 | 83
P7HW1Z37 | CH Lighting Co.Ltd. | CH | CH1156HO-48-27W-840-3 | Linear Replacement Lamp | Four-Foot | Replacement Lamps (plug and play) (UL Type A) | Standard | FALSE | [9 empty] | 42262 |  |  | No |  | 3 | 3250 | 100 | 30 | 20 | 0.9 | 4000 | 83
P229FZ9Z | CH Lighting Co.Ltd. | CH | CH1156HO-48-27W-840-1 | Linear Replacement Lamp | Four-Foot | Replacement Lamps (plug and play) (UL Type A) | Standard | FALSE | [9 empty] | 42262 |  |  | No |  | 3 | 3250 | 100 | 30 | 20 | 0.9 | 4000 | 83
PBSF962N | CH Lighting Co.Ltd. | CH | CH1156HO-48-27W-835-3 | Linear Replacement Lamp | Four-Foot | Replacement Lamps (plug and play) (UL Type A) | Standard | FALSE | [9 empty] | 42262 |  |  | No |  | 3 | 3150 | 100 | 30 | 20 | 0.9 | 3500 | 83
PBKK1DAE | CH Lighting Co.Ltd. | CH | CH1156HO-48-27W-835-1 | Linear Replacement Lamp | Four-Foot | Replacement Lamps (plug and play) (UL Type A) | Standard | FALSE | [9 empty] | 42262 |  |  | No |  | 3 | 3150 | 100 | 30 | 20 | 0.9 | 3500 | 83
P7E6EC8U | Up-shine Lighting Co. Limited | Up-shine | UP-T815W1200W(5000K) | Linear Replacement Lamp | Four-Foot | Replacement Lamps (plug and play) (UL Type A) | Standard | FALSE | [9 empty] | 42262 |  |  | NotYetVerified |  | 4 | 1650 | 110 | 15 | 14.27 | 0.9 | 5000 | 80
PPKQNPCT | Up-shine Lighting Co. Limited | Up-shine | UP-T815W1200W(4000K) | Linear Replacement Lamp | Four-Foot | Replacement Lamps (plug and play) (UL Type A) | Standard | FALSE | [9 empty] | 42262 |  |  | NotYetVerified |  | 4 | 1650 | 110 | 15 | 14.27 | 0.9 | 4000 | 80
PAZ9GSPY | Up-shine Lighting Co. Limited | Up-shine | UP-T815W1200W(3500K) | Linear Replacement Lamp | Four-Foot | Replacement Lamps (plug and play) (UL Type A) | Standard | FALSE | [9 empty] | 42262 |  |  | NotYetVerified |  | 4 | 1650 | 110 | 15 | 14.27 | 0.9 | 3500 | 80
PQGFDXC2 | Up-shine Lighting Co. Limited | Up-shine | UP-T815W1200W(3000K) | Linear Replacement Lamp | Four-Foot | Replacement Lamps (plug and play) (UL Type A) | Standard | FALSE | [9 empty] | 42262 |  |  | NotYetVerified |  | 4 | 1650 | 110 | 15 | 14.27 | 0.9 | 3000 | 80
P42JAQRV | ARK Intelligent Technology Co. Ltd | ARK | ARK/UR/18K(5000K) | Linear Replacement Lamp | Four-Foot | Dual Mode Internal Driver (UL Type A and Type B) | Standard | FALSE | [9 empty] | 42262 | Not Dimmable | Not Dimmable | NotYetVerified | Updated on 1/17/2017 | 3 | 2198 | 113.47 | 19.37 | 18.67 | 0.9 | 5000 | 81
PGTJVF3D | ARK Intelligent Technology Co. Ltd | ARK | ARK/UR/18K(4500K) | Linear Replacement Lamp | Four-Foot | Dual Mode Internal Driver (UL Type A and Type B) | Standard | FALSE | [9 empty] | 42262 | Not Dimmable | Not Dimmable | NotYetVerified | Updated on 1/17/2017 | 3 | 2119 | 110.59 | 19.16 | 17.82 | 0.91 | 4500 | 82.8
PVEGYAFM | ARK Intelligent Technology Co. Ltd | ARK | ARK/UR/18K(4000K) | Linear Replacement Lamp | Four-Foot | Dual Mode Internal Driver (UL Type A and Type B) | Standard | FALSE | [9 empty] | 42262 | Not Dimmable | Not Dimmable | NotYetVerified | Updated on 1/17/2017 | 3 | 2119 | 110.59 | 19.16 | 17.82 | 0.91 | 4000 | 82.8
PKCETCK8 | ARK Intelligent Technology Co. Ltd | ARK | ARK/UR/18K(3500K) | Linear Replacement Lamp | Four-Foot | Dual Mode Internal Driver (UL Type A and Type B) | Standard | FALSE | [9 empty] | 42262 | Not Dimmable | Not Dimmable | NotYetVerified | Updated on 1/17/2017 | 3 | 2119 | 110.59 | 19.16 | 17.82 | 0.91 | 3500 | 82.8
PETAPD2R | Axis LED Group | Patriot Products | PT-T8ILT4-22W-50K-F | Linear Replacement Lamp | Four-Foot | Internal Driver Lamp-Style Retrofit Kits (UL Type B) | Standard | FALSE | [9 empty] | 42262 | Not Yet Verified | Not Yet Verified | NotYetVerified |  | 3 | 2300 | 104.5 | 22 |  | 0.9896 | 5000 | 83.9
P4EHFYXH | Axis LED Group | Patriot Products | PT-T8ILT4-22W-50K-C | Linear Replacement Lamp | Four-Foot | Internal Driver Lamp-Style Retrofit Kits (UL Type B) | Standard | FALSE | [9 empty] | 42262 | Not Yet Verified | Not Yet Verified | NotYetVerified |  | 3 | 2300 | 104.5 | 22 |  | 0.9896 | 5000 | 83.9
PUFVQFC2 | Axis LED Group | Patriot Products | PT-T8ILT4-18W-50K-C-BC | Linear Replacement Lamp | Four-Foot | Dual Mode Internal Driver (UL Type A and Type B) | Standard | FALSE | [9 empty] | 42262 | Not Yet Verified | Not Yet Verified | NotYetVerified |  | 3 | 2212 | 105.8 | 20.9 | 7.68 | 0.9928 | 5000 | 82.4
P8H3VDN6 | Axis LED Group | Patriot Products | PT-T8ILT4-18W-50K-F-BC | Linear Replacement Lamp | Four-Foot | Dual Mode Internal Driver (UL Type A and Type B) | Standard | FALSE | [9 empty] | 42262 | Not Yet Verified | Not Yet Verified | NotYetVerified |  | 3 | 2212 | 105.8 | 20.9 | 7.68 | 0.9928 | 5000 | 82.4
PW5Y8WNJ | Axis LED Group | Patriot Products | PT-T8ILT4-15W-50K-F-BC | Linear Replacement Lamp | Four-Foot | Dual Mode Internal Driver (UL Type A and Type B) | Standard | FALSE | [9 empty] | 42262 | Not Yet Verified | Not Yet Verified | NotYetVerified | PT-T8ILT4-15W-USA-50K-F-BC | 3 | 1929 | 109 | 17.7 | 8.75 | 0.9936 | 5000 | 81.6
PSUDJA4J | Axis LED Group | Patriot Products | PT-T8ILT4-15W-45K-F-BC | Linear Replacement Lamp | Four-Foot | Dual Mode Internal Driver (UL Type A and Type B) | Standard | FALSE | [9 empty] | 42262 | Not Yet Verified | Not Yet Verified | NotYetVerified | PT-T8ILT4-15W-USA-45K-F-BC | 3 | 1929 | 109 | 17.7 | 8.75 | 0.9936 | 5000 | 81.6
PPQWYYZU | Axis LED Group | Patriot Products | PT-T8ILT4-15W-50K-C-BC | Linear Replacement Lamp | Four-Foot | Dual Mode Internal Driver (UL Type A and Type B) | Standard | FALSE | [9 empty] | 42262 | Not Yet Verified | Not Yet Verified | NotYetVerified | PT-T8ILT4-15W-USA-50K-C-BC | 3 | 1929 | 109 | 17.7 | 8.75 | 0.9936 | 5000 | 81.6
PRXS7YRQ | Axis LED Group | Patriot Products | PT-T8ILT4-15W-50K-F | Linear Replacement Lamp | Four-Foot | Internal Driver Lamp-Style Retrofit Kits (UL Type B) | Standard | FALSE | [9 empty] | 42262 | Not Yet Verified | Not Yet Verified | NotYetVerified | PT-T8ILT4-15W-USA-50K-F | 3 | 1850 | 130 | 14 |  | 0.9 | 5000 | 70
PDUZ37ST | Axis LED Group | Patriot Products | PT-T8ILT4-15W-50K-C | Linear Replacement Lamp | Four-Foot | Internal Driver Lamp-Style Retrofit Kits (UL Type B) | Standard | FALSE | [9 empty] | 42262 | Not Yet Verified | Not Yet Verified | NotYetVerified | PT-T8ILT4-15W-USA-50K-C | 3 | 1850 | 130 | 14 |  | 0.9 | 5000 | 70
PUHAUDRG | Axis LED Group | Patriot Products | PT-T8OLT4-22W-50K-F | Linear Replacement Lamp | Four-Foot | 2-lamp External Driver Lamp-Style Retrofit Kits (UL Type C) | Standard | FALSE | [9 empty] | 42262 | Not Dimmable | Not Dimmable | NotYetVerified |  | 3 | 2217 | 105.6 | 21 | 12.25 | 0.9887 | 5000 | 87
PUEBSQJH | Axis LED Group | Patriot Products | PT-T8OLT4-22W-50K-C | Linear Replacement Lamp | Four-Foot | 2-lamp External Driver Lamp-Style Retrofit Kits (UL Type C) | Standard | FALSE | [9 empty] | 42262 | Not Dimmable | Not Dimmable | NotYetVerified | PT-T8OLT4-22W-USA-50K-C | 3 | 2217 | 105.6 | 21 | 12.25 | 0.9887 | 5000 | 87
PYXW2FTT | Axis LED Group | Patriot Products | PT-T8ILT2-13W-50K-C-BC | Linear Replacement Lamp | Four-Foot | Replacement Lamps (plug and play) (UL Type A) | Standard | FALSE | [9 empty] | 42262 | Not Dimmable | Not Dimmable | NotYetVerified | PT-T8ILT2-13W-USA-50K-C-BC | 3 | 1602 | 105.6 | 15.17 | 20 | 0.9 | 5000 | 82.4
PQD9MG89 | Axis LED Group | Patriot Products | PT-T8ILT2-13W-50K-F-BC | Linear Replacement Lamp | Four-Foot | Replacement Lamps (plug and play) (UL Type A) | Standard | FALSE | [9 empty] | 42262 | Not Dimmable | Not Dimmable | NotYetVerified |  | 3 | 1602 | 105.6 | 15.17 | 20 | 0.9 | 5000 | 82.4
PSBHFFM8 | Axis LED Group | Patriot Products | PT-T8ILT4-13W-50K-C-BC | Linear Replacement Lamp | Four-Foot | Replacement Lamps (plug and play) (UL Type A) | Standard | FALSE | [9 empty] | 42262 | Not Dimmable | Not Dimmable | NotYetVerified | PT-T8ILT4-13W-USA-50K-C-BC | 3 | 2001 | 136.87 | 14.62 | 20 | 0.9 | 5000 | 82.3
PCXCFWCS | Axis LED Group | Patriot Products | PT-T8ILT4-13W-50K-F-BC | Linear Replacement Lamp | Four-Foot | Replacement Lamps (plug and play) (UL Type A) | Standard | FALSE | [9 empty] | 42262 | Not Dimmable | Not Dimmable | NotYetVerified | PT-T8ILT4-13W-USA-50K-F-BC | 3 | 1753 | 121.31 | 14.45 | 20 | 0.9 | 5000 | 82.3
PKE8ZJ21 | Axis LED Group | Patriot Products | PT-T8OLT4-15W-50K-F | Linear Replacement Lamp | Four-Foot | 2-lamp External Driver Lamp-Style Retrofit Kits (UL Type C) | Standard | FALSE | [9 empty] | 42262 | Not Dimmable | Not Dimmable | NotYetVerified | PT-T8OLT4-15W-USA-50K-F | 3 | 1852 | 115 | 16.1 | 15.28 | 0.9833 | 5000 | 81.7
PR7FPNBZ | Axis LED Group | Patriot Products | PT-T8ILT4-16W-50K-F-PP | Linear Replacement Lamp | Four-Foot | Replacement Lamps (plug and play) (UL Type A) | Standard | FALSE | [9 empty] | 42262 | Not Dimmable | Not Dimmable | NotYetVerified | PT-T8ILT4-16W-USA-50K-F-PP | 3 | 2250 | 131.43 | 17.12 | 20 | 0.9 | 5000 | 80.7
PFXC43Y4 | Axis LED Group | Patriot Products | PT-T8ILT4-14W-50K-F-PP | Linear Replacement Lamp | Four-Foot | Replacement Lamps (plug and play) (UL Type A) | Standard | FALSE | [9 empty] | 42262 | Not Dimmable | Not Dimmable | NotYetVerified | PT-T8ILT4-14W-USA-50K-F-PP | 3 | 2103 | 130.46 | 16.12 | 20 | 0.9 | 5000 | 80.7
PPBCM47Y | Axis LED Group | Patriot Products | PT-T8ILT4-12W-50K-F-PP | Linear Replacement Lamp | Four-Foot | Replacement Lamps (plug and play) (UL Type A) | Standard | FALSE | [9 empty] | 42262 | Not Dimmable | Not Dimmable | NotYetVerified | PT-T8ILT4-12W-USA-50K-F-PP | 3 | 1856 | 129.52 | 14.33 | 20 | 0.9 | 5000 | 80.7
PSWFSA69 | Axis LED Group | Patriot Products | PT-T8OLT4-15W-50K-C | Linear Replacement Lamp | Four-Foot | 2-lamp External Driver Lamp-Style Retrofit Kits (UL Type C) | Standard | FALSE | [9 empty] | 42262 | Not Dimmable | Not Dimmable | NotYetVerified | PT-T8OLT4-15W-USA-50K-C | 3 | 1800.4 | 118 | 15.2 | 14.416 | 0.9 | 5000 | 80.08
P2MZK8RF | Axis LED Group | Patriot Products | PT-T8ILT4-20W-50K-C-BC | Linear Replacement Lamp | Four-Foot | Dual Mode Internal Driver (UL Type A and Type B) | Standard | FALSE | [9 empty] | 42262 | Not Dimmable | Not Dimmable | NotYetVerified |  | 3 | 2327 | 104 | 22.5 |  | 0.9 | 5000 | 80
PWXRKB6U | Axis LED Group | Patriot Products | PT-T8ILT4-20W-50K-F-BC | Linear Replacement Lamp | Four-Foot | Dual Mode Internal Driver (UL Type A and Type B) | Standard | FALSE | [9 empty] | 42262 | Not Dimmable | Not Dimmable | NotYetVerified | PT-T8ILT4-20W-USA-50K-F-BC | 3 | 2250 | 100 | 22.5 |  | 0.9 | 5000 | 80
PADYMN2Z | Axis LED Group | Patriot Products | PT-T8OLT4-18W-50K-F | Linear Replacement Lamp | Four-Foot | 2-lamp External Driver Lamp-Style Retrofit Kits (UL Type C) | Standard | FALSE | [9 empty] | 42262 | Dimmable | Continuous Above 10 | NotYetVerified | PT-T8OLT4-18W-USA-50K-F | 3 | 1852 | 115 | 16.1 | 15.28 | 0.9833 | 5000 | 81.7
PQGEVK3G | Axis LED Group | Patriot Products | PT-T8ILT4-18W-50K-C | Linear Replacement Lamp | Four-Foot | Internal Driver Lamp-Style Retrofit Kits (UL Type B) | Standard | FALSE | [9 empty] | 42262 | Dimmable | Continuous Above 10 | NotYetVerified | PT-T8ILT4-18W-USA-50K-C | 3 | 2150 | 130 | 16 |  | 0.95 | 5000 | 70
P84UC647 | Axis LED Group | Patriot Products | PT-T8ILT4-18W-50K-F | Linear Replacement Lamp | Four-Foot | Internal Driver Lamp-Style Retrofit Kits (UL Type B) | Standard | FALSE | [9 empty] | 42262 | Dimmable | Continuous Above 10 | NotYetVerified | PT-T8ILT4-18W-USA-50K-F | 3 | 2150 | 130 | 16 |  | 0.95 | 5000 | 70
P4UYE259 | Axis LED Group | Patriot Products | PT-T8OLT4-18W-50K-C | Linear Replacement Lamp | Four-Foot | 2-lamp External Driver Lamp-Style Retrofit Kits (UL Type C) | Standard | FALSE | [9 empty] | 42262 | Dimmable | Continuous Above 10 | NotYetVerified |  | 3 | 1900 | 100 | 19 |  | 0.95 | 5000 | 70
PMFCH3K1 | Axis LED Group | Patriot Products | PT-T8ILT4-22W-45K-C | Linear Replacement Lamp | Four-Foot | Internal Driver Lamp-Style Retrofit Kits (UL Type B) | Standard | FALSE | [9 empty] | 42262 | Not Yet Verified | Not Yet Verified | NotYetVerified |  | 3 | 2150 | 97.8 | 22 |  | 0.9896 | 4500 | 83.9
P98J4PXG | Axis LED Group | Patriot Products | PT-T8ILT4-22W-45K-F | Linear Replacement Lamp | Four-Foot | Internal Driver Lamp-Style Retrofit Kits (UL Type B) | Standard | FALSE | [9 empty] | 42262 | Not Yet Verified | Not Yet Verified | NotYetVerified |  | 3 | 2150 | 97.8 | 22 |  | 0.9896 | 4500 | 83.9
PBVYT8GV | Axis LED Group | Patriot Products | PT-T8ILT4-18W-45K-F-BC | Linear Replacement Lamp | Four-Foot | Dual Mode Internal Driver (UL Type A and Type B) | Standard | FALSE | [9 empty] | 42262 | Not Yet Verified | Not Yet Verified | NotYetVerified |  | 3 | 2212 | 105.8 | 20.9 | 7.68 | 0.9928 | 4500 | 82.4
PBPAAHEU | Axis LED Group | Patriot Products | PT-T8ILT4-18W-45K-C-BC | Linear Replacement Lamp | Four-Foot | Dual Mode Internal Driver (UL Type A and Type B) | Standard | FALSE | [9 empty] | 42262 | Not Yet Verified | Not Yet Verified | NotYetVerified |  | 3 | 2212 | 105.8 | 20.9 | 7.68 | 0.9928 | 4500 | 82.4
PJP8AJP4 | Axis LED Group | Patriot Products | PT-T8ILT4-15W-45K-C-BC | Linear Replacement Lamp | Four-Foot | Dual Mode Internal Driver (UL Type A and Type B) | Standard | FALSE | [9 empty] | 42262 | Not Yet Verified | Not Yet Verified | NotYetVerified | PT-T8ILT4-15W-USA-45K-C-BC | 3 | 1929 | 109 | 17.7 | 8.75 | 0.9936 | 4500 | 81.6
PW4ANEU3 | Axis LED Group | Patriot Products | PT-T8ILT4-15W-45K-F | Linear Replacement Lamp | Four-Foot | Internal Driver Lamp-Style Retrofit Kits (UL Type B) | Standard | FALSE | [9 empty] | 42262 | Not Yet Verified | Not Yet Verified | NotYetVerified | PT-T8ILT4-15W-USA-45K-F | 3 | 1850 | 130 | 14 |  | 0.9 | 4500 | 70
PRUU8N19 | Axis LED Group | Patriot Products | PT-T8ILT4-15W-45K-C | Linear Replacement Lamp | Four-Foot | Internal Driver Lamp-Style Retrofit Kits (UL Type B) | Standard | FALSE | [9 empty] | 42262 | Not Yet Verified | Not Yet Verified | NotYetVerified | PT-T8ILT4-15W-USA-45K-C | 3 | 1850 | 130 | 14 |  | 0.9 | 4500 | 70
PMWVV7YB | Axis LED Group | Patriot Products | PT-T8ILT4-13W-45K-C-BC | Linear Replacement Lamp | Four-Foot | Replacement Lamps (plug and play) (UL Type A) | Standard | FALSE | [9 empty] | 42262 | Not Dimmable | Not Dimmable | NotYetVerified | PT-T8ILT4-13W-USA-45K-C-BC | 3 | 1930 | 135.06 | 14.29 | 20 | 0.9 | 4500 | 82.7
P4DGD1GE | Axis LED Group | Patriot Products | PT-T8ILT4-13W-45K-F-BC | Linear Replacement Lamp | Four-Foot | Replacement Lamps (plug and play) (UL Type A) | Standard | FALSE | [9 empty] | 42262 | Not Dimmable | Not Dimmable | NotYetVerified | PT-T8ILT4-13W-USA-45K-F-BC | 3 | 1699 | 119.48 | 14.22 | 20 | 0.9 | 4500 | 82.6
PQFAVJRT | Axis LED Group | Patriot Products | PT-T8ILT2-13W-45K-F-BC | Linear Replacement Lamp | Four-Foot | Replacement Lamps (plug and play) (UL Type A) | Standard | FALSE | [9 empty] | 42262 | Not Dimmable | Not Dimmable | NotYetVerified |  | 3 | 1556 | 103.66 | 15.01 | 20 | 0.9 | 4500 | 82.3
P57HGZ1B | Axis LED Group | Patriot Products | PT-T8ILT2-13W-45K-C-BC | Linear Replacement Lamp | Four-Foot | Replacement Lamps (plug and play) (UL Type A) | Standard | FALSE | [9 empty] | 42262 | Not Dimmable | Not Dimmable | NotYetVerified |  | 3 | 1556 | 103.66 | 15.01 | 20 | 0.9 | 4500 | 82.3
P4ATG5CV | Axis LED Group | Patriot Products | PT-T8ILT4-16W-45K-F-PP | Linear Replacement Lamp | Four-Foot | Replacement Lamps (plug and play) (UL Type A) | Standard | FALSE | [9 empty] | 42262 | Not Dimmable | Not Dimmable | NotYetVerified | PT-T8ILT4-16W-USA-45K-F-PP | 3 | 2072 | 121.31 | 17.08 | 20 | 0.9 | 4500 | 81.8
P3C6FB1V | Axis LED Group | Patriot Products | PT-T8ILT4-14W-45K-F-PP | Linear Replacement Lamp | Four-Foot | Replacement Lamps (plug and play) (UL Type A) | Standard | FALSE | [9 empty] | 42262 | Not Dimmable | Not Dimmable | NotYetVerified | PT-T8ILT4-14W-USA-45K-F-PP | 3 | 1949 | 121.58 | 16.03 | 20 | 0.9 | 4500 | 81.8
PCRZJ4SX | Axis LED Group | Patriot Products | PT-T8ILT4-12W-45K-F-PP | Linear Replacement Lamp | Four-Foot | Replacement Lamps (plug and play) (UL Type A) | Standard | FALSE | [9 empty] | 42262 | Not Dimmable | Not Dimmable | NotYetVerified | PT-T8ILT4-12W-USA-45K-F-PP | 3 | 1715 | 120.86 | 14.19 | 20 | 0.9 | 4500 | 81.8
P6DCCENS | Axis LED Group | Patriot Products | PT-T8OLT4-15W-45K-C | Linear Replacement Lamp | Four-Foot | 2-lamp External Driver Lamp-Style Retrofit Kits (UL Type C) | Standard | FALSE | [9 empty] | 42262 | Not Dimmable | Not Dimmable | NotYetVerified | PT-T8OLT4-15W-USA-45K-C | 3 | 1808.8 | 117.42 | 15.36 | 14.704 | 0.9 | 4500 | 80.18
PDYNB1YK | Axis LED Group | Patriot Products | PT-T8OLT4-15W-45K-F | Linear Replacement Lamp | Four-Foot | 2-lamp External Driver Lamp-Style Retrofit Kits (UL Type C) | Standard | FALSE | [9 empty] | 42262 | Not Dimmable | Not Dimmable | NotYetVerified | PT-T8OLT4-15W-USA-45K-F | 3 | 1850 | 114.2 | 16.2 | 16.72 | 0.9 | 4500 | 80
PEJDPZYB | Axis LED Group | Patriot Products | PT-T8OLT4-22W-45K-F | Linear Replacement Lamp | Four-Foot | 2-lamp External Driver Lamp-Style Retrofit Kits (UL Type C) | Standard | FALSE | [9 empty] | 42262 | Not Dimmable | Not Dimmable | NotYetVerified |  | 3 | 2210 | 105.2 | 21 | 13 | 0.9 | 4500 | 80
P8TW6A1E | Axis LED Group | Patriot Products | PT-T8OLT4-22W-45K-C | Linear Replacement Lamp | Four-Foot | 2-lamp External Driver Lamp-Style Retrofit Kits (UL Type C) | Standard | FALSE | [9 empty] | 42262 | Not Dimmable | Not Dimmable | NotYetVerified |  | 3 | 2210 | 105.2 | 21 | 13 | 0.9 | 4500 | 80
P79W3D7U | Axis LED Group | Patriot Products | PT-T8ILT4-20W-45K-C-BC | Linear Replacement Lamp | Four-Foot | Dual Mode Internal Driver (UL Type A and Type B) | Standard | FALSE | [9 empty] | 42262 | Not Dimmable | Not Dimmable | NotYetVerified |  | 3 | 2327 | 104 | 22.5 |  | 0.9 | 4500 | 80
PNCYEQ3U | Axis LED Group | Patriot Products | PT-T8ILT4-20W-45K-F-BC | Linear Replacement Lamp | Four-Foot | Dual Mode Internal Driver (UL Type A and Type B) | Standard | FALSE | [9 empty] | 42262 | Not Dimmable | Not Dimmable | NotYetVerified |  | 3 | 2250 | 100 | 22.5 |  | 0.9 | 4500 | 80
PSUVHX5A | Axis LED Group | Patriot Products | PT-T8OLT4-18W-45K-F | Linear Replacement Lamp | Four-Foot | 2-lamp External Driver Lamp-Style Retrofit Kits (UL Type C) | Standard | FALSE | [9 empty] | 42262 | Dimmable | Continuous Above 10 | NotYetVerified | PT-T8OLT4-18W-USA-45K-F | 3 | 1850 | 114.2 | 16.2 | 16.72 | 0.9 | 4500 | 80
P9C52E33 | Axis LED Group | Patriot Products | PT-T8ILT4-18W-45K-F | Linear Replacement Lamp | Four-Foot | Internal Driver Lamp-Style Retrofit Kits (UL Type B) | Standard | FALSE | [9 empty] | 42262 | Dimmable | Continuous Above 10 | NotYetVerified | PT-T8ILT4-18W-USA-45K-F | 3 | 2150 | 130 | 16 |  | 0.95 | 4500 | 70
P8MNAEM8 | Axis LED Group | Patriot Products | PT-T8ILT4-18W-45K-C | Linear Replacement Lamp | Four-Foot | Internal Driver Lamp-Style Retrofit Kits (UL Type B) | Standard | FALSE | [9 empty] | 42262 | Dimmable | Continuous Above 10 | NotYetVerified | PT-T8ILT4-18W-USA-45K-C | 3 | 2150 | 130 | 16 |  | 0.95 | 4500 | 70
P24M5WRU | Axis LED Group | Patriot Products | PT-T8OLT4-18W-45K-C | Linear Replacement Lamp | Four-Foot | 2-lamp External Driver Lamp-Style Retrofit Kits (UL Type C) | Standard | FALSE | [9 empty] | 42262 | Dimmable | Continuous Above 10 | NotYetVerified |  | 3 | 1900 | 100 | 19 |  | 0.95 | 4500 | 70
PJUP7KE9 | Axis LED Group | Patriot Products | PT-T8ILT4-22W-40K-F | Linear Replacement Lamp | Four-Foot | Internal Driver Lamp-Style Retrofit Kits (UL Type B) | Standard | FALSE | [9 empty] | 42262 | Not Yet Verified | Not Yet Verified | NotYetVerified |  | 3 | 2150 | 97.8 | 22 |  | 0.9896 | 4000 | 83.9
P7CAZKVR | Axis LED Group | Patriot Products | PT-T8ILT4-22W-40K-C | Linear Replacement Lamp | Four-Foot | Internal Driver Lamp-Style Retrofit Kits (UL Type B) | Standard | FALSE | [9 empty] | 42262 | Not Yet Verified | Not Yet Verified | NotYetVerified |  | 3 | 2150 | 97.8 | 22 |  | 0.9896 | 4000 | 83.9
PE5T8BCW | Axis LED Group | Patriot Products | PT-T8ILT4-18W-40K-C-BC | Linear Replacement Lamp | Four-Foot | Dual Mode Internal Driver (UL Type A and Type B) | Standard | FALSE | [9 empty] | 42262 | Not Yet Verified | Not Yet Verified | NotYetVerified |  | 3 | 2212 | 105.8 | 20.9 | 7.68 | 0.9928 | 4000 | 82.4
P5CEJ4GD | Axis LED Group | Patriot Products | PT-T8ILT4-15W-40K-C-BC | Linear Replacement Lamp | Four-Foot | Dual Mode Internal Driver (UL Type A and Type B) | Standard | FALSE | [9 empty] | 42262 | Not Yet Verified | Not Yet Verified | NotYetVerified | PT-T8ILT4-15W-USA-40K-C-BC | 3 | 1929 | 109 | 17.7 | 8.75 | 0.9936 | 4000 | 81.6
P3VW73YR | Axis LED Group | Patriot Products | PT-T8ILT4-15W-40K-F-BC | Linear Replacement Lamp | Four-Foot | Dual Mode Internal Driver (UL Type A and Type B) | Standard | FALSE | [9 empty] | 42262 | Not Yet Verified | Not Yet Verified | NotYetVerified | PT-T8ILT4-15W-USA-40K-F-BC | 3 | 1929 | 109 | 17.7 | 8.75 | 0.9936 | 4000 | 81.6
P6TREXUC | Axis LED Group | Patriot Products | PT-T8ILT4-15W-40K-F | Linear Replacement Lamp | Four-Foot | Internal Driver Lamp-Style Retrofit Kits (UL Type B) | Standard | FALSE | [9 empty] | 42262 | Not Yet Verified | Not Yet Verified | NotYetVerified | PT-T8ILT4-15W-USA-40K-F | 3 | 1850 | 130 | 14 |  | 0.9 | 4000 | 70
P4UY54P5 | Axis LED Group | Patriot Products | PT-T8ILT4-15W-40K-C | Linear Replacement Lamp | Four-Foot | Internal Driver Lamp-Style Retrofit Kits (UL Type B) | Standard | FALSE | [9 empty] | 42262 | Not Yet Verified | Not Yet Verified | NotYetVerified | PT-T8ILT4-15W-USA-40K-C | 3 | 1850 | 130 | 14 |  | 0.9 | 4000 | 70
PDEAVXSS | Axis LED Group | Patriot Products | PT-T8ILT4-16W-40K-F-PP | Linear Replacement Lamp | Four-Foot | Replacement Lamps (plug and play) (UL Type A) | Standard | FALSE | [9 empty] | 42262 | Not Dimmable | Not Dimmable | NotYetVerified | PT-T8ILT4-16W-USA-40K-F-PP | 3 | 2072 | 121.31 | 17.08 | 20 | 0.9 | 4000 | 81.8
PS78MJKG | Axis LED Group | Patriot Products | PT-T8ILT4-14W-40K-F-PP | Linear Replacement Lamp | Four-Foot | Replacement Lamps (plug and play) (UL Type A) | Standard | FALSE | [9 empty] | 42262 | Not Dimmable | Not Dimmable | NotYetVerified | PT-T8ILT4-14W-USA-40K-F-PP | 3 | 1949 | 121.58 | 16.03 | 20 | 0.9 | 4000 | 81.8
PCY5VFMS | Axis LED Group | Patriot Products | PT-T8ILT4-12W-40K-F-PP | Linear Replacement Lamp | Four-Foot | Replacement Lamps (plug and play) (UL Type A) | Standard | FALSE | [9 empty] | 42262 | Not Dimmable | Not Dimmable | NotYetVerified | PT-T8ILT4-12W-USA-40K-F-PP | 3 | 1715 | 120.86 | 14.19 | 20 | 0.9 | 4000 | 81.8
PP4N2MUP | Axis LED Group | Patriot Products | PT-T8OLT4-15W-40K-C | Linear Replacement Lamp | Four-Foot | 2-lamp External Driver Lamp-Style Retrofit Kits (UL Type C) | Standard | FALSE | [9 empty] | 42262 | Not Dimmable | Not Dimmable | NotYetVerified | PT-T8OLT4-15W-USA-40K-C | 3 | 1817.2 | 116.84 | 15.52 | 14.992 | 0.9 | 4000 | 80.28
PU6MXRVU | Axis LED Group | Patriot Products | PT-T8OLT4-15W-40K-F | Linear Replacement Lamp | Four-Foot | 2-lamp External Driver Lamp-Style Retrofit Kits (UL Type C) | Standard | FALSE | [9 empty] | 42262 | Not Dimmable | Not Dimmable | NotYetVerified | PT-T8OLT4-15W-USA-40K-F | 3 | 1850 | 114.2 | 16.2 | 16.72 | 0.9 | 4000 | 80
P9DP6V23 | Axis LED Group | Patriot Products | PT-T8OLT4-22W-40K-C | Linear Replacement Lamp | Four-Foot | 2-lamp External Driver Lamp-Style Retrofit Kits (UL Type C) | Standard | FALSE | [9 empty] | 42262 | Not Dimmable | Not Dimmable | NotYetVerified |  | 3 | 2210 | 105.2 | 21 | 13 | 0.9 | 4000 | 80
P8CVU1SK | Axis LED Group | Patriot Products | PT-T8OLT4-22W-40K-F | Linear Replacement Lamp | Four-Foot | 2-lamp External Driver Lamp-Style Retrofit Kits (UL Type C) | Standard | FALSE | [9 empty] | 42262 | Not Dimmable | Not Dimmable | NotYetVerified |  | 3 | 2210 | 105.2 | 21 | 13 | 0.9 | 4000 | 80
PQNJHD84 | Axis LED Group | Patriot Products | PT-T8ILT4-20W-40K-C-BC | Linear Replacement Lamp | Four-Foot | Dual Mode Internal Driver (UL Type A and Type B) | Standard | FALSE | [9 empty] | 42262 | Not Dimmable | Not Dimmable | NotYetVerified |  | 3 | 2327 | 104 | 22.5 |  | 0.9 | 4000 | 80
PV1Z81QT | Axis LED Group | Patriot Products | PT-T8ILT4-20W-40K-F-BC | Linear Replacement Lamp | Four-Foot | Dual Mode Internal Driver (UL Type A and Type B) | Standard | FALSE | [9 empty] | 42262 | Not Dimmable | Not Dimmable | NotYetVerified | PT-T8ILT4-20W-USA-40K-F-BC | 3 | 2250 | 100 | 22.5 |  | 0.9 | 4000 | 80
P1QYDXMF | Axis LED Group | Patriot Products | PT-T8OLT4-18W-40K-F | Linear Replacement Lamp | Four-Foot | 2-lamp External Driver Lamp-Style Retrofit Kits (UL Type C) | Standard | FALSE | [9 empty] | 42262 | Dimmable | Continuous Above 10 | NotYetVerified | PT-T8OLT4-18W-USA-40K-F | 3 | 1850 | 114.2 | 16.2 | 16.72 | 0.9 | 4000 | 80
PZXUHY43 | Axis LED Group | Patriot Products | PT-T8ILT4-18W-40K-C | Linear Replacement Lamp | Four-Foot | Internal Driver Lamp-Style Retrofit Kits (UL Type B) | Standard | FALSE | [9 empty] | 42262 | Dimmable | Continuous Above 10 | NotYetVerified | PT-T8ILT4-18W-USA-40K-C | 3 | 2150 | 130 | 16 |  | 0.95 | 4000 | 70
PEQGVPS7 | Axis LED Group | Patriot Products | PT-T8ILT4-18W-40K-F | Linear Replacement Lamp | Four-Foot | Internal Driver Lamp-Style Retrofit Kits (UL Type B) | Standard | FALSE | [9 empty] | 42262 | Dimmable | Continuous Above 10 | NotYetVerified | PT-T8ILT4-18W-USA-40K-F | 3 | 2150 | 130 | 16 |  | 0.95 | 4000 | 70
PEW14DRY | Axis LED Group | Patriot Products | PT-T8OLT4-18W-40K-C | Linear Replacement Lamp | Four-Foot | 2-lamp External Driver Lamp-Style Retrofit Kits (UL Type C) | Standard | FALSE | [9 empty] | 42262 | Dimmable | Continuous Above 10 | NotYetVerified |  | 3 | 1900 | 100 | 19 |  | 0.95 | 4000 | 70
P82MZBVA | Axis LED Group | Patriot Products | PT-T8ILT4-22W-35K-F | Linear Replacement Lamp | Four-Foot | Internal Driver Lamp-Style Retrofit Kits (UL Type B) | Standard | FALSE | [9 empty] | 42262 | Not Yet Verified | Not Yet Verified | NotYetVerified |  | 3 | 2150 | 97.8 | 22 |  | 0.9896 | 3500 | 83.9
P1XTY5B2 | Axis LED Group | Patriot Products | PT-T8ILT4-22W-35K-C | Linear Replacement Lamp | Four-Foot | Internal Driver Lamp-Style Retrofit Kits (UL Type B) | Standard | FALSE | [9 empty] | 42262 | Not Yet Verified | Not Yet Verified | NotYetVerified |  | 3 | 2150 | 97.8 | 22 |  | 0.9896 | 3500 | 83.9
PG9TF297 | Axis LED Group | Patriot Products | PT-T8ILT4-18W-35K-F-BC | Linear Replacement Lamp | Four-Foot | Dual Mode Internal Driver (UL Type A and Type B) | Standard | FALSE | [9 empty] | 42262 | Not Yet Verified | Not Yet Verified | NotYetVerified |  | 3 | 2212 | 105.8 | 20.9 | 7.68 | 0.9928 | 3500 | 82.4
P3HS44PV | Axis LED Group | Patriot Products | PT-T8ILT4-18W-35K-C-BC | Linear Replacement Lamp | Four-Foot | Dual Mode Internal Driver (UL Type A and Type B) | Standard | FALSE | [9 empty] | 42262 | Not Yet Verified | Not Yet Verified | NotYetVerified |  | 3 | 2212 | 105.8 | 20.9 | 7.68 | 0.9928 | 3500 | 82.4
PRJCVKB8 | Axis LED Group | Patriot Products | PT-T8ILT4-15W-35K-F-BC | Linear Replacement Lamp | Four-Foot | Dual Mode Internal Driver (UL Type A and Type B) | Standard | FALSE | [9 empty] | 42262 | Not Yet Verified | Not Yet Verified | NotYetVerified | PT-T8ILT4-15W-USA-35K-F-BC | 3 | 1929 | 109 | 17.7 | 8.75 | 0.9936 | 3500 | 81.6
PNH4FTT7 | Axis LED Group | Patriot Products | PT-T8ILT4-15W-35K-C-BC | Linear Replacement Lamp | Four-Foot | Dual Mode Internal Driver (UL Type A and Type B) | Standard | FALSE | [9 empty] | 42262 | Not Yet Verified | Not Yet Verified | NotYetVerified | PT-T8ILT4-15W-USA-35K-C-BC | 3 | 1929 | 109 | 17.7 | 8.75 | 0.9936 | 3500 | 81.6
PKYAXW2M | Axis LED Group | Patriot Products | PT-T8ILT4-15W-35K-C | Linear Replacement Lamp | Four-Foot | Internal Driver Lamp-Style Retrofit Kits (UL Type B) | Standard | FALSE | [9 empty] | 42262 | Not Yet Verified | Not Yet Verified | NotYetVerified | PT-T8ILT4-15W-USA-35K-C | 3 | 1750 | 130 | 14 |  | 0.9 | 3500 | 70
PDY2RCQY | Axis LED Group | Patriot Products | PT-T8ILT4-15W-35K-F | Linear Replacement Lamp | Four-Foot | Internal Driver Lamp-Style Retrofit Kits (UL Type B) | Standard | FALSE | [9 empty] | 42262 | Not Yet Verified | Not Yet Verified | NotYetVerified | PT-T8ILT4-15W-USA-35K-F | 3 | 1750 | 130 | 14 |  | 0.9 | 3500 | 70
PN1JWR36 | Axis LED Group | Patriot Products | PT-T8ILT4-16W-35K-F-PP | Linear Replacement Lamp | Four-Foot | Replacement Lamps (plug and play) (UL Type A) | Standard | FALSE | [9 empty] | 42262 | Not Dimmable | Not Dimmable | NotYetVerified | PT-T8ILT4-16W-USA-35K-F-PP | 3 | 2072 | 121.31 | 17.08 | 20 | 0.9 | 3500 | 81.8
P2C99GB5 | Axis LED Group | Patriot Products | PT-T8ILT4-14W-35K-F-PP | Linear Replacement Lamp | Four-Foot | Replacement Lamps (plug and play) (UL Type A) | Standard | FALSE | [9 empty] | 42262 | Not Dimmable | Not Dimmable | NotYetVerified | PT-T8ILT4-14W-USA-35K-F-PP | 3 | 1949 | 121.58 | 16.03 | 20 | 0.9 | 3500 | 81.8
P8H1PYZN | Axis LED Group | Patriot Products | PT-T8ILT4-12W-35K-F-PP | Linear Replacement Lamp | Four-Foot | Replacement Lamps (plug and play) (UL Type A) | Standard | FALSE | [9 empty] | 42262 | Not Dimmable | Not Dimmable | NotYetVerified | PT-T8ILT4-12W-USA-35K-F-PP | 3 | 1715 | 120.86 | 14.19 | 20 | 0.9 | 3500 | 81.8
PJGB771S | Axis LED Group | Patriot Products | PT-T8OLT4-15W-35K-C | Linear Replacement Lamp | Four-Foot | 2-lamp External Driver Lamp-Style Retrofit Kits (UL Type C) | Standard | FALSE | [9 empty] | 42262 | Not Dimmable | Not Dimmable | NotYetVerified | PT-T8OLT4-15W-USA-35K-C | 3 | 1825.6 | 116.26 | 15.68 | 15.28 | 0.9 | 3500 | 80.38
PZK21ASN | Axis LED Group | Patriot Products | PT-T8OLT4-15W-35K-F | Linear Replacement Lamp | Four-Foot | 2-lamp External Driver Lamp-Style Retrofit Kits (UL Type C) | Standard | FALSE | [9 empty] | 42262 | Not Dimmable | Not Dimmable | NotYetVerified | PT-T8OLT4-15W-USA-35K-F | 3 | 1850 | 114.2 | 16.2 | 16.72 | 0.9 | 3500 | 80
PJFEQYUV | Axis LED Group | Patriot Products | PT-T8OLT4-22W-35K-F | Linear Replacement Lamp | Four-Foot | 2-lamp External Driver Lamp-Style Retrofit Kits (UL Type C) | Standard | FALSE | [9 empty] | 42262 | Not Dimmable | Not Dimmable | NotYetVerified |  | 3 | 2210 | 105.2 | 21 | 13 | 0.9 | 3500 | 80
PE9ZV5CB | Axis LED Group | Patriot Products | PT-T8OLT4-22W-35K-C | Linear Replacement Lamp | Four-Foot | 2-lamp External Driver Lamp-Style Retrofit Kits (UL Type C) | Standard | FALSE | [9 empty] | 42262 | Not Dimmable | Not Dimmable | NotYetVerified |  | 3 | 2210 | 105.2 | 21 | 13 | 0.9 | 3500 | 80
PDZUXZ31 | Axis LED Group | Patriot Products | PT-T8ILT4-20W-35K-C-BC | Linear Replacement Lamp | Four-Foot | Dual Mode Internal Driver (UL Type A and Type B) | Standard | FALSE | [9 empty] | 42262 | Not Dimmable | Not Dimmable | NotYetVerified |  | 3 | 2327 | 104 | 22.5 |  | 0.9 | 3500 | 80
PEP3AM4A | Axis LED Group | Patriot Products | PT-T8ILT4-20W-35K-F-BC | Linear Replacement Lamp | Four-Foot | Dual Mode Internal Driver (UL Type A and Type B) | Standard | FALSE | [9 empty] | 42262 | Not Dimmable | Not Dimmable | NotYetVerified |  | 3 | 2250 | 100 | 22.5 |  | 0.9 | 3500 | 80
PK17HPFJ | Axis LED Group | Patriot Products | PT-T8OLT4-18W-35K-F | Linear Replacement Lamp | Four-Foot | 2-lamp External Driver Lamp-Style Retrofit Kits (UL Type C) | Standard | FALSE | [9 empty] | 42262 | Dimmable | Continuous Above 10 | NotYetVerified | PT-T8OLT4-18W-USA-35K-F | 3 | 1850 | 114.2 | 16.2 | 16.72 | 0.9 | 3500 | 80
PRDDKYPX | Axis LED Group | Patriot Products | PT-T8OLT4-18W-35K-C | Linear Replacement Lamp | Four-Foot | 2-lamp External Driver Lamp-Style Retrofit Kits (UL Type C) | Standard | FALSE | [9 empty] | 42262 | Dimmable | Continuous Above 10 | NotYetVerified |  | 3 | 1900 | 100 | 19 |  | 0.95 | 3500 | 70
PBEVRVX7 | Axis LED Group | Patriot Products | PT-T8ILT4-18W-35K-C | Linear Replacement Lamp | Four-Foot | Internal Driver Lamp-Style Retrofit Kits (UL Type B) | Standard | FALSE | [9 empty] | 42262 | Dimmable | Continuous Above 10 | NotYetVerified | PT-T8ILT4-18W-USA-35K-C | 3 | 1900 | 125 | 16 |  | 0.95 | 3500 | 70
P5A96SG1 | Axis LED Group | Patriot Products | PT-T8ILT4-18W-35K-F | Linear Replacement Lamp | Four-Foot | Internal Driver Lamp-Style Retrofit Kits (UL Type B) | Standard | FALSE | [9 empty] | 42262 | Dimmable | Continuous Above 10 | NotYetVerified | PT-T8ILT4-18W-USA-35K-F | 3 | 1900 | 125 | 16 |  | 0.95 | 3500 | 70
PFVS8GHX | Axis LED Group | Patriot Products | PT-T8ILT4-22W-30K-C | Linear Replacement Lamp | Four-Foot | Internal Driver Lamp-Style Retrofit Kits (UL Type B) | Standard | FALSE | [9 empty] | 42262 | Not Yet Verified | Not Yet Verified | NotYetVerified |  | 3 | 2150 | 97.8 | 22 |  | 0.9896 | 3000 | 83.9
P6322XG8 | Axis LED Group | Patriot Products | PT-T8ILT4-18W-30K-F-BC | Linear Replacement Lamp | Four-Foot | Dual Mode Internal Driver (UL Type A and Type B) | Standard | FALSE | [9 empty] | 42262 | Not Yet Verified | Not Yet Verified | NotYetVerified |  | 3 | 2212 | 105.8 | 20.9 | 7.68 | 0.9928 | 3000 | 82.4
P3TY2FF9 | Axis LED Group | Patriot Products | PT-T8ILT4-18W-30K-C-BC | Linear Replacement Lamp | Four-Foot | Dual Mode Internal Driver (UL Type A and Type B) | Standard | FALSE | [9 empty] | 42262 | Not Yet Verified | Not Yet Verified | NotYetVerified |  | 3 | 2212 | 105.8 | 20.9 | 7.68 | 0.9928 | 3000 | 82.4
PV4THADY | Axis LED Group | Patriot Products | PT-T8ILT4-15W-30K-F-BC | Linear Replacement Lamp | Four-Foot | Dual Mode Internal Driver (UL Type A and Type B) | Standard | FALSE | [9 empty] | 42262 | Not Yet Verified | Not Yet Verified | NotYetVerified | PT-T8ILT4-15W-USA-30K-F-BC | 3 | 1929 | 109 | 17.7 | 8.75 | 0.9936 | 3000 | 81.6
PHK22ABB | Axis LED Group | Patriot Products | PT-T8ILT4-15W-30K-C-BC | Linear Replacement Lamp | Four-Foot | Dual Mode Internal Driver (UL Type A and Type B) | Standard | FALSE | [9 empty] | 42262 | Not Yet Verified | Not Yet Verified | NotYetVerified | PT-T8ILT4-15W-USA-30K-C-BC | 3 | 1929 | 109 | 17.7 | 8.75 | 0.9936 | 3000 | 81.6
P63KF6NF | Axis LED Group | Patriot Products | PT-T8ILT4-15W-30K-C | Linear Replacement Lamp | Four-Foot | Internal Driver Lamp-Style Retrofit Kits (UL Type B) | Standard | FALSE | [9 empty] | 42262 | Not Yet Verified | Not Yet Verified | NotYetVerified | PT-T8ILT4-15W-USA-30K-C | 3 | 1750 | 130 | 14 |  | 0.9 | 3000 | 70
PMZKSF84 | Axis LED Group | Patriot Products | PT-T8OLT4-22W-30K-C | Linear Replacement Lamp | Four-Foot | 2-lamp External Driver Lamp-Style Retrofit Kits (UL Type C) | Standard | FALSE | [9 empty] | 42262 | Not Dimmable | Not Dimmable | NotYetVerified |  | 3 | 2211 | 105.3 | 21 | 12.27 | 0.9887 | 3000 | 81.8
PA3P6STJ | Axis LED Group | Patriot Products | PT-T8OLT4-15W-30K-C | Linear Replacement Lamp | Four-Foot | 2-lamp External Driver Lamp-Style Retrofit Kits (UL Type C) | Standard | FALSE | [9 empty] | 42262 | Not Dimmable | Not Dimmable | NotYetVerified | PT-T8OLT4-15W-USA-30K-C | 3 | 1834 | 115.68 | 15.84 | 15.568 | 0.9 | 3000 | 80.48
PYQFACSU | Axis LED Group | Patriot Products | PT-T8ILT4-18W-30K-C | Linear Replacement Lamp | Four-Foot | Internal Driver Lamp-Style Retrofit Kits (UL Type B) | Standard | FALSE | [9 empty] | 42262 | Dimmable | Continuous Above 10 | NotYetVerified | PT-T8ILT4-18W-USA-30K-C | 3 | 1900 | 130 | 16 |  | 0.95 | 3000 | 70
PKUR6U8D | Axis LED Group | Patriot Products | PT-T8OLT4-18W-30K-C | Linear Replacement Lamp | Four-Foot | 2-lamp External Driver Lamp-Style Retrofit Kits (UL Type C) | Standard | FALSE | [9 empty] | 42262 | Dimmable | Continuous Above 10 | NotYetVerified |  | 3 | 1900 | 100 | 19 |  | 0.95 | 3000 | 70
PK5F2XQD | Axis LED Group | Patriot Products | PT-T8ILT4-18W-27K-C-BC | Linear Replacement Lamp | Four-Foot | Dual Mode Internal Driver (UL Type A and Type B) | Standard | FALSE | [9 empty] | 42262 | Not Yet Verified | Not Yet Verified | NotYetVerified |  | 3 | 2212 | 105.8 | 20.9 | 7.68 | 0.9928 | 2700 | 82.4
P1RYCBTY | Axis LED Group | Patriot Products | PT-T8ILT4-15W-27K-C-BC | Linear Replacement Lamp | Four-Foot | Dual Mode Internal Driver (UL Type A and Type B) | Standard | FALSE | [9 empty] | 42262 | Not Yet Verified | Not Yet Verified | NotYetVerified | PT-T8ILT4-15W-USA-27K-C-BC | 3 | 1929 | 109 | 17.7 | 8.75 | 0.9936 | 2700 | 81.6
PXXMR166 | Ampco Lighting Ltd | Ampco | T8DC-48-UV-15-5-FCZ | Linear Replacement Lamp | Four-Foot | Dual Mode Internal Driver (UL Type A and Type B) | Standard | FALSE | [9 empty] | 42262 | Not Dimmable | Not Dimmable | NotYetVerified |  | 3 | 1901 | 119.71 | 15.88 | 10.9 | 0.9232 | 5000 | 82
PJWZWAA4 | Ampco Lighting Ltd | Ampco | T8DC-48-UV-18-5-FCZ | Linear Replacement Lamp | Four-Foot | Dual Mode Internal Driver (UL Type A and Type B) | Standard | FALSE | [9 empty] | 42262 | Not Dimmable | Not Dimmable | NotYetVerified |  | 3 | 2175 | 115.57 | 18.82 | 10.6 | 0.9356 | 5000 | 82
P4AK16XC | Ampco Lighting Ltd | Ampco | T8DC-48-UV-18-45-FCZ | Linear Replacement Lamp | Four-Foot | Dual Mode Internal Driver (UL Type A and Type B) | Standard | FALSE | [9 empty] | 42262 | Not Dimmable | Not Dimmable | NotYetVerified |  | 3 | 1945 | 110.85 | 17.55 | 12.9 | 0.9028 | 4500 | 83.8
PR7BYJ15 | Ampco Lighting Ltd | Ampco | T8DC-48-UV-15-45-FCZ | Linear Replacement Lamp | Four-Foot | Dual Mode Internal Driver (UL Type A and Type B) | Standard | FALSE | [9 empty] | 42262 | Not Dimmable | Not Dimmable | NotYetVerified |  | 3 | 1820 | 114.34 | 15.91 | 13.6 | 0.9305 | 4500 | 83.6
P6XWRUQT | Ampco Lighting Ltd | Ampco | T8DC-48-UV-18-4-FCZ | Linear Replacement Lamp | Four-Foot | Dual Mode Internal Driver (UL Type A and Type B) | Standard | FALSE | [9 empty] | 42262 | Not Dimmable | Not Dimmable | NotYetVerified |  | 3 | 1945 | 110.85 | 17.55 | 12.9 | 0.9028 | 4000 | 83.8
PM15B51M | Ampco Lighting Ltd | Ampco | T8DC-48-UV-15-4-FCZ | Linear Replacement Lamp | Four-Foot | Dual Mode Internal Driver (UL Type A and Type B) | Standard | FALSE | [9 empty] | 42262 | Not Dimmable | Not Dimmable | NotYetVerified |  | 3 | 1820 | 114.34 | 15.91 | 13.6 | 0.9305 | 4000 | 83.6
P3T4TFC2 | Ampco Lighting Ltd | Ampco | T8DC-48-UV-18-35-FCZ | Linear Replacement Lamp | Four-Foot | Dual Mode Internal Driver (UL Type A and Type B) | Standard | FALSE | [9 empty] | 42262 | Not Dimmable | Not Dimmable | NotYetVerified |  | 3 | 1945 | 110.85 | 17.55 | 12.9 | 0.9028 | 3500 | 83.8
P177FN76 | Ampco Lighting Ltd | Ampco | T8DC-48-UV-15-35-FCZ | Linear Replacement Lamp | Four-Foot | Dual Mode Internal Driver (UL Type A and Type B) | Standard | FALSE | [9 empty] | 42262 | Not Dimmable | Not Dimmable | NotYetVerified |  | 3 | 1820 | 114.34 | 15.91 | 13.6 | 0.9305 | 3500 | 83.6
PRNVJNT7 | Pinnacle Solutions LLC | Pinnacle LED Solutions | PL-T8-1130MM40K15WADE (40F) | Linear Replacement Lamp | Four-Foot | 2-lamp External Driver Lamp-Style Retrofit Kits (UL Type C) | Standard | TRUE | 1892 | 105 | 17.99 | 16.2 | 0.924 | 4116 | 82.8 | 5 | 50000 | 42261 |  |  | No |  | 3 | 2999 | 84.8 | 35.37 | 16.2 | 0.924 | 4116 | 82.8
PPB9C6HJ | Pinnacle Solutions LLC | Pinnacle LED Solutions | PL-T8-4FT50K15WADE (50C) | Linear Replacement Lamp | Four-Foot | 2-lamp External Driver Lamp-Style Retrofit Kits (UL Type C) | Standard | FALSE | [9 empty] | 42261 |  |  | No |  | 3 | 3630 | 102.6 | 35.37 | 16.2 | 0.924 | 5231 | 83.3
PFKV3XEV | Pinnacle Solutions LLC | Pinnacle LED Solutions | PL-T8-1130MM50K15WADE (50C) | Linear Replacement Lamp | Four-Foot | 2-lamp External Driver Lamp-Style Retrofit Kits (UL Type C) | Standard | FALSE | [9 empty] | 42261 |  |  | No |  | 3 | 3629.7 | 102.6 | 35.37 | 16.2 | 0.924 | 5231 | 83.3
PDU1JQRW | Pinnacle Solutions LLC | Pinnacle LED Solutions | PL-T8-4FT40K15WADE (40C) | Linear Replacement Lamp | Four-Foot | 2-lamp External Driver Lamp-Style Retrofit Kits (UL Type C) | Standard | FALSE | [9 empty] | 42261 |  |  | No |  | 3 | 3562 | 100.7 | 35.37 | 16.2 | 0.924 | 4112 | 82.3
P4YUNMRS | Pinnacle Solutions LLC | Pinnacle LED Solutions | PL-T8-1130MM40K15WADE (40C) | Linear Replacement Lamp | Four-Foot | 2-lamp External Driver Lamp-Style Retrofit Kits (UL Type C) | Standard | FALSE | [9 empty] | 42261 |  |  | No |  | 3 | 3562 | 100.7 | 35.37 | 16.2 | 0.924 | 4112 | 82.3
PRQPQ7C9 | Eiko Global LLC | EIKO | LEDP-22T8F/48/30K | Linear Replacement Lamp | Four-Foot | Internal Driver Lamp-Style Retrofit Kits (UL Type B) | Standard | TRUE | 2355 | 105.04 | 22.42 | 10.39 | 0.9187 | 2950 | 83 | 5 | 50000 | 42258 |  |  | NotYetVerified |  | 3 | 2355 | 105.04 | 22.42 | 10.39 | 0.9187 | 3000 | 83
PE62TD3U | Eiko Global LLC | EIKO | LEDP-22T8/48/30K | Linear Replacement Lamp | Four-Foot | Internal Driver Lamp-Style Retrofit Kits (UL Type B) | Standard | TRUE | 2544 | 113.36 | 22.45 | 10.62 | 0.9158 | 2948 | 82.7 | 5 | 50000 | 42258 |  |  | NotYetVerified | Internal Driver | 3 | 2544 | 113.36 | 22.45 | 10.62 | 0.9158 | 3000 | 82.7
P1JXRU4U | Eiko Global LLC | EIKO | LEDP-22T8F/48/50K | Linear Replacement Lamp | Four-Foot | Internal Driver Lamp-Style Retrofit Kits (UL Type B) | Standard | FALSE | [9 empty] | 42258 |  |  | NotYetVerified | Internal Driver | 3 | 2465 | 111.14 | 22.18 | 9.52 | 0.9085 | 5000 | 82.8
P5KZ4BYP | Eiko Global LLC | EIKO | LEDP-22T8/48/50K | Linear Replacement Lamp | Four-Foot | Internal Driver Lamp-Style Retrofit Kits (UL Type B) | Standard | FALSE | [9 empty] | 42258 |  |  | NotYetVerified | Internal Driver | 3 | 2661 | 120.41 | 22.1 | 9.31 | 0.9092 | 5000 | 82.4
PTSWKEJQ | Eiko Global LLC | EIKO | LEDP-22T8F/48/45K | Linear Replacement Lamp | Four-Foot | Internal Driver Lamp-Style Retrofit Kits (UL Type B) | Standard | FALSE | [9 empty] | 42258 |  |  | NotYetVerified |  | 3 | 2355 | 105.04 | 22.42 | 10.39 | 0.9187 | 4500 | 83
P7NJ63XK | Eiko Global LLC | EIKO | LEDP-22T8/48/45K | Linear Replacement Lamp | Four-Foot | Internal Driver Lamp-Style Retrofit Kits (UL Type B) | Standard | FALSE | [9 empty] | 42258 |  |  | NotYetVerified | Internal Driver | 3 | 2544 | 113.36 | 22.45 | 10.62 | 0.9158 | 4500 | 82.7
PSJB92QG | Eiko Global LLC | EIKO | LEDP-22T8F/48/40K | Linear Replacement Lamp | Four-Foot | Internal Driver Lamp-Style Retrofit Kits (UL Type B) | Standard | FALSE | [9 empty] | 42258 |  |  | NotYetVerified |  | 3 | 2355 | 105.04 | 22.42 | 10.39 | 0.9187 | 4000 | 83
P9WRTE17 | Eiko Global LLC | EIKO | LEDP-22T8/48/40K | Linear Replacement Lamp | Four-Foot | Internal Driver Lamp-Style Retrofit Kits (UL Type B) | Standard | FALSE | [9 empty] | 42258 |  |  | NotYetVerified | Internal Driver | 3 | 2544 | 113.36 | 22.45 | 10.62 | 0.9158 | 4000 | 82.7
PS2S33G1 | Eiko Global LLC | EIKO | LEDP-22T8F/48/35K | Linear Replacement Lamp | Four-Foot | Internal Driver Lamp-Style Retrofit Kits (UL Type B) | Standard | FALSE | [9 empty] | 42258 |  |  | NotYetVerified |  | 3 | 2355 | 105.04 | 22.42 | 10.39 | 0.9187 | 3500 | 83
PKA9RSGH | Eiko Global LLC | EIKO | LEDP-22T8/48/35K | Linear Replacement Lamp | Four-Foot | Internal Driver Lamp-Style Retrofit Kits (UL Type B) | Standard | FALSE | [9 empty] | 42258 |  |  | NotYetVerified | Internal Driver | 3 | 2544 | 113.36 | 22.45 | 10.62 | 0.9158 | 3500 | 82.7
PB7S9UUA | Westinghouse Lighting | WESTINGHOUSE | LED 17T8/48/30 Direct Install | Linear Replacement Lamp | Four-Foot | Replacement Lamps (plug and play) (UL Type A) | Standard | TRUE | 2327.8 | 111.75 | 20.83 | 4.41 | 0.986 | 3088 | 85 | 5 | 50000 | 42257 |  |  | NotYetVerified | Internal Driver; operates off fluorescent ballast | 3 | 2300 | 109 | 21 | 20 | 0.9 | 3000 | 82
PJ4KWERV | Lighting & Supplies Inc. dba Sunshine Lighting Co. | Sunlite | T8/LED/4'/17W/IS/DLC/30K SHATTER PROOF | Linear Replacement Lamp | Four-Foot | Replacement Lamps (plug and play) (UL Type A) | Standard | TRUE | 2058.6 | 105.52 | 19.51 | 5.27 | 0.984 | 3101 | 85.5 | 5 | 50000 | 42257 |  |  | No |  | 3 | 2050 | 104 | 19.6 | 20 | 0.9 | 3000 | 83
PRZBFSQX | Lighting & Supplies Inc. dba Sunshine Lighting Co. | Sunlite | T8/LED/4'/12W/IS/DLC/30K SHATTER PROOF | Linear Replacement Lamp | Four-Foot | Replacement Lamps (plug and play) (UL Type A) | Standard | TRUE | 1832.2 | 109.19 | 16.78 | 6.05 | 0.981 | 3085 | 85.6 | 5 | 50000 | 42257 |  |  | No |  | 3 | 1800 | 105 | 17 | 20 | 0.9 | 3000 | 83
PD1TQ9PK | Lighting & Supplies Inc. dba Sunshine Lighting Co. | Sunlite | T8/LED/4'/14W/IS/DLC/30K SHATTER PROOF | Linear Replacement Lamp | Four-Foot | Replacement Lamps (plug and play) (UL Type A) | Standard | TRUE | 1818 | 106.07 | 17.14 | 5.96 | 0.98 | 3086 | 85.5 | 5 | 50000 | 42257 |  |  | No |  | 3 | 1800 | 104 | 17.2 | 20 | 0.9 | 3000 | 83
P3KXPEBS | IKIO LED LIGHTING | IKIO | IKIO-T8-18W1200 BIXX BALLAST COMPATIBLE LED TUBE [2700K Frosted] | Linear Replacement Lamp | Four-Foot | Dual Mode Internal Driver (UL Type A and Type B) | Standard | TRUE | 2231 | 106.7 | 20.9 | 11.36 | 0.967 | 2682 | 81.5 | 5 | 50000 | 42257 |  |  | NotYetVerified | Internal driver; operates off existing fluorescent ballast | 3 | 2212 | 105.8 | 20.9 |  |  | 2700 | 82.4
PNNY11CE | US VAOPTO Inc. | VAOPTO | VO-T8-WW-18F4-C | Linear Replacement Lamp | Four-Foot | Dual Mode Internal Driver (UL Type A and Type B) | Standard | TRUE | 2231 | 106.7 | 20.9 | 11.36 | 0.967 | 2682 | 81.5 | 5 | 50000 | 42257 |  |  | NotYetVerified | Internal driver; operates off existing fluorescent ballast | 3 | 2212 | 105.8 | 20.9 |  |  | 2700 | 82.4
PVW8M6UB | IKIO LED LIGHTING | IKIO | IKIO-T8-18W1200 BIXX BALLAST COMPATIBLE LED TUBE [4000K Frosted] | Linear Replacement Lamp | Four-Foot | Dual Mode Internal Driver (UL Type A and Type B) | Standard | TRUE | 2261 | 105.6 | 21.42 | 11.36 | 0.9667 | 3987 | 81.5 | 5 | 50000 | 42257 |  |  | NotYetVerified | Internal Driver; Operating off the existing ballast | 3 | 2212 | 105.8 | 20.9 |  |  | 4000 | 82.4
P1PSKW5X | US VAOPTO Inc. | VAOPTO | VO-T8-NW-18F4-C | Linear Replacement Lamp | Four-Foot | Dual Mode Internal Driver (UL Type A and Type B) | Standard | TRUE | 2261 | 105.6 | 21.42 | 11.36 | 0.9667 | 3987 | 81.5 | 5 | 50000 | 42257 |  |  | NotYetVerified |  | 3 | 2212 | 105.8 | 20.9 |  |  | 4000 | 82.4
PBEUH2PZ | US VAOPTO Inc. | VAOPTO | VO-T8-WW-15F4-C | Linear Replacement Lamp | Four-Foot | Dual Mode Internal Driver (UL Type A and Type B) | Standard | TRUE | 1929 | 109 | 17.7 | 17.9 | 0.9557 | 2655 | 81.6 | 5 | 50000 | 42257 |  |  | NotYetVerified | Internal driver; operates off existing fluorescent ballast | 3 | 1929 | 109 | 17.7 |  |  | 2700 | 82
P5UA1S5U | ALL-LINE INTERNATIONAL INC. | ALL-LINE | NL-C803T8W-120DF | Linear Replacement Lamp | Four-Foot | Internal Driver Lamp-Style Retrofit Kits (UL Type B) | Standard | TRUE | 1775.51 | 124.16 | 14.3 | 18.16 | 0.943 | 4025 | 81.4 | 5 | 50000 | 42257 |  |  | No |  | 3 | 1775.5 | 124.16 | 14.3 | 12.36 | 0.943 | 4025 | 81.4
PRTANZPK | Westinghouse Lighting | WESTINGHOUSE | LED 18T8/48/30 Ballast Bypass | Linear Replacement Lamp | Four-Foot | Internal Driver Lamp-Style Retrofit Kits (UL Type B) | Standard | TRUE | 2225 | 124.2 | 17.92 | 19.37 | 0.917 | 3080 | 84.1 | 5 | 50000 | 42257 |  |  | No |  | 4 | 2200 | 122 | 18 | 20 | 0.9 | 3000 | 83
P17J1GAB | CNA International Enterprises Inc. | CNA | LED 15W 4FT T8 830 | Linear Replacement Lamp | Four-Foot | Internal Driver Lamp-Style Retrofit Kits (UL Type B) | Standard | TRUE | 1729 | 112.86 | 15.32 | 16.03 | 0.9048 | 3079 | 85.1 | 5 | 50000 | 42257 |  |  | No |  | 3 | 1726 | 112.96 | 15 | 16.03 | 0.9048 | 3000 | 85.1
P3H2ZRB7 | Gielight Co. Ltd | Gielight | GL-UL-g15W | Linear Replacement Lamp | Four-Foot | Replacement Lamps (plug and play) (UL Type A) | Standard | TRUE | 1732 | 114.55 | 15.12 | 15.64 | 0.9024 | 3002 | 80.6 | 5 | 50000 | 42257 |  |  | No |  | 3 | 1732 | 114.55 | 15.12 | 15.64 | 0.9024 | 3000 | 80.6
PK4V9RU5 | Gielight Co. Ltd | Gielight | GL-UL-g18W | Linear Replacement Lamp | Four-Foot | Replacement Lamps (plug and play) (UL Type A) | Standard | TRUE | 1826 | 102.62 | 17.71 | 16.32 | 0.9011 | 3016 | 80.7 | 5 | 50000 | 42257 |  |  | No |  | 3 | 1839 | 102.62 | 17.92 | 16.32 | 0.9011 | 3000 | 80.7
PYJS46KD | IKIO LED LIGHTING | IKIO | IKIO-T8-18W1200 BIXX BALLAST COMPATIBLE LED TUBE [5000K Frosted] | Linear Replacement Lamp | Four-Foot | Dual Mode Internal Driver (UL Type A and Type B) | Standard | FALSE | [9 empty] | 42257 |  |  | NotYetVerified | Internal driver; operates off existing fluorescent ballast | 3 | 2212 | 105.8 | 20.9 | 7.68 | 0.9928 | 5000 | 82.4
PXTVRNC9 | IKIO LED LIGHTING | IKIO | IKIO-T8-18W1200 BIXX BALLAST COMPATIBLE LED TUBE [3000K Frosted] | Linear Replacement Lamp | Four-Foot | Dual Mode Internal Driver (UL Type A and Type B) | Standard | FALSE | [9 empty] | 42257 |  |  | NotYetVerified | Internal driver; operates off existing fluorescent ballast | 3 | 2212 | 105.8 | 20.9 | 7.68 | 0.9928 | 3000 | 82.4
PUSJVHSD | ALL-LINE INTERNATIONAL INC. | ALL-LINE | NL-C803T8W-120S | Linear Replacement Lamp | Four-Foot | Internal Driver Lamp-Style Retrofit Kits (UL Type B) | Standard | FALSE | [9 empty] | 42257 |  |  | No |  | 3 | 2021.9 | 145.15 | 13.93 | 12.28 | 0.944 | 5142 | 82.4
PQERZA2E | ALL-LINE INTERNATIONAL INC. | ALL-LINE | NL-C803T8W-120SF | Linear Replacement Lamp | Four-Foot | Internal Driver Lamp-Style Retrofit Kits (UL Type B) | Standard | FALSE | [9 empty] | 42257 |  |  | No |  | 3 | 1880.4 | 132.98 | 14.14 | 12.76 | 0.941 | 5118 | 83.1
P911MDJQ | ALL-LINE INTERNATIONAL INC. | ALL-LINE | NL-C803T8W-120D | Linear Replacement Lamp | Four-Foot | Internal Driver Lamp-Style Retrofit Kits (UL Type B) | Standard | FALSE | [9 empty] | 42257 |  |  | No |  | 3 | 1933.2 | 135.19 | 14.3 | 13.02 | 0.941 | 4052 | 81.1
PMK6BW3N | Westinghouse Lighting | WESTINGHOUSE | 33672 | Linear Replacement Lamp | Four-Foot | Internal Driver Lamp-Style Retrofit Kits (UL Type B) | Standard | FALSE | [9 empty] | 42257 |  |  | No |  | 4 | 2200 | 122 | 18 | 20 | 0.9 | 5000 | 83
P7211U9K | Westinghouse Lighting | WESTINGHOUSE | 33655 | Linear Replacement Lamp | Four-Foot | Replacement Lamps (plug and play) (UL Type A) | Standard | FALSE | [9 empty] | 42257 |  |  | NotYetVerified | Internal Driver; operates off fluorescent ballast | 3 | 2300 | 109 | 21 | 20 | 0.9 | 5000 | 82
PMJRETBJ | Westinghouse Lighting | WESTINGHOUSE | 33660 | Linear Replacement Lamp | Four-Foot | Internal Driver Lamp-Style Retrofit Kits (UL Type B) | Standard | FALSE | [9 empty] | 42257 |  |  | No |  | 4 | 2200 | 122 | 18 | 20 | 0.9 | 4000 | 83
PHUVKT8Z | Westinghouse Lighting | WESTINGHOUSE | 33653 | Linear Replacement Lamp | Four-Foot | Replacement Lamps (plug and play) (UL Type A) | Standard | FALSE | [9 empty] | 42257 |  |  | NotYetVerified | Internal Driver; operates off fluorescent ballast | 3 | 2300 | 109 | 21 | 20 | 0.9 | 4000 | 82
PUFRA12X | Westinghouse Lighting | WESTINGHOUSE | 33676 | Linear Replacement Lamp | Four-Foot | Internal Driver Lamp-Style Retrofit Kits (UL Type B) | Standard | FALSE | [9 empty] | 42257 |  |  | No |  | 4 | 2200 | 122 | 18 | 20 | 0.9 | 3500 | 83
P3VG57FG | Westinghouse Lighting | WESTINGHOUSE | 33652 | Linear Replacement Lamp | Four-Foot | Replacement Lamps (plug and play) (UL Type A) | Standard | FALSE | [9 empty] | 42257 |  |  | NotYetVerified | Internal Driver; operates off fluorescent ballast | 3 | 2300 | 109 | 21 | 20 | 0.9 | 3500 | 82
PZ6XMM44 | CNA International Enterprises Inc. | CNA | LED 15W 4FT T8 850 | Linear Replacement Lamp | Four-Foot | Internal Driver Lamp-Style Retrofit Kits (UL Type B) | Standard | FALSE | [9 empty] | 42257 |  |  | No |  | 3 | 1813 | 118.42 | 15 | 15.58 | 0.9085 | 5000 | 85.7
PT1VVWM8 | CNA International Enterprises Inc. | CNA | LED 15W 4FT T8 840 | Linear Replacement Lamp | Four-Foot | Internal Driver Lamp-Style Retrofit Kits (UL Type B) | Standard | FALSE | [9 empty] | 42257 |  |  | No |  | 3 | 1726 | 112.96 | 15 | 16.03 | 0.9048 | 4000 | 85.1
PS4VSV1U | CNA International Enterprises Inc. | CNA | LED 15W 4FT T8 835 | Linear Replacement Lamp | Four-Foot | Internal Driver Lamp-Style Retrofit Kits (UL Type B) | Standard | FALSE | [9 empty] | 42257 |  |  | No |  | 3 | 1726 | 112.96 | 15 | 16.03 | 0.9048 | 3500 | 85.1
P424J3PW | US VAOPTO Inc. | VAOPTO | VO-T8-DW-18F4-C | Linear Replacement Lamp | Four-Foot | Dual Mode Internal Driver (UL Type A and Type B) | Standard | FALSE | [9 empty] | 42257 |  |  | NotYetVerified |  | 3 | 2212 | 105.8 | 20.9 | 7.68 | 0.9928 | 5000 | 82.4
PYXJ6N88 | US VAOPTO Inc. | VAOPTO | VO-T8-DW-15F4-C | Linear Replacement Lamp | Four-Foot | Dual Mode Internal Driver (UL Type A and Type B) | Standard | FALSE | [9 empty] | 42257 |  |  | NotYetVerified | Internal driver; operates off existing fluorescent ballast | 3 | 1929 | 109 | 17.7 | 8.75 | 0.9936 | 5000 | 81.6
PD371EA6 | US VAOPTO Inc. | VAOPTO | VO-T8-NW-15F4-C | Linear Replacement Lamp | Four-Foot | Dual Mode Internal Driver (UL Type A and Type B) | Standard | FALSE | [9 empty] | 42257 |  |  | NotYetVerified | Internal driver; operates off existing fluorescent ballast | 3 | 1929 | 109 | 17.7 | 8.75 | 0.9936 | 4000 | 81.6
PJENTJKA | Lighting & Supplies Inc. dba Sunshine Lighting Co. | Sunlite | T8/LED/4'/17W/IS/DLC/50K SHATTER PROOF | Linear Replacement Lamp | Four-Foot | Replacement Lamps (plug and play) (UL Type A) | Standard | FALSE | [9 empty] | 42257 |  |  | No |  | 3 | 2050 | 104 | 19.6 | 20 | 0.9 | 5000 | 83
PF45K3Y2 | Lighting & Supplies Inc. dba Sunshine Lighting Co. | Sunlite | T8/LED/4'/12W/IS/DLC/50K SHATTER PROOF | Linear Replacement Lamp | Four-Foot | Replacement Lamps (plug and play) (UL Type A) | Standard | FALSE | [9 empty] | 42257 |  |  | No |  | 3 | 1800 | 105 | 17 | 20 | 0.9 | 5000 | 83
P4VECP26 | Lighting & Supplies Inc. dba Sunshine Lighting Co. | Sunlite | T8/LED/4'/14W/IS/DLC/50K SHATTER PROOF | Linear Replacement Lamp | Four-Foot | Replacement Lamps (plug and play) (UL Type A) | Standard | FALSE | [9 empty] | 42257 |  |  | No |  | 3 | 1800 | 104 | 17.2 | 20 | 0.9 | 5000 | 83
PUHPKQBM | Lighting & Supplies Inc. dba Sunshine Lighting Co. | Sunlite | T8/LED/4'/17W/IS/DLC/45K SHATTER PROOF | Linear Replacement Lamp | Four-Foot | Replacement Lamps (plug and play) (UL Type A) | Standard | FALSE | [9 empty] | 42257 |  |  | No |  | 3 | 2050 | 104 | 19.6 | 20 | 0.9 | 4500 | 83
PFGJAZ9J | Lighting & Supplies Inc. dba Sunshine Lighting Co. | Sunlite | T8/LED/4'/14W/IS/DLC/45K SHATTER PROOF | Linear Replacement Lamp | Four-Foot | Replacement Lamps (plug and play) (UL Type A) | Standard | FALSE | [9 empty] | 42257 |  |  | No |  | 3 | 1800 | 104 | 17.2 | 20 | 0.9 | 4500 | 83
P1U57S1Y | Lighting & Supplies Inc. dba Sunshine Lighting Co. | Sunlite | T8/LED/4'/12W/IS/DLC/45K SHATTER PROOF | Linear Replacement Lamp | Four-Foot | Replacement Lamps (plug and play) (UL Type A) | Standard | FALSE | [9 empty] | 42257 |  |  | No |  | 3 | 1800 | 105 | 17 | 20 | 0.9 | 4500 | 83
P7FTWRC7 | Lighting & Supplies Inc. dba Sunshine Lighting Co. | Sunlite | T8/LED/4'/17W/IS/DLC/40K SHATTER PROOF | Linear Replacement Lamp | Four-Foot | Replacement Lamps (plug and play) (UL Type A) | Standard | FALSE | [9 empty] | 42257 |  |  | No |  | 3 | 2050 | 104 | 19.6 | 20 | 0.9 | 4000 | 83
PK7Z2FHZ | Lighting & Supplies Inc. dba Sunshine Lighting Co. | Sunlite | T8/LED/4'/14W/IS/DLC/40K SHATTER PROOF | Linear Replacement Lamp | Four-Foot | Replacement Lamps (plug and play) (UL Type A) | Standard | FALSE | [9 empty] | 42257 |  |  | No |  | 3 | 1800 | 104 | 17.2 | 20 | 0.9 | 4000 | 83
P99MZWT2 | Lighting & Supplies Inc. dba Sunshine Lighting Co. | Sunlite | T8/LED/4'/12W/IS/DLC/40K SHATTER PROOF | Linear Replacement Lamp | Four-Foot | Replacement Lamps (plug and play) (UL Type A) | Standard | FALSE | [9 empty] | 42257 |  |  | No |  | 3 | 1800 | 105 | 17 | 20 | 0.9 | 4000 | 83
PZVSUZS6 | Lighting & Supplies Inc. dba Sunshine Lighting Co. | Sunlite | T8/LED/4'/17W/IS/DLC/35K SHATTER PROOF | Linear Replacement Lamp | Four-Foot | Replacement Lamps (plug and play) (UL Type A) | Standard | FALSE | [9 empty] | 42257 |  |  | No |  | 3 | 2050 | 104 | 19.6 | 20 | 0.9 | 3500 | 83
PQYRQ5CU | Lighting & Supplies Inc. dba Sunshine Lighting Co. | Sunlite | T8/LED/4'/12W/IS/DLC/35K SHATTER PROOF | Linear Replacement Lamp | Four-Foot | Replacement Lamps (plug and play) (UL Type A) | Standard | FALSE | [9 empty] | 42257 |  |  | No |  | 3 | 1800 | 105 | 17 | 20 | 0.9 | 3500 | 83
PF4KR7AF | Lighting & Supplies Inc. dba Sunshine Lighting Co. | Sunlite | T8/LED/4'/14W/IS/DLC/35K SHATTER PROOF | Linear Replacement Lamp | Four-Foot | Replacement Lamps (plug and play) (UL Type A) | Standard | FALSE | [9 empty] | 42257 |  |  | No |  | 3 | 1800 | 104 | 17.2 | 20 | 0.9 | 3500 | 83
PF8JGM3R | Gielight Co. Ltd | Gielight | GL-UL-g15P | Linear Replacement Lamp | Four-Foot | Replacement Lamps (plug and play) (UL Type A) | Standard | FALSE | [9 empty] | 42257 |  |  | No |  | 3 | 1813 | 118.34 | 15.32 | 15.24 | 0.9066 | 5000 | 80.3
PEN9EBQH | Gielight Co. Ltd | Gielight | GL-UL-g18P | Linear Replacement Lamp | Four-Foot | Replacement Lamps (plug and play) (UL Type A) | Standard | FALSE | [9 empty] | 42257 |  |  | No |  | 3 | 1943 | 107.17 | 18.13 | 16.24 | 0.9014 | 5000 | 80
PN711B1C | Gielight Co. Ltd | Gielight | GL-UL-g18N | Linear Replacement Lamp | Four-Foot | Replacement Lamps (plug and play) (UL Type A) | Standard | FALSE | [9 empty] | 42257 |  |  | No |  | 3 | 1890 | 103.39 | 18.28 | 13.95 | 0.9087 | 4000 | 81.8
PNURMG8J | Gielight Co. Ltd | Gielight | GL-UL-g15N | Linear Replacement Lamp | Four-Foot | Replacement Lamps (plug and play) (UL Type A) | Standard | FALSE | [9 empty] | 42257 |  |  | No |  | 3 | 1766 | 116.34 | 15.18 | 12.6 | 0.9123 | 4000 | 81.8
PBSH2YU7 | ANKOO LIGHTING TECHNOLOGY COMPANY LIMITED | ANKOO | AK-UL-22WBN(3000K) | Linear Replacement Lamp | Four-Foot | Internal Driver Lamp-Style Retrofit Kits (UL Type B) | Standard | TRUE | 2523.26 | 114.75 | 21.99 | 14.8 | 0.975 | 2936 | 82.3 | 5 | 50000 | 42256 |  |  | No |  | 3
PQ9KXEBM | ANKOO LIGHTING TECHNOLOGY COMPANY LIMITED | ANKOO | AK-UL-20WBN(3000K) | Linear Replacement Lamp | Four-Foot | Internal Driver Lamp-Style Retrofit Kits (UL Type B) | Standard | TRUE | 2299.62 | 114.3 | 20.12 | 14.7 | 0.973 | 2945 | 82.4 | 5 | 50000 | 42256 |  |  | No |  | 3
P6EUSRUB | CH Lighting Co.Ltd. | CH | CH1156HO-32W-830-3 | Linear Replacement Lamp | Four-Foot | Replacement Lamps (plug and play) (UL Type A) | Standard | TRUE | 3216.94 | 100.639 | 31.965 | 10.36 | 0.9412 | 2982 | 81.5 | 5 | 50000 | 42256 |  |  | No |  | 3 | 3200 | 100 | 32 | 10.36 | 0.94 | 3000 | 82
PEENK1FT | ANKOO LIGHTING TECHNOLOGY COMPANY LIMITED | ANKOO | AK-UL-12WBNH(3000K) | Linear Replacement Lamp | Four-Foot | Internal Driver Lamp-Style Retrofit Kits (UL Type B) | Standard | TRUE | 1670.6 | 144.64 | 11.55 | 18.2 | 0.938 | 2988 | 82.6 | 5 | 50000 | 42256 |  |  | No |  | 3
PEN5P2WR | Shenzhen Collesun Lighting Co. Ltd. | collesun | T8E2-123020NV3-16AN | Linear Replacement Lamp | Four-Foot | Internal Driver Lamp-Style Retrofit Kits (UL Type B) | Standard | TRUE | 1970 | 124.13 | 15.87 | 22 | 0.93 | 3074 | 83.1 | 5 | 50000 | 42256 |  |  | No |  | 3 | 1970 | 124.13 | 15.87 | 22 | 0.93 | 3074 | 83.1
PH28TM6Z | Shenzhen Collesun Lighting Co. Ltd. | collesun | T8A2-123020NV3-16AN | Linear Replacement Lamp | Four-Foot | Internal Driver Lamp-Style Retrofit Kits (UL Type B) | Standard | TRUE | 1903.1 | 120.15 | 15.84 | 21.8 | 0.929 | 3022 | 82.5 | 5 | 50000 | 42256 |  |  | No |  | 3 | 1903.1 | 120.15 | 15.84 | 21.8 | 0.929 | 3022 | 82.5
PD89WJ79 | Shenzhen Collesun Lighting Co. Ltd. | collesun | T8F-123020NV3-16AN | Linear Replacement Lamp | Four-Foot | Internal Driver Lamp-Style Retrofit Kits (UL Type B) | Standard | TRUE | 1880 | 120.75 | 15.57 | 22.3 | 0.926 | 3024 | 82.8 | 5 | 50000 | 42256 |  |  | No |  | 3 | 1880 | 120.75 | 15.57 | 22.3 | 0.926 | 3024 | 82.8
PEB3MDQH | Titan LED Inc. | Titan LED | 17D-4-16-40K | Linear Replacement Lamp | Four-Foot | 2-lamp External Driver Lamp-Style Retrofit Kits (UL Type C) | Standard | TRUE | 1729 | 104 | 16.59 | 10.2 | 0.912 | 4009 | 84.1 | 5 | 77800 | 42256 |  |  | No |  | 3 | 3042 | 90.806 | 33.5 | 10.2 | 0.912 | 4000 | 84.1
P895QWV5 | Dauer Manufacturing | DAUER LED | LED-4T8-DW-18W-3000K | Linear Replacement Lamp | Four-Foot | Internal Driver Lamp-Style Retrofit Kits (UL Type B) | Standard | TRUE | 1928 | 109.42 | 17.62 | 19.29 | 0.9106 | 2909 | 81.9 | 5 | 100000 | 42256 |  |  | NotYetVerified | Internal Driver | 3 | 1950 | 111.42 | 17.5 | 19.29 | 0.9106 | 3000 | 81.9
P8A2M4NT | Dauer Manufacturing | DAUER LED | LED-4T8-PARADIGM-15W-3000K | Linear Replacement Lamp | Four-Foot | Replacement Lamps (plug and play) (UL Type A) | Standard | TRUE | 1716 | 115.71 | 14.83 | 17.62 | 0.909 | 2936 | 81.7 | 5 | 50000 | 42256 |  |  | No |  | 3 | 1716 | 115.71 | 14.83 | 17.62 | 0.9088 | 3000 | 81.7
P7M6UWPE | CH Lighting Co.Ltd. | CH | CH1152A-48-15W 830-1 | Linear Replacement Lamp | Four-Foot | Internal Driver Lamp-Style Retrofit Kits (UL Type B) | Standard | TRUE | 2010.465 | 131.37 | 15.331 | 14.01 | 0.9087 | 3048 | 82.1 | 5 | 50000 | 42256 |  |  | No |  | 3 | 1810 | 112 | 15 | 14.01 | 0.9 | 3000 | 81
PMYMJMEN | Dauer Manufacturing | DAUER LED | LED-4T8-DW-22W-3000K | Linear Replacement Lamp | Four-Foot | Internal Driver Lamp-Style Retrofit Kits (UL Type B) | Standard | TRUE | 2298 | 109.22 | 21.04 | 17.91 | 0.9082 | 2925 | 82 | 5 | 100000 | 42256 |  |  | NotYetVerified | Internal Driver | 3 | 2314 | 110.74 | 20.89 | 17.91 | 0.9082 | 3000 | 82
PKSBJWSQ | Shenzhen Collesun Lighting Co. Ltd. | collesun | WT8E-123020NV3-16AN | Linear Replacement Lamp | Four-Foot | Internal Driver Lamp-Style Retrofit Kits (UL Type B) | Standard | TRUE | 1994.4 | 127.68 | 15.62 | 20.8 | 0.908 | 3042 | 83.2 | 5 | 50000 | 42256 |  |  | No |  | 3 | 1994.4 | 127.68 | 15.62 | 20.8 | 0.908 | 3042 | 83.2
P842AX68 | Dauer Manufacturing | DAUER LED | LED-4T8-PARADIGM-22W-3000K | Linear Replacement Lamp | Four-Foot | Replacement Lamps (plug and play) (UL Type A) | Standard | TRUE | 2441 | 109.27 | 22.34 | 13.79 | 0.907 | 2928 | 81.4 | 5 | 50000 | 42256 |  |  | No |  | 3 | 2441 | 109.27 | 22.34 | 13.79 | 0.9072 | 3000 | 81.4
P4MCMRNP | SIX SEASONS INDUSTRIAL CO LTD | SIX SEASONS | T8-04-C(3000K) | Linear Replacement Lamp | Four-Foot | Dual Mode Internal Driver (UL Type A and Type B) | Standard | TRUE | 2401 | 121.32 | 19.79 | 15.96 | 0.9044 | 2960 | 81.9 | 5 | 50000 | 42256 |  |  | NotYetVerified |  | 3 | 2401 | 121.32 | 19.79 | 15.96 | 0.9044 | 2960 | 81.9
P64CUP15 | Dauer Manufacturing | DAUER LED | LED-4T8-PARADIGM-18W-3000K | Linear Replacement Lamp | Four-Foot | Replacement Lamps (plug and play) (UL Type A) | Standard | TRUE | 1996 | 109.97 | 18.15 | 15.34 | 0.902 | 2951 | 81.5 | 5 | 50000 | 42256 |  |  | No |  | 3 | 1996 | 109.97 | 18.15 | 15.34 | 0.9024 | 3000 | 81.5
PZZ9E1AR | Pinnacle Solutions LLC | Pinnacle | PL-T8-4FT40K12WANI (40C) | Linear Replacement Lamp | Four-Foot | Internal Driver Lamp-Style Retrofit Kits (UL Type B) | Standard | TRUE | 1762 | 140 | 12.63 | 8.01 | 0.888 | 4106 | 82.1 | 5 | 50000 | 42256 |  |  | No |  | 3 | 1762 | 139.5 | 12.63 | 5.14 | 0.888 | 5072 | 83.2
PZSXE4KQ | SIX SEASONS INDUSTRIAL CO LTD | SIX SEASONS | T8-04-C(5000K) | Linear Replacement Lamp | Four-Foot | Dual Mode Internal Driver (UL Type A and Type B) | Standard | FALSE | [9 empty] | 42256 |  |  | NotYetVerified |  | 3 | 2684 | 138.71 | 19.35 | 15.71 | 0.9085 | 5000 | 83.2
P2ZP1ZCX | SIX SEASONS INDUSTRIAL CO LTD | SIX SEASONS | T8-04-C(4500K) | Linear Replacement Lamp | Four-Foot | Dual Mode Internal Driver (UL Type A and Type B) | Standard | FALSE | [9 empty] | 42256 |  |  | NotYetVerified |  | 3 | 2403 | 123.74 | 19.42 | 15.96 | 0.9044 | 4500 | 81.9
P4YEDKKX | SIX SEASONS INDUSTRIAL CO LTD | SIX SEASONS | T8-04-C(4000K) | Linear Replacement Lamp | Four-Foot | Dual Mode Internal Driver (UL Type A and Type B) | Standard | FALSE | [9 empty] | 42256 |  |  | NotYetVerified |  | 3 | 2403 | 123.74 | 19.42 | 15.96 | 0.9044 | 4000 | 81.9
PGCTE5DE | SIX SEASONS INDUSTRIAL CO LTD | SIX SEASONS | T8-04-C(3500K) | Linear Replacement Lamp | Four-Foot | Dual Mode Internal Driver (UL Type A and Type B) | Standard | FALSE | [9 empty] | 42256 |  |  | NotYetVerified |  | 3 | 2403 | 123.74 | 19.42 | 15.96 | 0.9044 | 3500 | 81.9
PMZ7DGDW | Shenzhen Collesun Lighting Co. Ltd. | collesun | T8E2-125020NV3-16AN | Linear Replacement Lamp | Four-Foot | Internal Driver Lamp-Style Retrofit Kits (UL Type B) | Standard | FALSE | [9 empty] | 42256 |  |  | No |  | 3 | 2000 | 120 | 16 | 22.4 | 0.929 | 5000 | 80
P84SCPNF | Shenzhen Collesun Lighting Co. Ltd. | collesun | T8A2-125020NV3-16AN | Linear Replacement Lamp | Four-Foot | Internal Driver Lamp-Style Retrofit Kits (UL Type B) | Standard | FALSE | [9 empty] | 42256 |  |  | No |  | 3 | 2000 | 120 | 16 | 22.4 | 0.929 | 5000 | 80
PNM5BVRW | Shenzhen Collesun Lighting Co. Ltd. | collesun | T8F-125020NV3-16AN | Linear Replacement Lamp | Four-Foot | Internal Driver Lamp-Style Retrofit Kits (UL Type B) | Standard | FALSE | [9 empty] | 42256 |  |  | No |  | 3 | 2000 | 120 | 16 | 22.3 | 0.926 | 5000 | 80
PRJ98ZE2 | Shenzhen Collesun Lighting Co. Ltd. | collesun | WT8E-125020NV3-16AN | Linear Replacement Lamp | Four-Foot | Internal Driver Lamp-Style Retrofit Kits (UL Type B) | Standard | FALSE | [9 empty] | 42256 |  |  | No |  | 3 | 2000 | 120 | 16 | 21.7 | 0.908 | 5000 | 80
PFXWX8DC | Shenzhen Collesun Lighting Co. Ltd. | collesun | T8A2-124520NV3-16AN | Linear Replacement Lamp | Four-Foot | Internal Driver Lamp-Style Retrofit Kits (UL Type B) | Standard | FALSE | [9 empty] | 42256 |  |  | No |  | 3 | 2000 | 120 | 16 | 22.4 | 0.929 | 4500 | 80
PFKCP44N | Shenzhen Collesun Lighting Co. Ltd. | collesun | T8E2-124520NV3-16AN | Linear Replacement Lamp | Four-Foot | Internal Driver Lamp-Style Retrofit Kits (UL Type B) | Standard | FALSE | [9 empty] | 42256 |  |  | No |  | 3 | 2000 | 120 | 16 | 22.4 | 0.929 | 4500 | 80
PB2A73CG | Shenzhen Collesun Lighting Co. Ltd. | collesun | T8F-124520NV3-16AN | Linear Replacement Lamp | Four-Foot | Internal Driver Lamp-Style Retrofit Kits (UL Type B) | Standard | FALSE | [9 empty] | 42256 |  |  | No |  | 3 | 2000 | 120 | 16 | 22.3 | 0.926 | 4500 | 80
PYZK92JH | Shenzhen Collesun Lighting Co. Ltd. | collesun | WT8E-124520NV3-16AN | Linear Replacement Lamp | Four-Foot | Internal Driver Lamp-Style Retrofit Kits (UL Type B) | Standard | FALSE | [9 empty] | 42256 |  |  | No |  | 3 | 2000 | 120 | 16 | 21.7 | 0.908 | 4500 | 80
PZWX1JVY | Shenzhen Collesun Lighting Co. Ltd. | collesun | T8E2-124020NV3-16AN | Linear Replacement Lamp | Four-Foot | Internal Driver Lamp-Style Retrofit Kits (UL Type B) | Standard | FALSE | [9 empty] | 42256 |  |  | No |  | 3 | 2000 | 120 | 16 | 22.4 | 0.929 | 4000 | 80
P3GQAEE8 | Shenzhen Collesun Lighting Co. Ltd. | collesun | T8A2-124020NV3-16AN | Linear Replacement Lamp | Four-Foot | Internal Driver Lamp-Style Retrofit Kits (UL Type B) | Standard | FALSE | [9 empty] | 42256 |  |  | No |  | 3 | 2000 | 120 | 16 | 22.4 | 0.929 | 4000 | 80
P6DPAWP8 | Shenzhen Collesun Lighting Co. Ltd. | collesun | T8F-124020NV3-16AN | Linear Replacement Lamp | Four-Foot | Internal Driver Lamp-Style Retrofit Kits (UL Type B) | Standard | FALSE | [9 empty] | 42256 |  |  | No |  | 3 | 2000 | 120 | 16 | 22.3 | 0.926 | 4000 | 80
PF9YR429 | Shenzhen Collesun Lighting Co. Ltd. | collesun | WT8E-124020NV3-16AN | Linear Replacement Lamp | Four-Foot | Internal Driver Lamp-Style Retrofit Kits (UL Type B) | Standard | FALSE | [9 empty] | 42256 |  |  | No |  | 3 | 2000 | 120 | 16 | 21.7 | 0.908 | 4000 | 80
PUCJ9HZB | Shenzhen Collesun Lighting Co. Ltd. | collesun | T8E2-123520NV3-16AN | Linear Replacement Lamp | Four-Foot | Internal Driver Lamp-Style Retrofit Kits (UL Type B) | Standard | FALSE | [9 empty] | 42256 |  |  | No |  | 3 | 2000 | 120 | 16 | 22.4 | 0.929 | 3500 | 80
PPNVNNW6 | Shenzhen Collesun Lighting Co. Ltd. | collesun | T8A2-123520NV3-16AN | Linear Replacement Lamp | Four-Foot | Internal Driver Lamp-Style Retrofit Kits (UL Type B) | Standard | FALSE | [9 empty] | 42256 |  |  | No |  | 3 | 2000 | 120 | 16 | 22.4 | 0.929 | 3500 | 80
PNAVMVG5 | Shenzhen Collesun Lighting Co. Ltd. | collesun | T8F-123520NV3-16AN | Linear Replacement Lamp | Four-Foot | Internal Driver Lamp-Style Retrofit Kits (UL Type B) | Standard | FALSE | [9 empty] | 42256 |  |  | No |  | 3 | 2000 | 120 | 16 | 22.3 | 0.926 | 3500 | 80
PWUCV1XB | Shenzhen Collesun Lighting Co. Ltd. | collesun | WT8E-123520NV3-16AN | Linear Replacement Lamp | Four-Foot | Internal Driver Lamp-Style Retrofit Kits (UL Type B) | Standard | FALSE | [9 empty] | 42256 |  |  | No |  | 3 | 2000 | 120 | 16 | 21.7 | 0.908 | 3500 | 80
PAPKYU1Z | CH Lighting Co.Ltd. | CH | CH1156HO-32W-850-3 | Linear Replacement Lamp | Four-Foot | Replacement Lamps (plug and play) (UL Type A) | Standard | FALSE | [9 empty] | 42256 |  |  | No |  | 3 | 3400 | 100 | 32 | 10.36 | 0.94 | 5000 | 82
PN66M152 | CH Lighting Co.Ltd. | CH | CH1152A-48-15W 850-1 | Linear Replacement Lamp | Four-Foot | Internal Driver Lamp-Style Retrofit Kits (UL Type B) | Standard | FALSE | [9 empty] | 42256 |  |  | No |  | 3 | 1900 | 112 | 15 | 14.01 | 0.9 | 5000 | 81
PFFWK6P4 | CH Lighting Co.Ltd. | CH | CH1156HO-32W-845-3 | Linear Replacement Lamp | Four-Foot | Replacement Lamps (plug and play) (UL Type A) | Standard | FALSE | [9 empty] | 42256 |  |  | No |  | 3 | 3350 | 100 | 32 | 10.36 | 0.94 | 4500 | 82
PQF18KT1 | CH Lighting Co.Ltd. | CH | CH1152A-48-15W 845-1 | Linear Replacement Lamp | Four-Foot | Internal Driver Lamp-Style Retrofit Kits (UL Type B) | Standard | FALSE | [9 empty] | 42256 |  |  | No |  | 3 | 1810 | 112 | 15 | 14.01 | 0.9 | 4500 | 81
PUGPAPKS | CH Lighting Co.Ltd. | CH | CH1156HO-32W-840-3 | Linear Replacement Lamp | Four-Foot | Replacement Lamps (plug and play) (UL Type A) | Standard | FALSE | [9 empty] | 42256 |  |  | No |  | 3 | 3300 | 100 | 32 | 10.36 | 0.94 | 4000 | 82
PW6HP4JY | CH Lighting Co.Ltd. | CH | CH1152A-48-15W 840-1 | Linear Replacement Lamp | Four-Foot | Internal Driver Lamp-Style Retrofit Kits (UL Type B) | Standard | FALSE | [9 empty] | 42256 |  |  | No |  | 3 | 1810 | 112 | 15 | 14.01 | 0.9 | 4000 | 81
PQU3EYC9 | CH Lighting Co.Ltd. | CH | CH1156HO-32W-835-3 | Linear Replacement Lamp | Four-Foot | Replacement Lamps (plug and play) (UL Type A) | Standard | FALSE | [9 empty] | 42256 |  |  | No |  | 3 | 3250 | 100 | 32 | 10.36 | 0.94 | 3500 | 82
PF7KWPQT | CH Lighting Co.Ltd. | CH | CH1152A-48-15W 835-1 | Linear Replacement Lamp | Four-Foot | Internal Driver Lamp-Style Retrofit Kits (UL Type B) | Standard | FALSE | [9 empty] | 42256 |  |  | No |  | 3 | 1810 | 112 | 15 | 14.01 | 0.9 | 3500 | 81
P1C4NEHK | Titan LED Inc. | Titan LED | 17D-4-16-50K | Linear Replacement Lamp | Four-Foot | 2-lamp External Driver Lamp-Style Retrofit Kits (UL Type C) | Standard | FALSE | [9 empty] | 42256 |  |  | No |  | 3 | 3376.62 | 100.7946 | 33.5 | 10.2 | 0.912 | 5000 | 84.1
PSWPY9QZ | Pinnacle Solutions LLC | Pinnacle | PL-T8-4FT50K12WANI (50C) | Linear Replacement Lamp | Four-Foot | Internal Driver Lamp-Style Retrofit Kits (UL Type B) | Standard | FALSE | [9 empty] | 42256 |  |  | No |  | 3 | 1730.7 | 137.9 | 12.55 | 5.14 | 0.888 | 5072 | 83.2
P7Q59KRP | Dauer Manufacturing | DAUER LED | LED-4T8-PARADIGM-15W-5000K | Linear Replacement Lamp | Four-Foot | Replacement Lamps (plug and play) (UL Type A) | Standard | FALSE | [9 empty] | 42256 |  |  | No |  | 3 | 1853 | 122.96 | 15.07 | 17.88 | 0.9047 | 5000 | 83.8
PTFP9SZK | Dauer Manufacturing | DAUER LED | LED-4T8-PARADIGM-18W-5000K | Linear Replacement Lamp | Four-Foot | Replacement Lamps (plug and play) (UL Type A) | Standard | FALSE | [9 empty] | 42256 |  |  | No |  | 3 | 2093 | 116.21 | 18.01 | 15.87 | 0.9073 | 5000 | 83.7
PFY3QXYS | Dauer Manufacturing | DAUER LED | LED-4T8-PARADIGM-22W-5000K | Linear Replacement Lamp | Four-Foot | Replacement Lamps (plug and play) (UL Type A) | Standard | FALSE | [9 empty] | 42256 |  |  | No |  | 3 | 2636 | 116.59 | 22.61 | 13.56 | 0.9036 | 5000 | 83.5
P5R71K2C | Dauer Manufacturing | DAUER LED | LED-4T8-DW-18W-5000K | Linear Replacement Lamp | Four-Foot | Internal Driver Lamp-Style Retrofit Kits (UL Type B) | Standard | FALSE | [9 empty] | 42256 |  |  | NotYetVerified | Internal Driver | 3 | 2026 | 114.14 | 17.75 | 19.72 | 0.9165 | 5000 | 81.9
PNCHXMCA | Dauer Manufacturing | DAUER LED | LED-4T8-DW-22W-5000K | Linear Replacement Lamp | Four-Foot | Internal Driver Lamp-Style Retrofit Kits (UL Type B) | Standard | FALSE | [9 empty] | 42256 |  |  | NotYetVerified | Internal Driver | 3 | 2471 | 115.61 | 21.37 | 19.36 | 0.9104 | 5000 | 81.7
P76VPUE7 | Dauer Manufacturing | DAUER LED | LED-4T8-DW-22W-4500K | Linear Replacement Lamp | Four-Foot | Internal Driver Lamp-Style Retrofit Kits (UL Type B) | Standard | FALSE | [9 empty] | 42256 |  |  | NotYetVerified | Internal Driver | 3 | 2314 | 110.74 | 20.89 | 17.91 | 0.9082 | 4500 | 82
PTB95GB1 | Dauer Manufacturing | DAUER LED | LED-4T8-DW-18W-4500K | Linear Replacement Lamp | Four-Foot | Internal Driver Lamp-Style Retrofit Kits (UL Type B) | Standard | FALSE | [9 empty] | 42256 |  |  | NotYetVerified | Internal Driver | 3 | 1950 | 111.42 | 17.5 | 19.29 | 0.9106 | 4500 | 81.9
PM6CJNWQ | Dauer Manufacturing | DAUER LED | LED-4T8-DW-22W-4000K | Linear Replacement Lamp | Four-Foot | Internal Driver Lamp-Style Retrofit Kits (UL Type B) | Standard | FALSE | [9 empty] | 42256 |  |  | NotYetVerified | Internal Driver | 3 | 2314 | 110.74 | 20.89 | 17.91 | 0.9082 | 4000 | 82
PNJY32RV | Dauer Manufacturing | DAUER LED | LED-4T8-DW-18W-4000K | Linear Replacement Lamp | Four-Foot | Internal Driver Lamp-Style Retrofit Kits (UL Type B) | Standard | FALSE | [9 empty] | 42256 |  |  | NotYetVerified | Internal Driver | 3 | 1950 | 111.42 | 17.5 | 19.29 | 0.9106 | 4000 | 81.9
PWFBJCVQ | Dauer Manufacturing | DAUER LED | LED-4T8-PARADIGM-15W-4000K | Linear Replacement Lamp | Four-Foot | Replacement Lamps (plug and play) (UL Type A) | Standard | FALSE | [9 empty] | 42256 |  |  | No |  | 3 | 1716 | 115.71 | 14.83 | 17.62 | 0.9088 | 4000 | 81.7
PDQGT7NE | Dauer Manufacturing | DAUER LED | LED-4T8-PARADIGM-18W-4000K | Linear Replacement Lamp | Four-Foot | Replacement Lamps (plug and play) (UL Type A) | Standard | FALSE | [9 empty] | 42256 |  |  | No |  | 3 | 1996 | 109.97 | 18.15 | 15.34 | 0.9024 | 4000 | 81.5
PDJ431BB | Dauer Manufacturing | DAUER LED | LED-4T8-PARADIGM-22W-4000K | Linear Replacement Lamp | Four-Foot | Replacement Lamps (plug and play) (UL Type A) | Standard | FALSE | [9 empty] | 42256 |  |  | No |  | 3 | 2441 | 109.27 | 22.34 | 13.79 | 0.9072 | 4000 | 81.4
PU1HQ9GE | Dauer Manufacturing | DAUER LED | LED-4T8-DW-22W-3500K | Linear Replacement Lamp | Four-Foot | Internal Driver Lamp-Style Retrofit Kits (UL Type B) | Standard | FALSE | [9 empty] | 42256 |  |  | NotYetVerified | Internal Driver | 3 | 2314 | 110.74 | 20.89 | 17.91 | 0.9082 | 3500 | 82
P34987DE | Dauer Manufacturing | DAUER LED | LED-4T8-DW-18W-3500K | Linear Replacement Lamp | Four-Foot | Internal Driver Lamp-Style Retrofit Kits (UL Type B) | Standard | FALSE | [9 empty] | 42256 |  |  | NotYetVerified | Internal Driver | 3 | 1950 | 111.42 | 17.5 | 19.29 | 0.9106 | 3500 | 81.9
PQ95WGAM | ANKOO LIGHTING TECHNOLOGY COMPANY LIMITED | ANKOO | AK-UL-22WBN(5000K) | Linear Replacement Lamp | Four-Foot | Internal Driver Lamp-Style Retrofit Kits (UL Type B) | Standard | FALSE | [9 empty] | 42256 | Not Dimmable | Not Dimmable | No |  | 3 | 2400 | 109.09 | 22 | 20 | 0.98 | 5000 | 80
P8NMHXUV | ANKOO LIGHTING TECHNOLOGY COMPANY LIMITED | ANKOO | AK-UL-20WBN(5000K) | Linear Replacement Lamp | Four-Foot | Internal Driver Lamp-Style Retrofit Kits (UL Type B) | Standard | FALSE | [9 empty] | 42256 | Not Dimmable | Not Dimmable | No |  | 3 | 2300 | 115 | 20 | 20 | 0.98 | 5000 | 80
PFN3TZFT | ANKOO LIGHTING TECHNOLOGY COMPANY LIMITED | ANKOO | AK-UL-12WBNH(5000K) | Linear Replacement Lamp | Four-Foot | Internal Driver Lamp-Style Retrofit Kits (UL Type B) | Standard | FALSE | [9 empty] | 42256 | Not Dimmable | Not Dimmable | No |  | 3 | 1800 | 150 | 12 | 20 | 0.98 | 5000 | 80
PKF17CCF | ANKOO LIGHTING TECHNOLOGY COMPANY LIMITED | ANKOO | AK-UL-22WBN(4500K) | Linear Replacement Lamp | Four-Foot | Internal Driver Lamp-Style Retrofit Kits (UL Type B) | Standard | FALSE | [9 empty] | 42256 | Not Dimmable | Not Dimmable | No |  | 3 | 2400 | 109.09 | 22 | 20 | 0.98 | 4500 | 80
PXT1KQ43 | ANKOO LIGHTING TECHNOLOGY COMPANY LIMITED | ANKOO | AK-UL-20WBN(4500K) | Linear Replacement Lamp | Four-Foot | Internal Driver Lamp-Style Retrofit Kits (UL Type B) | Standard | FALSE | [9 empty] | 42256 | Not Dimmable | Not Dimmable | No |  | 3 | 2300 | 115 | 20 | 20 | 0.98 | 4500 | 80
PMT4VR1Y | ANKOO LIGHTING TECHNOLOGY COMPANY LIMITED | ANKOO | AK-UL-12WBNH(4500K) | Linear Replacement Lamp | Four-Foot | Internal Driver Lamp-Style Retrofit Kits (UL Type B) | Standard | FALSE | [9 empty] | 42256 | Not Dimmable | Not Dimmable | No |  | 3 | 1800 | 150 | 12 | 20 | 0.98 | 4500 | 80
PXVMWPKU | ANKOO LIGHTING TECHNOLOGY COMPANY LIMITED | ANKOO | AK-UL-22WBN(4000K) | Linear Replacement Lamp | Four-Foot | Internal Driver Lamp-Style Retrofit Kits (UL Type B) | Standard | FALSE | [9 empty] | 42256 | Not Dimmable | Not Dimmable | No |  | 3 | 2400 | 109.09 | 22 | 20 | 0.98 | 4000 | 80
PE5SSXV3 | ANKOO LIGHTING TECHNOLOGY COMPANY LIMITED | ANKOO | AK-UL-20WBN(4000K) | Linear Replacement Lamp | Four-Foot | Internal Driver Lamp-Style Retrofit Kits (UL Type B) | Standard | FALSE | [9 empty] | 42256 | Not Dimmable | Not Dimmable | No |  | 3 | 2300 | 115 | 20 | 20 | 0.98 | 4000 | 80
P959EZP2 | ANKOO LIGHTING TECHNOLOGY COMPANY LIMITED | ANKOO | AK-UL-12WBNH(4000K) | Linear Replacement Lamp | Four-Foot | Internal Driver Lamp-Style Retrofit Kits (UL Type B) | Standard | FALSE | [9 empty] | 42256 | Not Dimmable | Not Dimmable | No |  | 3 | 1800 | 150 | 12 | 20 | 0.98 | 4000 | 80
PCEHQZ1T | ANKOO LIGHTING TECHNOLOGY COMPANY LIMITED | ANKOO | AK-UL-22WBN(3500K) | Linear Replacement Lamp | Four-Foot | Internal Driver Lamp-Style Retrofit Kits (UL Type B) | Standard | FALSE | [9 empty] | 42256 | Not Dimmable | Not Dimmable | No |  | 3 | 2350 | 106.82 | 22 | 20 | 0.98 | 3500 | 80
P5VDFJDQ | ANKOO LIGHTING TECHNOLOGY COMPANY LIMITED | ANKOO | AK-UL-20WBN(3500K) | Linear Replacement Lamp | Four-Foot | Internal Driver Lamp-Style Retrofit Kits (UL Type B) | Standard | FALSE | [9 empty] | 42256 | Not Dimmable | Not Dimmable | No |  | 3 | 2200 | 110 | 20 | 20 | 0.98 | 3500 | 80
P8MF473C | ANKOO LIGHTING TECHNOLOGY COMPANY LIMITED | ANKOO | AK-UL-12WBNH(3500K) | Linear Replacement Lamp | Four-Foot | Internal Driver Lamp-Style Retrofit Kits (UL Type B) | Standard | FALSE | [9 empty] | 42256 | Not Dimmable | Not Dimmable | No |  | 3 | 1750 | 145.83 | 12 | 20 | 0.98 | 3500 | 80
PDE8PPBT | Conglom Inc | Luminus | CUT014T2 | Linear Replacement Lamp | Four-Foot | Replacement Lamps (plug and play) (UL Type A) | Standard | TRUE | 2248.1 | 117.39 | 19.15 | 19.4 | 0.9958 | 4046 | 83.9 | 5 | 50000 | 42255 |  |  | No |  | 3 | 2200 | 117.39 | 19 | 19.4 | 0.9958 | 4000 | 80
PBMT2FVF | Conglom Inc | Luminus | CUT014T2 | Linear Replacement Lamp | Four-Foot | Replacement Lamps (plug and play) (UL Type A) | Standard | TRUE | 2248.1 | 117.39 | 19.15 | 19.4 | 0.9958 | 4046 | 83.9 | 5 | 50000 | 42255 |  |  | No |  | 3 | 2200 | 117.39 | 19 | 19.4 | 0.9958 | 4000 | 80
P4NXPPV7 | Conglom Inc | Luminus | PLT014T2 | Linear Replacement Lamp | Four-Foot | Replacement Lamps (plug and play) (UL Type A) | Standard | TRUE | 2248.1 | 117.39 | 19.15 | 19.4 | 0.9958 | 4046 | 83.9 | 5 | 50000 | 42255 |  |  | No |  | 3 | 2200 | 117.39 | 19 | 19.4 | 0.9958 | 4000 | 80
P1WW9J7F | Conglom Inc | Luminus | PLT014T2 | Linear Replacement Lamp | Four-Foot | Replacement Lamps (plug and play) (UL Type A) | Standard | TRUE | 2248.1 | 117.39 | 19.15 | 19.4 | 0.9958 | 4046 | 83.9 | 5 | 50000 | 42255 |  |  | No |  | 3 | 2200 | 117.39 | 19 | 19.4 | 0.9958 | 4000 | 80
PGDJBRXZ | Turolight Inc. | Turolight | VIV-T8DFSP/13W/40/F | Linear Replacement Lamp | Four-Foot | Replacement Lamps (plug and play) (UL Type A) | Standard | TRUE | 1895.41 | 101.9 | 18.6 | 6.92 | 0.9561 | 3979 | 81.8 | 5 | 50000 | 42255 |  |  | No |  | 3 | 1650 | 100 | 18 | 6.92 | 0.956 | 4000 | 82
PH963VQB | Shenzhen Topband Co. Ltd. | TOPBAND | TPDF2T8X4NLA-18WSB(40C) | Linear Replacement Lamp | Four-Foot | Replacement Lamps (plug and play) (UL Type A) | Standard | TRUE | 2193 | 124.53 | 17.82 | 9.5 | 0.908 | 4012 | 81.2 | 5 | 50000 | 42255 |  |  | NotYetVerified |  | 3 | 2193 | 124.53 | 17.61 | 9.5 | 0.9081 | 4000 | 81.2
PN94WT55 | Shenzhen Topband Co. Ltd. | TOPBAND | TPDF2T8X4NLA-18WSB(40F) | Linear Replacement Lamp | Four-Foot | Replacement Lamps (plug and play) (UL Type A) | Standard | TRUE | 1979 | 113.09 | 17.5 | 9.8 | 0.902 | 4068 | 81.4 | 5 | 50000 | 42255 |  |  | NotYetVerified |  | 3 | 1979 | 113.09 | 17.5 | 9.8 | 0.9021 | 4000 | 81.4
P3GWJ6HF | Turolight Inc. | Turolight | VIV-T8DFSP/13W/50/F | Linear Replacement Lamp | Four-Foot | Replacement Lamps (plug and play) (UL Type A) | Standard | FALSE | [9 empty] | 42255 |  |  | No |  | 3 | 1750 | 100 | 18 | 6.92 | 0.956 | 5000 | 82
PJMDE464 | Turolight Inc. | Turolight | VIV-T8DFSP/13W/45/F | Linear Replacement Lamp | Four-Foot | Replacement Lamps (plug and play) (UL Type A) | Standard | FALSE | [9 empty] | 42255 |  |  | No |  | 3 | 1700 | 100 | 18 | 6.92 | 0.956 | 4500 | 82
P29A655E | Shenzhen Topband Co. Ltd. | TOPBAND | TPDF2T8X4NLA-18WSB(50C) | Linear Replacement Lamp | Four-Foot | Replacement Lamps (plug and play) (UL Type A) | Standard | FALSE | [9 empty] | 42255 |  |  | NotYetVerified |  | 3 | 2221 | 126.34 | 17.58 | 8.8 | 0.9022 | 5000 | 83.5
P6XA4HD2 | Shenzhen Topband Co. Ltd. | TOPBAND | TPDF2T8X4NLA-18WSB(50F) | Linear Replacement Lamp | Four-Foot | Replacement Lamps (plug and play) (UL Type A) | Standard | FALSE | [9 empty] | 42255 |  |  | NotYetVerified |  | 3 | 2012 | 115.17 | 17.47 | 10.2 | 0.8921 | 5000 | 83.3
P7AJKY44 | Shenzhen Topband Co. Ltd. | TOPBAND | TPDF2T8X4NLA-18WSB(45F) | Linear Replacement Lamp | Four-Foot | Replacement Lamps (plug and play) (UL Type A) | Standard | FALSE | [9 empty] | 42255 |  |  | NotYetVerified |  | 3 | 1979 | 113.09 | 17.5 | 9.8 | 0.9021 | 4500 | 81.4
P5432CZC | Shenzhen Topband Co. Ltd. | TOPBAND | TPDF2T8X4NLA-18WSB(45C) | Linear Replacement Lamp | Four-Foot | Replacement Lamps (plug and play) (UL Type A) | Standard | FALSE | [9 empty] | 42255 |  |  | NotYetVerified |  | 3 | 2193 | 124.53 | 17.61 | 9.5 | 0.9081 | 4500 | 81.2
PJX62U6Y | Up-shine Lighting Co. Limited | Up-shine | UP-T818W1200W(2700K) | Linear Replacement Lamp | Four-Foot | Dual Mode Internal Driver (UL Type A and Type B) | Standard | TRUE | 2113.6 | 110.35 | 19.15 | 10.19 | 0.9878 | 2655 | 83.2 | 5 | 50000 | 42250 |  |  | No | Product Updated on 9/16/2016 | 4 | 1980 | 110 | 18 | 10.19 | 0.9 | 2700 | 80
P4AT4RDB | Keystone Technologies | Keystone | KT-LED12T8-48GC-830-S-CP | Linear Replacement Lamp | Four-Foot | Replacement Lamps (plug and play) (UL Type A) | Standard | TRUE | 1832.2 | 109.19 | 16.78 | 6.05 | 0.981 | 3085 | 85.6 | 5 | 50000 | 42250 |  |  | No |  | 3 | 1800 | 105 | 17 | 20 | 0.9 | 3000 | 83
PXD5PUJW | Torshare Ltd | TORSHARE | T8-18W-120-JHC(Clear Cover)(2700K) | Linear Replacement Lamp | Four-Foot | Replacement Lamps (plug and play) (UL Type A) | Standard | TRUE | 2648 | 120.86 | 21.91 | 15.34 | 0.975 | 2799 | 80.3 | 5 | 50000 | 42250 |  |  | No |  | 3 | 2648 | 120.86 | 21.91 | 15.34 | 0.975 | 2700 | 80.3
PV99VYWZ | Torshare Ltd | TORSHARE | T8-18W-120-JHC(Misty Cover)(2700K) | Linear Replacement Lamp | Four-Foot | Replacement Lamps (plug and play) (UL Type A) | Standard | TRUE | 2523 | 115.26 | 21.89 | 15.72 | 0.963 | 2787 | 81 | 5 | 50000 | 42250 |  |  | No |  | 3 | 2523 | 115.26 | 21.89 | 15.72 | 0.963 | 2700 | 81
P2MKC14K | Espen Technology | Espen | L48T5/835/24P-EB | Linear Replacement Lamp | Four-Foot | Replacement Lamps (plug and play) (UL Type A) | Standard | TRUE | 2925.7 | 97.94 | 29.87 | 11.1 | 0.963 | 3457 | 84.3 | 5 | 50000 | 42250 |  |  | No |  | 3 | 3000 | 100 | 24 | 20 | 0.9 | 3500 | 80
PA66ZM86 | SHENZHEN KAKAWIN ENTERPRISE CO.LTD | RGB HY LED JENCO | YG-T8-120-30K | Linear Replacement Lamp | Four-Foot | Internal Driver Lamp-Style Retrofit Kits (UL Type B) | Standard | TRUE | 1761.658 | 101.889 | 17.29 | 17.52 | 0.889 | 3075 | 83.8 | 5 | 50000 | 42250 |  |  | No |  | 3 | 1761.658 | 101.889 | 17.29 | 17.52 | 0.907 | 3075 | 83.8
PNEVPZ83 | ATG Electronics Corp. | ATG Electronics | HFL-80004-12060F-23 | Linear Replacement Lamp | Four-Foot | 2-lamp External Driver Lamp-Style Retrofit Kits (UL Type C) | Standard | TRUE | 2321.84 | 100.209 | 23.17 | 15.72 | 0.884 | 3995 | 81.6 | 5 | 50000 | 42250 |  |  | NotYetVerified |  | 3 | 2300 | 100 | 23 | 20 | 0.9 | 4000 | 80
PTT1Y1UX | Keystone Technologies | Keystone | KT-LED12T8-48GC-850-S-CP | Linear Replacement Lamp | Four-Foot | Replacement Lamps (plug and play) (UL Type A) | Standard | FALSE | [9 empty] | 42250 |  |  | No |  | 3 | 1800 | 105 | 17 | 20 | 0.9 | 5000 | 83
PTN6VX58 | Keystone Technologies | Keystone | KT-LED12T8-48GC-840-S-CP | Linear Replacement Lamp | Four-Foot | Replacement Lamps (plug and play) (UL Type A) | Standard | FALSE | [9 empty] | 42250 |  |  | No |  | 3 | 1800 | 105 | 17 | 20 | 0.9 | 4000 | 83
P8RCZVX2 | Keystone Technologies | Keystone | KT-LED12T8-48GC-835-S-CP | Linear Replacement Lamp | Four-Foot | Replacement Lamps (plug and play) (UL Type A) | Standard | FALSE | [9 empty] | 42250 |  |  | No |  | 3 | 1800 | 105 | 17 | 20 | 0.9 | 3500 | 83
PHC8FVZ5 | Up-shine Lighting Co. Limited | Up-shine | UP-T818W1200W(5000K) | Linear Replacement Lamp | Four-Foot | Dual Mode Internal Driver (UL Type A and Type B) | Standard | FALSE | [9 empty] | 42250 |  |  | No | Product Updated on 9/16/2016 | 4 | 1980 | 110 | 18 | 10.19 | 0.9 | 5000 | 80
P62CMZAG | Up-shine Lighting Co. Limited | Up-shine | UP-T818W1200W(4000K) | Linear Replacement Lamp | Four-Foot | Dual Mode Internal Driver (UL Type A and Type B) | Standard | FALSE | [9 empty] | 42250 |  |  | No | Product Updated on 9/16/2016 | 4 | 1980 | 110 | 18 | 10.19 | 0.9 | 4000 | 80
P6PXZRM3 | Up-shine Lighting Co. Limited | Up-shine | UP-T818W1200W(3500K) | Linear Replacement Lamp | Four-Foot | Dual Mode Internal Driver (UL Type A and Type B) | Standard | FALSE | [9 empty] | 42250 |  |  | No | Product Updated on 9/16/2016 | 4 | 1980 | 110 | 18 | 10.19 | 0.9 | 3500 | 80
P29HUV7P | Up-shine Lighting Co. Limited | Up-shine | UP-T818W1200W(3000K) | Linear Replacement Lamp | Four-Foot | Dual Mode Internal Driver (UL Type A and Type B) | Standard | FALSE | [9 empty] | 42250 |  |  | No | Product Updated on 9/16/2016 | 4 | 1980 | 110 | 18 | 10.19 | 0.9 | 3000 | 80
PT8QJH38 | Torshare Ltd | TORSHARE | T8-18W-120-JHC(Misty Cover)(5000K) | Linear Replacement Lamp | Four-Foot | Replacement Lamps (plug and play) (UL Type A) | Standard | FALSE | [9 empty] | 42250 |  |  | No |  | 3 | 2715 | 124.43 | 21.82 | 15.84 | 0.964 | 5000 | 81.4
P25UDFGQ | Torshare Ltd | TORSHARE | T8-18W-120-JHC(Clear Cover)(5000K) | Linear Replacement Lamp | Four-Foot | Replacement Lamps (plug and play) (UL Type A) | Standard | FALSE | [9 empty] | 42250 |  |  | No |  | 3 | 2866 | 131.29 | 21.83 | 15.87 | 0.974 | 5000 | 81
PGPQNHGD | Torshare Ltd | TORSHARE | T8-18W-120-JHC(Misty Cover)(4500K) | Linear Replacement Lamp | Four-Foot | Replacement Lamps (plug and play) (UL Type A) | Standard | FALSE | [9 empty] | 42250 |  |  | No |  | 3 | 2523 | 115.26 | 21.89 | 15.72 | 0.963 | 4500 | 81
P5CWZ3BY | Torshare Ltd | TORSHARE | T8-18W-120-JHC(Clear Cover)(4500K) | Linear Replacement Lamp | Four-Foot | Replacement Lamps (plug and play) (UL Type A) | Standard | FALSE | [9 empty] | 42250 |  |  | No |  | 3 | 2648 | 120.86 | 21.91 | 15.34 | 0.975 | 4500 | 80.3
PK518XQ3 | Torshare Ltd | TORSHARE | T8-18W-120-JHC(Misty Cover)(4000K) | Linear Replacement Lamp | Four-Foot | Replacement Lamps (plug and play) (UL Type A) | Standard | FALSE | [9 empty] | 42250 |  |  | No |  | 3 | 2523 | 115.26 | 21.89 | 15.72 | 0.963 | 4000 | 81
P6DDMA9V | Torshare Ltd | TORSHARE | T8-18W-120-JHC(Clear Cover)(4000K) | Linear Replacement Lamp | Four-Foot | Replacement Lamps (plug and play) (UL Type A) | Standard | FALSE | [9 empty] | 42250 |  |  | No |  | 3 | 2648 | 120.86 | 21.91 | 15.34 | 0.975 | 4000 | 80.3
PD4S57VA | Torshare Ltd | TORSHARE | T8-18W-120-JHC(Misty Cover)(3500K) | Linear Replacement Lamp | Four-Foot | Replacement Lamps (plug and play) (UL Type A) | Standard | FALSE | [9 empty] | 42250 |  |  | No |  | 3 | 2523 | 115.26 | 21.89 | 15.72 | 0.963 | 3500 | 81
PDJXAF6V | Torshare Ltd | TORSHARE | T8-18W-120-JHC(Clear Cover)(3500K) | Linear Replacement Lamp | Four-Foot | Replacement Lamps (plug and play) (UL Type A) | Standard | FALSE | [9 empty] | 42250 |  |  | No |  | 3 | 2648 | 120.86 | 21.91 | 15.34 | 0.975 | 3500 | 80.3
P2JUSVHD | Torshare Ltd | TORSHARE | T8-18W-120-JHC(Misty Cover)(3000K) | Linear Replacement Lamp | Four-Foot | Replacement Lamps (plug and play) (UL Type A) | Standard | FALSE | [9 empty] | 42250 |  |  | No |  | 3 | 2523 | 115.26 | 21.89 | 15.72 | 0.963 | 3000 | 81
P2SKV5TJ | Torshare Ltd | TORSHARE | T8-18W-120-JHC(Clear Cover)(3000K) | Linear Replacement Lamp | Four-Foot | Replacement Lamps (plug and play) (UL Type A) | Standard | FALSE | [9 empty] | 42250 |  |  | No |  | 3 | 2648 | 120.86 | 21.91 | 15.34 | 0.975 | 3000 | 80.3
PH8NH6GR | SHENZHEN KAKAWIN ENTERPRISE CO.LTD | RGB HY LED JENCO | YG-T8-120-50K | Linear Replacement Lamp | Four-Foot | Internal Driver Lamp-Style Retrofit Kits (UL Type B) | Standard | FALSE | [9 empty] | 42250 |  |  | No |  | 3 | 1959.27 | 110.01 | 17.81 | 17.38 | 0.906 | 4859 | 84.9
PVZ815HQ | SHENZHEN KAKAWIN ENTERPRISE CO.LTD | RGB HY LED JENCO | YG-T8-120-40K | Linear Replacement Lamp | Four-Foot | Internal Driver Lamp-Style Retrofit Kits (UL Type B) | Standard | FALSE | [9 empty] | 42250 |  |  | No |  | 3 | 1905.61 | 108.52 | 17.56 | 17.44 | 0.906 | 4096 | 84.3
PWRX5NMM | Espen Technology | Espen | L48T5/850/24P-EB | Linear Replacement Lamp | Four-Foot | Replacement Lamps (plug and play) (UL Type A) | Standard | FALSE | [9 empty] | 42250 |  |  | No |  | 3 | 3000 | 100 | 24 | 20 | 0.9 | 5000 | 80
P5YBBMBQ | Espen Technology | Espen | L48T5/840/24P-EB | Linear Replacement Lamp | Four-Foot | Replacement Lamps (plug and play) (UL Type A) | Standard | FALSE | [9 empty] | 42250 |  |  | No |  | 3 | 3000 | 100 | 24 | 20 | 0.9 | 4000 | 80
P5QCUDF7 | ATG Electronics Corp. | ATG Electronics | HFL-80005-12060F-23 | Linear Replacement Lamp | Four-Foot | 2-lamp External Driver Lamp-Style Retrofit Kits (UL Type C) | Standard | FALSE | [9 empty] | 42250 | Not Dimmable | Not Dimmable | NotYetVerified |  | 3 | 2300 | 100 | 23 | 20 | 0.9 | 5000 | 80
PC6HHC4W | Mobern Lighting Co | Mobern Lighting | TLEDM-48T818W827 | Linear Replacement Lamp | Four-Foot | Dual Mode Internal Driver (UL Type A and Type B) | Standard | TRUE | 2231 | 106.7 | 20.9 | 11.36 | 0.967 | 2682 | 81.5 | 5 | 50000 | 42249 |  |  | NotYetVerified | Internal driver; operates off existing fluorescent ballast | 3 | 2212 | 105.8 | 20.9 |  |  | 2700 | 82.4
P8C7WCQA | Mobern Lighting Co | Mobern Lighting | TLEDM-48T818W840 | Linear Replacement Lamp | Four-Foot | Dual Mode Internal Driver (UL Type A and Type B) | Standard | TRUE | 2261 | 105.6 | 21.42 | 11.36 | 0.9667 | 3987 | 81.5 | 5 | 50000 | 42249 |  |  | NotYetVerified |  | 3 | 2212 | 105.8 | 20.9 |  |  | 4000 | 82.4
P5362RJZ | Mobern Lighting Co | Mobern Lighting | TLEDM-48T815W827 | Linear Replacement Lamp | Four-Foot | Dual Mode Internal Driver (UL Type A and Type B) | Standard | TRUE | 1929 | 109 | 17.7 | 17.9 | 0.9557 | 2655 | 81.6 | 5 | 50000 | 42249 |  |  | NotYetVerified | Internal driver; operates off existing fluorescent ballast | 3 | 1929 | 109 | 17.7 |  |  | 2700 | 82
PA89W6YJ | DongGuan Pan American Electronics Co.Ltd | PAN AMERICAN | ZY-T8-22W1200 AC100-347V BONX (3000K Frosted) | Linear Replacement Lamp | Four-Foot | 2-lamp External Driver Lamp-Style Retrofit Kits (UL Type C) | Standard | TRUE | 2463 | 114.6 | 21.5 | 12.81 | 0.9544 | 2883 | 82.5 | 5 | 50000 | 42249 |  |  | NotYetVerified |  | 3 | 2463 | 114.6 | 21.5 |  |  | 3000 | 82.5
P9MW2A3C | DongGuan Pan American Electronics Co.Ltd | PAN AMERICAN | BT818W4FT Frosted (3000K) | Linear Replacement Lamp | Four-Foot | Replacement Lamps (plug and play) (UL Type A) | Standard | TRUE | 1839 | 109.79 | 16.75 | 9.52 | 0.9366 | 3001 | 82.7 | 5 | 50000 | 42249 |  |  | NotYetVerified |  | 3 | 2072 | 121.31 | 17.08 | 12.5 | 0.9156 | 3000 | 82.2
PGA1PUT7 | DongGuan Pan American Electronics Co.Ltd | PAN AMERICAN | ZY-T8-13W1200 BIXX(FROSTED LENS)(4000K) | Linear Replacement Lamp | Four-Foot | Internal Driver Lamp-Style Retrofit Kits (UL Type B) | Standard | TRUE | 1776 | 135.78 | 13.08 | 13.52 | 0.922 | 3984 | 82.5 | 5 | 50000 | 42249 |  |  | NotYetVerified | Internal Driver | 3 | 1776 | 135.78 | 13.08 | 20 | 0.9 | 4000 | 80
P6SX7F27 | DongGuan Pan American Electronics Co.Ltd | PAN AMERICAN | ZY-T8-15W1200 AC100-347V BONX (3000K Frosted) | Linear Replacement Lamp | Four-Foot | 2-lamp External Driver Lamp-Style Retrofit Kits (UL Type C) | Standard | TRUE | 1891 | 121.2 | 15.6 | 10.74 | 0.919 | 2878 | 82.6 | 5 | 50000 | 42249 |  |  | NotYetVerified |  | 3 | 1891 | 121 | 15 |  |  | 3000 | 82.6
PG3AEBVB | DongGuan Pan American Electronics Co.Ltd | PAN AMERICAN | BT814W4FT(FROSTED LENS)(3000K) | Linear Replacement Lamp | Four-Foot | Replacement Lamps (plug and play) (UL Type A) | Standard | TRUE | 1949 | 121.58 | 16.03 | 9.2 | 0.9128 | 2931 | 82 | 5 | 50000 | 42249 |  |  | NotYetVerified | Nominal wattage 14W | 3 | 1949 | 121.58 | 16.03 | 20 | 0.9 | 3000 | 81.8
PVUJNN5C | Mobern Lighting Co | Mobern Lighting | TLEDM-48T820W830 | Linear Replacement Lamp | Four-Foot | Dual Mode Internal Driver (UL Type A and Type B) | Standard | TRUE | 2255 | 100.28 | 22.49 | 9.98 | 0.9119 | 2911 | 81.3 | 5 | 50000 | 42249 |  |  | NotYetVerified | Internal Driver;Operating off exsiting ballast | 3 | 2250 | 100 | 22.5 |  | 0.9 | 3000 | 80
P44RXJ47 | DongGuan Pan American Electronics Co.Ltd | PAN AMERICAN | BT816W4FT(FROSTED LENS)(3000K) | Linear Replacement Lamp | Four-Foot | Replacement Lamps (plug and play) (UL Type A) | Standard | TRUE | 2072 | 121.1 | 17.08 | 12.9 | 0.9081 | 2932 | 82.2 | 5 | 50000 | 42249 |  |  | NotYetVerified | Nominal wattage 16W | 3 | 2072 | 121.31 | 17.08 | 20 | 0.9 | 3000 | 81.8
PY73GTXQ | Mobern Lighting Co | Mobern Lighting | TLEDB-48T816W830 | Linear Replacement Lamp | Four-Foot | Replacement Lamps (plug and play) (UL Type A) | Standard | TRUE | 2072 | 121.1 | 17.08 | 12.9 | 0.9081 | 2932 | 82.2 | 5 | 50000 | 42249 |  |  | NotYetVerified | Nominal wattage 16W | 3 | 2072 | 121.31 | 17.08 | 20 | 0.9 | 3000 | 81.8
PE47PQRN | DongGuan Pan American Electronics Co.Ltd | PAN AMERICAN | BT812W4FT(FROSTED LENS)(3000K) | Linear Replacement Lamp | Four-Foot | Replacement Lamps (plug and play) (UL Type A) | Standard | TRUE | 1715 | 120.86 | 14.19 | 8.3 | 0.9055 | 2909 | 81.8 | 5 | 50000 | 42249 |  |  | NotYetVerified | Nominal wattage 12W | 3 | 1715 | 120.86 | 14.19 | 20 | 0.9 | 3000 | 81.8
P4J7J8WW | Mobern Lighting Co | Mobern Lighting | TLEDB-48T812W830 | Linear Replacement Lamp | Four-Foot | Replacement Lamps (plug and play) (UL Type A) | Standard | TRUE | 1715 | 120.86 | 14.19 | 8.3 | 0.9055 | 2909 | 81.8 | 5 | 50000 | 42249 |  |  | NotYetVerified | Nominal wattage 12W | 3 | 1715 | 120.86 | 14.19 | 20 | 0.9 | 3000 | 81.8
PGXD1JVJ | Mobern Lighting Co | Mobern Lighting | TLEDB-48T814W830 | Linear Replacement Lamp | Four-Foot | Replacement Lamps (plug and play) (UL Type A) | Standard | TRUE | 1855 | 116.23 | 15.96 | 8.71 | 0.9052 | 2919 | 82.1 | 5 | 50000 | 42249 |  |  | NotYetVerified | Nominal wattage 14W | 3 | 1855 | 116.23 | 15.96 | 20 | 0.9 | 3000 | 81.8
PGUN97ZG | CH Lighting Co.Ltd. | CH | CH1152A-48-18W 830-5 | Linear Replacement Lamp | Four-Foot | Internal Driver Lamp-Style Retrofit Kits (UL Type B) | Standard | TRUE | 2068.323 | 119.342 | 17.331 | 17.29 | 0.8966 | 3096 | 84.5 | 5 | 50000 | 42249 |  |  | No | Internal Driver | 3 | 2000 | 112 | 18 | 17.29 | 0.9 | 3000 | 84
PC7ADACD | SunSun Lighting China Co. Ltd. | SSL | STDC36P18XX 3000K 1T2 | Linear Replacement Lamp | Four-Foot | 2-lamp External Driver Lamp-Style Retrofit Kits (UL Type C) | Standard | TRUE | 2025.8 | 109.92 | 18.43 | 14.61 | 0.8857 | 3149 | 87.2 | 5 | 50000 | 42249 |  |  | No |  | 3 | 2000 | 105 | 19 | 20 | 0.9 | 3000 | 80
PBFGUKBP | SunSun Lighting China Co. Ltd. | SSL | STDC36P18XX 3000K 1T1 | Linear Replacement Lamp | Four-Foot | 2-lamp External Driver Lamp-Style Retrofit Kits (UL Type C) | Standard | TRUE | 2006.3 | 109.57 | 18.31 | 15.35 | 0.8801 | 3148 | 87.2 | 5 | 50000 | 42249 |  |  | No |  | 3 | 2000 | 105 | 19 | 20 | 0.9 | 3000 | 80
PP3UNJMQ | DongGuan Pan American Electronics Co.Ltd | PAN AMERICAN | ZY-T8-18W1200 BIXX AC100-382V (3000K Frosted) | Linear Replacement Lamp | Four-Foot | Internal Driver Lamp-Style Retrofit Kits (UL Type B) | Standard | TRUE | 2036 | 117 | 17.4 | 15.1 | 0.8786 | 3038 | 82.4 | 5 | 50000 | 42249 |  |  | NotYetVerified | Internal Driver | 3 | 2036 | 117 | 17.4 | 20 | 0.9 | 3000 | 82.4
PDH2V52K | DongGuan Pan American Electronics Co.Ltd | PAN AMERICAN | ZY-T8-22W1200 BIXX (3000K Frosted) | Linear Replacement Lamp | Four-Foot | Internal Driver Lamp-Style Retrofit Kits (UL Type B) | Standard | TRUE | 2150 | 99.1 | 21.7 | 20.57 | 0.87 | 3019 | 82.6 | 5 | 50000 | 42249 |  |  | NotYetVerified |  | 3 | 2150 | 97.8 | 22 |  | 0.9896 | 3000 | 83.9
PJV5TNFW | DongGuan Pan American Electronics Co.Ltd | PAN AMERICAN | ZY-T8-22W1200 AC100-347V BONX (5000K Clear) | Linear Replacement Lamp | Four-Foot | 2-lamp External Driver Lamp-Style Retrofit Kits (UL Type C) | Standard | FALSE | [9 empty] | 42249 |  |  | NotYetVerified |  | 3 | 2551 | 118.7 | 21.5 | 12.85 | 0.9905 | 5009 | 80.5
PH2ZM5EB | DongGuan Pan American Electronics Co.Ltd | PAN AMERICAN | ZY-T8-22W1200 AC100-347V BONX (5000K Frosted) | Linear Replacement Lamp | Four-Foot | 2-lamp External Driver Lamp-Style Retrofit Kits (UL Type C) | Standard | FALSE | [9 empty] | 42249 |  |  | NotYetVerified |  | 3 | 2551 | 118.7 | 21.5 | 12.85 | 0.9905 | 5009 | 80.5
PQ4W6BTZ | DongGuan Pan American Electronics Co.Ltd | PAN AMERICAN | ZY-T8-22W1200 AC100-347V BODX (5000K Clear) | Linear Replacement Lamp | Four-Foot | 2-lamp External Driver Lamp-Style Retrofit Kits (UL Type C) | Standard | FALSE | [9 empty] | 42249 |  |  | NotYetVerified |  | 3 | 2551 | 118.7 | 21.5 | 12.85 | 0.9905 | 5009 | 80.5
PBACBMJS | DongGuan Pan American Electronics Co.Ltd | PAN AMERICAN | ZY-T8-22W1200 AC100-347V BODX (5000K Frosted) | Linear Replacement Lamp | Four-Foot | 2-lamp External Driver Lamp-Style Retrofit Kits (UL Type C) | Standard | FALSE | [9 empty] | 42249 |  |  | NotYetVerified |  | 3 | 2551 | 118.7 | 21.5 | 12.85 | 0.9905 | 5009 | 80.5
PQM19K2K | DongGuan Pan American Electronics Co.Ltd | PAN AMERICAN | ZY-T8-22W1200 BIXX (5000K Clear) | Linear Replacement Lamp | Four-Foot | Internal Driver Lamp-Style Retrofit Kits (UL Type B) | Standard | FALSE | [9 empty] | 42249 |  |  | NotYetVerified |  | 3 | 2300 | 104.5 | 22 |  | 0.9896 | 5000 | 83.9
PGFJXFWW | DongGuan Pan American Electronics Co.Ltd | PAN AMERICAN | ZY-T8-22W1200 BIXX (5000K Frosted) | Linear Replacement Lamp | Four-Foot | Internal Driver Lamp-Style Retrofit Kits (UL Type B) | Standard | FALSE | [9 empty] | 42249 |  |  | NotYetVerified |  | 3 | 2300 | 104.5 | 22 |  | 0.9896 | 5000 | 83.9
PQ4BBC7U | DongGuan Pan American Electronics Co.Ltd | PAN AMERICAN | BT816W4FT(FROSTED LENS)(5000K) | Linear Replacement Lamp | Four-Foot | Replacement Lamps (plug and play) (UL Type A) | Standard | FALSE | [9 empty] | 42249 |  |  | NotYetVerified | Nominal wattage 16W | 3 | 2250 | 131.43 | 17.12 | 20 | 0.9 | 5000 | 80.7
PXXMD7XB | DongGuan Pan American Electronics Co.Ltd | PAN AMERICAN | BT814W4FT(FROSTED LENS)(5000K) | Linear Replacement Lamp | Four-Foot | Replacement Lamps (plug and play) (UL Type A) | Standard | FALSE | [9 empty] | 42249 |  |  | NotYetVerified | Nominal wattage 14W | 3 | 2103 | 130.46 | 16.12 | 20 | 0.9 | 5000 | 80.7
PTW5VZ46 | DongGuan Pan American Electronics Co.Ltd | PAN AMERICAN | BT812W4FT(FROSTED LENS)(5000K) | Linear Replacement Lamp | Four-Foot | Replacement Lamps (plug and play) (UL Type A) | Standard | FALSE | [9 empty] | 42249 |  |  | NotYetVerified | Nominal wattage 12W | 3 | 1856 | 129.52 | 14.33 | 20 | 0.9 | 5000 | 80.7
PAT99TAK | DongGuan Pan American Electronics Co.Ltd | PAN AMERICAN | BT818W4FT Frosted (5000K) | Linear Replacement Lamp | Four-Foot | Replacement Lamps (plug and play) (UL Type A) | Standard | FALSE | [9 empty] | 42249 |  |  | NotYetVerified |  | 3 | 2250 | 131.43 | 17.12 | 12.9 | 0.9081 | 5000 | 80.7
PUF8D3E9 | DongGuan Pan American Electronics Co.Ltd | PAN AMERICAN | ZY-T8-13W1200 BIXX(FROSTED LENS)(5000K) | Linear Replacement Lamp | Four-Foot | Internal Driver Lamp-Style Retrofit Kits (UL Type B) | Standard | FALSE | [9 empty] | 42249 |  |  | NotYetVerified | Internal Driver | 3 | 1832 | 138.89 | 13.19 | 20 | 0.9 | 5000 | 80
PZJ8DVDP | DongGuan Pan American Electronics Co.Ltd | PAN AMERICAN | ZY-T8-15W1200 AC100-347V BONX (5000K Frosted) | Linear Replacement Lamp | Four-Foot | 2-lamp External Driver Lamp-Style Retrofit Kits (UL Type C) | Standard | FALSE | [9 empty] | 42249 |  |  | NotYetVerified |  | 3 | 1967 | 126.1 | 15.6 | 10.84 | 0.9916 | 4992 | 80.3
PYX4G425 | DongGuan Pan American Electronics Co.Ltd | PAN AMERICAN | ZY-T8-15W1200 AC100-347V BONX (5000K Clear) | Linear Replacement Lamp | Four-Foot | 2-lamp External Driver Lamp-Style Retrofit Kits (UL Type C) | Standard | FALSE | [9 empty] | 42249 |  |  | NotYetVerified |  | 3 | 1967 | 126.1 | 15.6 | 10.84 | 0.9916 | 4992 | 80.3
PUSQ3SXK | DongGuan Pan American Electronics Co.Ltd | PAN AMERICAN | ZY-T8-15W1200 AC100-347V BODX (5000K Frosted) | Linear Replacement Lamp | Four-Foot | 2-lamp External Driver Lamp-Style Retrofit Kits (UL Type C) | Standard | FALSE | [9 empty] | 42249 |  |  | NotYetVerified |  | 3 | 1967 | 126.1 | 15.6 | 10.84 | 0.9916 | 4992 | 80.3
PMA3YSM1 | DongGuan Pan American Electronics Co.Ltd | PAN AMERICAN | ZY-T8-15W1200 AC100-347V BODX (5000K Clear) | Linear Replacement Lamp | Four-Foot | 2-lamp External Driver Lamp-Style Retrofit Kits (UL Type C) | Standard | FALSE | [9 empty] | 42249 |  |  | NotYetVerified |  | 3 | 1967 | 126.1 | 15.6 | 10.84 | 0.9916 | 4992 | 80.3
PCJPKNGB | DongGuan Pan American Electronics Co.Ltd | PAN AMERICAN | ZY-T8-18W1200 BIXX AC100-382V (5000K Frosted) | Linear Replacement Lamp | Four-Foot | Internal Driver Lamp-Style Retrofit Kits (UL Type B) | Standard | FALSE | [9 empty] | 42249 |  |  | NotYetVerified | Internal Driver | 3 | 2299 | 134.4 | 17.1 | 15.61 | 0.9 | 4976 | 83
P63SCAQ5 | DongGuan Pan American Electronics Co.Ltd | PAN AMERICAN | ZY-T8-18W1200 BIXX AC100-382V (5000K Clear) | Linear Replacement Lamp | Four-Foot | Internal Driver Lamp-Style Retrofit Kits (UL Type B) | Standard | FALSE | [9 empty] | 42249 |  |  | NotYetVerified | Internal Driver | 3 | 2299 | 134.4 | 17.1 | 15.61 | 0.9 | 4976 | 83
PW3ZUQWE | DongGuan Pan American Electronics Co.Ltd | PAN AMERICAN | ZY-T8-22W1200 BIXX (4500K Clear) | Linear Replacement Lamp | Four-Foot | Internal Driver Lamp-Style Retrofit Kits (UL Type B) | Standard | FALSE | [9 empty] | 42249 |  |  | NotYetVerified |  | 3 | 2150 | 97.8 | 22 |  | 0.9896 | 4500 | 83.9
PE5EWUSZ | DongGuan Pan American Electronics Co.Ltd | PAN AMERICAN | ZY-T8-22W1200 BIXX (4500K Frosted) | Linear Replacement Lamp | Four-Foot | Internal Driver Lamp-Style Retrofit Kits (UL Type B) | Standard | FALSE | [9 empty] | 42249 |  |  | NotYetVerified |  | 3 | 2150 | 97.8 | 22 |  | 0.9896 | 4500 | 83.9
PGGG1NV2 | DongGuan Pan American Electronics Co.Ltd | PAN AMERICAN | ZY-T8-18W1200 BIXX AC100-382V (4500K Clear) | Linear Replacement Lamp | Four-Foot | Internal Driver Lamp-Style Retrofit Kits (UL Type B) | Standard | FALSE | [9 empty] | 42249 |  |  | NotYetVerified |  | 3 | 2050 | 105.1 | 19.5 | 15.61 | 0.9 | 4500 | 80
PABJH7UP | DongGuan Pan American Electronics Co.Ltd | PAN AMERICAN | ZY-T8-18W1200 BIXX AC100-382V (4500K Frosted) | Linear Replacement Lamp | Four-Foot | Internal Driver Lamp-Style Retrofit Kits (UL Type B) | Standard | FALSE | [9 empty] | 42249 |  |  | NotYetVerified |  | 3 | 2050 | 105.1 | 19.5 | 15.61 | 0.9 | 4500 | 80
PYKU3ZH1 | DongGuan Pan American Electronics Co.Ltd | PAN AMERICAN | BT818W4FT Frosted (4500K) | Linear Replacement Lamp | Four-Foot | Replacement Lamps (plug and play) (UL Type A) | Standard | FALSE | [9 empty] | 42249 |  |  | NotYetVerified |  | 3 | 2072 | 121.31 | 17.08 | 12.5 | 0.9156 | 4500 | 82.2
PEZBD7AA | DongGuan Pan American Electronics Co.Ltd | PAN AMERICAN | BT816W4FT(FROSTED LENS)(4500K) | Linear Replacement Lamp | Four-Foot | Replacement Lamps (plug and play) (UL Type A) | Standard | FALSE | [9 empty] | 42249 |  |  | NotYetVerified | Nominal wattage 16W | 3 | 2072 | 121.31 | 17.08 | 20 | 0.9 | 4500 | 81.8
PUDTCKCE | DongGuan Pan American Electronics Co.Ltd | PAN AMERICAN | BT814W4FT(FROSTED LENS)(4500K) | Linear Replacement Lamp | Four-Foot | Replacement Lamps (plug and play) (UL Type A) | Standard | FALSE | [9 empty] | 42249 |  |  | NotYetVerified | Nominal wattage 14W | 3 | 1949 | 121.58 | 16.03 | 20 | 0.9 | 4500 | 81.8
PBTMEMFB | DongGuan Pan American Electronics Co.Ltd | PAN AMERICAN | BT812W4FT(FROSTED LENS)(4500K) | Linear Replacement Lamp | Four-Foot | Replacement Lamps (plug and play) (UL Type A) | Standard | FALSE | [9 empty] | 42249 |  |  | NotYetVerified | Nominal wattage 12W | 3 | 1715 | 120.86 | 14.19 | 20 | 0.9 | 4500 | 81.8
PEZF6T71 | DongGuan Pan American Electronics Co.Ltd | PAN AMERICAN | ZY-T8-13W1200 BIXX(FROSTED LENS)(4500K) | Linear Replacement Lamp | Four-Foot | Internal Driver Lamp-Style Retrofit Kits (UL Type B) | Standard | FALSE | [9 empty] | 42249 |  |  | NotYetVerified | Internal Driver | 3 | 1776 | 135.78 | 13.08 | 20 | 0.9 | 4500 | 80
PPHYF6AJ | DongGuan Pan American Electronics Co.Ltd | PAN AMERICAN | ZY-T8-22W1200 AC100-347V BONX (4500K Frosted) | Linear Replacement Lamp | Four-Foot | 2-lamp External Driver Lamp-Style Retrofit Kits (UL Type C) | Standard | FALSE | [9 empty] | 42249 |  |  | NotYetVerified |  | 3 | 2450 | 111.4 | 22 | 13 | 0.9 | 4500 | 80
P7CVN1FF | DongGuan Pan American Electronics Co.Ltd | PAN AMERICAN | ZY-T8-22W1200 AC100-347V BONX (4500K Clear) | Linear Replacement Lamp | Four-Foot | 2-lamp External Driver Lamp-Style Retrofit Kits (UL Type C) | Standard | FALSE | [9 empty] | 42249 |  |  | NotYetVerified |  | 3 | 2450 | 111.4 | 22 | 13 | 0.9 | 4500 | 80
PPFWDSKW | DongGuan Pan American Electronics Co.Ltd | PAN AMERICAN | ZY-T8-15W1200 AC100-347V BONX (4500K Frosted) | Linear Replacement Lamp | Four-Foot | 2-lamp External Driver Lamp-Style Retrofit Kits (UL Type C) | Standard | FALSE | [9 empty] | 42249 |  |  | NotYetVerified |  | 3 | 1850 | 112.1 | 16.5 | 11 | 0.9 | 4500 | 80
PDY3CD2N | DongGuan Pan American Electronics Co.Ltd | PAN AMERICAN | ZY-T8-15W1200 AC100-347V BONX (4500K Clear) | Linear Replacement Lamp | Four-Foot | 2-lamp External Driver Lamp-Style Retrofit Kits (UL Type C) | Standard | FALSE | [9 empty] | 42249 |  |  | NotYetVerified |  | 3 | 1850 | 112.1 | 16.5 | 11 | 0.9 | 4500 | 80
P91KR5PZ | DongGuan Pan American Electronics Co.Ltd | PAN AMERICAN | ZY-T8-22W1200 AC100-347V BODX (4500K Frosted) | Linear Replacement Lamp | Four-Foot | 2-lamp External Driver Lamp-Style Retrofit Kits (UL Type C) | Standard | FALSE | [9 empty] | 42249 |  |  | NotYetVerified |  | 3 | 2450 | 111.4 | 22 | 13 | 0.9 | 4500 | 80
P7V3Q48Q | DongGuan Pan American Electronics Co.Ltd | PAN AMERICAN | ZY-T8-22W1200 AC100-347V BODX (4500K Clear) | Linear Replacement Lamp | Four-Foot | 2-lamp External Driver Lamp-Style Retrofit Kits (UL Type C) | Standard | FALSE | [9 empty] | 42249 |  |  | NotYetVerified |  | 3 | 2450 | 111.4 | 22 | 13 | 0.9 | 4500 | 80
PTP69YRQ | DongGuan Pan American Electronics Co.Ltd | PAN AMERICAN | ZY-T8-15W1200 AC100-347V BODX (4500K Clear) | Linear Replacement Lamp | Four-Foot | 2-lamp External Driver Lamp-Style Retrofit Kits (UL Type C) | Standard | FALSE | [9 empty] | 42249 |  |  | NotYetVerified |  | 3 | 1850 | 112.1 | 16.5 | 11 | 0.9 | 4500 | 80
P5PBBGMR | DongGuan Pan American Electronics Co.Ltd | PAN AMERICAN | ZY-T8-15W1200 AC100-347V BODX (4500K Frosted) | Linear Replacement Lamp | Four-Foot | 2-lamp External Driver Lamp-Style Retrofit Kits (UL Type C) | Standard | FALSE | [9 empty] | 42249 |  |  | NotYetVerified |  | 3 | 1850 | 112.1 | 16.5 | 11 | 0.9 | 4500 | 80
PD6CWFPN | DongGuan Pan American Electronics Co.Ltd | PAN AMERICAN | ZY-T8-22W1200 BIXX (4000K Clear) | Linear Replacement Lamp | Four-Foot | Internal Driver Lamp-Style Retrofit Kits (UL Type B) | Standard | FALSE | [9 empty] | 42249 |  |  | NotYetVerified |  | 3 | 2150 | 97.8 | 22 |  | 0.9896 | 4000 | 83.9
P63R45RT | DongGuan Pan American Electronics Co.Ltd | PAN AMERICAN | ZY-T8-22W1200 BIXX (4000K Frosted) | Linear Replacement Lamp | Four-Foot | Internal Driver Lamp-Style Retrofit Kits (UL Type B) | Standard | FALSE | [9 empty] | 42249 |  |  | NotYetVerified |  | 3 | 2150 | 97.8 | 22 |  | 0.9896 | 4000 | 83.9
PGZF29HS | DongGuan Pan American Electronics Co.Ltd | PAN AMERICAN | ZY-T8-18W1200 BIXX AC100-382V (4000K Clear) | Linear Replacement Lamp | Four-Foot | Internal Driver Lamp-Style Retrofit Kits (UL Type B) | Standard | FALSE | [9 empty] | 42249 |  |  | NotYetVerified |  | 3 | 2050 | 105.1 | 19.5 | 15.61 | 0.9 | 4000 | 80
P4D8MCHU | DongGuan Pan American Electronics Co.Ltd | PAN AMERICAN | ZY-T8-18W1200 BIXX AC100-382V (4000K Frosted) | Linear Replacement Lamp | Four-Foot | Internal Driver Lamp-Style Retrofit Kits (UL Type B) | Standard | FALSE | [9 empty] | 42249 |  |  | NotYetVerified |  | 3 | 2050 | 105.1 | 19.5 | 15.61 | 0.9 | 4000 | 80
P94E4VFD | DongGuan Pan American Electronics Co.Ltd | PAN AMERICAN | BT818W4FT Frosted (4000K) | Linear Replacement Lamp | Four-Foot | Replacement Lamps (plug and play) (UL Type A) | Standard | FALSE | [9 empty] | 42249 |  |  | NotYetVerified |  | 3 | 2072 | 121.31 | 17.08 | 12.5 | 0.9156 | 4000 | 82.2
PG79D81Z | DongGuan Pan American Electronics Co.Ltd | PAN AMERICAN | BT816W4FT(FROSTED LENS)(4000K) | Linear Replacement Lamp | Four-Foot | Replacement Lamps (plug and play) (UL Type A) | Standard | FALSE | [9 empty] | 42249 |  |  | NotYetVerified | Nominal wattage 16W | 3 | 2072 | 121.31 | 17.08 | 20 | 0.9 | 4000 | 81.8
PDA4C84B | DongGuan Pan American Electronics Co.Ltd | PAN AMERICAN | BT814W4FT(FROSTED LENS)(4000K) | Linear Replacement Lamp | Four-Foot | Replacement Lamps (plug and play) (UL Type A) | Standard | FALSE | [9 empty] | 42249 |  |  | NotYetVerified | Nominal wattage 14W | 3 | 1949 | 121.58 | 16.03 | 20 | 0.9 | 4000 | 81.8
PCWEBQ97 | DongGuan Pan American Electronics Co.Ltd | PAN AMERICAN | BT812W4FT(FROSTED LENS)(4000K) | Linear Replacement Lamp | Four-Foot | Replacement Lamps (plug and play) (UL Type A) | Standard | FALSE | [9 empty] | 42249 |  |  | NotYetVerified | Nominal wattage 12W | 3 | 1715 | 120.86 | 14.19 | 20 | 0.9 | 4000 | 81.8
PVQURNWS | DongGuan Pan American Electronics Co.Ltd | PAN AMERICAN | ZY-T8-22W1200 AC100-347V BONX (4000K Frosted) | Linear Replacement Lamp | Four-Foot | 2-lamp External Driver Lamp-Style Retrofit Kits (UL Type C) | Standard | FALSE | [9 empty] | 42249 |  |  | NotYetVerified |  | 3 | 2450 | 111.4 | 22 | 13 | 0.9 | 4000 | 80
PGQHUPN8 | DongGuan Pan American Electronics Co.Ltd | PAN AMERICAN | ZY-T8-22W1200 AC100-347V BONX (4000K Clear) | Linear Replacement Lamp | Four-Foot | 2-lamp External Driver Lamp-Style Retrofit Kits (UL Type C) | Standard | FALSE | [9 empty] | 42249 |  |  | NotYetVerified |  | 3 | 2450 | 111.4 | 22 | 13 | 0.9 | 4000 | 80
PBW9632E | DongGuan Pan American Electronics Co.Ltd | PAN AMERICAN | ZY-T8-15W1200 AC100-347V BONX (4000K Clear) | Linear Replacement Lamp | Four-Foot | 2-lamp External Driver Lamp-Style Retrofit Kits (UL Type C) | Standard | FALSE | [9 empty] | 42249 |  |  | NotYetVerified |  | 3 | 1850 | 112.1 | 16.5 | 11 | 0.9 | 4000 | 80
P9JK2JQT | DongGuan Pan American Electronics Co.Ltd | PAN AMERICAN | ZY-T8-15W1200 AC100-347V BONX (4000K Frosted) | Linear Replacement Lamp | Four-Foot | 2-lamp External Driver Lamp-Style Retrofit Kits (UL Type C) | Standard | FALSE | [9 empty] | 42249 |  |  | NotYetVerified |  | 3 | 1850 | 112.1 | 16.5 | 11 | 0.9 | 4000 | 80
PUNNGKVC | DongGuan Pan American Electronics Co.Ltd | PAN AMERICAN | ZY-T8-22W1200 AC100-347V BODX (4000K Clear) | Linear Replacement Lamp | Four-Foot | 2-lamp External Driver Lamp-Style Retrofit Kits (UL Type C) | Standard | FALSE | [9 empty] | 42249 |  |  | NotYetVerified |  | 3 | 2450 | 111.4 | 22 | 13 | 0.9 | 4000 | 80
PH3RGUJ8 | DongGuan Pan American Electronics Co.Ltd | PAN AMERICAN | ZY-T8-22W1200 AC100-347V BODX (4000K Frosted) | Linear Replacement Lamp | Four-Foot | 2-lamp External Driver Lamp-Style Retrofit Kits (UL Type C) | Standard | FALSE | [9 empty] | 42249 |  |  | NotYetVerified |  | 3 | 2450 | 111.4 | 22 | 13 | 0.9 | 4000 | 80
PNFWDZWJ | DongGuan Pan American Electronics Co.Ltd | PAN AMERICAN | ZY-T8-15W1200 AC100-347V BODX (4000K Clear) | Linear Replacement Lamp | Four-Foot | 2-lamp External Driver Lamp-Style Retrofit Kits (UL Type C) | Standard | FALSE | [9 empty] | 42249 |  |  | NotYetVerified |  | 3 | 1850 | 112.1 | 16.5 | 11 | 0.9 | 4000 | 80
PM3Z3ABK | DongGuan Pan American Electronics Co.Ltd | PAN AMERICAN | ZY-T8-15W1200 AC100-347V BODX (4000K Frosted) | Linear Replacement Lamp | Four-Foot | 2-lamp External Driver Lamp-Style Retrofit Kits (UL Type C) | Standard | FALSE | [9 empty] | 42249 |  |  | NotYetVerified |  | 3 | 1850 | 112.1 | 16.5 | 11 | 0.9 | 4000 | 80
PG5VPMSH | DongGuan Pan American Electronics Co.Ltd | PAN AMERICAN | ZY-T8-22W1200 BIXX (3500K Frosted) | Linear Replacement Lamp | Four-Foot | Internal Driver Lamp-Style Retrofit Kits (UL Type B) | Standard | FALSE | [9 empty] | 42249 |  |  | NotYetVerified |  | 3 | 2150 | 97.8 | 22 |  | 0.9896 | 3500 | 83.9
P65X8C58 | DongGuan Pan American Electronics Co.Ltd | PAN AMERICAN | ZY-T8-22W1200 BIXX (3500K Clear) | Linear Replacement Lamp | Four-Foot | Internal Driver Lamp-Style Retrofit Kits (UL Type B) | Standard | FALSE | [9 empty] | 42249 |  |  | NotYetVerified |  | 3 | 2150 | 97.8 | 22 |  | 0.9896 | 3500 | 83.9
PPRMK5VW | DongGuan Pan American Electronics Co.Ltd | PAN AMERICAN | ZY-T8-18W1200 BIXX AC100-382V (3500K Clear) | Linear Replacement Lamp | Four-Foot | Internal Driver Lamp-Style Retrofit Kits (UL Type B) | Standard | FALSE | [9 empty] | 42249 |  |  | NotYetVerified |  | 3 | 2000 | 102.6 | 19.5 | 15.61 | 0.9 | 3500 | 80
PB4HFH44 | DongGuan Pan American Electronics Co.Ltd | PAN AMERICAN | ZY-T8-18W1200 BIXX AC100-382V (3500K Frosted) | Linear Replacement Lamp | Four-Foot | Internal Driver Lamp-Style Retrofit Kits (UL Type B) | Standard | FALSE | [9 empty] | 42249 |  |  | NotYetVerified |  | 3 | 2000 | 102.6 | 19.5 | 15.61 | 0.9 | 3500 | 80
P1B2K2FE | DongGuan Pan American Electronics Co.Ltd | PAN AMERICAN | BT818W4FT Frosted (3500K) | Linear Replacement Lamp | Four-Foot | Replacement Lamps (plug and play) (UL Type A) | Standard | FALSE | [9 empty] | 42249 |  |  | NotYetVerified |  | 3 | 2072 | 121.31 | 17.08 | 12.5 | 0.9156 | 3500 | 82.2
PFR9NZZT | DongGuan Pan American Electronics Co.Ltd | PAN AMERICAN | BT816W4FT(FROSTED LENS)(3500K) | Linear Replacement Lamp | Four-Foot | Replacement Lamps (plug and play) (UL Type A) | Standard | FALSE | [9 empty] | 42249 |  |  | NotYetVerified | Nominal wattage 16W | 3 | 2072 | 121.31 | 17.08 | 20 | 0.9 | 3500 | 81.8
PC37D45M | DongGuan Pan American Electronics Co.Ltd | PAN AMERICAN | BT814W4FT(FROSTED LENS)(3500K) | Linear Replacement Lamp | Four-Foot | Replacement Lamps (plug and play) (UL Type A) | Standard | FALSE | [9 empty] | 42249 |  |  | NotYetVerified | Nominal wattage 14W | 3 | 1949 | 121.58 | 16.03 | 20 | 0.9 | 3500 | 81.8
PAFJCKT1 | DongGuan Pan American Electronics Co.Ltd | PAN AMERICAN | BT812W4FT(FROSTED LENS)(3500K) | Linear Replacement Lamp | Four-Foot | Replacement Lamps (plug and play) (UL Type A) | Standard | FALSE | [9 empty] | 42249 |  |  | NotYetVerified | Nominal wattage 12W | 3 | 1715 | 120.86 | 14.19 | 20 | 0.9 | 3500 | 81.8
PZRMEC93 | DongGuan Pan American Electronics Co.Ltd | PAN AMERICAN | ZY-T8-22W1200 AC100-347V BONX (3500K Clear) | Linear Replacement Lamp | Four-Foot | 2-lamp External Driver Lamp-Style Retrofit Kits (UL Type C) | Standard | FALSE | [9 empty] | 42249 |  |  | NotYetVerified |  | 3 | 2450 | 111.4 | 22 | 13 | 0.9 | 3500 | 80
PHW439TV | DongGuan Pan American Electronics Co.Ltd | PAN AMERICAN | ZY-T8-22W1200 AC100-347V BONX (3500K Frosted) | Linear Replacement Lamp | Four-Foot | 2-lamp External Driver Lamp-Style Retrofit Kits (UL Type C) | Standard | FALSE | [9 empty] | 42249 |  |  | NotYetVerified |  | 3 | 2450 | 111.4 | 22 | 13 | 0.9 | 3500 | 80
PJCQYNDT | DongGuan Pan American Electronics Co.Ltd | PAN AMERICAN | ZY-T8-15W1200 AC100-347V BONX (3500K Clear) | Linear Replacement Lamp | Four-Foot | 2-lamp External Driver Lamp-Style Retrofit Kits (UL Type C) | Standard | FALSE | [9 empty] | 42249 |  |  | NotYetVerified |  | 3 | 1850 | 112.1 | 16.5 | 11 | 0.9 | 3500 | 80
P2VV6UPG | DongGuan Pan American Electronics Co.Ltd | PAN AMERICAN | ZY-T8-15W1200 AC100-347V BONX (3500K Frosted) | Linear Replacement Lamp | Four-Foot | 2-lamp External Driver Lamp-Style Retrofit Kits (UL Type C) | Standard | FALSE | [9 empty] | 42249 |  |  | NotYetVerified |  | 3 | 1850 | 112.1 | 16.5 | 11 | 0.9 | 3500 | 80
PUPXHZPZ | DongGuan Pan American Electronics Co.Ltd | PAN AMERICAN | ZY-T8-22W1200 AC100-347V BODX (3500K Frosted) | Linear Replacement Lamp | Four-Foot | 2-lamp External Driver Lamp-Style Retrofit Kits (UL Type C) | Standard | FALSE | [9 empty] | 42249 |  |  | NotYetVerified |  | 3 | 2450 | 111.4 | 22 | 13 | 0.9 | 3500 | 80
PBSMQ6ZN | DongGuan Pan American Electronics Co.Ltd | PAN AMERICAN | ZY-T8-22W1200 AC100-347V BODX (3500K Clear) | Linear Replacement Lamp | Four-Foot | 2-lamp External Driver Lamp-Style Retrofit Kits (UL Type C) | Standard | FALSE | [9 empty] | 42249 |  |  | NotYetVerified |  | 3 | 2450 | 111.4 | 22 | 13 | 0.9 | 3500 | 80
PJKY3358 | DongGuan Pan American Electronics Co.Ltd | PAN AMERICAN | ZY-T8-15W1200 AC100-347V BODX (3500K Frosted) | Linear Replacement Lamp | Four-Foot | 2-lamp External Driver Lamp-Style Retrofit Kits (UL Type C) | Standard | FALSE | [9 empty] | 42249 |  |  | NotYetVerified |  | 3 | 1850 | 112.1 | 16.5 | 11 | 0.9 | 3500 | 80
P988XX92 | DongGuan Pan American Electronics Co.Ltd | PAN AMERICAN | ZY-T8-15W1200 AC100-347V BODX (3500K Clear) | Linear Replacement Lamp | Four-Foot | 2-lamp External Driver Lamp-Style Retrofit Kits (UL Type C) | Standard | FALSE | [9 empty] | 42249 |  |  | NotYetVerified |  | 3 | 1850 | 112.1 | 16.5 | 11 | 0.9 | 3500 | 80
P6JPAGU2 | DongGuan Pan American Electronics Co.Ltd | PAN AMERICAN | ZY-T8-22W1200 BIXX (3000K Clear) | Linear Replacement Lamp | Four-Foot | Internal Driver Lamp-Style Retrofit Kits (UL Type B) | Standard | FALSE | [9 empty] | 42249 |  |  | NotYetVerified |  | 3 | 2150 | 97.8 | 22 |  | 0.9896 | 3000 | 83.9
PNFKMWSA | DongGuan Pan American Electronics Co.Ltd | PAN AMERICAN | ZY-T8-18W1200 BIXX AC100-382V (3000K Clear) | Linear Replacement Lamp | Four-Foot | Internal Driver Lamp-Style Retrofit Kits (UL Type B) | Standard | FALSE | [9 empty] | 42249 |  |  | NotYetVerified |  | 3 | 2000 | 102.6 | 19.5 | 15.61 | 0.9 | 3000 | 80
P5WDZY39 | DongGuan Pan American Electronics Co.Ltd | PAN AMERICAN | ZY-T8-15W1200 AC100-347V BODX (3000K Frosted) | Linear Replacement Lamp | Four-Foot | 2-lamp External Driver Lamp-Style Retrofit Kits (UL Type C) | Standard | FALSE | [9 empty] | 42249 |  |  | NotYetVerified |  | 3 | 1891 | 121 | 15 |  |  | 3000 | 82.6
P9C3M3H6 | DongGuan Pan American Electronics Co.Ltd | PAN AMERICAN | ZY-T8-22W1200 AC100-347V BODX (3000K Frosted) | Linear Replacement Lamp | Four-Foot | 2-lamp External Driver Lamp-Style Retrofit Kits (UL Type C) | Standard | FALSE | [9 empty] | 42249 |  |  | NotYetVerified |  | 3 | 2463 | 114.6 | 21.5 |  |  | 3000 | 82.5
PXRGZJC4 | DongGuan Pan American Electronics Co.Ltd | PAN AMERICAN | ZY-T8-22W1200 AC100-347V BONX (3000K Clear) | Linear Replacement Lamp | Four-Foot | 2-lamp External Driver Lamp-Style Retrofit Kits (UL Type C) | Standard | FALSE | [9 empty] | 42249 |  |  | NotYetVerified |  | 3 | 2463 | 114.6 | 21.5 | 12.81 | 0.9906 | 2883 | 82.5
PX1CDHUT | DongGuan Pan American Electronics Co.Ltd | PAN AMERICAN | ZY-T8-22W1200 AC100-347V BODX (3000K Clear) | Linear Replacement Lamp | Four-Foot | 2-lamp External Driver Lamp-Style Retrofit Kits (UL Type C) | Standard | FALSE | [9 empty] | 42249 |  |  | NotYetVerified |  | 3 | 2463 | 114.6 | 21.5 | 12.81 | 0.9906 | 2883 | 82.5
P4PSQM9T | DongGuan Pan American Electronics Co.Ltd | PAN AMERICAN | ZY-T8-15W1200 AC100-347V BONX (3000K Clear) | Linear Replacement Lamp | Four-Foot | 2-lamp External Driver Lamp-Style Retrofit Kits (UL Type C) | Standard | FALSE | [9 empty] | 42249 |  |  | NotYetVerified |  | 3 | 1891 | 121.2 | 15.6 | 10.74 | 0.9915 | 2878 | 82.6
PVPUSYMT | DongGuan Pan American Electronics Co.Ltd | PAN AMERICAN | ZY-T8-15W1200 AC100-347V BODX (3000K Clear) | Linear Replacement Lamp | Four-Foot | 2-lamp External Driver Lamp-Style Retrofit Kits (UL Type C) | Standard | FALSE | [9 empty] | 42249 |  |  | NotYetVerified |  | 3 | 1891 | 121.2 | 15.6 | 10.74 | 0.9915 | 2878 | 82.6
P2Z33CV2 | CH Lighting Co.Ltd. | CH | CH1152A-48-18W 850-5 | Linear Replacement Lamp | Four-Foot | Internal Driver Lamp-Style Retrofit Kits (UL Type B) | Standard | FALSE | [9 empty] | 42249 |  |  | No | Internal Driver | 3 | 2200 | 112 | 18 | 17.29 | 0.9 | 5000 | 84
PZ2MEQRF | CH Lighting Co.Ltd. | CH | CH1152A-48-18W 845-5 | Linear Replacement Lamp | Four-Foot | Internal Driver Lamp-Style Retrofit Kits (UL Type B) | Standard | FALSE | [9 empty] | 42249 |  |  | No | Internal Driver | 3 | 2150 | 112 | 18 | 17.29 | 0.9 | 4500 | 84
PEZ6XQV4 | CH Lighting Co.Ltd. | CH | CH1152A-48-18W 840-5 | Linear Replacement Lamp | Four-Foot | Internal Driver Lamp-Style Retrofit Kits (UL Type B) | Standard | FALSE | [9 empty] | 42249 |  |  | No | Internal Driver | 3 | 2100 | 112 | 18 | 17.29 | 0.9 | 4000 | 84
P7DRHTP4 | CH Lighting Co.Ltd. | CH | CH1152A-48-18W 835-5 | Linear Replacement Lamp | Four-Foot | Internal Driver Lamp-Style Retrofit Kits (UL Type B) | Standard | FALSE | [9 empty] | 42249 |  |  | No | Internal Driver | 3 | 2050 | 112 | 18 | 17.29 | 0.9 | 3500 | 84
PWWA1PQ8 | SunSun Lighting China Co. Ltd. | SSL | STDC36P18XX 5000K 1T2 | Linear Replacement Lamp | Four-Foot | 2-lamp External Driver Lamp-Style Retrofit Kits (UL Type C) | Standard | FALSE | [9 empty] | 42249 |  |  | No |  | 3 | 2100 | 110 | 19 | 20 | 0.9 | 4000 | 80
PC21W14R | SunSun Lighting China Co. Ltd. | SSL | STDC36P18XX 4000K 1T2 | Linear Replacement Lamp | Four-Foot | 2-lamp External Driver Lamp-Style Retrofit Kits (UL Type C) | Standard | FALSE | [9 empty] | 42249 |  |  | No |  | 3 | 2100 | 110 | 19 | 20 | 0.9 | 4000 | 80
P6X52T2F | SunSun Lighting China Co. Ltd. | SSL | STDC36P18XX 5000K 1T1 | Linear Replacement Lamp | Four-Foot | 2-lamp External Driver Lamp-Style Retrofit Kits (UL Type C) | Standard | FALSE | [9 empty] | 42249 |  |  | No |  | 3 | 2100 | 110 | 19 | 20 | 0.9 | 4000 | 80
P3DHWC2H | SunSun Lighting China Co. Ltd. | SSL | STDC36P18XX 4000K 1T1 | Linear Replacement Lamp | Four-Foot | 2-lamp External Driver Lamp-Style Retrofit Kits (UL Type C) | Standard | FALSE | [9 empty] | 42249 |  |  | No |  | 3 | 2100 | 110 | 19 | 20 | 0.9 | 4000 | 80
PU6YFUFQ | Mobern Lighting Co | Mobern Lighting | TLEDM-48T818W850 | Linear Replacement Lamp | Four-Foot | Dual Mode Internal Driver (UL Type A and Type B) | Standard | FALSE | [9 empty] | 42249 |  |  | NotYetVerified | Internal driver; operates off existing fluorescent ballast | 3 | 2212 | 105.8 | 20.9 | 7.68 | 0.9928 | 5000 | 82.4
PFC5ESGN | Mobern Lighting Co | Mobern Lighting | TLEDM-48T815W850 | Linear Replacement Lamp | Four-Foot | Dual Mode Internal Driver (UL Type A and Type B) | Standard | FALSE | [9 empty] | 42249 |  |  | NotYetVerified | Internal driver; operates off existing fluorescent ballast | 3 | 1929 | 109 | 17.7 | 8.75 | 0.9936 | 5000 | 81.6
PXBAM1GF | Mobern Lighting Co | Mobern Lighting | TLEDB-48T816W850 | Linear Replacement Lamp | Four-Foot | Replacement Lamps (plug and play) (UL Type A) | Standard | FALSE | [9 empty] | 42249 |  |  | NotYetVerified | Nominal wattage 16W | 3 | 2250 | 131.43 | 17.12 | 20 | 0.9 | 5000 | 80.7
PBSB5DCB | Mobern Lighting Co | Mobern Lighting | TLEDB-48T814W850 | Linear Replacement Lamp | Four-Foot | Replacement Lamps (plug and play) (UL Type A) | Standard | FALSE | [9 empty] | 42249 |  |  | NotYetVerified | Nominal wattage 14W | 3 | 1947 | 122.22 | 15.93 | 20 | 0.9 | 5000 | 80.7
PYBJFHNB | Mobern Lighting Co | Mobern Lighting | TLEDB-48T812W850 | Linear Replacement Lamp | Four-Foot | Replacement Lamps (plug and play) (UL Type A) | Standard | FALSE | [9 empty] | 42249 |  |  | NotYetVerified | Nominal wattage 12W | 3 | 1856 | 129.52 | 14.33 | 20 | 0.9 | 5000 | 80.7
P3MWAPWT | Mobern Lighting Co | Mobern Lighting | TLEDM-48T820W850 | Linear Replacement Lamp | Four-Foot | Dual Mode Internal Driver (UL Type A and Type B) | Standard | FALSE | [9 empty] | 42249 |  |  | NotYetVerified |  | 3 | 2250 | 100 | 22.5 |  | 0.9 | 5000 | 80
PPW7DSSF | Mobern Lighting Co | Mobern Lighting | TLEDM-48T815W840 | Linear Replacement Lamp | Four-Foot | Dual Mode Internal Driver (UL Type A and Type B) | Standard | FALSE | [9 empty] | 42249 |  |  | NotYetVerified | Internal driver; operates off existing fluorescent ballast | 3 | 1929 | 109 | 17.7 | 8.75 | 0.9936 | 4000 | 81.6
P9A3DNJ8 | Mobern Lighting Co | Mobern Lighting | TLEDB-48T816W840 | Linear Replacement Lamp | Four-Foot | Replacement Lamps (plug and play) (UL Type A) | Standard | FALSE | [9 empty] | 42249 |  |  | NotYetVerified | Nominal wattage 16W | 3 | 2072 | 121.31 | 17.08 | 20 | 0.9 | 4000 | 81.8
P2XPQXZY | Mobern Lighting Co | Mobern Lighting | TLEDB-48T814W840 | Linear Replacement Lamp | Four-Foot | Replacement Lamps (plug and play) (UL Type A) | Standard | FALSE | [9 empty] | 42249 |  |  | NotYetVerified | Nominal wattage 14W | 3 | 1855 | 116.23 | 15.96 | 20 | 0.9 | 4000 | 81.8
PGFW8T7M | Mobern Lighting Co | Mobern Lighting | TLEDB-48T812W840 | Linear Replacement Lamp | Four-Foot | Replacement Lamps (plug and play) (UL Type A) | Standard | FALSE | [9 empty] | 42249 |  |  | NotYetVerified | Nominal wattage 12W | 3 | 1715 | 120.86 | 14.19 | 20 | 0.9 | 4000 | 81.8
P6AFES4E | Mobern Lighting Co | Mobern Lighting | TLEDM-48T820W840 | Linear Replacement Lamp | Four-Foot | Dual Mode Internal Driver (UL Type A and Type B) | Standard | FALSE | [9 empty] | 42249 |  |  | NotYetVerified |  | 3 | 2250 | 100 | 22.5 |  | 0.9 | 4000 | 80
PWCYBA6M | Mobern Lighting Co | Mobern Lighting | TLEDM-48T818W835 | Linear Replacement Lamp | Four-Foot | Dual Mode Internal Driver (UL Type A and Type B) | Standard | FALSE | [9 empty] | 42249 |  |  | NotYetVerified | Internal driver; operates off existing fluorescent ballast | 3 | 2212 | 105.8 | 20.9 | 7.68 | 0.9928 | 3500 | 82.4
PZ9WCWY5 | Mobern Lighting Co | Mobern Lighting | TLEDM-48T815W835 | Linear Replacement Lamp | Four-Foot | Dual Mode Internal Driver (UL Type A and Type B) | Standard | FALSE | [9 empty] | 42249 |  |  | NotYetVerified | Internal driver; operates off existing fluorescent ballast | 3 | 1929 | 109 | 17.7 | 8.75 | 0.9936 | 3500 | 81.6
P7P9VCKW | Mobern Lighting Co | Mobern Lighting | TLEDB-48T816W835 | Linear Replacement Lamp | Four-Foot | Replacement Lamps (plug and play) (UL Type A) | Standard | FALSE | [9 empty] | 42249 |  |  | NotYetVerified | Nominal wattage 16W | 3 | 2072 | 121.31 | 17.08 | 20 | 0.9 | 3500 | 81.8
PHM3SKXK | Mobern Lighting Co | Mobern Lighting | TLEDB-48T814W835 | Linear Replacement Lamp | Four-Foot | Replacement Lamps (plug and play) (UL Type A) | Standard | FALSE | [9 empty] | 42249 |  |  | NotYetVerified | Nominal wattage 14W | 3 | 1855 | 116.23 | 15.96 | 20 | 0.9 | 3500 | 81.8
P8EEAA7B | Mobern Lighting Co | Mobern Lighting | TLEDB-48T812W835 | Linear Replacement Lamp | Four-Foot | Replacement Lamps (plug and play) (UL Type A) | Standard | FALSE | [9 empty] | 42249 |  |  | NotYetVerified | Nominal wattage 12W | 3 | 1715 | 120.86 | 14.19 | 20 | 0.9 | 3500 | 81.8
PWR3HZ7F | Mobern Lighting Co | Mobern Lighting | TLEDM-48T820W835 | Linear Replacement Lamp | Four-Foot | Dual Mode Internal Driver (UL Type A and Type B) | Standard | FALSE | [9 empty] | 42249 |  |  | NotYetVerified | Internal Driver;Operating off exsiting ballast | 3 | 2250 | 100 | 22.5 |  | 0.9 | 3500 | 80
PCNGFU4Y | Mobern Lighting Co | Mobern Lighting | TLEDM-48T818W830 | Linear Replacement Lamp | Four-Foot | Dual Mode Internal Driver (UL Type A and Type B) | Standard | FALSE | [9 empty] | 42249 |  |  | NotYetVerified |  | 3 | 2212 | 105.8 | 20.9 | 7.68 | 0.9928 | 3000 | 82.4
P2554ZN2 | Mobern Lighting Co | Mobern Lighting | TLEDM-48T815W830 | Linear Replacement Lamp | Four-Foot | Dual Mode Internal Driver (UL Type A and Type B) | Standard | FALSE | [9 empty] | 42249 |  |  | NotYetVerified | Internal driver; operates off existing fluorescent ballast | 3 | 1929 | 109 | 17.7 | 8.75 | 0.9936 | 3000 | 81.6
PSJNEG78 | Kadium Lighting Inc | Kadium Lighting Inc | K-RT8-EX-4-18-30KC | Linear Replacement Lamp | Four-Foot | 2-lamp External Driver Lamp-Style Retrofit Kits (UL Type C) | Standard | TRUE | 2091 | 117.41 | 17.81 | 11.25 | 0.973 | 3037 | 83.4 | 5 |  | 42248 |  |  | NotYetVerified | External Driver | 3 | 2090 | 117 | 18 |  |  | 3000 | 83
PU3QQD2R | Kadium Lighting Inc | Kadium Lighting Inc | K-RT8-EX-4-18-30KF | Linear Replacement Lamp | Four-Foot | 2-lamp External Driver Lamp-Style Retrofit Kits (UL Type C) | Standard | TRUE | 1976 | 110.9 | 17.81 | 11.25 | 0.973 | 3045 | 83.8 | 5 |  | 42248 |  |  | NotYetVerified | External Driver | 3 | 1970 | 110 | 18 |  |  | 3000 | 80
PHEXW7Z9 | Damar | Damar | LED18T8/830/4FT/DM/SS | Linear Replacement Lamp | Four-Foot | Internal Driver Lamp-Style Retrofit Kits (UL Type B) | Standard | TRUE | 2238 | 118.8 | 18.84 | 9.94 | 0.9519 | 3073 | 83.7 | 5 | 50000 | 42248 |  |  | No |  | 3 | 2200 | 115 | 19 | 20 | 0.9 | 3000 | 83
PXME34JP | LUXAZ | Luxaz | LX-T4818120/CR30K | Linear Replacement Lamp | Four-Foot | Internal Driver Lamp-Style Retrofit Kits (UL Type B) | Standard | TRUE | 2105.3 | 105.8 | 19.89 | 14.74 | 0.923 | 3062 | 83 | 5 | 50000 | 42248 |  |  | NotYetVerified |  | 3 | 2000 | 100 | 18 | 7.31 | 0.9 | 3000 | 80
PA1UPUAA | LUXAZ | Luxaz | LX-T4818120/30K | Linear Replacement Lamp | Four-Foot | Internal Driver Lamp-Style Retrofit Kits (UL Type B) | Standard | TRUE | 2105.3 | 105.8 | 19.89 | 14.74 | 0.923 | 3062 | 83 | 5 | 50000 | 42248 |  |  | NotYetVerified |  | 3 | 2000 | 100 | 18 | 7.31 | 0.9 | 3000 | 80
PS3MX2N3 | Archipelago Lighting Inc. | ARCHIPELAGO | LT8F180030BP2 | Linear Replacement Lamp | Four-Foot | Internal Driver Lamp-Style Retrofit Kits (UL Type B) | Standard | TRUE | 2128.922 | 110.714 | 19.229 | 16.39 | 0.9107 | 2973 | 81.6 | 5 | 50000 | 42248 |  |  | NotYetVerified | Internal Driver | 3 | 1915 | 100 | 18 | 16.39 | 0.969 | 3000 | 82
PUHGBQU7 | Archipelago Lighting Inc. | ARCHIPELAGO | LT8F180050BP2 | Linear Replacement Lamp | Four-Foot | Internal Driver Lamp-Style Retrofit Kits (UL Type B) | Standard | FALSE | [9 empty] | 42248 |  |  | NotYetVerified |  | 3 | 2000 | 100 | 18 | 16.39 | 0.968 | 5000 | 82
PHP8N6Z4 | Archipelago Lighting Inc. | ARCHIPELAGO | LT8F180041BP2 | Linear Replacement Lamp | Four-Foot | Internal Driver Lamp-Style Retrofit Kits (UL Type B) | Standard | FALSE | [9 empty] | 42248 |  |  | NotYetVerified |  | 3 | 1915 | 100 | 18 | 16.39 | 0.969 | 4000 | 82
P2G1ZQXD | Archipelago Lighting Inc. | ARCHIPELAGO | LT8F180035BP2 | Linear Replacement Lamp | Four-Foot | Internal Driver Lamp-Style Retrofit Kits (UL Type B) | Standard | FALSE | [9 empty] | 42248 |  |  | NotYetVerified |  | 3 | 1915 | 100 | 18 | 16.39 | 0.969 | 3500 | 82
P41KRN5A | Kadium Lighting Inc | Kadium Lighting Inc | K-RT8-EX-4-18-50KC | Linear Replacement Lamp | Four-Foot | 2-lamp External Driver Lamp-Style Retrofit Kits (UL Type C) | Standard | FALSE | [9 empty] | 42248 |  |  | NotYetVerified | External Driver | 3 | 2170 | 120 | 18 |  |  | 5000 | 84
PWB9V4SJ | Kadium Lighting Inc | Kadium Lighting Inc | K-RT8-EX-4-18-50KF | Linear Replacement Lamp | Four-Foot | 2-lamp External Driver Lamp-Style Retrofit Kits (UL Type C) | Standard | FALSE | [9 empty] | 42248 |  |  | NotYetVerified | External Driver | 3 | 2000 | 110 | 18 |  |  | 5000 | 80
PYQ1T9RF | LUXAZ | Luxaz | LX-T4818120/50K | Linear Replacement Lamp | Four-Foot | Internal Driver Lamp-Style Retrofit Kits (UL Type B) | Standard | FALSE | [9 empty] | 42248 |  |  | NotYetVerified |  | 3 | 2000 | 100 | 18 | 7.31 | 0.9 | 5000 | 80
PBYHJEN7 | LUXAZ | Luxaz | LX-T4818120/CR50K | Linear Replacement Lamp | Four-Foot | Internal Driver Lamp-Style Retrofit Kits (UL Type B) | Standard | FALSE | [9 empty] | 42248 |  |  | NotYetVerified |  | 3 | 2000 | 100 | 18 | 7.31 | 0.9 | 5000 | 80
PCZ43UBW | LUXAZ | Luxaz | LX-T4818120/40K | Linear Replacement Lamp | Four-Foot | Internal Driver Lamp-Style Retrofit Kits (UL Type B) | Standard | FALSE | [9 empty] | 42248 |  |  | NotYetVerified |  | 3 | 2000 | 100 | 18 | 7.31 | 0.9 | 4000 | 80
P55Z2CDJ | LUXAZ | Luxaz | LX-T4818120/CR40K | Linear Replacement Lamp | Four-Foot | Internal Driver Lamp-Style Retrofit Kits (UL Type B) | Standard | FALSE | [9 empty] | 42248 |  |  | NotYetVerified |  | 3 | 2000 | 100 | 18 | 7.31 | 0.9 | 4000 | 80
PCXYFYGV | Damar | Damar | LED18T8/850/4FT/DM/SS | Linear Replacement Lamp | Four-Foot | Internal Driver Lamp-Style Retrofit Kits (UL Type B) | Standard | FALSE | [9 empty] | 42248 |  |  | No |  | 3 | 2200 | 115 | 19 | 20 | 0.9 | 5000 | 83
P489K6N9 | Damar | Damar | LED18T8/841/4FT/DM/SS | Linear Replacement Lamp | Four-Foot | Internal Driver Lamp-Style Retrofit Kits (UL Type B) | Standard | FALSE | [9 empty] | 42248 |  |  | No |  | 3 | 2200 | 115 | 19 | 20 | 0.9 | 4000 | 83
P949NABY | Damar | Damar | LED18T8/835/4FT/DM/SS | Linear Replacement Lamp | Four-Foot | Internal Driver Lamp-Style Retrofit Kits (UL Type B) | Standard | FALSE | [9 empty] | 42248 |  |  | No |  | 3 | 2200 | 115 | 19 | 20 | 0.9 | 3500 | 83
PXNWP8XH | Archipelago Lighting Inc. | ARCHIPELAGO | LT8F160041K2 | Linear Replacement Lamp | Four-Foot | Replacement Lamps (plug and play) (UL Type A) | Standard | TRUE | 1895.41 | 101.9 | 18.6 | 6.92 | 0.9561 | 3979 | 81.8 | 5 | 50000 | 42247 |  |  | No |  | 3 | 1650 | 100 | 18 | 6.92 | 0.956 | 4000 | 82
PTFK2M37 | Archipelago Lighting Inc. | ARCHIPELAGO | LT8F160050K2 | Linear Replacement Lamp | Four-Foot | Replacement Lamps (plug and play) (UL Type A) | Standard | FALSE | [9 empty] | 42247 |  |  | No |  | 3 | 1750 | 100 | 18 | 6.92 | 0.956 | 5000 | 82
P5PG8C5A | Shenzhen Evoleder Technology Co. Ltd | Evoleder | EVUET8-120-18W(2700K) | Linear Replacement Lamp | Four-Foot | Dual Mode Internal Driver (UL Type A and Type B) | Standard | TRUE | 2026 | 103.21 | 19.63 | 14.45 | 0.9097 | 2727 | 82.5 | 5 | 50000 | 42244 |  |  | NotYetVerified |  | 3 | 2026 | 103.21 | 19.63 | 14.45 | 0.9097 | 2700 | 82.5
PTFCHGGM | Shenzhen Evoleder Technology Co. Ltd | Evoleder | EVUET8-120-15W(2700K) | Linear Replacement Lamp | Four-Foot | Dual Mode Internal Driver (UL Type A and Type B) | Standard | TRUE | 1824 | 103.75 | 17.58 | 16.49 | 0.9004 | 2725 | 82.6 | 5 | 50000 | 42244 |  |  | NotYetVerified |  | 3 | 1824 | 103.75 | 17.58 | 16.49 | 0.9004 | 2700 | 82.6
PE4G55BV | Shenzhen Evoleder Technology Co. Ltd | Evoleder | EVUET8-120-15W(5000K) | Linear Replacement Lamp | Four-Foot | Dual Mode Internal Driver (UL Type A and Type B) | Standard | FALSE | [9 empty] | 42244 | Not Dimmable | Not Dimmable | NotYetVerified |  | 3 | 2103 | 116.64 | 18.03 | 16.39 | 0.9017 | 5000 | 83.4
PTYJRMDV | Shenzhen Evoleder Technology Co. Ltd | Evoleder | EVUET8-120-18W(5000K) | Linear Replacement Lamp | Four-Foot | Dual Mode Internal Driver (UL Type A and Type B) | Standard | FALSE | [9 empty] | 42244 | Not Dimmable | Not Dimmable | NotYetVerified |  | 3 | 2265 | 114.05 | 19.86 | 14.63 | 0.9095 | 5000 | 83.4
P2YCYKN2 | Shenzhen Evoleder Technology Co. Ltd | Evoleder | EVUET8-120-15W(4500K) | Linear Replacement Lamp | Four-Foot | Dual Mode Internal Driver (UL Type A and Type B) | Standard | FALSE | [9 empty] | 42244 | Not Dimmable | Not Dimmable | NotYetVerified |  | 3 | 1824 | 103.75 | 17.58 | 16.49 | 0.9004 | 4500 | 82.6
PNQYC9YE | Shenzhen Evoleder Technology Co. Ltd | Evoleder | EVUET8-120-18W(4500K) | Linear Replacement Lamp | Four-Foot | Dual Mode Internal Driver (UL Type A and Type B) | Standard | FALSE | [9 empty] | 42244 | Not Dimmable | Not Dimmable | NotYetVerified |  | 3 | 2026 | 103.21 | 19.67 | 14.45 | 0.9097 | 4500 | 82.5
P965HTGD | Shenzhen Evoleder Technology Co. Ltd | Evoleder | EVUET8-120-15W(4000K) | Linear Replacement Lamp | Four-Foot | Dual Mode Internal Driver (UL Type A and Type B) | Standard | FALSE | [9 empty] | 42244 | Not Dimmable | Not Dimmable | NotYetVerified |  | 3 | 1824 | 103.75 | 17.58 | 16.49 | 0.9004 | 4000 | 82.6
PVZTWB3S | Shenzhen Evoleder Technology Co. Ltd | Evoleder | EVUET8-120-18W(4000K) | Linear Replacement Lamp | Four-Foot | Dual Mode Internal Driver (UL Type A and Type B) | Standard | FALSE | [9 empty] | 42244 | Not Dimmable | Not Dimmable | NotYetVerified |  | 3 | 2026 | 103.21 | 19.66 | 14.45 | 0.9097 | 4000 | 82.5
PXGWT8BJ | Shenzhen Evoleder Technology Co. Ltd | Evoleder | EVUET8-120-15W(3500K) | Linear Replacement Lamp | Four-Foot | Dual Mode Internal Driver (UL Type A and Type B) | Standard | FALSE | [9 empty] | 42244 | Not Dimmable | Not Dimmable | NotYetVerified |  | 3 | 1824 | 103.75 | 17.58 | 16.49 | 0.9004 | 3500 | 82.6
PKGAY9GR | Shenzhen Evoleder Technology Co. Ltd | Evoleder | EVUET8-120-18W(3500K) | Linear Replacement Lamp | Four-Foot | Dual Mode Internal Driver (UL Type A and Type B) | Standard | FALSE | [9 empty] | 42244 | Not Dimmable | Not Dimmable | NotYetVerified |  | 3 | 2026 | 103.21 | 19.65 | 14.45 | 0.9097 | 3500 | 82.5
PHJ3F6QU | Shenzhen Evoleder Technology Co. Ltd | Evoleder | EVUET8-120-15W(3000K) | Linear Replacement Lamp | Four-Foot | Dual Mode Internal Driver (UL Type A and Type B) | Standard | FALSE | [9 empty] | 42244 | Not Dimmable | Not Dimmable | NotYetVerified |  | 3 | 1824 | 103.75 | 17.58 | 16.49 | 0.9004 | 3000 | 82.6
PG7EQPKT | Shenzhen Evoleder Technology Co. Ltd | Evoleder | EVUET8-120-18W(3000K) | Linear Replacement Lamp | Four-Foot | Dual Mode Internal Driver (UL Type A and Type B) | Standard | FALSE | [9 empty] | 42244 | Not Dimmable | Not Dimmable | NotYetVerified |  | 3 | 2026 | 103.21 | 19.64 | 14.45 | 0.9097 | 3000 | 82.5
PQBPBSHH | Venture Lighting International | Venture Lighting International | VL1-T8UNV18-0427-AI00 | Linear Replacement Lamp | Four-Foot | Dual Mode Internal Driver (UL Type A and Type B) | Standard | TRUE | 2231 | 106.7 | 20.9 | 11.36 | 0.967 | 2682 | 81.5 | 5 | 50000 | 42243 |  |  | NotYetVerified | Internal driver; operates off existing fluorescent ballast | 3 | 2212 | 105.8 | 20.9 |  |  | 2700 | 82.4
PWBJ2VYU | Venture Lighting International | Venture Lighting International | VL1-T8UNV18-0440-AI00 | Linear Replacement Lamp | Four-Foot | Dual Mode Internal Driver (UL Type A and Type B) | Standard | TRUE | 2261 | 105.6 | 21.42 | 11.36 | 0.9667 | 3987 | 81.5 | 5 | 50000 | 42243 |  |  | NotYetVerified | Internal Driver; Operating off the existing ballast | 4 | 2212 | 105.8 | 20.9 |  |  | 4000 | 82.4
PU2KCX81 | Gielight Co. Ltd | Gielight | GL-UL-20W | Linear Replacement Lamp | Four-Foot | Replacement Lamps (plug and play) (UL Type A) | Standard | TRUE | 2129 | 105.66 | 20.15 | 16.56 | 0.9029 | 2958 | 82.6 | 5 | 50000 | 42243 |  |  | No |  | 3 | 2129 | 105.66 | 19.89 | 16.56 | 0.9029 | 3000 | 82.6
PXQPFMCK | Gielight Co. Ltd | Gielight | GL-UL-18W | Linear Replacement Lamp | Four-Foot | Replacement Lamps (plug and play) (UL Type A) | Standard | TRUE | 1943 | 106.82 | 18.19 | 18.74 | 0.9023 | 2967 | 83.1 | 5 | 50000 | 42243 |  |  | No |  | 3 | 1943 | 106.82 | 18.19 | 18.74 | 0.9023 | 3000 | 83.1
P3Z2U1M4 | Venture Lighting International | Venture Lighting International | VL1-T8UNV18-0450-AI00 | Linear Replacement Lamp | Four-Foot | Dual Mode Internal Driver (UL Type A and Type B) | Standard | FALSE | [9 empty] | 42243 |  |  | NotYetVerified |  | 4 | 2212 | 105.8 | 20.9 | 7.68 | 0.9928 | 5000 | 82.4
PB3FF8K8 | Venture Lighting International | Venture Lighting International | VL1-T8UNV18-0445-AI00 | Linear Replacement Lamp | Four-Foot | Dual Mode Internal Driver (UL Type A and Type B) | Standard | FALSE | [9 empty] | 42243 |  |  | NotYetVerified |  | 3 | 2212 | 105.8 | 20.9 | 7.68 | 0.9928 | 4500 | 82.4
PMJA1WJJ | Venture Lighting International | Venture Lighting International | VL1-T8UNV18-0435-AI00 | Linear Replacement Lamp | Four-Foot | Dual Mode Internal Driver (UL Type A and Type B) | Standard | FALSE | [9 empty] | 42243 |  |  | NotYetVerified |  | 4 | 2212 | 105.8 | 20.9 | 7.68 | 0.9928 | 3500 | 82.4
PW4JCFSD | Venture Lighting International | Venture Lighting International | VL1-T8UNV18-0430-AI00 | Linear Replacement Lamp | Four-Foot | Dual Mode Internal Driver (UL Type A and Type B) | Standard | FALSE | [9 empty] | 42243 |  |  | NotYetVerified | Internal driver; operates off existing fluorescent ballast | 4 | 2212 | 105.8 | 20.9 | 7.68 | 0.9928 | 3000 | 82.4
P1YF7C3Y | Gielight Co. Ltd | Gielight | GL-UL-20P | Linear Replacement Lamp | Four-Foot | Replacement Lamps (plug and play) (UL Type A) | Standard | FALSE | [9 empty] | 42243 |  |  | No |  | 3 | 2239 | 111.67 | 20.05 | 16.83 | 0.9098 | 5000 | 82.9
PRTTVXKE | Gielight Co. Ltd | Gielight | GL-UL-18P | Linear Replacement Lamp | Four-Foot | Replacement Lamps (plug and play) (UL Type A) | Standard | FALSE | [9 empty] | 42243 |  |  | No |  | 3 | 2040 | 111.84 | 18.24 | 18.85 | 0.9036 | 5000 | 82.7
PPC9VWYV | Gielight Co. Ltd | Gielight | GL-UL-18N | Linear Replacement Lamp | Four-Foot | Replacement Lamps (plug and play) (UL Type A) | Standard | FALSE | [9 empty] | 42243 |  |  | No |  | 3 | 1994 | 109.44 | 18.22 | 18.5 | 0.9027 | 4000 | 82.5
P58VF1EU | Gielight Co. Ltd | Gielight | GL-UL-20N | Linear Replacement Lamp | Four-Foot | Replacement Lamps (plug and play) (UL Type A) | Standard | FALSE | [9 empty] | 42243 |  |  | No |  | 3 | 2188 | 109.62 | 19.96 | 17.32 | 0.9041 | 4000 | 82.5
P7M5HHR7 | James Trading Company Limited | JAMES | BT8P18W4FT Frosted (3000K) | Linear Replacement Lamp | Four-Foot | Replacement Lamps (plug and play) (UL Type A) | Standard | TRUE | 1716 | 103.56 | 16.57 | 20.5 | 0.9542 | 3003 | 82.7 | 5 | 50000 | 42242 |  |  | NotYetVerified |  | 3 | 1700 | 100 | 17 | 20 | 0.9 | 3000 | 82
PKE74G8Z | Gracious Living Illumination Corp. | Gracious Living Illumination | T8-12-41 | Linear Replacement Lamp | Four-Foot | Internal Driver Lamp-Style Retrofit Kits (UL Type B) | Standard | TRUE | 2192.97 | 118.9 | 18.44 | 24.73 | 0.929 | 4248 | 82.2 | 5 | 50000 | 42242 |  |  | No |  | 3 | 2192.97 | 118.9 | 18.44 | 20 | 0.97 | 4248 | 82
PEBC29PVY | Kumho Electric | earthcare | FL/T5-54W/25W IU 300 | Linear Replacement Lamp | Four-Foot | Replacement Lamps (plug and play) (UL Type A) | Standard | TRUE | 2268.82 | 114.8 | 19.76 | 10 | 0.92 | 3111 | 84 | 5 |  | 42242 |  |  | NotYetVerified |  | 3.1 | 2600 | 100 | 25 |  | 0.9 | 3000 | 80
PHX2QNZXC | Kumho Electric | earthcare | FL/T5-54W/25W IU 410 | Linear Replacement Lamp | Four-Foot | Replacement Lamps (plug and play) (UL Type A) | Standard | FALSE | [9 empty] | 42242 |  |  | NotYetVerified |  | 3.1 | 2800 | 110 | 25 |  | 0.9 | 4100 | 80
PNSUMNZB | James Trading Company Limited | JAMES | BT8P18W4FT Frosted (5000K) | Linear Replacement Lamp | Four-Foot | Replacement Lamps (plug and play) (UL Type A) | Standard | FALSE | [9 empty] | 42242 |  |  | NotYetVerified |  | 3 | 1850 | 110 | 17 | 20 | 0.9 | 5000 | 82
PK3F9ZRJ | James Trading Company Limited | JAMES | BT8P18W4FT Frosted (4500K) | Linear Replacement Lamp | Four-Foot | Replacement Lamps (plug and play) (UL Type A) | Standard | FALSE | [9 empty] | 42242 |  |  | NotYetVerified |  | 3 | 1800 | 105 | 17 | 20 | 0.9 | 4500 | 82
PHBZ4XM8 | James Trading Company Limited | JAMES | BT8P18W4FT Frosted (4000K) | Linear Replacement Lamp | Four-Foot | Replacement Lamps (plug and play) (UL Type A) | Standard | FALSE | [9 empty] | 42242 |  |  | NotYetVerified |  | 3 | 1750 | 103 | 17 | 20 | 0.9 | 4000 | 82
PHZKAJMZ | James Trading Company Limited | JAMES | BT8P18W4FT Frosted (3500K) | Linear Replacement Lamp | Four-Foot | Replacement Lamps (plug and play) (UL Type A) | Standard | FALSE | [9 empty] | 42242 |  |  | NotYetVerified |  | 3 | 1720 | 103 | 17 | 20 | 0.9 | 3500 | 82
PF7G8PUF | Gracious Living Illumination Corp. | Gracious Living Illumination | T8-12-50 | Linear Replacement Lamp | Four-Foot | Internal Driver Lamp-Style Retrofit Kits (UL Type B) | Standard | FALSE | [9 empty] | 42242 | Not Dimmable | Not Dimmable | No |  | 3 | 2131.08 | 120.5 | 17.68 | 20 | 0.97 | 5234 | 85
PDFUNJGR | Lumen Impact LLC | Lumen Impact | LI-LT8-4FTF(30K120CGSB) | Linear Replacement Lamp | Four-Foot | Replacement Lamps (plug and play) (UL Type A) | Standard | TRUE | 2416 | 113.69 | 21.25 | 5.91 | 0.9714 | 2971 | 82.6 | 5 | 50000 | 42241 |  |  | NotYetVerified |  | 3 | 2416 | 113.69 | 21.25 | 5.91 | 0.9714 | 3000 | 82.6
PFRAKUPX | Lumen Impact LLC | Lumen Impact | LI-LT8-4FTC(30K120CGSB) | Linear Replacement Lamp | Four-Foot | Replacement Lamps (plug and play) (UL Type A) | Standard | TRUE | 2645 | 124.59 | 21.23 | 5.93 | 0.9708 | 2970 | 82.1 | 5 | 50000 | 42241 |  |  | NotYetVerified |  | 3 | 2645 | 124.59 | 21.23 | 5.93 | 0.9708 | 3000 | 82.1
PCQ3HJXV | JIAXING SUPER LIGHTING ELECTRIC APPLIANCE CO.LTD | SUPER | T8L-IDDM11-2200-4ft-ABA-EM | Linear Replacement Lamp | Four-Foot | Replacement Lamps (plug and play) (UL Type A) | Standard | TRUE | 2071.6 | 106.84 | 19.39 | 16.02 | 0.9173 | 3093 | 85.4 | 5 | 50000 | 42241 |  |  | No |  | 3 | 2071.6 | 106.84 | 19.39 | 16.02 | 0.9173 | 3093 | 85.4
PJ68M3E3 | YANKON LIGHTING INC. | Yankon | YGA05A22-T8-18W-830 | Linear Replacement Lamp | Four-Foot | Internal Driver Lamp-Style Retrofit Kits (UL Type B) | Standard | TRUE | 1931 | 111 | 17.4 | 18.25 | 0.9171 | 3080 | 82.4 | 5 | 50000 | 42241 |  |  | NotYetVerified | Internal Driver | 3 | 1900 | 105.56 | 18 | 20 | 0.9 | 3000 | 80
PH3FRR9R | JIAXING SUPER LIGHTING ELECTRIC APPLIANCE CO.LTD | SUPER | T8L-IDDM11-2200-4ft-ACA-EM | Linear Replacement Lamp | Four-Foot | Replacement Lamps (plug and play) (UL Type A) | Standard | TRUE | 2072.2 | 107.37 | 19.3 | 13.71 | 0.916 | 3088 | 85.4 | 5 | 50000 | 42241 |  |  | No |  | 3 | 2072.2 | 107.37 | 19.3 | 13.71 | 0.916 | 3088 | 85.4
PR5M4D1G | LEDone Distribution Inc. | LEDone | T8B15552A2AF | Linear Replacement Lamp | Four-Foot | Internal Driver Lamp-Style Retrofit Kits (UL Type B) | Standard | TRUE | 1750 | 113.93 | 15.49 | 14.72 | 0.907 | 2970 | 84.1 | 5 | 50000 | 42241 |  |  | No |  | 3 | 1773 | 114.46 | 15.49 | 14.72 | 0.907 | 3000 | 84.1
PTBSDRTF | LEDone Distribution Inc. | LEDone | T8B15552A2AC | Linear Replacement Lamp | Four-Foot | Internal Driver Lamp-Style Retrofit Kits (UL Type B) | Standard | TRUE | 1921 | 123.78 | 15.52 | 14.65 | 0.906 | 3015 | 84.3 | 5 | 50000 | 42241 |  |  | No |  | 3 | 1921 | 123.78 | 15.52 | 14.65 | 0.906 | 3000 | 84.3
P47JY828 | LEDone Distribution Inc. | LEDone | T8B17552A2AF | Linear Replacement Lamp | Four-Foot | Internal Driver Lamp-Style Retrofit Kits (UL Type B) | Standard | TRUE | 1906 | 112.98 | 16.87 | 12.65 | 0.906 | 2964 | 83.9 | 5 | 50000 | 42241 |  |  | No |  | 3 | 1906 | 112.98 | 16.87 | 12.65 | 0.906 | 3000 | 83.9
PP8Q23CB | LEDone Distribution Inc. | LEDone | T8B17552A2AC | Linear Replacement Lamp | Four-Foot | Internal Driver Lamp-Style Retrofit Kits (UL Type B) | Standard | TRUE | 2052 | 121.64 | 16.87 | 12.63 | 0.906 | 2998 | 84.3 | 5 | 50000 | 42241 |  |  | No |  | 3 | 2052 | 121.64 | 16.87 | 12.63 | 0.906 | 3000 | 84.3
PGZM8G2C | LEDone Distribution Inc. | LEDone | T8B17554A2AF | Linear Replacement Lamp | Four-Foot | Internal Driver Lamp-Style Retrofit Kits (UL Type B) | Standard | TRUE | 2386 | 145.58 | 16.39 | 12.48 | 0.9006 | 4013 | 84.1 | 5 | 50000 | 42241 |  |  | No | Updated on 9/26/2016 | 3 | 2386 | 145.58 | 16.39 | 12.48 | 0.9006 | 4000 | 84.1
PJTKUZ93 | JIAXING SUPER LIGHTING ELECTRIC APPLIANCE CO.LTD | SUPER | T8L-IDDM11-2200-4ft-EBA-EM | Linear Replacement Lamp | Four-Foot | Replacement Lamps (plug and play) (UL Type A) | Standard | FALSE | [9 empty] | 42241 |  |  | No |  | 3 | 2070 | 106 | 19.4 | 20 | 0.9 | 5000 | 82
P27WYPM8 | JIAXING SUPER LIGHTING ELECTRIC APPLIANCE CO.LTD | SUPER | T8L-IDDM11-2200-4ft-ECA-EM | Linear Replacement Lamp | Four-Foot | Replacement Lamps (plug and play) (UL Type A) | Standard | FALSE | [9 empty] | 42241 |  |  | No |  | 3 | 2070 | 106 | 19.4 | 20 | 0.9 | 5000 | 82
PVC38XZF | JIAXING SUPER LIGHTING ELECTRIC APPLIANCE CO.LTD | SUPER | T8L-IDDM11-2200-4ft-DBA-EM | Linear Replacement Lamp | Four-Foot | Replacement Lamps (plug and play) (UL Type A) | Standard | FALSE | [9 empty] | 42241 |  |  | No |  | 3 | 2070 | 106 | 19.4 | 20 | 0.9 | 4500 | 82
PNAJX8PB | JIAXING SUPER LIGHTING ELECTRIC APPLIANCE CO.LTD | SUPER | T8L-IDDM11-2200-4ft-DCA-EM | Linear Replacement Lamp | Four-Foot | Replacement Lamps (plug and play) (UL Type A) | Standard | FALSE | [9 empty] | 42241 |  |  | No |  | 3 | 2070 | 106 | 19.4 | 20 | 0.9 | 4500 | 82
PGUH79TK | JIAXING SUPER LIGHTING ELECTRIC APPLIANCE CO.LTD | SUPER | T8L-IDDM11-2200-4ft-CBA-EM | Linear Replacement Lamp | Four-Foot | Replacement Lamps (plug and play) (UL Type A) | Standard | FALSE | [9 empty] | 42241 |  |  | No |  | 3 | 2070 | 106 | 19.4 | 20 | 0.9 | 4000 | 82
P5WW4ZNS | JIAXING SUPER LIGHTING ELECTRIC APPLIANCE CO.LTD | SUPER | T8L-IDDM11-2200-4ft-CCA-EM | Linear Replacement Lamp | Four-Foot | Replacement Lamps (plug and play) (UL Type A) | Standard | FALSE | [9 empty] | 42241 |  |  | No |  | 3 | 2070 | 106 | 19.4 | 20 | 0.9 | 4000 | 82
PKKGENND | JIAXING SUPER LIGHTING ELECTRIC APPLIANCE CO.LTD | SUPER | T8L-IDDM11-2200-4ft-BBA-EM | Linear Replacement Lamp | Four-Foot | Replacement Lamps (plug and play) (UL Type A) | Standard | FALSE | [9 empty] | 42241 |  |  | No |  | 3 | 2070 | 106 | 19.4 | 20 | 0.9 | 3500 | 82
PGZ2S2BC | JIAXING SUPER LIGHTING ELECTRIC APPLIANCE CO.LTD | SUPER | T8L-IDDM11-2200-4ft-BCA-EM | Linear Replacement Lamp | Four-Foot | Replacement Lamps (plug and play) (UL Type A) | Standard | FALSE | [9 empty] | 42241 |  |  | No |  | 3 | 2070 | 106 | 19.4 | 20 | 0.9 | 3500 | 82
PYYJH59V | Lumen Impact LLC | Lumen Impact | LI-LT8-4FTF(50K120CGSB) | Linear Replacement Lamp | Four-Foot | Replacement Lamps (plug and play) (UL Type A) | Standard | FALSE | [9 empty] | 42241 |  |  | NotYetVerified |  | 3 | 2561 | 117.53 | 21.79 | 5.76 | 0.9736 | 5000 | 82.3
PPDD1U3U | Lumen Impact LLC | Lumen Impact | LI-LT8-4FTC(50K120CGSB) | Linear Replacement Lamp | Four-Foot | Replacement Lamps (plug and play) (UL Type A) | Standard | FALSE | [9 empty] | 42241 |  |  | NotYetVerified |  | 3 | 2803 | 129.05 | 21.72 | 5.93 | 0.9751 | 5000 | 82
P68JWXZU | Lumen Impact LLC | Lumen Impact | LI-LT8-4FTF(45K120CGSB) | Linear Replacement Lamp | Four-Foot | Replacement Lamps (plug and play) (UL Type A) | Standard | FALSE | [9 empty] | 42241 |  |  | NotYetVerified |  | 3 | 2416 | 113.69 | 21.25 | 5.91 | 0.9714 | 4500 | 82.6
PVUCA718 | Lumen Impact LLC | Lumen Impact | LI-LT8-4FTC(45K120CGSB) | Linear Replacement Lamp | Four-Foot | Replacement Lamps (plug and play) (UL Type A) | Standard | FALSE | [9 empty] | 42241 |  |  | NotYetVerified |  | 3 | 2645 | 124.59 | 21.23 | 5.93 | 0.9708 | 4500 | 82.1
P8DMVRXV | Lumen Impact LLC | Lumen Impact | LI-LT8-4FTF(40K120CGSB) | Linear Replacement Lamp | Four-Foot | Replacement Lamps (plug and play) (UL Type A) | Standard | FALSE | [9 empty] | 42241 |  |  | NotYetVerified |  | 3 | 2416 | 113.69 | 21.25 | 5.91 | 0.9714 | 4000 | 82.6
PYQCGJ96 | Lumen Impact LLC | Lumen Impact | LI-LT8-4FTC(40K120CGSB) | Linear Replacement Lamp | Four-Foot | Replacement Lamps (plug and play) (UL Type A) | Standard | FALSE | [9 empty] | 42241 |  |  | NotYetVerified |  | 3 | 2645 | 124.59 | 21.23 | 5.93 | 0.9708 | 4000 | 82.1
PJC4DUPB | Lumen Impact LLC | Lumen Impact | LI-LT8-4FTF(35K120CGSB) | Linear Replacement Lamp | Four-Foot | Replacement Lamps (plug and play) (UL Type A) | Standard | FALSE | [9 empty] | 42241 |  |  | NotYetVerified |  | 3 | 2416 | 113.69 | 21.25 | 5.91 | 0.9714 | 3500 | 82.6
P833A2YU | Lumen Impact LLC | Lumen Impact | LI-LT8-4FTC(35K120CGSB) | Linear Replacement Lamp | Four-Foot | Replacement Lamps (plug and play) (UL Type A) | Standard | FALSE | [9 empty] | 42241 |  |  | NotYetVerified |  | 3 | 2645 | 124.59 | 21.23 | 5.93 | 0.9708 | 3500 | 82.1
PQ4J9W3D | LEDone Distribution Inc. | LEDone | T8B15556A2AF | Linear Replacement Lamp | Four-Foot | Internal Driver Lamp-Style Retrofit Kits (UL Type B) | Standard | FALSE | [9 empty] | 42241 |  |  | No |  | 3 | 1869 | 119.58 | 15.63 | 14.59 | 0.903 | 5000 | 83.9
P77BMXF3 | LEDone Distribution Inc. | LEDone | T8B17556A2AF | Linear Replacement Lamp | Four-Foot | Internal Driver Lamp-Style Retrofit Kits (UL Type B) | Standard | FALSE | [9 empty] | 42241 |  |  | No |  | 3 | 2025 | 118.98 | 17.02 | 12.18 | 0.906 | 5000 | 83.7
PGEKN39Y | LEDone Distribution Inc. | LEDone | T8B17556A2AC | Linear Replacement Lamp | Four-Foot | Internal Driver Lamp-Style Retrofit Kits (UL Type B) | Standard | FALSE | [9 empty] | 42241 |  |  | No |  | 3 | 2209 | 130.48 | 16.93 | 12.46 | 0.907 | 5000 | 83.3
PN28WC7C | LEDone Distribution Inc. | LEDone | T8B17554A2AC | Linear Replacement Lamp | Four-Foot | Internal Driver Lamp-Style Retrofit Kits (UL Type B) | Standard | FALSE | [9 empty] | 42241 |  |  | No |  | 3 | 2052 | 121.64 | 16.87 | 12.63 | 0.906 | 4000 | 84.3
PE1NXA2J | LEDone Distribution Inc. | LEDone | T8B15554A2AF | Linear Replacement Lamp | Four-Foot | Internal Driver Lamp-Style Retrofit Kits (UL Type B) | Standard | FALSE | [9 empty] | 42241 |  |  | No |  | 3 | 1733 | 114.46 | 15.49 | 14.72 | 0.907 | 4000 | 84.1
PW3ZKW8R | YANKON LIGHTING INC. | Yankon | YGA05A22-T8-18W-850 | Linear Replacement Lamp | Four-Foot | Internal Driver Lamp-Style Retrofit Kits (UL Type B) | Standard | FALSE | [9 empty] | 42241 | Not Dimmable | Not Dimmable | NotYetVerified | Internal Driver | 3 | 2000 | 111.11 | 18 | 20 | 0.9 | 5000 | 80
P6S371HQ | YANKON LIGHTING INC. | Yankon | YGA05A22-T8-18W-840 | Linear Replacement Lamp | Four-Foot | Internal Driver Lamp-Style Retrofit Kits (UL Type B) | Standard | FALSE | [9 empty] | 42241 | Not Dimmable | Not Dimmable | NotYetVerified | Internal Driver | 3 | 2000 | 111.11 | 18 | 20 | 0.9 | 4000 | 80
PQGH4J92 | YANKON LIGHTING INC. | Yankon | YGA05A22-T8-18W-835 | Linear Replacement Lamp | Four-Foot | Internal Driver Lamp-Style Retrofit Kits (UL Type B) | Standard | FALSE | [9 empty] | 42241 | Not Dimmable | Not Dimmable | NotYetVerified |  | 3 | 1900 | 105.56 | 18 | 20 | 0.9 | 3500 | 80
PMHEF8PH | Taizhou JiaoGuang Lighting Co. Ltd. | LIGHT THE FUTURE | RG214-27-C | Linear Replacement Lamp | Four-Foot | Replacement Lamps (plug and play) (UL Type A) | Standard | TRUE | 1980.27 | 114.01 | 17.37 | 5.41 | 0.983 | 2862 | 82.6 | 5 | 500000 | 42240 |  |  | No |  | 3 | 1980.27 | 114.01 | 17.37 | 4.12 | 0.999 | 2857 | 83
P8EVZTCB | Taizhou JiaoGuang Lighting Co. Ltd. | LIGHT THE FUTURE | RG214-27K-F | Linear Replacement Lamp | Four-Foot | Replacement Lamps (plug and play) (UL Type A) | Standard | TRUE | 1886.94 | 107.58 | 17.54 | 5.31 | 0.983 | 2857 | 82.8 | 5 | 50000 | 42240 |  |  | No |  | 3 | 1886.94 | 107.58 | 17.54 | 4.17 | 0.999 | 2857 | 83
PNTK5THJ | LED Light Technology LLC | LED Light Technology | LLT-44-T84-P&P+-15-4000-F | Linear Replacement Lamp | Four-Foot | Replacement Lamps (plug and play) (UL Type A) | Standard | TRUE | 1728.5 | 112.6 | 15.35 | 7.01 | 0.977 | 4112 | 83.8 | 5 | 50000 | 42240 |  |  | NotYetVerified |  | 3 | 1728.5 | 112.6 | 15.35 | 5.25 | 0.999 | 4112 | 84
PK7HXGZ2 | LED Light Technology LLC | LED Light Technology | LLT-44-T84-P&P+-15-4000-F | Linear Replacement Lamp | Four-Foot | Replacement Lamps (plug and play) (UL Type A) | Standard | TRUE | 1728.5 | 112.6 | 15.35 | 7.01 | 0.977 | 4112 | 83.8 | 5 | 50000 | 42240 |  |  | NotYetVerified |  | 3 | 1728.5 | 112.6 | 15.35 | 5.25 | 0.999 | 4112 | 84
PJDZ45MV | LED Light Technology LLC | LED Light Technology | LLT-44-T84-P&P+-15-4000-F | Linear Replacement Lamp | Four-Foot | Replacement Lamps (plug and play) (UL Type A) | Standard | TRUE | 1728.5 | 112.6 | 15.35 | 7.01 | 0.977 | 4112 | 83.8 | 5 | 50000 | 42240 |  |  | NotYetVerified |  | 3 | 1728.5 | 112.6 | 15.35 | 5.25 | 0.999 | 4112 | 84
PFCZDEYC | LED Light Technology LLC | LED Light Technology | LLT-44-T84-P&P+-15-4000-F | Linear Replacement Lamp | Four-Foot | Replacement Lamps (plug and play) (UL Type A) | Standard | TRUE | 1728.5 | 112.6 | 15.35 | 7.01 | 0.977 | 4112 | 83.8 | 5 | 50000 | 42240 |  |  | NotYetVerified |  | 3 | 1728.5 | 112.6 | 15.35 | 5.25 | 0.999 | 4112 | 84
P5AAB1ZS | Venture Lighting International | Venture Lighting International | VL1-T8IS17-0450-AA00 | Linear Replacement Lamp | Four-Foot | Replacement Lamps (plug and play) (UL Type A) | Standard | TRUE | 2035 | 112.88 | 18.03 | 7.58 | 0.9095 | 4981 | 85.6 | 5 | 50000 | 42240 |  |  | No |  | 3 | 2026 | 113.69 | 17.82 | 7.58 | 0.9095 | 5000 | 85.6
PHMNQG94 | Venture Lighting International | Venture Lighting International | VL1-T8IS17-0430-AA00 | Linear Replacement Lamp | Four-Foot | Replacement Lamps (plug and play) (UL Type A) | Standard | TRUE | 1935 | 107.92 | 17.93 | 7.6 | 0.9058 | 2970 | 82.1 | 5 | 50000 | 42240 |  |  | No |  | 3 | 1926 | 108.51 | 17.75 | 7.6 | 0.9058 | 3000 | 82.1
PT463TVW | Asia-BOSLIN Optoelectronics Sci&Tech Group Co.LTD | Simaoled | SN-T812-20192-3000K | Linear Replacement Lamp | Four-Foot | Internal Driver Lamp-Style Retrofit Kits (UL Type B) | Standard | TRUE | 2091.9 | 105.39 | 19.85 | 13.7 | 0.895 | 2969 | 81.3 | 5 | 50000 | 42240 |  |  | No |  | 3 | 2000 | 100 | 20 | 15.6 | 0.892 | 3000 | 80
PGY1MF4U | Venture Lighting International | Venture Lighting International | VL1-T8IS17-0440-AA00 | Linear Replacement Lamp | Four-Foot | Replacement Lamps (plug and play) (UL Type A) | Standard | FALSE | [9 empty] | 42240 |  |  | No |  | 3 | 1926 | 108.51 | 17.75 | 7.6 | 0.9058 | 4000 | 82.1
P99PK24T | Venture Lighting International | Venture Lighting International | VL1-T8IS17-0435-AA00 | Linear Replacement Lamp | Four-Foot | Replacement Lamps (plug and play) (UL Type A) | Standard | FALSE | [9 empty] | 42240 |  |  | No |  | 3 | 1926 | 108.51 | 17.75 | 7.6 | 0.9058 | 3500 | 82.1
PAA47XDV | Taizhou JiaoGuang Lighting Co. Ltd. | LIGHT THE FUTURE | RG214-50K-F | Linear Replacement Lamp | Four-Foot | Replacement Lamps (plug and play) (UL Type A) | Standard | FALSE | [9 empty] | 42240 |  |  | No |  | 3 | 1900 | 118.75 | 16 | 4.17 | 0.999 | 5000 | 83
PFBR2U6W | Taizhou JiaoGuang Lighting Co. Ltd. | LIGHT THE FUTURE | RG214-50-C | Linear Replacement Lamp | Four-Foot | Replacement Lamps (plug and play) (UL Type A) | Standard | FALSE | [9 empty] | 42240 |  |  | No |  | 3 | 2000 | 125 | 16 | 4.12 | 0.999 | 5000 | 83
PQX6QVPR | Taizhou JiaoGuang Lighting Co. Ltd. | LIGHT THE FUTURE | RG214-45K-F | Linear Replacement Lamp | Four-Foot | Replacement Lamps (plug and play) (UL Type A) | Standard | FALSE | [9 empty] | 42240 |  |  | No |  | 3 | 1900 | 118.75 | 16 | 4.17 | 0.999 | 4500 | 83
PUWAG24F | Taizhou JiaoGuang Lighting Co. Ltd. | LIGHT THE FUTURE | RG214-45-C | Linear Replacement Lamp | Four-Foot | Replacement Lamps (plug and play) (UL Type A) | Standard | FALSE | [9 empty] | 42240 |  |  | No |  | 3 | 2000 | 125 | 16 | 4.12 | 0.999 | 4500 | 83
PJZ3G9RT | Taizhou JiaoGuang Lighting Co. Ltd. | LIGHT THE FUTURE | RG214-40K-F | Linear Replacement Lamp | Four-Foot | Replacement Lamps (plug and play) (UL Type A) | Standard | FALSE | [9 empty] | 42240 |  |  | No |  | 3 | 1900 | 118.75 | 16 | 4.17 | 0.999 | 4000 | 83
PPYZUKJG | Taizhou JiaoGuang Lighting Co. Ltd. | LIGHT THE FUTURE | RG214-40-C | Linear Replacement Lamp | Four-Foot | Replacement Lamps (plug and play) (UL Type A) | Standard | FALSE | [9 empty] | 42240 |  |  | No |  | 3 | 2000 | 125 | 16 | 4.12 | 0.999 | 4000 | 83
P2HY2K3G | Taizhou JiaoGuang Lighting Co. Ltd. | LIGHT THE FUTURE | RG214-35K-F | Linear Replacement Lamp | Four-Foot | Replacement Lamps (plug and play) (UL Type A) | Standard | FALSE | [9 empty] | 42240 |  |  | No |  | 3 | 1900 | 118.75 | 16 | 4.17 | 0.999 | 3500 | 83
PS472YHM | Taizhou JiaoGuang Lighting Co. Ltd. | LIGHT THE FUTURE | RG214-35-C | Linear Replacement Lamp | Four-Foot | Replacement Lamps (plug and play) (UL Type A) | Standard | FALSE | [9 empty] | 42240 |  |  | No |  | 3 | 2000 | 125 | 16 | 4.12 | 0.99 | 3500 | 83
P3QW63CE | Taizhou JiaoGuang Lighting Co. Ltd. | LIGHT THE FUTURE | RG214-30K-F | Linear Replacement Lamp | Four-Foot | Replacement Lamps (plug and play) (UL Type A) | Standard | FALSE | [9 empty] | 42240 |  |  | No |  | 3 | 1900 | 118.75 | 16 | 4.17 | 0.999 | 3000 | 83
PWCSGWKE | Taizhou JiaoGuang Lighting Co. Ltd. | LIGHT THE FUTURE | RG214-30-C | Linear Replacement Lamp | Four-Foot | Replacement Lamps (plug and play) (UL Type A) | Standard | FALSE | [9 empty] | 42240 |  |  | No |  | 3 | 2000 | 125 | 16 | 4.12 | 0.999 | 3000 | 83
PMZ7XRJQ | Asia-BOSLIN Optoelectronics Sci&Tech Group Co.LTD | Simaoled | SN-T812-20192-5000K | Linear Replacement Lamp | Four-Foot | Internal Driver Lamp-Style Retrofit Kits (UL Type B) | Standard | FALSE | [9 empty] | 42240 | Not Dimmable | Not Dimmable | No |  | 3 | 2100 | 105 | 20 | 15.6 | 0.892 | 5000 | 80
PXKWX8TE | Asia-BOSLIN Optoelectronics Sci&Tech Group Co.LTD | Simaoled | SN-T812-20192-4500K | Linear Replacement Lamp | Four-Foot | Internal Driver Lamp-Style Retrofit Kits (UL Type B) | Standard | FALSE | [9 empty] | 42240 | Not Dimmable | Not Dimmable | No |  | 3 | 2050 | 102.5 | 20 | 15.6 | 0.892 | 4500 | 80
PERU4M3G | Asia-BOSLIN Optoelectronics Sci&Tech Group Co.LTD | Simaoled | SN-T812-20192-4000K | Linear Replacement Lamp | Four-Foot | Internal Driver Lamp-Style Retrofit Kits (UL Type B) | Standard | FALSE | [9 empty] | 42240 | Not Dimmable | Not Dimmable | No |  | 3 | 2050 | 102.5 | 20 | 15.6 | 0.892 | 4000 | 80
PBDRJ37K | Asia-BOSLIN Optoelectronics Sci&Tech Group Co.LTD | Simaoled | SN-T812-20192-3500K | Linear Replacement Lamp | Four-Foot | Internal Driver Lamp-Style Retrofit Kits (UL Type B) | Standard | FALSE | [9 empty] | 42240 | Not Dimmable | Not Dimmable | No |  | 3 | 2000 | 100 | 20 | 15.6 | 0.892 | 3500 | 80
P6JYAEQU | Daylight Savings LLC | Daylight Savings | DL-T8X120-18W-840S | Linear Replacement Lamp | Four-Foot | Internal Driver Lamp-Style Retrofit Kits (UL Type B) | Standard | TRUE | 2205 | 111.64 | 18.53 | 23.4 | 0.973 | 4168 | 83 | 5 | 50000 | 42237 |  |  | NotYetVerified |  | 3 | 1900 | 105 |  |  | 0.95 | 4000 | 80
P9R4F67Z | Daylight Savings LLC | Daylight Savings | DL-T8X120-18W-840F | Linear Replacement Lamp | Four-Foot | Internal Driver Lamp-Style Retrofit Kits (UL Type B) | Standard | TRUE | 2097 | 106.58 | 19.68 | 23.5 | 0.972 | 4152 | 83 | 5 | 50000 | 42237 |  |  | NotYetVerified |  | 3 | 1900 | 105 |  |  | 0.95 | 4000 | 80
PMNY7DKY | Daylight Savings LLC | Daylight Savings | DL-T8X120-16W-840 | Linear Replacement Lamp | Four-Foot | Internal Driver Lamp-Style Retrofit Kits (UL Type B) | Standard | TRUE | 1806.9 | 116.57 | 15.5 | 22.83 | 0.954 | 4119 | 83.1 | 5 | 50000 | 42237 |  |  | NotYetVerified | Internal Driver | 3 | 1806.9 | 116.57 | 15.5 | 16.5 | 0.976 | 4119 | 83
P3HWBSRJ | James Trading Company Limited | JAMES | BT818W4FT Frosted (3000K) | Linear Replacement Lamp | Four-Foot | Replacement Lamps (plug and play) (UL Type A) | Standard | TRUE | 1839 | 109.79 | 16.75 | 9.52 | 0.9366 | 3001 | 82.7 | 5 | 50000 | 42237 |  |  | NotYetVerified |  | 3 | 2072 | 121.31 | 17.08 | 12.5 | 0.9156 | 3000 | 82.2
P4KUWZA3 | CE Innovations Ltd | IRICO | IR-T8-15W4FT16503500K | Linear Replacement Lamp | Four-Foot | Replacement Lamps (plug and play) (UL Type A) | Standard | TRUE | 1656 | 111.22 | 14.89 | 14.32 | 0.9122 | 3432 | 82.4 | 5 | 50000 | 42237 |  |  | NotYetVerified |  | 3 | 1639 | 111.22 | 14.89 | 14.32 | 0.9122 | 3500 | 82.4
PNT5GTK3 | SHENZHEN WT LIGHTING CO.LTD | WT Lighting | T8-04-C(3000K) | Linear Replacement Lamp | Four-Foot | Dual Mode Internal Driver (UL Type A and Type B) | Standard | TRUE | 2401 | 121.32 | 19.79 | 15.96 | 0.9044 | 2960 | 81.9 | 5 | 50000 | 42237 |  |  | NotYetVerified |  | 3 | 2401 | 121.32 | 19.79 | 15.96 | 0.9044 | 2960 | 81.9
PB96QS9T | CE Innovations Ltd | IRICO | IR-T8-15W4FT16505000K | Linear Replacement Lamp | Four-Foot | Replacement Lamps (plug and play) (UL Type A) | Standard | FALSE | [9 empty] | 42237 |  |  | NotYetVerified |  | 3 | 1675 | 113.02 | 14.82 | 14.44 | 0.9103 | 5000 | 83.5
PVD44T7Q | CE Innovations Ltd | IRICO | IR-T8-15W4FT16504000K | Linear Replacement Lamp | Four-Foot | Replacement Lamps (plug and play) (UL Type A) | Standard | FALSE | [9 empty] | 42237 |  |  | NotYetVerified |  | 3 | 1667 | 112.41 | 14.83 | 14.36 | 0.912 | 4000 | 83.9
P2ASV2NA | Daylight Savings LLC | Daylight Savings | DL-T8X120-18W-850S | Linear Replacement Lamp | Four-Foot | Internal Driver Lamp-Style Retrofit Kits (UL Type B) | Standard | FALSE | [9 empty] | 42237 |  |  | NotYetVerified |  | 3 | 2200 | 113 | 18 |  | 0.95 | 5000 | 80
P3XM6658 | Daylight Savings LLC | Daylight Savings | DL-T8X120-18W-850F | Linear Replacement Lamp | Four-Foot | Internal Driver Lamp-Style Retrofit Kits (UL Type B) | Standard | FALSE | [9 empty] | 42237 |  |  | NotYetVerified |  | 3 | 2100 | 110 | 18 |  | 0.95 | 5000 | 80
PEWP5RBF | Daylight Savings LLC | Daylight Savings | DL-T8X120-16W-850 | Linear Replacement Lamp | Four-Foot | Internal Driver Lamp-Style Retrofit Kits (UL Type B) | Standard | FALSE | [9 empty] | 42237 |  |  | NotYetVerified | Internal Driver | 3 | 1800 | 112.5 | 16 | 16.5 | 0.976 | 5000 | 83
PS3GXNBY | SHENZHEN WT LIGHTING CO.LTD | WT Lighting | T8-04-C(5000K) | Linear Replacement Lamp | Four-Foot | Dual Mode Internal Driver (UL Type A and Type B) | Standard | FALSE | [9 empty] | 42237 |  |  | NotYetVerified |  | 3 | 2684 | 138.71 | 19.35 | 15.71 | 0.9085 | 5000 | 83.2
PX8EKND8 | SHENZHEN WT LIGHTING CO.LTD | WT Lighting | T8-04-C(4500K) | Linear Replacement Lamp | Four-Foot | Dual Mode Internal Driver (UL Type A and Type B) | Standard | FALSE | [9 empty] | 42237 |  |  | NotYetVerified |  | 3 | 2403 | 123.74 | 19.42 | 15.96 | 0.9044 | 4500 | 81.9
PKV9D1VE | SHENZHEN WT LIGHTING CO.LTD | WT Lighting | T8-04-C(4000K) | Linear Replacement Lamp | Four-Foot | Dual Mode Internal Driver (UL Type A and Type B) | Standard | FALSE | [9 empty] | 42237 |  |  | NotYetVerified |  | 3 | 2403 | 123.74 | 19.42 | 15.96 | 0.9044 | 4000 | 81.9
PTKZ5DZC | SHENZHEN WT LIGHTING CO.LTD | WT Lighting | T8-04-C(3500K) | Linear Replacement Lamp | Four-Foot | Dual Mode Internal Driver (UL Type A and Type B) | Standard | FALSE | [9 empty] | 42237 |  |  | NotYetVerified |  | 3 | 2403 | 123.74 | 19.42 | 15.96 | 0.9044 | 3500 | 81.9
PM2TFVYQ | James Trading Company Limited | JAMES | BT818W4FT Frosted (5000K) | Linear Replacement Lamp | Four-Foot | Replacement Lamps (plug and play) (UL Type A) | Standard | FALSE | [9 empty] | 42237 |  |  | NotYetVerified |  | 3 | 2250 | 131.43 | 17.12 | 12.9 | 0.9081 | 5000 | 80.7
PJR9V2QS | James Trading Company Limited | JAMES | BT818W4FT Frosted (4500K) | Linear Replacement Lamp | Four-Foot | Replacement Lamps (plug and play) (UL Type A) | Standard | FALSE | [9 empty] | 42237 |  |  | NotYetVerified |  | 3 | 2072 | 121.31 | 17.08 | 12.5 | 0.9156 | 4500 | 82.2
PUCEEPNK | James Trading Company Limited | JAMES | BT818W4FT Frosted (4000K) | Linear Replacement Lamp | Four-Foot | Replacement Lamps (plug and play) (UL Type A) | Standard | FALSE | [9 empty] | 42237 |  |  | NotYetVerified |  | 3 | 2072 | 121.31 | 17.08 | 12.5 | 0.9156 | 4000 | 82.2
PWG3VVHU | James Trading Company Limited | JAMES | BT818W4FT Frosted (3500K) | Linear Replacement Lamp | Four-Foot | Replacement Lamps (plug and play) (UL Type A) | Standard | FALSE | [9 empty] | 42237 |  |  | NotYetVerified |  | 3 | 2072 | 121.31 | 17.08 | 12.5 | 0.9156 | 3500 | 82.2
P2BVM5C5 | Homelite Technology Co.Ltd | Homelite | HTILD18/BN50K | Linear Replacement Lamp | Four-Foot | Internal Driver Lamp-Style Retrofit Kits (UL Type B) | Standard | FALSE | [9 empty] | 42237 |  |  | NotYetVerified |  | 3 | 2000 | 100 | 18 | 7.31 | 0.9 | 5000 | 80
P2MB5TDT | P.Q.L. Inc. | Superior Life | 90588 | Linear Replacement Lamp | Four-Foot | Replacement Lamps (plug and play) (UL Type A) | Standard | TRUE | 1961.907 | 97.491 | 20.124 | 7.47 | 0.9608 | 2930 | 81.6 | 5 | 50000 | 42236 |  |  | NotYetVerified |  | 3 | 1800 | 100 | 18 | 7.47 | 0.995 | 3000 | 81
PZGVNVCG | CH Lighting Co.Ltd. | CH | CH1152-48-15W 830-5 | Linear Replacement Lamp | Four-Foot | Internal Driver Lamp-Style Retrofit Kits (UL Type B) | Standard | TRUE | 1853 | 122 | 15.19 | 14.45 | 0.918 | 2961 | 79.6 | 5 | 50000 | 42236 |  |  | No | Updated 2/3/2017 | 3 | 1665 | 111 | 15 | 19.7 | 0.92 | 3000 | 80
PMF8Y2JC | P.Q.L. Inc. | Superior Life | 90526 | Linear Replacement Lamp | Four-Foot | Internal Driver Lamp-Style Retrofit Kits (UL Type B) | Standard | TRUE | 2128.922 | 110.714 | 19.229 | 16.39 | 0.9107 | 2973 | 81.6 | 5 | 50000 | 42236 |  |  | NotYetVerified | Internal Driver | 3 | 1915 | 100 | 18 | 16.39 | 0.969 | 3000 | 82
P2JRRYK8 | P.Q.L. Inc. | Superior Life | 90548 | Linear Replacement Lamp | Four-Foot | Internal Driver Lamp-Style Retrofit Kits (UL Type B) | Standard | TRUE | 1780.554 | 118.807 | 14.987 | 16.6 | 0.9077 | 3097 | 84.7 | 5 | 50000 | 42236 |  |  | NotYetVerified | Internal Driver | 3 | 1700 | 112 | 15 | 16.6 | 0.969 | 3000 | 85
PTKAMA2Y | CH Lighting Co.Ltd. | CH | CH1152-48-15W 850-5 | Linear Replacement Lamp | Four-Foot | Internal Driver Lamp-Style Retrofit Kits (UL Type B) | Standard | FALSE | [9 empty] | 42236 |  |  | No | Updated 2/3/2017 | 3 | 1800 | 120 | 15 | 20.04 | 0.92 | 5000 | 80
PESAN7ZN | CH Lighting Co.Ltd. | CH | CH1152-48-15W 845-5 | Linear Replacement Lamp | Four-Foot | Internal Driver Lamp-Style Retrofit Kits (UL Type B) | Standard | FALSE | [9 empty] | 42236 |  |  | No | Updated 2/3/2017 | 3 | 1740 | 116 | 15 | 19.7 | 0.92 | 4500 | 80
PC15ANE6 | CH Lighting Co.Ltd. | CH | CH1152-48-15W 840-5 | Linear Replacement Lamp | Four-Foot | Internal Driver Lamp-Style Retrofit Kits (UL Type B) | Standard | FALSE | [9 empty] | 42236 |  |  | No | Updated 2/3/2017 | 3 | 1740 | 116 | 15 | 19.7 | 0.92 | 4000 | 80
PTHDTCQW | CH Lighting Co.Ltd. | CH | CH1152-48-15W 835-5 | Linear Replacement Lamp | Four-Foot | Internal Driver Lamp-Style Retrofit Kits (UL Type B) | Standard | FALSE | [9 empty] | 42236 |  |  | No | Updated 2/3/2017 | 3 | 1680 | 112 | 15 | 19.7 | 0.92 | 3500 | 80
PUTEQ434 | P.Q.L. Inc. | Superior Life | 90540 | Linear Replacement Lamp | Four-Foot | Internal Driver Lamp-Style Retrofit Kits (UL Type B) | Standard | FALSE | [9 empty] | 42236 |  |  | NotYetVerified | Internal Driver | 3 | 1900 | 112 | 15 | 16.6 | 0.968 | 5000 | 85
PNYUTAMH | P.Q.L. Inc. | Superior Life | 90538 | Linear Replacement Lamp | Four-Foot | Internal Driver Lamp-Style Retrofit Kits (UL Type B) | Standard | FALSE | [9 empty] | 42236 |  |  | NotYetVerified |  | 3 | 1915 | 100 | 18 | 16.39 | 0.969 | 5000 | 82
PYBTRRK8 | P.Q.L. Inc. | Superior Life | 90587 | Linear Replacement Lamp | Four-Foot | Replacement Lamps (plug and play) (UL Type A) | Standard | FALSE | [9 empty] | 42236 |  |  | NotYetVerified | Internal Driver; operates off existing fluorescent ballast | 3 | 2000 | 100 | 18 | 7.47 | 0.995 | 5000 | 81
PUAYXUWT | P.Q.L. Inc. | Superior Life | 90524 | Linear Replacement Lamp | Four-Foot | Internal Driver Lamp-Style Retrofit Kits (UL Type B) | Standard | FALSE | [9 empty] | 42236 |  |  | NotYetVerified | Internal Driver | 3 | 1800 | 112 | 15 | 16.6 | 0.969 | 4000 | 85
PJ4C6NNT | P.Q.L. Inc. | Superior Life | 90536 | Linear Replacement Lamp | Four-Foot | Internal Driver Lamp-Style Retrofit Kits (UL Type B) | Standard | FALSE | [9 empty] | 42236 |  |  | NotYetVerified |  | 3 | 1915 | 100 | 18 | 16.39 | 0.969 | 4000 | 82
P7K28761 | P.Q.L. Inc. | Superior Life | 90586 | Linear Replacement Lamp | Four-Foot | Replacement Lamps (plug and play) (UL Type A) | Standard | FALSE | [9 empty] | 42236 |  |  | NotYetVerified |  | 3 | 1850 | 100 | 18 | 7.47 | 0.995 | 4000 | 81
P4DHRZF8 | P.Q.L. Inc. | Superior Life | 90544 | Linear Replacement Lamp | Four-Foot | Internal Driver Lamp-Style Retrofit Kits (UL Type B) | Standard | FALSE | [9 empty] | 42236 |  |  | NotYetVerified | Internal Driver | 3 | 1750 | 112 | 15 | 16.6 | 0.969 | 3500 | 85
P3SAEKFR | P.Q.L. Inc. | Superior Life | 90534 | Linear Replacement Lamp | Four-Foot | Internal Driver Lamp-Style Retrofit Kits (UL Type B) | Standard | FALSE | [9 empty] | 42236 |  |  | NotYetVerified |  | 3 | 1915 | 100 | 18 | 16.39 | 0.969 | 3500 | 82
PUYSHRCJ | P.Q.L. Inc. | Superior Life | 90585 | Linear Replacement Lamp | Four-Foot | Replacement Lamps (plug and play) (UL Type A) | Standard | FALSE | [9 empty] | 42236 |  |  | NotYetVerified | Internal Driver; operates off existing fluorescent ballast | 3 | 1850 | 100 | 18 | 7.47 | 0.995 | 3500 | 81
PYH3ZJ1K | JIAXING SUPER LIGHTING ELECTRIC APPLIANCE CO.LTD | SUPER | T8L-IDDM11-2200-4ft-ACA | Linear Replacement Lamp | Four-Foot | Replacement Lamps (plug and play) (UL Type A) | Standard | TRUE | 2220 | 111.2 | 19.96 | 9.4 | 0.9818 | 3071 | 84.5 | 5 | 50000 | 42235 |  |  | No |  | 3 | 2200 | 112 | 19.5 | 20 | 0.9 | 3000 | 82
PTJTJAJ3 | JIAXING SUPER LIGHTING ELECTRIC APPLIANCE CO.LTD | SUPER | T8L-IDDM11-1800-4ft-ABA-EM | Linear Replacement Lamp | Four-Foot | Replacement Lamps (plug and play) (UL Type A) | Standard | TRUE | 1810 | 104.87 | 17.26 | 5.85 | 0.981 | 3055 | 85.4 | 5 | 50000 | 42235 |  |  | No |  | 3 | 1800 | 102 | 17.5 | 20 | 0.9 | 3000 | 83
PQYZV15Y | JIAXING SUPER LIGHTING ELECTRIC APPLIANCE CO.LTD | SUPER | T8L-IDDM11-1800-4ft-ACA | Linear Replacement Lamp | Four-Foot | Replacement Lamps (plug and play) (UL Type A) | Standard | TRUE | 1818 | 106.07 | 17.14 | 5.96 | 0.98 | 3086 | 85.5 | 5 | 50000 | 42235 |  |  | No |  | 3 | 1800 | 104 | 17.2 | 20 | 0.9 | 3000 | 83
PK1MPH8G | JIAXING SUPER LIGHTING ELECTRIC APPLIANCE CO.LTD | SUPER | T8L-IDDM11-1800-4ft-ACA-EM | Linear Replacement Lamp | Four-Foot | Replacement Lamps (plug and play) (UL Type A) | Standard | TRUE | 1806 | 104.94 | 17.21 | 5.84 | 0.98 | 3074 | 85.5 | 5 | 50000 | 42235 |  |  | No |  | 3 | 1800 | 102 | 17.5 | 20 | 0.9 | 3000 | 83
PF376ZWP | JIAXING SUPER LIGHTING ELECTRIC APPLIANCE CO.LTD | SUPER | T8L-IDDM11-1600-4ft-ACA-EM | Linear Replacement Lamp | Four-Foot | Replacement Lamps (plug and play) (UL Type A) | Standard | TRUE | 1857 | 115.1 | 16.14 | 12.64 | 0.9613 | 3054 | 84.8 | 5 | 50000 | 42235 |  |  | No |  | 3 | 1700 | 130 | 12.5 | 20 | 0.9 | 3000 | 82
P6ZR39PG | JIAXING SUPER LIGHTING ELECTRIC APPLIANCE CO.LTD | SUPER | T8L-IDDM11-1600-4ft-ABA-EM | Linear Replacement Lamp | Four-Foot | Replacement Lamps (plug and play) (UL Type A) | Standard | TRUE | 1894 | 117.6 | 16.11 | 12.82 | 0.961 | 3060 | 84.6 | 5 | 50000 | 42235 |  |  | No |  | 3 | 1700 | 130 | 12.5 | 20 | 0.9 | 3000 | 82
PJRHPBPF | Bravoled Lighting Manufacturing Co. Ltd. | Bravoled | BL-T8-15W1200 WINZ - 30C | Linear Replacement Lamp | Four-Foot | Internal Driver Lamp-Style Retrofit Kits (UL Type B) | Standard | TRUE | 1765.692 | 118.344 | 14.92 | 16.32 | 0.932 | 3092 | 83.4 | 5 | 50000 | 42235 |  |  | No |  | 3 | 1765.692 | 118.344 | 14.92 | 16.32 | 0.974 | 3092 | 83.4
PCJDWGSR | Energetic Lighting Inc. | Energetic | E2T8C-18F830D | Linear Replacement Lamp | Four-Foot | Replacement Lamps (plug and play) (UL Type A) | Standard | TRUE | 2018.1 | 109.32 | 18.46 | 18.51 | 0.9024 | 3039 | 85.3 | 5 | 50000 | 42235 |  |  | NotYetVerified |  | 3 | 2018.1 | 109.32 | 18.46 | 18.51 | 0.9024 | 3000 | 85.3
PWNG69X4 | JIAXING SUPER LIGHTING ELECTRIC APPLIANCE CO.LTD | SUPER | T8L-IDDM11-1800-4ft-ECA | Linear Replacement Lamp | Four-Foot | Replacement Lamps (plug and play) (UL Type A) | Standard | FALSE | [9 empty] | 42235 |  |  | No |  | 3 | 1800 | 104 | 17.2 | 20 | 0.9 | 5000 | 83
PN9WUV6D | JIAXING SUPER LIGHTING ELECTRIC APPLIANCE CO.LTD | SUPER | T8L-IDDM11-1800-4ft-ECA-EM | Linear Replacement Lamp | Four-Foot | Replacement Lamps (plug and play) (UL Type A) | Standard | FALSE | [9 empty] | 42235 |  |  | No |  | 3 | 1800 | 102 | 17.5 | 20 | 0.9 | 5000 | 83
P7XGYJ2R | JIAXING SUPER LIGHTING ELECTRIC APPLIANCE CO.LTD | SUPER | T8L-IDDM11-1800-4ft-EBA-EM | Linear Replacement Lamp | Four-Foot | Replacement Lamps (plug and play) (UL Type A) | Standard | FALSE | [9 empty] | 42235 |  |  | No |  | 3 | 1800 | 102 | 17.5 | 20 | 0.9 | 5000 | 83
PVFAKQHM | JIAXING SUPER LIGHTING ELECTRIC APPLIANCE CO.LTD | SUPER | T8L-IDDM11-2200-4ft-ECA | Linear Replacement Lamp | Four-Foot | Replacement Lamps (plug and play) (UL Type A) | Standard | FALSE | [9 empty] | 42235 |  |  | No |  | 3 | 2200 | 112 | 19.5 | 20 | 0.9 | 5000 | 82
PQ7EKEY3 | JIAXING SUPER LIGHTING ELECTRIC APPLIANCE CO.LTD | SUPER | T8L-IDDM11-1600-4ft-CBA-EM | Linear Replacement Lamp | Four-Foot | Replacement Lamps (plug and play) (UL Type A) | Standard | FALSE | [9 empty] | 42235 |  |  | No |  | 3 | 1800 | 135 | 12.5 | 20 | 0.9 | 5000 | 82
P5SBUQ3N | JIAXING SUPER LIGHTING ELECTRIC APPLIANCE CO.LTD | SUPER | T8L-IDDM11-1600-4ft-DCA-EM | Linear Replacement Lamp | Four-Foot | Replacement Lamps (plug and play) (UL Type A) | Standard | FALSE | [9 empty] | 42235 |  |  | No |  | 3 | 1800 | 135 | 12.5 | 20 | 0.9 | 5000 | 82
PZFFZCXC | JIAXING SUPER LIGHTING ELECTRIC APPLIANCE CO.LTD | SUPER | T8L-IDDM11-1800-4ft-DBA-EM | Linear Replacement Lamp | Four-Foot | Replacement Lamps (plug and play) (UL Type A) | Standard | FALSE | [9 empty] | 42235 |  |  | No |  | 3 | 1800 | 102 | 17.5 | 20 | 0.9 | 4500 | 83
PN65NYUQ | JIAXING SUPER LIGHTING ELECTRIC APPLIANCE CO.LTD | SUPER | T8L-IDDM11-1800-4ft-DCA-EM | Linear Replacement Lamp | Four-Foot | Replacement Lamps (plug and play) (UL Type A) | Standard | FALSE | [9 empty] | 42235 |  |  | No |  | 3 | 1800 | 102 | 17.5 | 20 | 0.9 | 4500 | 83
PG6S3BUA | JIAXING SUPER LIGHTING ELECTRIC APPLIANCE CO.LTD | SUPER | T8L-IDDM11-1800-4ft-DCA | Linear Replacement Lamp | Four-Foot | Replacement Lamps (plug and play) (UL Type A) | Standard | FALSE | [9 empty] | 42235 |  |  | No |  | 3 | 1800 | 104 | 17.2 | 20 | 0.9 | 4500 | 83
P7NAFUTN | JIAXING SUPER LIGHTING ELECTRIC APPLIANCE CO.LTD | SUPER | T8L-IDDM11-2200-4ft-DCA | Linear Replacement Lamp | Four-Foot | Replacement Lamps (plug and play) (UL Type A) | Standard | FALSE | [9 empty] | 42235 |  |  | No |  | 3 | 2200 | 112 | 19.5 | 20 | 0.9 | 4500 | 82
PSR94H1E | JIAXING SUPER LIGHTING ELECTRIC APPLIANCE CO.LTD | SUPER | T8L-IDDM11-1600-4ft-BBA-EM | Linear Replacement Lamp | Four-Foot | Replacement Lamps (plug and play) (UL Type A) | Standard | FALSE | [9 empty] | 42235 |  |  | No |  | 3 | 1800 | 135 | 12.5 | 20 | 0.9 | 4500 | 82
PGKMMBNU | JIAXING SUPER LIGHTING ELECTRIC APPLIANCE CO.LTD | SUPER | T8L-IDDM11-1600-4ft-ECA-EM | Linear Replacement Lamp | Four-Foot | Replacement Lamps (plug and play) (UL Type A) | Standard | FALSE | [9 empty] | 42235 |  |  | No |  | 3 | 1800 | 135 | 12.5 | 20 | 0.9 | 4500 | 82
PF9GEPXF | JIAXING SUPER LIGHTING ELECTRIC APPLIANCE CO.LTD | SUPER | T8L-IDDM11-1800-4ft-CBA-EM | Linear Replacement Lamp | Four-Foot | Replacement Lamps (plug and play) (UL Type A) | Standard | FALSE | [9 empty] | 42235 |  |  | No |  | 3 | 1800 | 102 | 17.5 | 20 | 0.9 | 4000 | 83
P3QHNJ2K | JIAXING SUPER LIGHTING ELECTRIC APPLIANCE CO.LTD | SUPER | T8L-IDDM11-1800-4ft-CCA | Linear Replacement Lamp | Four-Foot | Replacement Lamps (plug and play) (UL Type A) | Standard | FALSE | [9 empty] | 42235 |  |  | No |  | 3 | 1800 | 104 | 17.2 | 20 | 0.9 | 4000 | 83
P1BNECX3 | JIAXING SUPER LIGHTING ELECTRIC APPLIANCE CO.LTD | SUPER | T8L-IDDM11-1800-4ft-CCA-EM | Linear Replacement Lamp | Four-Foot | Replacement Lamps (plug and play) (UL Type A) | Standard | FALSE | [9 empty] | 42235 |  |  | No |  | 3 | 1800 | 102 | 17.5 | 20 | 0.9 | 4000 | 83
PY9KZNKQ | JIAXING SUPER LIGHTING ELECTRIC APPLIANCE CO.LTD | SUPER | T8L-IDDM11-2200-4ft-CCA | Linear Replacement Lamp | Four-Foot | Replacement Lamps (plug and play) (UL Type A) | Standard | FALSE | [9 empty] | 42235 |  |  | No |  | 3 | 2200 | 112 | 19.5 | 20 | 0.9 | 4000 | 82
PDMU8WZX | JIAXING SUPER LIGHTING ELECTRIC APPLIANCE CO.LTD | SUPER | T8L-IDDM11-1600-4ft-DBA-EM | Linear Replacement Lamp | Four-Foot | Replacement Lamps (plug and play) (UL Type A) | Standard | FALSE | [9 empty] | 42235 |  |  | No |  | 3 | 1800 | 135 | 12.5 | 20 | 0.9 | 4000 | 82
PBYCVUR8 | JIAXING SUPER LIGHTING ELECTRIC APPLIANCE CO.LTD | SUPER | T8L-IDDM11-1600-4ft-CCA-EM | Linear Replacement Lamp | Four-Foot | Replacement Lamps (plug and play) (UL Type A) | Standard | FALSE | [9 empty] | 42235 |  |  | No |  | 3 | 1800 | 135 | 12.5 | 20 | 0.9 | 4000 | 82
PZF6567S | JIAXING SUPER LIGHTING ELECTRIC APPLIANCE CO.LTD | SUPER | T8L-IDDM11-1800-4ft-BCA-EM | Linear Replacement Lamp | Four-Foot | Replacement Lamps (plug and play) (UL Type A) | Standard | FALSE | [9 empty] | 42235 |  |  | No |  | 3 | 1800 | 102 | 17.5 | 20 | 0.9 | 3500 | 83
PU1MYTQX | JIAXING SUPER LIGHTING ELECTRIC APPLIANCE CO.LTD | SUPER | T8L-IDDM11-1800-4ft-BBA-EM | Linear Replacement Lamp | Four-Foot | Replacement Lamps (plug and play) (UL Type A) | Standard | FALSE | [9 empty] | 42235 |  |  | No |  | 3 | 1800 | 102 | 17.5 | 20 | 0.9 | 3500 | 83
P9YXAJMW | JIAXING SUPER LIGHTING ELECTRIC APPLIANCE CO.LTD | SUPER | T8L-IDDM11-1800-4ft-BCA | Linear Replacement Lamp | Four-Foot | Replacement Lamps (plug and play) (UL Type A) | Standard | FALSE | [9 empty] | 42235 |  |  | No |  | 3 | 1800 | 104 | 17.2 | 20 | 0.9 | 3500 | 83
PMXAFBNQ | JIAXING SUPER LIGHTING ELECTRIC APPLIANCE CO.LTD | SUPER | T8L-IDDM11-2200-4ft-BCA | Linear Replacement Lamp | Four-Foot | Replacement Lamps (plug and play) (UL Type A) | Standard | FALSE | [9 empty] | 42235 |  |  | No |  | 3 | 2200 | 112 | 19.5 | 20 | 0.9 | 3500 | 82
PFYC13FN | JIAXING SUPER LIGHTING ELECTRIC APPLIANCE CO.LTD | SUPER | T8L-IDDM11-1600-4ft-BCA-EM | Linear Replacement Lamp | Four-Foot | Replacement Lamps (plug and play) (UL Type A) | Standard | FALSE | [9 empty] | 42235 |  |  | No |  | 3 | 1700 | 130 | 12.5 | 20 | 0.9 | 3500 | 82
PCDAHYFJ | JIAXING SUPER LIGHTING ELECTRIC APPLIANCE CO.LTD | SUPER | T8L-IDDM11-1600-4ft-EBA-EM | Linear Replacement Lamp | Four-Foot | Replacement Lamps (plug and play) (UL Type A) | Standard | FALSE | [9 empty] | 42235 |  |  | No |  | 3 | 1700 | 130 | 12.5 | 20 | 0.9 | 3500 | 82
P7Q9HQE7 | Energetic Lighting Inc. | Energetic | E2T8C-18F850D | Linear Replacement Lamp | Four-Foot | Replacement Lamps (plug and play) (UL Type A) | Standard | FALSE | [9 empty] | 42235 |  |  | NotYetVerified |  | 3 | 2139 | 113.54 | 18.84 | 18.64 | 0.9035 | 5000 | 86.3
PYSYSWXF | Energetic Lighting Inc. | Energetic | E2T8C-18F840D | Linear Replacement Lamp | Four-Foot | Replacement Lamps (plug and play) (UL Type A) | Standard | FALSE | [9 empty] | 42235 |  |  | NotYetVerified |  | 3 | 2018.1 | 109.32 | 18.46 | 18.51 | 0.9024 | 4000 | 85.3
PR9WEMHA | Energetic Lighting Inc. | Energetic | E2T8C-18F835D | Linear Replacement Lamp | Four-Foot | Replacement Lamps (plug and play) (UL Type A) | Standard | FALSE | [9 empty] | 42235 |  |  | NotYetVerified |  | 3 | 2018.1 | 109.32 | 18.46 | 18.51 | 0.9024 | 3500 | 85.3
PKT8AQFM | Bravoled Lighting Manufacturing Co. Ltd. | Bravoled | BL-T8-15W1200 WINZ - 50C | Linear Replacement Lamp | Four-Foot | Internal Driver Lamp-Style Retrofit Kits (UL Type B) | Standard | FALSE | [9 empty] | 42235 | Not Dimmable | Not Dimmable | No |  | 3 | 1842.176 | 127.31 | 14.47 | 16.01 | 0.977 | 5078 | 84.1
PH2X6PCK | Bravoled Lighting Manufacturing Co. Ltd. | Bravoled | BL-T8-15W1200 WINZ - 40C | Linear Replacement Lamp | Four-Foot | Internal Driver Lamp-Style Retrofit Kits (UL Type B) | Standard | FALSE | [9 empty] | 42235 | Not Dimmable | Not Dimmable | No |  | 3 | 1796.708 | 123.57 | 14.54 | 16.19 | 0.978 | 4020 | 83.1
PHSSB2AB | Feit Electric Co. Inc. | Feit Electric | T4819/850/LED | Linear Replacement Lamp | Four-Foot | Internal Driver Lamp-Style Retrofit Kits (UL Type B) | Standard | TRUE | 1903.71 | 106 | 17.96 | 13.1 | 0.934 | 4887 | 84.33 | 5 | 50000 | 42234 |  |  | No |  | 3 | 1900 | 100 | 19 | 20 | 0.9 | 5000 | 80
PBBAUVXS | Feit Electric Co. Inc. | Feit Electric | T4819/840/LED | Linear Replacement Lamp | Four-Foot | Internal Driver Lamp-Style Retrofit Kits (UL Type B) | Standard | TRUE | 1965.38 | 109.37 | 17.97 | 13.19 | 0.932 | 3953 | 81.2 | 5 | 50000 | 42234 |  |  | No |  | 3 | 1900 | 100 | 19 | 20 | 0.9 | 4000 | 80
PUMG7BUA | Hocan Group Co. LTD | SEPICN LED Lighting | HC-T8-CL-4FT-C(5000K) | Linear Replacement Lamp | Four-Foot | Internal Driver Lamp-Style Retrofit Kits (UL Type B) | Standard | TRUE | 1842 | 106.72 | 17.26 | 14.35 | 0.9287 | 5094 | 83.8 | 5 | 50000 | 42234 |  |  | No |  | 3 | 1829 | 107.46 | 17.02 | 14.35 | 0.9287 | 5000 | 83.8
PZGKQTXC | Hocan Group Co. LTD | SEPICN LED Lighting | HC-T8-4FT-18W-ED-1-F(5000K) | Linear Replacement Lamp | Four-Foot | 2-lamp External Driver Lamp-Style Retrofit Kits (UL Type C) | Standard | TRUE | 1998 | 109.12 | 18.31 | 10.69 | 0.9218 | 5089 | 83.9 | 5 | 50000 | 42234 |  |  | No |  | 3 | 2004 | 109.87 | 18.24 | 10.69 | 0.9218 | 5000 | 83.9
PB6M246Y | Hocan Group Co. LTD | SEPICN LED Lighting | HC-T8-4FT-18W-ED-1-C(5000K) | Linear Replacement Lamp | Four-Foot | 2-lamp External Driver Lamp-Style Retrofit Kits (UL Type C) | Standard | TRUE | 2043 | 110.91 | 18.42 | 18.29 | 0.9217 | 5043 | 83.6 | 5 | 50000 | 42234 |  |  | No |  | 3 | 2062 | 112.99 | 18.25 | 18.29 | 0.9217 | 5000 | 83.6
P5P1SH65 | Hocan Group Co. LTD | SEPICN LED Lighting | HC-T8-CL-4FT-V-C(5000K) | Linear Replacement Lamp | Four-Foot | Internal Driver Lamp-Style Retrofit Kits (UL Type B) | Standard | TRUE | 2146 | 126.01 | 17.03 | 15.67 | 0.9083 | 5030 | 83.7 | 5 | 50000 | 42234 |  |  | No |  | 3 | 2141 | 127.29 | 16.82 | 16.82 | 0.9083 | 5000 | 83.7
P77RUT7P | Hocan Group Co. LTD | SEPICN LED Lighting | HC-T8-4FT-18W-ED-2-C(5000K) | Linear Replacement Lamp | Four-Foot | 2-lamp External Driver Lamp-Style Retrofit Kits (UL Type C) | Standard | TRUE | 2029 | 109.32 | 18.56 | 14.56 | 0.9075 | 5040 | 83.6 | 5 | 50000 | 42234 |  |  | No |  | 3 | 2034 | 113.57 | 17.91 | 14.56 | 0.9075 | 5000 | 83.6
PJZH4D5B | Hocan Group Co. LTD | SEPICN LED Lighting | HC-T8-4FT-18W-ED-2-F(5000K) | Linear Replacement Lamp | Four-Foot | 2-lamp External Driver Lamp-Style Retrofit Kits (UL Type C) | Standard | TRUE | 1963 | 106.34 | 18.46 | 14.67 | 0.9066 | 5077 | 83.8 | 5 | 50000 | 42234 |  |  | No |  | 3 | 1975 | 110.21 | 17.92 | 14.67 | 0.9066 | 5000 | 83.8
PPVQRNWZ | JIAXING SUPER LIGHTING ELECTRIC APPLIANCE CO.LTD | SUPER | T8L-IDFH11-1800-4ft- ACA | Linear Replacement Lamp | Four-Foot | Internal Driver Lamp-Style Retrofit Kits (UL Type B) | Standard | TRUE | 1729 | 112.86 | 15.32 | 16.03 | 0.9048 | 3079 | 85.1 | 5 | 50000 | 42234 |  |  | No |  | 3 | 1726 | 112.96 | 15 | 16.03 | 0.9048 | 3000 | 85.1
P9VQ7EP4 | Hocan Group Co. LTD | SEPICN LED Lighting | HC-T8-4FT-18W-ID-C-F(5000K) | Linear Replacement Lamp | Four-Foot | Internal Driver Lamp-Style Retrofit Kits (UL Type B) | Standard | TRUE | 1989 | 116.25 | 17.11 | 19.53 | 0.9036 | 5211 | 83 | 5 | 50000 | 42234 |  |  | No |  | 3 | 1997 | 116.44 | 17.15 | 19.53 | 0.9036 | 5000 | 83
PGW2S8YM | Hocan Group Co. LTD | SEPICN LED Lighting | HC-T8-4FT-18W-ID-C-C(5000K) | Linear Replacement Lamp | Four-Foot | Internal Driver Lamp-Style Retrofit Kits (UL Type B) | Standard | TRUE | 2319 | 135.45 | 17.12 | 19.86 | 0.9034 | 5220 | 82.5 | 5 | 50000 | 42234 |  |  | No |  | 3 | 2332 | 135.66 | 17.19 | 19.86 | 0.9034 | 5000 | 82.5
PGFAF4TT | Guangzhou Ledia Lighting Technology Company Limited | LEDIA | LD-T8-A016UL-30C | Linear Replacement Lamp | Four-Foot | Internal Driver Lamp-Style Retrofit Kits (UL Type B) | Standard | TRUE | 1845 | 117.03 | 15.77 | 23.58 | 0.889 | 2963 | 81.6 | 5 | 50000 | 42234 |  |  | No |  | 3 | 1845 | 117.03 | 15.77 | 24.67 | 0.885 | 2963 | 81.6
PQ18D8TC | HuiZhou King Star Opto-electric Co. Ltd | KING STAR | T8-A1223-3000K | Linear Replacement Lamp | Four-Foot | Internal Driver Lamp-Style Retrofit Kits (UL Type B) | Standard | TRUE | 1874.6 | 119.86 | 15.64 | 24.5 | 0.888 | 2969 | 81.3 | 5 | 50000 | 42234 |  |  | NotYetVerified |  | 3 | 1874.6 | 119.86 | 15.64 | 24.5 | 0.888 | 2969 | 81.3
PXYG1MQ7 | Guangzhou Ledia Lighting Technology Company Limited | LEDIA | LD-T8-A016UL-30F | Linear Replacement Lamp | Four-Foot | Internal Driver Lamp-Style Retrofit Kits (UL Type B) | Standard | TRUE | 1760 | 111.37 | 15.8 | 24.22 | 0.8875 | 2940 | 82.2 | 5 | 50000 | 42234 |  |  | No |  | 3 | 1760 | 111.37 | 15.8 | 24.67 | 0.8854 | 2940 | 82.2
P56RN3AP | Guangzhou Ledia Lighting Technology Company Limited | LEDIA | LD-T8-A020UL-30C | Linear Replacement Lamp | Four-Foot | Internal Driver Lamp-Style Retrofit Kits (UL Type B) | Standard | TRUE | 2223 | 118.32 | 18.79 | 24.47 | 0.8742 | 3030 | 82.1 | 5 | 50000 | 42234 |  |  | No |  | 3 | 2223 | 118.32 | 18.79 | 24.89 | 0.8742 | 3030 | 82.1
P9M8JW21 | Guangzhou Ledia Lighting Technology Company Limited | LEDIA | LD-T8-A020UL-30F | Linear Replacement Lamp | Four-Foot | Internal Driver Lamp-Style Retrofit Kits (UL Type B) | Standard | TRUE | 2040 | 111.28 | 18.33 | 24.39 | 0.8742 | 2992 | 81.9 | 5 | 50000 | 42234 |  |  | No |  | 3 | 2040 | 111.28 | 18.33 | 24.89 | 0.8742 | 2992 | 81.9
PHFWE33J | JIAXING SUPER LIGHTING ELECTRIC APPLIANCE CO.LTD | SUPER | T8L-IDFH11-1800-4ft- ECA | Linear Replacement Lamp | Four-Foot | Internal Driver Lamp-Style Retrofit Kits (UL Type B) | Standard | FALSE | [9 empty] | 42234 |  |  | No |  | 3 | 1813 | 118.42 | 15 | 15.58 | 0.9085 | 5000 | 85.7
PF8BWZZH | JIAXING SUPER LIGHTING ELECTRIC APPLIANCE CO.LTD | SUPER | T8L-IDFH11-1800-4ft- DCA | Linear Replacement Lamp | Four-Foot | Internal Driver Lamp-Style Retrofit Kits (UL Type B) | Standard | FALSE | [9 empty] | 42234 |  |  | No |  | 3 | 1726 | 112.96 | 15 | 16.03 | 0.9048 | 4500 | 85.1
PHAG8D4E | JIAXING SUPER LIGHTING ELECTRIC APPLIANCE CO.LTD | SUPER | T8L-IDFH11-1800-4ft- CCA | Linear Replacement Lamp | Four-Foot | Internal Driver Lamp-Style Retrofit Kits (UL Type B) | Standard | FALSE | [9 empty] | 42234 |  |  | No |  | 3 | 1726 | 112.96 | 15 | 16.03 | 0.9048 | 4000 | 85.1
PXYZUTHT | JIAXING SUPER LIGHTING ELECTRIC APPLIANCE CO.LTD | SUPER | T8L-IDFH11-1800-4ft- BCA | Linear Replacement Lamp | Four-Foot | Internal Driver Lamp-Style Retrofit Kits (UL Type B) | Standard | FALSE | [9 empty] | 42234 |  |  | No |  | 3 | 1726 | 112.96 | 15 | 16.03 | 0.9048 | 3500 | 85.1
P469QW23 | Guangzhou Ledia Lighting Technology Company Limited | LEDIA | LD-T8-A016UL-50C | Linear Replacement Lamp | Four-Foot | Internal Driver Lamp-Style Retrofit Kits (UL Type B) | Standard | FALSE | [9 empty] | 42234 |  |  | No |  | 3 | 1845 | 117.03 | 15.77 | 24.67 | 0.885 | 5240 | 84
PJRRJR3V | Guangzhou Ledia Lighting Technology Company Limited | LEDIA | LD-T8-A020UL-50C | Linear Replacement Lamp | Four-Foot | Internal Driver Lamp-Style Retrofit Kits (UL Type B) | Standard | FALSE | [9 empty] | 42234 |  |  | No |  | 3 | 2223 | 118.32 | 18.79 | 24.89 | 0.8742 | 5216 | 84
P7578QB7 | Guangzhou Ledia Lighting Technology Company Limited | LEDIA | LD-T8-A020UL-50F | Linear Replacement Lamp | Four-Foot | Internal Driver Lamp-Style Retrofit Kits (UL Type B) | Standard | FALSE | [9 empty] | 42234 |  |  | No |  | 3 | 2040 | 111.28 | 18.33 | 24.89 | 0.8742 | 5200 | 83.9
PXSPGB3H | Guangzhou Ledia Lighting Technology Company Limited | LEDIA | LD-T8-A016UL-50F | Linear Replacement Lamp | Four-Foot | Internal Driver Lamp-Style Retrofit Kits (UL Type B) | Standard | FALSE | [9 empty] | 42234 |  |  | No |  | 3 | 1760 | 111.37 | 15.8 | 24.67 | 0.8854 | 5171 | 83.7
PGCVPBSN | Guangzhou Ledia Lighting Technology Company Limited | LEDIA | LD-T8-A016UL-45F | Linear Replacement Lamp | Four-Foot | Internal Driver Lamp-Style Retrofit Kits (UL Type B) | Standard | FALSE | [9 empty] | 42234 |  |  | No |  | 3 | 1760 | 111.37 | 15.8 | 24.67 | 0.8854 | 4500 | 82.2
PPZN2Q86 | Guangzhou Ledia Lighting Technology Company Limited | LEDIA | LD-T8-A020UL-45C | Linear Replacement Lamp | Four-Foot | Internal Driver Lamp-Style Retrofit Kits (UL Type B) | Standard | FALSE | [9 empty] | 42234 |  |  | No |  | 3 | 2223 | 118.32 | 18.79 | 24.89 | 0.8742 | 4500 | 82.1
PU8J64N3 | Guangzhou Ledia Lighting Technology Company Limited | LEDIA | LD-T8-A020UL-45F | Linear Replacement Lamp | Four-Foot | Internal Driver Lamp-Style Retrofit Kits (UL Type B) | Standard | FALSE | [9 empty] | 42234 |  |  | No |  | 3 | 2040 | 111.28 | 18.33 | 24.89 | 0.8742 | 4500 | 81.9
PWXNJ7UG | Guangzhou Ledia Lighting Technology Company Limited | LEDIA | LD-T8-A016UL-45C | Linear Replacement Lamp | Four-Foot | Internal Driver Lamp-Style Retrofit Kits (UL Type B) | Standard | FALSE | [9 empty] | 42234 |  |  | No |  | 3 | 1845 | 117.03 | 15.77 | 24.67 | 0.885 | 4500 | 81.6
P9UF73SS | Guangzhou Ledia Lighting Technology Company Limited | LEDIA | LD-T8-A016UL-40F | Linear Replacement Lamp | Four-Foot | Internal Driver Lamp-Style Retrofit Kits (UL Type B) | Standard | FALSE | [9 empty] | 42234 |  |  | No |  | 3 | 1760 | 111.37 | 15.8 | 24.67 | 0.8854 | 4000 | 82.2
P65P2TJR | Guangzhou Ledia Lighting Technology Company Limited | LEDIA | LD-T8-A020UL-40C | Linear Replacement Lamp | Four-Foot | Internal Driver Lamp-Style Retrofit Kits (UL Type B) | Standard | FALSE | [9 empty] | 42234 |  |  | No |  | 3 | 2223 | 118.32 | 18.79 | 24.89 | 0.8742 | 4000 | 82.1
PQUDVUN3 | Guangzhou Ledia Lighting Technology Company Limited | LEDIA | LD-T8-A020UL-40F | Linear Replacement Lamp | Four-Foot | Internal Driver Lamp-Style Retrofit Kits (UL Type B) | Standard | FALSE | [9 empty] | 42234 |  |  | No |  | 3 | 2040 | 111.28 | 18.33 | 24.89 | 0.8742 | 4000 | 81.9
P7KMYKCR | Guangzhou Ledia Lighting Technology Company Limited | LEDIA | LD-T8-A016UL-40C | Linear Replacement Lamp | Four-Foot | Internal Driver Lamp-Style Retrofit Kits (UL Type B) | Standard | FALSE | [9 empty] | 42234 |  |  | No |  | 3 | 1845 | 117.03 | 15.77 | 24.67 | 0.885 | 4000 | 81.6
P5MJFSQA | Guangzhou Ledia Lighting Technology Company Limited | LEDIA | LD-T8-A016UL-35F | Linear Replacement Lamp | Four-Foot | Internal Driver Lamp-Style Retrofit Kits (UL Type B) | Standard | FALSE | [9 empty] | 42234 |  |  | No |  | 3 | 1760 | 111.37 | 15.8 | 24.67 | 0.8854 | 3500 | 82.2
PWC8XX5N | Guangzhou Ledia Lighting Technology Company Limited | LEDIA | LD-T8-A020UL-35C | Linear Replacement Lamp | Four-Foot | Internal Driver Lamp-Style Retrofit Kits (UL Type B) | Standard | FALSE | [9 empty] | 42234 |  |  | No |  | 3 | 2223 | 118.32 | 18.79 | 24.89 | 0.8742 | 3500 | 82.1
P3DPPYS1 | Guangzhou Ledia Lighting Technology Company Limited | LEDIA | LD-T8-A020UL-35F | Linear Replacement Lamp | Four-Foot | Internal Driver Lamp-Style Retrofit Kits (UL Type B) | Standard | FALSE | [9 empty] | 42234 |  |  | No |  | 3 | 2040 | 111.28 | 18.33 | 24.89 | 0.8742 | 3500 | 81.9
PPDW8U6J | Guangzhou Ledia Lighting Technology Company Limited | LEDIA | LD-T8-A016UL-35C | Linear Replacement Lamp | Four-Foot | Internal Driver Lamp-Style Retrofit Kits (UL Type B) | Standard | FALSE | [9 empty] | 42234 |  |  | No |  | 3 | 1845 | 117.03 | 15.77 | 24.67 | 0.885 | 3500 | 81.6
PNUMEGZ1 | HuiZhou King Star Opto-electric Co. Ltd | KING STAR | T8-A1223-5000K | Linear Replacement Lamp | Four-Foot | Internal Driver Lamp-Style Retrofit Kits (UL Type B) | Standard | FALSE | [9 empty] | 42234 | Not Dimmable | Not Dimmable | NotYetVerified |  | 3 | 1700 | 110 | 15 | 24.5 | 0.888 | 5000 | 80
PKKCPKWM | HuiZhou King Star Opto-electric Co. Ltd | KING STAR | T8-A1223-4000K | Linear Replacement Lamp | Four-Foot | Internal Driver Lamp-Style Retrofit Kits (UL Type B) | Standard | FALSE | [9 empty] | 42234 | Not Dimmable | Not Dimmable | NotYetVerified |  | 3 | 1700 | 110 | 15 | 24.5 | 0.888 | 4000 | 80
P2AZ2ABP | ENCORE LED LLC | Encore LED | LED TUBE-ENC15 BALLAST COMPATIBLE | Linear Replacement Lamp | Four-Foot | Internal Driver Lamp-Style Retrofit Kits (UL Type B) | Standard | TRUE | 2067.4 | 107.44 | 18.98 | 8.2 | 0.983 | 4078 | 84.1 | 5 | 50000 | 42233 |  |  | NotYetVerified | Ballast Compatible | 3 | 2100 | 108.93 | 20 | 8.1 | 0.983 | 4000 | 80
P6S4KRWQ | ENCORE LED LLC | Encore LED | LED TUBE-ENC13 BALLAST COMPATIBLE | Linear Replacement Lamp | Four-Foot | Internal Driver Lamp-Style Retrofit Kits (UL Type B) | Standard | TRUE | 2018.1 | 105.66 | 19.1 | 8.1 | 0.983 | 4075 | 84.3 | 5 | 50000 | 42233 |  |  | NotYetVerified |  | 3 | 2000 | 105.66 | 20 | 8.1 | 0.983 | 4000 | 80
PA73VX2Y | Foshan Electrical and Lighting Co. Ltd. | FSL | T8-16-30/A123/24 | Linear Replacement Lamp | Four-Foot | Replacement Lamps (plug and play) (UL Type A) | Standard | TRUE | 1801 | 110.36 | 16.32 | 8.31 | 0.9009 | 3086 | 82.4 | 5 | 50000 | 42233 |  |  | No | Updated on 3/17/2017 | 4.1 | 1801 | 110.36 | 16.32 | 8.31 | 0.9 | 3000 | 82.4
PVR288KT | Keystone Technologies | Keystone | KT-LED18T8-48GC-830-D-FDIM | Linear Replacement Lamp | Four-Foot | Internal Driver Lamp-Style Retrofit Kits (UL Type B) | Standard | TRUE | 1913.158 | 111.017 | 17.233 | 15.57 | 0.9744 | 2964 | 84.3 | 5 | 50000 | 42233 |  |  | NotYetVerified | Internal Driver | 3 | 1800 | 100 | 18 | 15.57 | 0.979 | 3000 | 85
PUD4DWR4 | LITELINE CORPORATION | Liteline | L194T8-30K | Linear Replacement Lamp | Four-Foot | Replacement Lamps (plug and play) (UL Type A) | Standard | TRUE | 2241.882 | 100.763 | 22.249 | 7.38 | 0.9672 | 2932 | 81.5 | 5 | 50000 | 42233 |  |  | NotYetVerified |  | 3 | 2200 | 100 | 22 | 7.38 | 0.9672 | 3000 | 82
P772K6S6 | Pinnacle Solutions LLC | Pinnacle LED Solutions | PL-T8-1130MM40K23WADE (40F) | Linear Replacement Lamp | Four-Foot | 2-lamp External Driver Lamp-Style Retrofit Kits (UL Type C) | Standard | TRUE | 3879 | 105 | 23.6 | 16.4 | 0.95 | 4123 | 82.7 | 5 | 60000 | 42233 |  |  | No |  | 3 | 2485 | 105 | 23 |  | 0.9 | 4000 | 82
PDH39UN4 | American De-Rosa Lamparts Inc. | ADL | LED T5 4FT 31W 4100K | Linear Replacement Lamp | Four-Foot | Replacement Lamps (plug and play) (UL Type A) | Standard | TRUE | 3274 | 101.182 | 32.362 | 10.36 | 0.943 | 4003 | 83.2 | 5 | 50000 | 42233 |  |  | No |  | 3 | 3300 | 100 | 32 | 10.36 | 0.94 | 4000 | 84
PNMAKFF2 | JIAXING SUPER LIGHTING ELECTRIC APPLIANCE CO.LTD | SUPER | T8L-IDFH11-2200-4ft- ACA | Linear Replacement Lamp | Four-Foot | Internal Driver Lamp-Style Retrofit Kits (UL Type B) | Standard | TRUE | 2104 | 111.5 | 18.62 | 17.54 | 0.9182 | 3099 | 85.4 | 5 | 50000 | 42233 |  |  | No |  | 3 | 2093 | 112.41 | 18 | 17.54 | 0.9182 | 3000 | 85.4
PXNQYKFK | Keystone Technologies | Keystone | KT-LED18T8-48GC-830-D | Linear Replacement Lamp | Four-Foot | Internal Driver Lamp-Style Retrofit Kits (UL Type B) | Standard | TRUE | 2128.922 | 110.714 | 19.229 | 16.39 | 0.9107 | 2973 | 81.6 | 5 | 50000 | 42233 |  |  | NotYetVerified | Internal Driver | 3 | 1915 | 100 | 18 | 16.39 | 0.969 | 3000 | 82
PKUEBVG2 | TAI MING GREEN POWER Co. Ltd. | TAI MING GREEN POWER CO. LTD. | T8B15552A2AF | Linear Replacement Lamp | Four-Foot | Internal Driver Lamp-Style Retrofit Kits (UL Type B) | Standard | TRUE | 1750 | 113.93 | 15.49 | 14.72 | 0.907 | 2970 | 84.1 | 5 | 50000 | 42233 |  |  | No |  | 3 | 1773 | 114.46 | 15.49 | 14.72 | 0.907 | 3000 | 84.1
PR9581GU | TAI MING GREEN POWER Co. Ltd. | TAI MING GREEN POWER CO. LTD. | T8B15552A2AC | Linear Replacement Lamp | Four-Foot | Internal Driver Lamp-Style Retrofit Kits (UL Type B) | Standard | TRUE | 1921 | 123.78 | 15.52 | 14.65 | 0.906 | 3015 | 84.3 | 5 | 50000 | 42233 |  |  | No |  | 3 | 1921 | 123.78 | 15.52 | 14.65 | 0.906 | 3000 | 84.3
P1XAYHJQ | TAI MING GREEN POWER Co. Ltd. | TAI MING GREEN POWER CO. LTD. | T8B17552A2AF | Linear Replacement Lamp | Four-Foot | Internal Driver Lamp-Style Retrofit Kits (UL Type B) | Standard | TRUE | 1906 | 112.98 | 16.87 | 12.65 | 0.906 | 2964 | 83.9 | 5 | 50000 | 42233 |  |  | No |  | 3 | 1906 | 112.98 | 16.87 | 12.65 | 0.906 | 3000 | 83.9
PGD5H235 | TAI MING GREEN POWER Co. Ltd. | TAI MING GREEN POWER CO. LTD. | T8B17552A2AC | Linear Replacement Lamp | Four-Foot | Internal Driver Lamp-Style Retrofit Kits (UL Type B) | Standard | TRUE | 2052 | 121.64 | 16.87 | 12.63 | 0.906 | 2998 | 84.3 | 5 | 50000 | 42233 |  |  | No |  | 3 | 2052 | 121.64 | 16.87 | 12.63 | 0.906 | 3000 | 84.3
P9Q9A44D | TAI MING GREEN POWER Co. Ltd. | TAI MING GREEN POWER CO. LTD. | T8B17554A2AF | Linear Replacement Lamp | Four-Foot | Internal Driver Lamp-Style Retrofit Kits (UL Type B) | Standard | TRUE | 2386 | 145.58 | 16.39 | 12.48 | 0.9006 | 4013 | 84.1 | 5 | 50000 | 42233 |  |  | No | Updated on 8/24/2016 | 3 | 2386 | 145.58 | 16.39 | 12.48 | 0.9006 | 4000 | 84.1
P8GSH11Z | Foshan Electrical and Lighting Co. Ltd. | FSL | T8-16-50/A123/24 | Linear Replacement Lamp | Four-Foot | Replacement Lamps (plug and play) (UL Type A) | Standard | FALSE | [9 empty] | 42233 |  |  | No | Updated on 3/17/2017 | 4.1 | 1914 | 119.77 | 15.98 | 8.36 | 0.9 | 5000 | 85.9
PKV3FVY3 | FOSHAN ELECTRICAL AND LIGHTING CO.LTD. | FSL | T8-16-45/A123/24 | Linear Replacement Lamp | Four-Foot | Replacement Lamps (plug and play) (UL Type A) | Standard | FALSE | [9 empty] | 42233 |  |  | No |  | 3 | 1800 | 112.5 | 16 | 5.33 | 0.997 | 4500 | 83
PRM1C8AK | Foshan Electrical and Lighting Co. Ltd. | FSL | T8-16-40/A123/24 | Linear Replacement Lamp | Four-Foot | Replacement Lamps (plug and play) (UL Type A) | Standard | FALSE | [9 empty] | 42233 |  |  | No | Updated on 3/17/2017 | 3 | 1858 | 115.02 | 16.15 | 8.31 | 0.9 | 4000 | 82.4
PUZ5P468 | Foshan Electrical and Lighting Co. Ltd. | FSL | T8-16-35/A123/24 | Linear Replacement Lamp | Four-Foot | Replacement Lamps (plug and play) (UL Type A) | Standard | FALSE | [9 empty] | 42233 |  |  | No | Updated on 3/17/2017 | 3 | 1829 | 113.27 | 16.15 | 8.31 | 0.9 | 3500 | 82.4
PQ6ZR59D | JIAXING SUPER LIGHTING ELECTRIC APPLIANCE CO.LTD | SUPER | T8L-IDFH11-2200-4ft- ECA | Linear Replacement Lamp | Four-Foot | Internal Driver Lamp-Style Retrofit Kits (UL Type B) | Standard | FALSE | [9 empty] | 42233 |  |  | No |  | 3 | 2197 | 117.42 | 18 | 16.92 | 0.9182 | 5000 | 85.8
PYP52UQX | JIAXING SUPER LIGHTING ELECTRIC APPLIANCE CO.LTD | SUPER | T8L-IDFH11-2200-4ft- DCA | Linear Replacement Lamp | Four-Foot | Internal Driver Lamp-Style Retrofit Kits (UL Type B) | Standard | FALSE | [9 empty] | 42233 |  |  | No |  | 3 | 2093 | 112.41 | 18 | 17.54 | 0.9182 | 4500 | 85.4
PCU4S1SJ | JIAXING SUPER LIGHTING ELECTRIC APPLIANCE CO.LTD | SUPER | T8L-IDFH11-2200-4ft- CCA | Linear Replacement Lamp | Four-Foot | Internal Driver Lamp-Style Retrofit Kits (UL Type B) | Standard | FALSE | [9 empty] | 42233 |  |  | No |  | 3 | 2093 | 112.41 | 18 | 17.54 | 0.9182 | 4000 | 85.4
PDHBAJRH | JIAXING SUPER LIGHTING ELECTRIC APPLIANCE CO.LTD | SUPER | T8L-IDFH11-2200-4ft- BCA | Linear Replacement Lamp | Four-Foot | Internal Driver Lamp-Style Retrofit Kits (UL Type B) | Standard | FALSE | [9 empty] | 42233 |  |  | No |  | 3 | 2093 | 112.41 | 18 | 17.54 | 0.9182 | 3500 | 85.4
PQJ43P6X | TAI MING GREEN POWER Co. Ltd. | TAI MING GREEN POWER CO. LTD. | T8B17556A2AF | Linear Replacement Lamp | Four-Foot | Internal Driver Lamp-Style Retrofit Kits (UL Type B) | Standard | FALSE | [9 empty] | 42233 |  |  | No |  | 3 | 2025 | 118.98 | 17.02 | 12.18 | 0.906 | 5000 | 83.7
PR16FA3H | TAI MING GREEN POWER Co. Ltd. | TAI MING GREEN POWER CO. LTD. | T8B17556A2AC | Linear Replacement Lamp | Four-Foot | Internal Driver Lamp-Style Retrofit Kits (UL Type B) | Standard | FALSE | [9 empty] | 42233 |  |  | No |  | 3 | 2209 | 130.48 | 16.93 | 12.46 | 0.907 | 5000 | 83.3
PUECVCUE | TAI MING GREEN POWER Co. Ltd. | TAI MING GREEN POWER CO. LTD. | T8B17554A2AC | Linear Replacement Lamp | Four-Foot | Internal Driver Lamp-Style Retrofit Kits (UL Type B) | Standard | FALSE | [9 empty] | 42233 |  |  | No |  | 3 | 2052 | 121.64 | 16.87 | 12.63 | 0.906 | 4000 | 84.3
P35BRMAC | Keystone Technologies | Keystone | KT-LED18T8-48GC-850-D-FDIM | Linear Replacement Lamp | Four-Foot | Internal Driver Lamp-Style Retrofit Kits (UL Type B) | Standard | FALSE | [9 empty] | 42233 |  |  | NotYetVerified |  | 3 | 2000 | 100 | 18 | 15.57 | 0.979 | 5000 | 85
PV397NH9 | Keystone Technologies | Keystone | KT-LED18T8-48GC-850-D | Linear Replacement Lamp | Four-Foot | Internal Driver Lamp-Style Retrofit Kits (UL Type B) | Standard | FALSE | [9 empty] | 42233 |  |  | NotYetVerified |  | 3 | 2000 | 100 | 18 | 16.39 | 0.968 | 5000 | 82
P1KFSHKZ | Keystone Technologies | Keystone | KT-LED18T8-48GC-840-D-FDIM | Linear Replacement Lamp | Four-Foot | Internal Driver Lamp-Style Retrofit Kits (UL Type B) | Standard | FALSE | [9 empty] | 42233 |  |  | NotYetVerified |  | 3 | 1900 | 100 | 18 | 15.57 | 0.979 | 4000 | 85
PQRPTH1X | Keystone Technologies | Keystone | KT-LED18T8-48GC-840-D | Linear Replacement Lamp | Four-Foot | Internal Driver Lamp-Style Retrofit Kits (UL Type B) | Standard | FALSE | [9 empty] | 42233 |  |  | NotYetVerified |  | 3 | 1915 | 100 | 18 | 16.39 | 0.969 | 4000 | 82
PD7TUR1B | Keystone Technologies | Keystone | KT-LED18T8-48GC-835-D-FDIM | Linear Replacement Lamp | Four-Foot | Internal Driver Lamp-Style Retrofit Kits (UL Type B) | Standard | FALSE | [9 empty] | 42233 |  |  | NotYetVerified |  | 3 | 1850 | 100 | 18 | 15.57 | 0.979 | 3500 | 85
PYAUUX9V | Keystone Technologies | Keystone | KT-LED18T8-48GC-835-D | Linear Replacement Lamp | Four-Foot | Internal Driver Lamp-Style Retrofit Kits (UL Type B) | Standard | FALSE | [9 empty] | 42233 |  |  | NotYetVerified | Internal Driver | 3 | 1915 | 100 | 18 | 16.39 | 0.969 | 3500 | 82
PUQNNE1N | American De-Rosa Lamparts Inc. | ADL | LED T5 4FT 31W 5000K | Linear Replacement Lamp | Four-Foot | Replacement Lamps (plug and play) (UL Type A) | Standard | FALSE | [9 empty] | 42233 |  |  | No |  | 3 | 3400 | 100 | 32 | 10.36 | 0.94 | 5000 | 84
PCXHXQ94 | LITELINE CORPORATION | Liteline | L194T8-50K | Linear Replacement Lamp | Four-Foot | Replacement Lamps (plug and play) (UL Type A) | Standard | FALSE | [9 empty] | 42233 |  |  | NotYetVerified |  | 3 | 2400 | 100 | 22 | 7.38 | 0.996 | 5000 | 82
PGV279X3 | LITELINE CORPORATION | Liteline | L194T8-40K | Linear Replacement Lamp | Four-Foot | Replacement Lamps (plug and play) (UL Type A) | Standard | FALSE | [9 empty] | 42233 |  |  | NotYetVerified |  | 3 | 2300 | 100 | 22 | 7.38 | 0.9672 | 4000 | 82
PXV5FAMD | LITELINE CORPORATION | Liteline | L194T8-35K | Linear Replacement Lamp | Four-Foot | Replacement Lamps (plug and play) (UL Type A) | Standard | FALSE | [9 empty] | 42233 |  |  | NotYetVerified | Internal Driver; operates off existing fluorescent ballast | 3 | 2250 | 100 | 22 | 7.38 | 0.9672 | 3500 | 82
PB4ENMQQ | Pinnacle Solutions LLC | Pinnacle LED Solutions | PL-T8-1130MM50K23WADE (50C) | Linear Replacement Lamp | Four-Foot | 2-lamp External Driver Lamp-Style Retrofit Kits (UL Type C) | Standard | FALSE | [9 empty] | 42233 |  |  | No |  | 3 | 2838 | 117 | 23 |  | 0.9 | 5000 | 82
PATY2K66 | Pinnacle Solutions LLC | Pinnacle LED Solutions | PL-T8-4FT50K23WADE (50C) | Linear Replacement Lamp | Four-Foot | 2-lamp External Driver Lamp-Style Retrofit Kits (UL Type C) | Standard | FALSE | [9 empty] | 42233 |  |  | No |  | 3 | 2838 | 117 | 23 |  | 0.9 | 5000 | 82
PC8VMNQC | Pinnacle Solutions LLC | Pinnacle LED Solutions | PL-T8-4FT50K23WADE (50F) | Linear Replacement Lamp | Four-Foot | 2-lamp External Driver Lamp-Style Retrofit Kits (UL Type C) | Standard | FALSE | [9 empty] | 42233 |  |  | No |  | 3 | 2562 | 106 | 23 |  | 0.9 | 5000 | 82
PC2ABUMB | Pinnacle Solutions LLC | Pinnacle LED Solutions | PL-T8-1130MM50K23WADE (50F) | Linear Replacement Lamp | Four-Foot | 2-lamp External Driver Lamp-Style Retrofit Kits (UL Type C) | Standard | FALSE | [9 empty] | 42233 |  |  | No |  | 3 | 2562 | 106 | 23 |  | 0.9 | 5000 | 82
PY8XN4J9 | Pinnacle Solutions LLC | Pinnacle LED Solutions | PL-T8-1130MM40K23WADE (40C) | Linear Replacement Lamp | Four-Foot | 2-lamp External Driver Lamp-Style Retrofit Kits (UL Type C) | Standard | FALSE | [9 empty] | 42233 |  |  | No |  | 3 | 2747 | 116 | 23 |  | 0.9 | 4000 | 82
P5G7HK9V | Pinnacle Solutions LLC | Pinnacle LED Solutions | PL-T8-4FT40K23WADE (40C) | Linear Replacement Lamp | Four-Foot | 2-lamp External Driver Lamp-Style Retrofit Kits (UL Type C) | Standard | FALSE | [9 empty] | 42233 |  |  | No |  | 3 | 2747 | 116 | 23 |  | 0.9 | 4000 | 82
PZU2D56B | Pinnacle Solutions LLC | Pinnacle LED Solutions | PL-T8-4FT40K23WADE (40F) | Linear Replacement Lamp | Four-Foot | 2-lamp External Driver Lamp-Style Retrofit Kits (UL Type C) | Standard | FALSE | [9 empty] | 42233 |  |  | No |  | 3 | 2485 | 105 | 23 |  | 0.9 | 4000 | 82
P2M23BC6 | ENCORE LED LLC | Encore LED | LED TUBE-ENC16 BALLAST COMPATIBLE | Linear Replacement Lamp | Four-Foot | Internal Driver Lamp-Style Retrofit Kits (UL Type B) | Standard | FALSE | [9 empty] | 42233 | Not Dimmable | Not Dimmable | NotYetVerified | Ballast Compatible | 3 | 2100 | 108.93 | 20 | 8.1 | 0.983 | 5000 | 80
P2BAUZA4 | ENCORE LED LLC | Encore LED | LED TUBE-ENC14 BALLAST COMPATIBLE | Linear Replacement Lamp | Four-Foot | Internal Driver Lamp-Style Retrofit Kits (UL Type B) | Standard | FALSE | [9 empty] | 42233 | Not Dimmable | Not Dimmable | NotYetVerified |  | 3 | 2000 | 105.66 | 20 | 8.1 | 0.983 | 5000 | 80
P1F69UC8 | ETECH LED | E TECH LED | FF-T84-A2-18-27 | Linear Replacement Lamp | Four-Foot | Dual Mode Internal Driver (UL Type A and Type B) | Standard | TRUE | 2231 | 106.7 | 20.9 | 11.36 | 0.967 | 2682 | 81.5 | 5 | 50000 | 42230 |  |  | NotYetVerified | Internal driver; operates off existing fluorescent ballast | 3 | 2212 | 105.8 | 20.9 |  |  | 2700 | 82.4
PSH4GCNT | ETECH LED | E TECH LED | FF-T84-A2-18-40 | Linear Replacement Lamp | Four-Foot | Dual Mode Internal Driver (UL Type A and Type B) | Standard | TRUE | 2261 | 105.6 | 21.42 | 11.36 | 0.9667 | 3987 | 81.5 | 5 | 50000 | 42230 |  |  | NotYetVerified |  | 3 | 2212 | 105.8 | 20.9 |  |  | 4000 | 82.4
PZB3MN9V | Archipelago Lighting Inc. | LIFEBULB | LBT8F1830A | Linear Replacement Lamp | Four-Foot | Replacement Lamps (plug and play) (UL Type A) | Standard | TRUE | 1961.907 | 97.491 | 20.124 | 7.47 | 0.9608 | 2930 | 81.6 | 5 | 50000 | 42230 |  |  | NotYetVerified | Internal Driver; operates off existing fluorescent ballast | 3 | 1800 | 100 | 18 | 7.47 | 0.995 | 3000 | 81
PVHGPYGW | Archipelago Lighting Inc. | ARCHIPELAGO | LT8F180030K2 | Linear Replacement Lamp | Four-Foot | Replacement Lamps (plug and play) (UL Type A) | Standard | TRUE | 1961.907 | 97.491 | 20.124 | 7.47 | 0.9608 | 2930 | 81.6 | 5 | 50000 | 42230 |  |  | NotYetVerified |  | 3 | 1800 | 100 | 18 | 7.47 | 0.995 | 3000 | 81
PU7DFXKW | ETECH LED | E TECH LED | FF-T82-A2-15-27 | Linear Replacement Lamp | Four-Foot | Dual Mode Internal Driver (UL Type A and Type B) | Standard | TRUE | 2032 | 105.9 | 19.19 | 13.33 | 0.96 | 2684 | 81.1 | 5 | 50000 | 42230 |  |  | NotYetVerified |  | 3 | 2032 | 106 | 19.19 | 13.33 | 0.9 | 2700 | 81.1
PXJR6BET | ETECH LED | E TECH LED | FF-T84-A2-15-27 | Linear Replacement Lamp | Four-Foot | Dual Mode Internal Driver (UL Type A and Type B) | Standard | TRUE | 1929 | 109 | 17.7 | 17.9 | 0.9557 | 2655 | 81.6 | 5 | 50000 | 42230 |  |  | NotYetVerified | Internal driver; operates off existing fluorescent ballast | 3 | 1929 | 109 | 17.7 |  |  | 2700 | 82
PP49T3UY | ETECH LED | E TECH LED | FF-T84-A3A-15-30 | Linear Replacement Lamp | Four-Foot | Replacement Lamps (plug and play) (UL Type A) | Standard | TRUE | 1949 | 121.58 | 16.03 | 9.2 | 0.9128 | 2931 | 82 | 5 | 50000 | 42230 |  |  | NotYetVerified | Nominal wattage 14W | 3 | 1949 | 121.58 | 16.03 | 20 | 0.9 | 3000 | 81.8
PB3VF7NC | ETECH LED | E TECH LED | FF-T84-A3-16-40 | Linear Replacement Lamp | Four-Foot | Replacement Lamps (plug and play) (UL Type A) | Standard | TRUE | 2059 | 120.98 | 17.02 | 7.79 | 0.9083 | 3996 | 82.6 | 5 | 50000 | 42230 |  |  | NotYetVerified | Operating off existing Electronic ballast only | 3 | 2059 | 120.98 | 17.02 | 20 | 0.9 | 4000 | 82.6
P3DNZ891 | ETECH LED | E TECH LED | FF-T84-A3A-18-30 | Linear Replacement Lamp | Four-Foot | Replacement Lamps (plug and play) (UL Type A) | Standard | TRUE | 2072 | 121.1 | 17.08 | 12.9 | 0.9081 | 2932 | 82.2 | 5 | 50000 | 42230 |  |  | NotYetVerified | Nominal wattage 16W | 3 | 2072 | 121.31 | 17.08 | 20 | 0.9 | 3000 | 81.8
PBRHVND1 | ETECH LED | E TECH LED | FF-T84-A3A-13-30 | Linear Replacement Lamp | Four-Foot | Replacement Lamps (plug and play) (UL Type A) | Standard | TRUE | 1715 | 120.86 | 14.19 | 8.3 | 0.9055 | 2909 | 81.8 | 5 | 50000 | 42230 |  |  | NotYetVerified | Nominal wattage 12W | 3 | 1715 | 120.86 | 14.19 | 20 | 0.9 | 3000 | 81.8
PR9RJD2T | Eiko Global LLC | EIKO | LED18WT8F/48/835K-G6D | Linear Replacement Lamp | Four-Foot | Internal Driver Lamp-Style Retrofit Kits (UL Type B) | Standard | TRUE | 1909.6 | 109.1 | 17.505 | 18.24 | 0.905 | 3464 | 83.4 | 5 | 50000 | 42230 |  |  | NotYetVerified |  | 3 | 1800 | 100 | 18 | 20 | 0.9 | 3500 | 80
PDDRW43E | ETECH LED | E TECH LED | FF-T84-A3-12-40 | Linear Replacement Lamp | Four-Foot | Replacement Lamps (plug and play) (UL Type A) | Standard | TRUE | 1699 | 119.48 | 14.22 | 14.45 | 0.9042 | 3988 | 82.6 | 5 | 50000 | 42230 |  |  | NotYetVerified | Operating off existing Electronic ballast only | 3 | 1699 | 119.48 | 14.22 | 20 | 0.9 | 4000 | 82.6
P4HKPC1F | ETECH LED | E TECH LED | FF-T84-A3-14-40 | Linear Replacement Lamp | Four-Foot | Replacement Lamps (plug and play) (UL Type A) | Standard | TRUE | 1964 | 121.76 | 16.13 | 8.65 | 0.9028 | 3984 | 82.5 | 5 | 50000 | 42230 |  |  | NotYetVerified | Operating off existing Electronic ballast only | 3 | 1964 | 121.76 | 16.13 | 20 | 0.9 | 4000 | 82.5
PPEV75NK | Archipelago Lighting Inc. | LIFEBULB | LBP8F2030A | Linear Replacement Lamp | Four-Foot | Internal Driver Lamp-Style Retrofit Kits (UL Type B) | Standard | TRUE | 2013.364 | 113.371 | 17.759 | 16.69 | 0.8981 | 2930 | 81.8 | 5 | 50000 | 42230 |  |  | NotYetVerified | Internal Driver | 3 | 2000 | 112 | 18 | 16.69 | 0.965 | 3000 | 82
PA2R8WXM | Archipelago Lighting Inc. | ARCHIPELAGO | LT8F200030BP2 | Linear Replacement Lamp | Four-Foot | Internal Driver Lamp-Style Retrofit Kits (UL Type B) | Standard | TRUE | 2013.364 | 113.371 | 17.759 | 16.69 | 0.8981 | 2930 | 81.8 | 5 | 50000 | 42230 |  |  | NotYetVerified | Internal Driver | 3 | 2000 | 112 | 18 | 16.69 | 0.965 | 3000 | 82
PYQ385HM | Archipelago Lighting Inc. | ARCHIPELAGO | LT8F200050BP2 | Linear Replacement Lamp | Four-Foot | Internal Driver Lamp-Style Retrofit Kits (UL Type B) | Standard | FALSE | [9 empty] | 42230 |  |  | NotYetVerified | Internal Driver | 3 | 2200 | 112 | 18 | 16.69 | 0.965 | 5000 | 82
PS5UN42J | Archipelago Lighting Inc. | LIFEBULB | LBP8F2050A | Linear Replacement Lamp | Four-Foot | Internal Driver Lamp-Style Retrofit Kits (UL Type B) | Standard | FALSE | [9 empty] | 42230 |  |  | NotYetVerified | Internal Driver | 3 | 2200 | 112 | 18 | 16.69 | 0.965 | 5000 | 82
P8YX1QDH | Archipelago Lighting Inc. | LIFEBULB | LBT8F1850A | Linear Replacement Lamp | Four-Foot | Replacement Lamps (plug and play) (UL Type A) | Standard | FALSE | [9 empty] | 42230 |  |  | NotYetVerified |  | 3 | 2000 | 100 | 18 | 7.47 | 0.995 | 5000 | 81
P1HR81W9 | Archipelago Lighting Inc. | ARCHIPELAGO | LT8F180050K2 | Linear Replacement Lamp | Four-Foot | Replacement Lamps (plug and play) (UL Type A) | Standard | FALSE | [9 empty] | 42230 |  |  | NotYetVerified |  | 3 | 2000 | 100 | 18 | 7.47 | 0.995 | 5000 | 81
PVAMHQD1 | Archipelago Lighting Inc. | ARCHIPELAGO | LT8F200041BP2 | Linear Replacement Lamp | Four-Foot | Internal Driver Lamp-Style Retrofit Kits (UL Type B) | Standard | FALSE | [9 empty] | 42230 |  |  | NotYetVerified | Internal Driver | 3 | 2100 | 112 | 18 | 16.69 | 0.965 | 4000 | 82
PSSPT469 | Archipelago Lighting Inc. | LIFEBULB | LBP8F2041A | Linear Replacement Lamp | Four-Foot | Internal Driver Lamp-Style Retrofit Kits (UL Type B) | Standard | FALSE | [9 empty] | 42230 |  |  | NotYetVerified | Internal Driver | 3 | 2100 | 112 | 18 | 16.69 | 0.965 | 4000 | 82
PCJJC9CM | Archipelago Lighting Inc. | ARCHIPELAGO | LT8F180041K2 | Linear Replacement Lamp | Four-Foot | Replacement Lamps (plug and play) (UL Type A) | Standard | FALSE | [9 empty] | 42230 |  |  | NotYetVerified |  | 3 | 1900 | 100 | 18 | 7.47 | 0.995 | 4000 | 81
P47D8BW9 | Archipelago Lighting Inc. | LIFEBULB | LBT8F1841A | Linear Replacement Lamp | Four-Foot | Replacement Lamps (plug and play) (UL Type A) | Standard | FALSE | [9 empty] | 42230 |  |  | NotYetVerified |  | 3 | 1900 | 100 | 18 | 7.47 | 0.995 | 4000 | 81
PXMHBZEY | Archipelago Lighting Inc. | ARCHIPELAGO | LT8F200035BP2 | Linear Replacement Lamp | Four-Foot | Internal Driver Lamp-Style Retrofit Kits (UL Type B) | Standard | FALSE | [9 empty] | 42230 |  |  | NotYetVerified | Internal Driver | 3 | 2050 | 112 | 18 | 16.69 | 0.965 | 3500 | 82
P7WYX7RQ | Archipelago Lighting Inc. | LIFEBULB | LBP8F2035A | Linear Replacement Lamp | Four-Foot | Internal Driver Lamp-Style Retrofit Kits (UL Type B) | Standard | FALSE | [9 empty] | 42230 |  |  | NotYetVerified | Internal Driver | 3 | 2050 | 112 | 18 | 16.69 | 0.965 | 3500 | 82
PJ3PT7WK | Archipelago Lighting Inc. | ARCHIPELAGO | LT8F180035K2 | Linear Replacement Lamp | Four-Foot | Replacement Lamps (plug and play) (UL Type A) | Standard | FALSE | [9 empty] | 42230 |  |  | NotYetVerified |  | 3 | 1850 | 100 | 18 | 7.47 | 0.995 | 3500 | 81
PFU43K1S | Archipelago Lighting Inc. | LIFEBULB | LBT8F1835A | Linear Replacement Lamp | Four-Foot | Replacement Lamps (plug and play) (UL Type A) | Standard | FALSE | [9 empty] | 42230 |  |  | NotYetVerified |  | 3 | 1850 | 100 | 18 | 7.47 | 0.995 | 3500 | 81
PGVJY1NM | Eiko Global LLC | EIKO | LED18WT8F/48/850K-G6D | Linear Replacement Lamp | Four-Foot | Internal Driver Lamp-Style Retrofit Kits (UL Type B) | Standard | FALSE | [9 empty] | 42230 |  |  | NotYetVerified |  | 3 | 1800 | 100 | 18 | 20 | 0.9 | 5000 | 80
PD8RA47A | Eiko Global LLC | EIKO | LED18WT8F/48/840K-G6D | Linear Replacement Lamp | Four-Foot | Internal Driver Lamp-Style Retrofit Kits (UL Type B) | Standard | FALSE | [9 empty] | 42230 |  |  | NotYetVerified |  | 3 | 1800 | 100 | 18 | 20 | 0.9 | 4000 | 80
PTB4QBB3 | ETECH LED | E TECH LED | FF-T84-A2-18-50 | Linear Replacement Lamp | Four-Foot | Dual Mode Internal Driver (UL Type A and Type B) | Standard | FALSE | [9 empty] | 42230 | Not Yet Verified | Not Yet Verified | NotYetVerified | Internal driver; operates off existing fluorescent ballast | 3 | 2212 | 105.8 | 20.9 | 7.68 | 0.9928 | 5000 | 82.4
PZ8TBWBQ | ETECH LED | E TECH LED | FF-T84-A2-15-50 | Linear Replacement Lamp | Four-Foot | Dual Mode Internal Driver (UL Type A and Type B) | Standard | FALSE | [9 empty] | 42230 | Not Yet Verified | Not Yet Verified | NotYetVerified | Internal driver; operates off existing fluorescent ballast | 3 | 1929 | 109 | 17.7 | 8.75 | 0.9936 | 5000 | 81.6
PDUHVV38 | ETECH LED | E TECH LED | FF-T84-A3-12-50 | Linear Replacement Lamp | Four-Foot | Replacement Lamps (plug and play) (UL Type A) | Standard | FALSE | [9 empty] | 42230 | Not Dimmable | Not Dimmable | NotYetVerified | Operating off existing Electronic ballast only | 3 | 1753 | 121.31 | 14.45 | 20 | 0.9 | 5000 | 82.3
PSK1FE7C | ETECH LED | E TECH LED | FF-T84-A3-16-50 | Linear Replacement Lamp | Four-Foot | Replacement Lamps (plug and play) (UL Type A) | Standard | FALSE | [9 empty] | 42230 | Not Dimmable | Not Dimmable | NotYetVerified | Operating off existing Electronic ballast only | 3 | 2121 | 124.18 | 17.08 | 20 | 0.9 | 5000 | 82.2
PA32B4N6 | ETECH LED | E TECH LED | FF-T84-A3-14-50 | Linear Replacement Lamp | Four-Foot | Replacement Lamps (plug and play) (UL Type A) | Standard | FALSE | [9 empty] | 42230 | Not Dimmable | Not Dimmable | NotYetVerified | Operating off existing Electronic ballast only | 3 | 2022 | 124.51 | 16.24 | 20 | 0.9 | 5000 | 82.2
PGW2N97C | ETECH LED | E TECH LED | FF-T84-A3A-18-50 | Linear Replacement Lamp | Four-Foot | Replacement Lamps (plug and play) (UL Type A) | Standard | FALSE | [9 empty] | 42230 | Not Dimmable | Not Dimmable | NotYetVerified | Nominal wattage 16W | 3 | 2250 | 131.43 | 17.12 | 20 | 0.9 | 5000 | 80.7
P7TA4YPW | ETECH LED | E TECH LED | FF-T84-A3A-15-50 | Linear Replacement Lamp | Four-Foot | Replacement Lamps (plug and play) (UL Type A) | Standard | FALSE | [9 empty] | 42230 | Not Dimmable | Not Dimmable | NotYetVerified | Nominal wattage 14W | 3 | 2103 | 130.46 | 16.12 | 20 | 0.9 | 5000 | 80.7
PYYDZ8AC | ETECH LED | E TECH LED | FF-T84-A3A-13-50 | Linear Replacement Lamp | Four-Foot | Replacement Lamps (plug and play) (UL Type A) | Standard | FALSE | [9 empty] | 42230 | Not Dimmable | Not Dimmable | NotYetVerified | Nominal wattage 12W | 3 | 1856 | 129.52 | 14.33 | 20 | 0.9 | 5000 | 80.7
PXA4SNP7 | ETECH LED | E TECH LED | FF-T84-A3A-18-45 | Linear Replacement Lamp | Four-Foot | Replacement Lamps (plug and play) (UL Type A) | Standard | FALSE | [9 empty] | 42230 | Not Dimmable | Not Dimmable | NotYetVerified | Nominal wattage 16W | 3 | 2072 | 121.31 | 17.08 | 20 | 0.9 | 4500 | 81.8
PWF9YMGK | ETECH LED | E TECH LED | FF-T84-A3A-15-45 | Linear Replacement Lamp | Four-Foot | Replacement Lamps (plug and play) (UL Type A) | Standard | FALSE | [9 empty] | 42230 | Not Dimmable | Not Dimmable | NotYetVerified | Nominal wattage 14W | 3 | 1949 | 121.58 | 16.03 | 20 | 0.9 | 4500 | 81.8
PU4BWY3U | ETECH LED | E TECH LED | FF-T84-A3A-13-45 | Linear Replacement Lamp | Four-Foot | Replacement Lamps (plug and play) (UL Type A) | Standard | FALSE | [9 empty] | 42230 | Not Dimmable | Not Dimmable | NotYetVerified | Nominal wattage 12W | 3 | 1715 | 120.86 | 14.19 | 20 | 0.9 | 4500 | 81.8
P7JAA1YK | ETECH LED | E TECH LED | FF-T84-A2-15-40 | Linear Replacement Lamp | Four-Foot | Dual Mode Internal Driver (UL Type A and Type B) | Standard | FALSE | [9 empty] | 42230 | Not Yet Verified | Not Yet Verified | NotYetVerified | Internal driver; operates off existing fluorescent ballast | 3 | 1929 | 109 | 17.7 | 8.75 | 0.9936 | 4000 | 81.6
PNP6PBV3 | ETECH LED | E TECH LED | FF-T84-A3A-18-40 | Linear Replacement Lamp | Four-Foot | Replacement Lamps (plug and play) (UL Type A) | Standard | FALSE | [9 empty] | 42230 | Not Dimmable | Not Dimmable | NotYetVerified | Nominal wattage 16W | 3 | 2072 | 121.31 | 17.08 | 20 | 0.9 | 4000 | 81.8
P6K13V9S | ETECH LED | E TECH LED | FF-T84-A3A-15-40 | Linear Replacement Lamp | Four-Foot | Replacement Lamps (plug and play) (UL Type A) | Standard | FALSE | [9 empty] | 42230 | Not Dimmable | Not Dimmable | NotYetVerified | Nominal wattage 14W | 3 | 1949 | 121.58 | 16.03 | 20 | 0.9 | 4000 | 81.8
PAXD5TSY | ETECH LED | E TECH LED | FF-T84-A3A-13-40 | Linear Replacement Lamp | Four-Foot | Replacement Lamps (plug and play) (UL Type A) | Standard | FALSE | [9 empty] | 42230 | Not Dimmable | Not Dimmable | NotYetVerified | Nominal wattage 12W | 3 | 1715 | 120.86 | 14.19 | 20 | 0.9 | 4000 | 81.8
PQ48P5YV | ETECH LED | E TECH LED | FF-T84-A2-18-35 | Linear Replacement Lamp | Four-Foot | Dual Mode Internal Driver (UL Type A and Type B) | Standard | FALSE | [9 empty] | 42230 | Not Yet Verified | Not Yet Verified | NotYetVerified |  | 3 | 2212 | 105.8 | 20.9 | 7.68 | 0.9928 | 3500 | 82.4
PHYKCX4Y | ETECH LED | E TECH LED | FF-T84-A2-15-35 | Linear Replacement Lamp | Four-Foot | Dual Mode Internal Driver (UL Type A and Type B) | Standard | FALSE | [9 empty] | 42230 | Not Yet Verified | Not Yet Verified | NotYetVerified | Internal driver; operates off existing fluorescent ballast | 3 | 1929 | 109 | 17.7 | 8.75 | 0.9936 | 3500 | 81.6
PEQ9XPA3 | ETECH LED | E TECH LED | FF-T84-A3A-18-35 | Linear Replacement Lamp | Four-Foot | Replacement Lamps (plug and play) (UL Type A) | Standard | FALSE | [9 empty] | 42230 | Not Dimmable | Not Dimmable | NotYetVerified | Nominal wattage 16W | 3 | 2072 | 121.31 | 17.08 | 20 | 0.9 | 3500 | 81.8
P4ZWWAPU | ETECH LED | E TECH LED | FF-T84-A3A-15-35 | Linear Replacement Lamp | Four-Foot | Replacement Lamps (plug and play) (UL Type A) | Standard | FALSE | [9 empty] | 42230 | Not Dimmable | Not Dimmable | NotYetVerified | Nominal wattage 14W | 3 | 1949 | 121.58 | 16.03 | 20 | 0.9 | 3500 | 81.8
P8VWZ3ZS | ETECH LED | E TECH LED | FF-T84-A3A-13-35 | Linear Replacement Lamp | Four-Foot | Replacement Lamps (plug and play) (UL Type A) | Standard | FALSE | [9 empty] | 42230 | Not Dimmable | Not Dimmable | NotYetVerified | Nominal wattage 12W | 3 | 1715 | 120.86 | 14.19 | 20 | 0.9 | 3500 | 81.8
P6XZY3VF | ETECH LED | E TECH LED | FF-T84-A2-18-30 | Linear Replacement Lamp | Four-Foot | Dual Mode Internal Driver (UL Type A and Type B) | Standard | FALSE | [9 empty] | 42230 | Not Yet Verified | Not Yet Verified | NotYetVerified |  | 3 | 2212 | 105.8 | 20.9 | 7.68 | 0.9928 | 3000 | 82.4
P7PPNDYH | ETECH LED | E TECH LED | FF-T84-A2-15-30 | Linear Replacement Lamp | Four-Foot | Dual Mode Internal Driver (UL Type A and Type B) | Standard | FALSE | [9 empty] | 42230 | Not Yet Verified | Not Yet Verified | NotYetVerified | Internal driver; operates off existing fluorescent ballast | 3 | 1929 | 109 | 17.7 | 8.75 | 0.9936 | 3000 | 81.6
PG8UP4R5 | Hengdian Group Tospo Lighting Co.Ltd | TOSPO | G5 TP120-277-20/T8 G13 4000K | Linear Replacement Lamp | Four-Foot | Replacement Lamps (plug and play) (UL Type A) | Standard | TRUE | 2248.1 | 117.39 | 19.15 | 19.4 | 0.9958 | 4046 | 83.9 | 5 | 50000 | 42229 |  |  | No |  | 3 | 2200 | 117.39 | 19 | 19.4 | 0.9958 | 4000 | 80
PVRWU9NR | Hangzhou Junction Imp. and Exp. Co. Ltd | Thinklux Lighting | 18WT8P-4F-30K-BYP | Linear Replacement Lamp | Four-Foot | Internal Driver Lamp-Style Retrofit Kits (UL Type B) | Standard | TRUE | 2002 | 113.6 | 17.63 | 19.42 | 0.9155 | 3057 | 82.8 | 5 | 50000 | 42229 |  |  | NotYetVerified | Internal Driver | 3 | 1900 | 105.56 | 18 | 20 | 0.9 | 3000 | 80
PTX9VD3A | Longhorn Lighting Co.LTD | Longhorn | LH-L8R171Q02 | Linear Replacement Lamp | Four-Foot | Replacement Lamps (plug and play) (UL Type A) | Standard | FALSE | [9 empty] | 42229 |  |  | No | Updated on 3/23/17 | 3 | 2590 | 152 | 17 | 20 | 0.9 | 5000 | 80
PXWN2A3B | AVICS Korea Co. Ltd | AVIT | ATL016-T850 | Linear Replacement Lamp | Four-Foot | Internal Driver Lamp-Style Retrofit Kits (UL Type B) | Standard | TRUE | 2047 | 128.48 | 15.93 | 12.9 | 0.9075 | 5057 | 83.4 | 5 | 50000 | 42229 |  |  | NotYetVerified |  | 3 | 2047 | 128.48 | 15.93 | 12.9 | 0.9075 | 5057 | 83.4
P565KQ5G | Longhorn Lighting Co.LTD | Longhorn | LH-L8V171Q02 | Linear Replacement Lamp | Four-Foot | Replacement Lamps (plug and play) (UL Type A) | Standard | TRUE | 2419 | 134.02 | 18.05 | 8.939 | 0.972 | 3060 | 82.8 | 5 | 50000 | 42229 |  |  | No | Updated on 3/23/17 | 4.1 | 2590 | 152 | 17 | 20 | 0.9 | 3000 | 80
PNCSDV2V | Longhorn Lighting Co. Ltd | Longhorn | LH-L8V141Q01 | Linear Replacement Lamp | Four-Foot | Replacement Lamps (plug and play) (UL Type A) | Standard | TRUE | 1759 | 110.42 | 15.93 | 9.84 | 0.9036 | 2966 | 82.1 | 5 | 50000 | 42229 |  |  | No |  | 3 | 1735 | 111.15 | 15.61 | 9.84 | 0.9036 | 3000 | 82.1
P7AH4GMA | Longhorn Lighting Co. Ltd | Longhorn | LH-L8R141Q00 | Linear Replacement Lamp | Four-Foot | Replacement Lamps (plug and play) (UL Type A) | Standard | FALSE | [9 empty] | 42229 |  |  | No |  | 3 | 2183 | 130.48 | 16.73 | 9.17 | 0.9166 | 5000 | 85.7
PNHWHKMZ | Longhorn Lighting Co. Ltd | Longhorn | LH-L8R141Q01 | Linear Replacement Lamp | Four-Foot | Replacement Lamps (plug and play) (UL Type A) | Standard | FALSE | [9 empty] | 42229 |  |  | No |  | 3 | 1829 | 116.27 | 15.73 | 9.64 | 0.9034 | 5000 | 85.5
P4ZQ624M | Longhorn Lighting Co. Ltd | Longhorn | LH-L8R171Q01 | Linear Replacement Lamp | Four-Foot | Replacement Lamps (plug and play) (UL Type A) | Standard | FALSE | [9 empty] | 42229 |  |  | No |  | 3 | 2409 | 134.88 | 17.86 | 7.28 | 0.9094 | 5000 | 85.2
P5SPCHN8 | Longhorn Lighting Co. Ltd | Longhorn | LH-L8R121Q00 | Linear Replacement Lamp | Four-Foot | Replacement Lamps (plug and play) (UL Type A) | Standard | FALSE | [9 empty] | 42229 |  |  | No |  | 3 | 1918 | 122.01 | 15.72 | 12.58 | 0.9136 | 5000 | 84.1
PJ3P3C88 | Longhorn Lighting Co. Ltd | Longhorn | LH-L8R121Q03 | Linear Replacement Lamp | Four-Foot | Replacement Lamps (plug and play) (UL Type A) | Standard | FALSE | [9 empty] | 42229 |  |  | No |  | 3 | 1979 | 125.02 | 15.83 | 12.58 | 0.9203 | 5000 | 83.9
PGJSXF52 | Longhorn Lighting Co. Ltd | Longhorn | LH-L8N121Q00 | Linear Replacement Lamp | Four-Foot | Replacement Lamps (plug and play) (UL Type A) | Standard | FALSE | [9 empty] | 42229 |  |  | No |  | 3 | 1745 | 111.64 | 15.63 | 12.36 | 0.9136 | 4000 | 82.7
PHDFSABW | Longhorn Lighting Co. Ltd | Longhorn | LH-L8N121Q03 | Linear Replacement Lamp | Four-Foot | Replacement Lamps (plug and play) (UL Type A) | Standard | FALSE | [9 empty] | 42229 |  |  | No |  | 3 | 1829 | 114.89 | 15.92 | 12.84 | 0.9128 | 4000 | 82.3
PN5NUH1X | Longhorn Lighting Co. Ltd | Longhorn | LH-L8N141Q01 | Linear Replacement Lamp | Four-Foot | Replacement Lamps (plug and play) (UL Type A) | Standard | FALSE | [9 empty] | 42229 |  |  | No |  | 3 | 1735 | 111.15 | 15.61 | 9.84 | 0.9036 | 4000 | 82.1
P1GTQMUF | Longhorn Lighting Co.LTD | Longhorn | LH-L8N171Q02 | Linear Replacement Lamp | Four-Foot | Replacement Lamps (plug and play) (UL Type A) | Standard | FALSE | [9 empty] | 42229 |  |  | No | Updated on 3/23/17 | 4.1 | 2590 | 152 | 17 | 20 | 0.9 | 4000 | 80
P19CWMMG | Longhorn Lighting Co. Ltd | Longhorn | LH-L8N171Q01 | Linear Replacement Lamp | Four-Foot | Replacement Lamps (plug and play) (UL Type A) | Standard | FALSE | [9 empty] | 42229 |  |  | No |  | 3 | 2295 | 130.84 | 17.54 | 7.55 | 0.9067 | 4000 | 81.3
PFZ8HZH6 | Longhorn Lighting Co. Ltd | Longhorn | LH-L8N141Q00 | Linear Replacement Lamp | Four-Foot | Replacement Lamps (plug and play) (UL Type A) | Standard | FALSE | [9 empty] | 42229 |  |  | No |  | 3 | 2038 | 122.11 | 16.69 | 9.64 | 0.9186 | 4000 | 81.2
PU6JZENT | Longhorn Lighting Co. Ltd | Longhorn | LH-L8U121Q00 | Linear Replacement Lamp | Four-Foot | Replacement Lamps (plug and play) (UL Type A) | Standard | FALSE | [9 empty] | 42229 |  |  | No |  | 3 | 1745 | 111.64 | 15.63 | 12.36 | 0.9136 | 3500 | 82.7
P46XJWWA | Longhorn Lighting Co. Ltd | Longhorn | LH-L8U121Q03 | Linear Replacement Lamp | Four-Foot | Replacement Lamps (plug and play) (UL Type A) | Standard | FALSE | [9 empty] | 42229 |  |  | No |  | 3 | 1829 | 114.89 | 15.92 | 12.84 | 0.9128 | 3500 | 82.3
PF7RT2MN | Longhorn Lighting Co. Ltd | Longhorn | LH-L8U141Q01 | Linear Replacement Lamp | Four-Foot | Replacement Lamps (plug and play) (UL Type A) | Standard | FALSE | [9 empty] | 42229 |  |  | No |  | 3 | 1735 | 111.15 | 15.61 | 9.84 | 0.9036 | 3500 | 82.1
P999ED6U | Longhorn Lighting Co.LTD | Longhorn | LH-L8U171Q02 | Linear Replacement Lamp | Four-Foot | Replacement Lamps (plug and play) (UL Type A) | Standard | FALSE | [9 empty] | 42229 |  |  | No | Updated on 3/23/17 | 4.1 | 2590 | 152 | 17 | 20 | 0.9 | 3500 | 80
PHK1QU5G | Longhorn Lighting Co. Ltd | Longhorn | LH-L8U171Q01 | Linear Replacement Lamp | Four-Foot | Replacement Lamps (plug and play) (UL Type A) | Standard | FALSE | [9 empty] | 42229 |  |  | No |  | 3 | 2295 | 130.84 | 17.54 | 7.55 | 0.9067 | 3500 | 81.3
P3EFB4QC | Longhorn Lighting Co. Ltd | Longhorn | LH-L8U141Q00 | Linear Replacement Lamp | Four-Foot | Replacement Lamps (plug and play) (UL Type A) | Standard | FALSE | [9 empty] | 42229 |  |  | No |  | 3 | 2038 | 122.11 | 16.69 | 9.64 | 0.9186 | 3500 | 81.2
P45SVM7Z | Longhorn Lighting Co. Ltd | Longhorn | LH-L8V121Q00 | Linear Replacement Lamp | Four-Foot | Replacement Lamps (plug and play) (UL Type A) | Standard | FALSE | [9 empty] | 42229 |  |  | No |  | 3 | 1745 | 111.64 | 15.63 | 12.36 | 0.9136 | 3000 | 82.7
P91MJXVF | Longhorn Lighting Co. Ltd | Longhorn | LH-L8V121Q03 | Linear Replacement Lamp | Four-Foot | Replacement Lamps (plug and play) (UL Type A) | Standard | FALSE | [9 empty] | 42229 |  |  | No |  | 3 | 1829 | 114.89 | 15.92 | 12.84 | 0.9128 | 3000 | 82.3
P8HZQ6R8 | Longhorn Lighting Co. Ltd | Longhorn | LH-L8V171Q01 | Linear Replacement Lamp | Four-Foot | Replacement Lamps (plug and play) (UL Type A) | Standard | FALSE | [9 empty] | 42229 |  |  | No |  | 3 | 2295 | 130.84 | 17.54 | 7.55 | 0.9067 | 3000 | 81.3
P88SUWHR | Longhorn Lighting Co. Ltd | Longhorn | LH-L8V141Q00 | Linear Replacement Lamp | Four-Foot | Replacement Lamps (plug and play) (UL Type A) | Standard | FALSE | [9 empty] | 42229 |  |  | No |  | 3 | 2038 | 122.11 | 16.69 | 9.64 | 0.9186 | 3000 | 81.2
PG3P6HXG | Hangzhou Junction Imp. and Exp. Co. Ltd | Thinklux Lighting | 18WT8P-4F-50K-BYP | Linear Replacement Lamp | Four-Foot | Internal Driver Lamp-Style Retrofit Kits (UL Type B) | Standard | FALSE | [9 empty] | 42229 | Not Dimmable | Not Dimmable | NotYetVerified | Internal Driver | 3 | 2000 | 111.11 | 18 | 20 | 0.9 | 5000 | 80
PZBEK4GP | Hangzhou Junction Imp. and Exp. Co. Ltd | Thinklux Lighting | 18WT8P-4F-40K-BYP | Linear Replacement Lamp | Four-Foot | Internal Driver Lamp-Style Retrofit Kits (UL Type B) | Standard | FALSE | [9 empty] | 42229 | Not Dimmable | Not Dimmable | NotYetVerified | Internal Driver | 3 | 2000 | 111.11 | 18 | 20 | 0.9 | 4000 | 80
PSWYEGT7 | Hangzhou Junction Imp. and Exp. Co. Ltd | Thinklux Lighting | 18WT8P-4F-35K-BYP | Linear Replacement Lamp | Four-Foot | Internal Driver Lamp-Style Retrofit Kits (UL Type B) | Standard | FALSE | [9 empty] | 42229 | Not Dimmable | Not Dimmable | NotYetVerified |  | 3 | 1900 | 105.56 | 18 | 20 | 0.9 | 3500 | 80
PDQDHRD9 | Turolight Inc. | Turolight | VIV-T8DFSP/19W/30/F | Linear Replacement Lamp | Four-Foot | Replacement Lamps (plug and play) (UL Type A) | Standard | TRUE | 2241.882 | 100.763 | 22.249 | 7.38 | 0.9672 | 2932 | 81.5 | 5 | 50000 | 42228 |  |  | NotYetVerified |  | 3 | 2200 | 100 | 22 | 7.38 | 0.9672 | 3000 | 82
PMXPWXYC | Turolight Inc. | Turolight | VIV-T8DFSP/15W/30/F | Linear Replacement Lamp | Four-Foot | Replacement Lamps (plug and play) (UL Type A) | Standard | TRUE | 1961.907 | 97.491 | 20.124 | 7.47 | 0.9608 | 2930 | 81.6 | 5 | 50000 | 42228 |  |  | NotYetVerified |  | 3 | 1800 | 100 | 18 | 7.47 | 0.995 | 3000 | 81
P85WXAXY | Shenzhen Collesun Lighting Co. Ltd. | collesun | T8B2-123040NV3-33B | Linear Replacement Lamp | Four-Foot | Internal Driver Lamp-Style Retrofit Kits (UL Type B) | Standard | TRUE | 4326.4 | 134.95 | 32.06 | 16.3 | 0.924 | 3047 | 82.1 | 5 | 50000 | 42228 |  |  | NotYetVerified |  | 3 | 4326.4 | 134.95 | 32.06 | 16.3 | 0.924 | 3047 | 82.1
PCU4F5ME | Turolight Inc. | Turolight | VIV-T8BPSP/18W/30/F | Linear Replacement Lamp | Four-Foot | Internal Driver Lamp-Style Retrofit Kits (UL Type B) | Standard | TRUE | 2013.364 | 113.371 | 17.759 | 16.69 | 0.8981 | 2930 | 81.8 | 5 | 50000 | 42228 |  |  | NotYetVerified | Internal Driver | 3.1 | 2000 | 112 | 18 | 16.69 | 0.965 | 3000 | 82
PZPHWWNG | Shenzhen Collesun Lighting Co. Ltd. | collesun | T8B2-125040NV3-33B | Linear Replacement Lamp | Four-Foot | Internal Driver Lamp-Style Retrofit Kits (UL Type B) | Standard | FALSE | [9 empty] | 42228 |  |  | NotYetVerified |  | 3 | 4000 | 120 | 32.06 | 16.3 | 0.924 | 5000 | 80
PW33AQYT | Shenzhen Collesun Lighting Co. Ltd. | collesun | T8B2-124540NV3-33B | Linear Replacement Lamp | Four-Foot | Internal Driver Lamp-Style Retrofit Kits (UL Type B) | Standard | FALSE | [9 empty] | 42228 |  |  | NotYetVerified |  | 3 | 4000 | 120 | 32.06 | 16.3 | 0.924 | 4500 | 80
PEQEEDPF | Shenzhen Collesun Lighting Co. Ltd. | collesun | T8B2-124040NV3-33B | Linear Replacement Lamp | Four-Foot | Internal Driver Lamp-Style Retrofit Kits (UL Type B) | Standard | FALSE | [9 empty] | 42228 |  |  | NotYetVerified |  | 3 | 4000 | 120 | 32.06 | 16.3 | 0.924 | 4000 | 80
PFEEEP5F | Shenzhen Collesun Lighting Co. Ltd. | collesun | T8B2-123540NV3-33B | Linear Replacement Lamp | Four-Foot | Internal Driver Lamp-Style Retrofit Kits (UL Type B) | Standard | FALSE | [9 empty] | 42228 |  |  | NotYetVerified |  | 3 | 4000 | 120 | 32.06 | 16.3 | 0.924 | 3500 | 80
P7M5VZ87 | Turolight Inc. | Turolight | VIV-T8BPSP/18W/50/F | Linear Replacement Lamp | Four-Foot | Internal Driver Lamp-Style Retrofit Kits (UL Type B) | Standard | FALSE | [9 empty] | 42228 |  |  | NotYetVerified | Internal Driver | 3.1 | 2200 | 112 | 18 | 16.69 | 0.965 | 5000 | 82
P73DX5N2 | Turolight Inc. | Turolight | VIV-T8DFSP/19W/50/F | Linear Replacement Lamp | Four-Foot | Replacement Lamps (plug and play) (UL Type A) | Standard | FALSE | [9 empty] | 42228 |  |  | NotYetVerified |  | 3 | 2400 | 100 | 22 | 7.38 | 0.996 | 5000 | 82
P7A233KH | Turolight Inc. | Turolight | VIV-T8DFSP/15W/50/F | Linear Replacement Lamp | Four-Foot | Replacement Lamps (plug and play) (UL Type A) | Standard | FALSE | [9 empty] | 42228 |  |  | NotYetVerified |  | 3 | 2000 | 100 | 18 | 7.47 | 0.995 | 5000 | 81
PMKUTPQN | Turolight Inc. | Turolight | VIV-T8BPSP/18W/45/F | Linear Replacement Lamp | Four-Foot | Internal Driver Lamp-Style Retrofit Kits (UL Type B) | Standard | FALSE | [9 empty] | 42228 |  |  | NotYetVerified | Internal Driver | 3.1 | 2150 | 112 | 18 | 16.69 | 0.965 | 4500 | 82
PA1FH4KW | Turolight Inc. | Turolight | VIV-T8DFSP/19W/45/F | Linear Replacement Lamp | Four-Foot | Replacement Lamps (plug and play) (UL Type A) | Standard | FALSE | [9 empty] | 42228 |  |  | NotYetVerified |  | 3 | 2350 | 100 | 22 | 7.38 | 0.9672 | 4500 | 82
PZ89X3PM | Turolight Inc. | Turolight | VIV-T8DFSP/15W/45/F | Linear Replacement Lamp | Four-Foot | Replacement Lamps (plug and play) (UL Type A) | Standard | FALSE | [9 empty] | 42228 |  |  | NotYetVerified | Internal Driver; operates off existing fluorescent ballast | 3 | 1950 | 100 | 18 | 7.47 | 0.995 | 4500 | 81
P1N6QWWZ | Turolight Inc. | Turolight | VIV-T8BPSP/18W/40/F | Linear Replacement Lamp | Four-Foot | Internal Driver Lamp-Style Retrofit Kits (UL Type B) | Standard | FALSE | [9 empty] | 42228 |  |  | NotYetVerified | Internal Driver | 3.1 | 2100 | 112 | 18 | 16.69 | 0.965 | 4000 | 82
PVBD6ARG | Turolight Inc. | Turolight | VIV-T8DFSP/19W/40/F | Linear Replacement Lamp | Four-Foot | Replacement Lamps (plug and play) (UL Type A) | Standard | FALSE | [9 empty] | 42228 |  |  | NotYetVerified | Internal Driver; operates off existing fluorescent ballast | 3 | 2300 | 100 | 22 | 7.38 | 0.9672 | 4000 | 82
PG34G89D | Turolight Inc. | Turolight | VIV-T8DFSP/15W/40/F | Linear Replacement Lamp | Four-Foot | Replacement Lamps (plug and play) (UL Type A) | Standard | FALSE | [9 empty] | 42228 |  |  | NotYetVerified |  | 3 | 1900 | 100 | 18 | 7.47 | 0.995 | 4000 | 81
PKWYTNW7 | Turolight Inc. | Turolight | VIV-T8BPSP/18W/35/F | Linear Replacement Lamp | Four-Foot | Internal Driver Lamp-Style Retrofit Kits (UL Type B) | Standard | FALSE | [9 empty] | 42228 |  |  | NotYetVerified | Internal Driver | 3.1 | 2050 | 112 | 18 | 16.69 | 0.965 | 3500 | 82
PJZDPXEB | Turolight Inc. | Turolight | VIV-T8DFSP/19W/35/F | Linear Replacement Lamp | Four-Foot | Replacement Lamps (plug and play) (UL Type A) | Standard | FALSE | [9 empty] | 42228 |  |  | NotYetVerified |  | 3 | 2250 | 100 | 22 | 7.38 | 0.9672 | 3500 | 82
PJGT55AV | Turolight Inc. | Turolight | VIV-T8DFSP/15W/35/F | Linear Replacement Lamp | Four-Foot | Replacement Lamps (plug and play) (UL Type A) | Standard | FALSE | [9 empty] | 42228 |  |  | NotYetVerified |  | 3 | 1850 | 100 | 18 | 7.47 | 0.995 | 3500 | 81
PT4BGH6D | Archipelago Lighting Inc. | LIFEBULB | LBT8F2230A | Linear Replacement Lamp | Four-Foot | Replacement Lamps (plug and play) (UL Type A) | Standard | TRUE | 2241.882 | 100.763 | 22.249 | 7.38 | 0.9672 | 2932 | 81.5 | 5 | 50000 | 42227 |  |  | NotYetVerified |  | 3 | 2200 | 100 | 22 | 7.38 | 0.9672 | 3000 | 82
P8JFZQSW | Archipelago Lighting Inc. | ARCHIPELAGO | LT8F220030K2 | Linear Replacement Lamp | Four-Foot | Replacement Lamps (plug and play) (UL Type A) | Standard | TRUE | 2241.882 | 100.763 | 22.249 | 7.38 | 0.9672 | 2932 | 81.5 | 5 | 50000 | 42227 |  |  | NotYetVerified |  | 3 | 2200 | 100 | 22 | 7.38 | 0.9672 | 3000 | 82
PVZ564YN | CH Lighting Co.Ltd. | CH | CH1128-48-15W 830-1 | Linear Replacement Lamp | Four-Foot | Replacement Lamps (plug and play) (UL Type A) | Standard | TRUE | 1967.609 | 100.8 | 19.523 | 7.69 | 0.9586 | 2894 | 81.1 | 5 | 50000 | 42227 |  |  | No |  | 3 | 1800 | 100 | 18 | 7.69 | 0.95 | 3000 | 82
PKCF48WV | CH Lighting Co.Ltd. | CH | CH1128-48-13W 840-3 | Linear Replacement Lamp | Four-Foot | Replacement Lamps (plug and play) (UL Type A) | Standard | TRUE | 1895.41 | 101.9 | 18.6 | 6.92 | 0.9561 | 3979 | 81.8 | 5 | 50000 | 42227 |  |  | No |  | 3 | 1650 | 100 | 18 | 6.92 | 0.956 | 4000 | 82
PVU7JY8M | CH Lighting Co.Ltd. | CH | CH1156HO-32W 840-1 | Linear Replacement Lamp | Four-Foot | Replacement Lamps (plug and play) (UL Type A) | Standard | TRUE | 3274 | 101.182 | 32.362 | 10.36 | 0.943 | 4003 | 83.2 | 5 | 50000 | 42227 |  |  | No |  | 3 | 3300 | 100 | 32 | 10.36 | 0.94 | 4000 | 84
P29NHXT8 | YANKON LIGHTING INC. | Yankon | YGA05A15-T8-18W-830-TB-1 | Linear Replacement Lamp | Four-Foot | Dual Mode Internal Driver (UL Type A and Type B) | Standard | TRUE | 1939 | 104.19 | 18.61 | 19.75 | 0.9376 | 3023 | 84.7 | 5 | 50000 | 42227 |  |  | No |  | 3 | 1939 | 104.19 | 18.61 | 19.75 | 0.9376 | 3000 | 84.7
PGWHXT1G | Archipelago Lighting Inc. | ARCHIPELAGO | LT8F220050K2 | Linear Replacement Lamp | Four-Foot | Replacement Lamps (plug and play) (UL Type A) | Standard | FALSE | [9 empty] | 42227 |  |  | NotYetVerified |  | 3 | 2400 | 100 | 22 | 7.38 | 0.996 | 5000 | 82
P9NNR87D | Archipelago Lighting Inc. | LIFEBULB | LBT8F2250A | Linear Replacement Lamp | Four-Foot | Replacement Lamps (plug and play) (UL Type A) | Standard | FALSE | [9 empty] | 42227 |  |  | NotYetVerified |  | 3 | 2400 | 100 | 22 | 7.38 | 0.996 | 5000 | 82
PETMBEF5 | Archipelago Lighting Inc. | ARCHIPELAGO | LT8F220041K2 | Linear Replacement Lamp | Four-Foot | Replacement Lamps (plug and play) (UL Type A) | Standard | FALSE | [9 empty] | 42227 |  |  | NotYetVerified |  | 3 | 2300 | 100 | 22 | 7.38 | 0.9672 | 4000 | 82
P1JP6QMM | Archipelago Lighting Inc. | LIFEBULB | LBT8F2241A | Linear Replacement Lamp | Four-Foot | Replacement Lamps (plug and play) (UL Type A) | Standard | FALSE | [9 empty] | 42227 |  |  | NotYetVerified |  | 3 | 2300 | 100 | 22 | 7.38 | 0.9672 | 4000 | 82
PWDFY2N7 | Archipelago Lighting Inc. | ARCHIPELAGO | LT8F220035K2 | Linear Replacement Lamp | Four-Foot | Replacement Lamps (plug and play) (UL Type A) | Standard | FALSE | [9 empty] | 42227 |  |  | NotYetVerified | Internal Driver; operates off existing fluorescent ballast | 3 | 2250 | 100 | 22 | 7.38 | 0.9672 | 3500 | 82
PHP26JJV | Archipelago Lighting Inc. | LIFEBULB | LBT8F2235A | Linear Replacement Lamp | Four-Foot | Replacement Lamps (plug and play) (UL Type A) | Standard | FALSE | [9 empty] | 42227 |  |  | NotYetVerified |  | 3 | 2250 | 100 | 22 | 7.38 | 0.9672 | 3500 | 82
P6Z418N1 | CH Lighting Co.Ltd. | CH | CH1156HO-32W 850-1 | Linear Replacement Lamp | Four-Foot | Replacement Lamps (plug and play) (UL Type A) | Standard | FALSE | [9 empty] | 42227 |  |  | No |  | 3 | 3400 | 100 | 32 | 10.36 | 0.94 | 5000 | 84
PX44Y3JU | CH Lighting Co.Ltd. | CH | CH1128-48-15W 850-1 | Linear Replacement Lamp | Four-Foot | Replacement Lamps (plug and play) (UL Type A) | Standard | FALSE | [9 empty] | 42227 |  |  | No |  | 3 | 2000 | 100 | 18 | 7.69 | 0.95 | 5000 | 82
PQXCGGKF | CH Lighting Co.Ltd. | CH | CH1128-48-13W 850-3 | Linear Replacement Lamp | Four-Foot | Replacement Lamps (plug and play) (UL Type A) | Standard | FALSE | [9 empty] | 42227 |  |  | No |  | 3 | 1750 | 100 | 18 | 6.92 | 0.956 | 5000 | 82
PM1DKBV7 | CH Lighting Co.Ltd. | CH | CH1156HO-32W 845-1 | Linear Replacement Lamp | Four-Foot | Replacement Lamps (plug and play) (UL Type A) | Standard | FALSE | [9 empty] | 42227 |  |  | No |  | 3 | 3350 | 100 | 32 | 10.36 | 0.94 | 4500 | 84
PQEM8VAP | CH Lighting Co.Ltd. | CH | CH1128-48-15W 845-1 | Linear Replacement Lamp | Four-Foot | Replacement Lamps (plug and play) (UL Type A) | Standard | FALSE | [9 empty] | 42227 |  |  | No |  | 3 | 1950 | 100 | 18 | 7.69 | 0.95 | 4500 | 82
PZ8MXK8U | CH Lighting Co.Ltd. | CH | CH1128-48-13W 845-3 | Linear Replacement Lamp | Four-Foot | Replacement Lamps (plug and play) (UL Type A) | Standard | FALSE | [9 empty] | 42227 |  |  | No |  | 3 | 1700 | 100 | 18 | 6.92 | 0.956 | 4500 | 82
PG86XYV8 | CH Lighting Co.Ltd. | CH | CH1128-48-15W 840-1 | Linear Replacement Lamp | Four-Foot | Replacement Lamps (plug and play) (UL Type A) | Standard | FALSE | [9 empty] | 42227 |  |  | No |  | 3 | 1900 | 100 | 18 | 7.69 | 0.95 | 4000 | 82
P8EV3CKE | CH Lighting Co.Ltd. | CH | CH1128-48-15W 835-1 | Linear Replacement Lamp | Four-Foot | Replacement Lamps (plug and play) (UL Type A) | Standard | FALSE | [9 empty] | 42227 |  |  | No |  | 3 | 1850 | 100 | 18 | 7.69 | 0.95 | 3500 | 82
PD2EC484 | YANKON LIGHTING INC. | Yankon | YGA05A15-T8-18W-850-TB-1 | Linear Replacement Lamp | Four-Foot | Dual Mode Internal Driver (UL Type A and Type B) | Standard | FALSE | [9 empty] | 42227 | Dimmable | Continuous Above 10 | No |  | 3 | 2035 | 108.71 | 18.72 | 19.22 | 0.9379 | 5000 | 83.1
PZG1P3QH | YANKON LIGHTING INC. | Yankon | YGA05A15-T8-18W-845-TB-1 | Linear Replacement Lamp | Four-Foot | Dual Mode Internal Driver (UL Type A and Type B) | Standard | FALSE | [9 empty] | 42227 | Dimmable | Continuous Above 10 | No |  | 3 | 1939 | 104.19 | 18.61 | 19.75 | 0.9376 | 4500 | 84.7
PC6SAZUF | YANKON LIGHTING INC. | Yankon | YGA05A15-T8-18W-840-TB-1 | Linear Replacement Lamp | Four-Foot | Dual Mode Internal Driver (UL Type A and Type B) | Standard | FALSE | [9 empty] | 42227 | Dimmable | Continuous Above 10 | No |  | 3 | 1939 | 104.19 | 18.61 | 19.75 | 0.9376 | 4000 | 84.7
P23AUMRR | YANKON LIGHTING INC. | Yankon | YGA05A15-T8-18W-835-TB-1 | Linear Replacement Lamp | Four-Foot | Dual Mode Internal Driver (UL Type A and Type B) | Standard | FALSE | [9 empty] | 42227 | Dimmable | Continuous Above 10 | No |  | 3 | 1939 | 104.19 | 18.61 | 19.75 | 0.9376 | 3500 | 84.7
PAAQ59KW | JIAXING SUPER LIGHTING ELECTRIC APPLIANCE CO.LTD | SUPER | T8L-IDBH11-2200-4FT-ACA | Linear Replacement Lamp | Four-Foot | Internal Driver Lamp-Style Retrofit Kits (UL Type B) | Standard | TRUE | 2238 | 118.8 | 18.84 | 9.94 | 0.9519 | 3073 | 83.7 | 5 | 50000 | 42226 |  |  | No |  | 3 | 2200 | 115 | 19 | 20 | 0.9 | 3000 | 83
PUKW5ED4 | JIAXING SUPER LIGHTING ELECTRIC APPLIANCE CO.LTD | SUPER | T8L-IDBH11-2200-4FT-ABB | Linear Replacement Lamp | Four-Foot | Internal Driver Lamp-Style Retrofit Kits (UL Type B) | Standard | TRUE | 2248 | 120.1 | 18.72 | 9.57 | 0.9516 | 3069 | 83.6 | 5 | 50000 | 42226 |  |  | No |  | 3 | 2200 | 115 | 19 | 20 | 0.9 | 3000 | 83
PAWTPM8Y | JIAXING SUPER LIGHTING ELECTRIC APPLIANCE CO.LTD | SUPER | T8L-IDBH11-1800-4ft-ACA | Linear Replacement Lamp | Four-Foot | Internal Driver Lamp-Style Retrofit Kits (UL Type B) | Standard | TRUE | 1911 | 121.4 | 15.74 | 13.08 | 0.9355 | 3076 | 83.9 | 5 | 50000 | 42226 |  |  | NotYetVerified |  | 3 | 1850 | 117 | 15.8 | 20 | 0.9 | 3076 | 83
P2CC9WZA | JIAXING SUPER LIGHTING ELECTRIC APPLIANCE CO.LTD | SUPER | T8L-IDBH11-1800-4ft-ABA | Linear Replacement Lamp | Four-Foot | Internal Driver Lamp-Style Retrofit Kits (UL Type B) | Standard | TRUE | 1909 | 121.1 | 15.77 | 12.6 | 0.9324 | 3070 | 83.8 | 5 | 50000 | 42226 |  |  | No |  | 3 | 1830 | 115 | 15.8 | 20 | 0.9 | 3000 | 83
PTYVYUMD | Infinite Energy Solutions LLC | IES | IES-T8-18W1200-50K-F-BC | Linear Replacement Lamp | Four-Foot | Dual Mode Internal Driver (UL Type A and Type B) | Standard | TRUE | 2152.14 | 104.47 | 20.6 | 6.8 | 0.93 | 5154 | 81.1 | 5 | 50000 | 42226 |  |  | NotYetVerified |  | 3 | 2152.14 | 104.47 | 20.6 | 6.5 | 0.99 | 5000 | 81.1
PQBB1NN3 | JIAXING SUPER LIGHTING ELECTRIC APPLIANCE CO.LTD | SUPER | T8L-IDBH11-2200-4FT-EBB | Linear Replacement Lamp | Four-Foot | Internal Driver Lamp-Style Retrofit Kits (UL Type B) | Standard | FALSE | [9 empty] | 42226 |  |  | No |  | 3 | 2200 | 115 | 19 | 20 | 0.9 | 5000 | 83
P142GDDC | JIAXING SUPER LIGHTING ELECTRIC APPLIANCE CO.LTD | SUPER | T8L-IDBH11-1800-4ft-ECA | Linear Replacement Lamp | Four-Foot | Internal Driver Lamp-Style Retrofit Kits (UL Type B) | Standard | FALSE | [9 empty] | 42226 |  |  | NotYetVerified |  | 3 | 1850 | 117 | 15.8 | 20 | 0.9 | 5000 | 83
PZ7CXAXC | JIAXING SUPER LIGHTING ELECTRIC APPLIANCE CO.LTD | SUPER | T8L-IDBH11-2200-4FT-ECA | Linear Replacement Lamp | Four-Foot | Internal Driver Lamp-Style Retrofit Kits (UL Type B) | Standard | FALSE | [9 empty] | 42226 |  |  | No |  | 3 | 2200 | 115 | 19 | 20 | 0.9 | 5000 | 83
P8DP1FEX | JIAXING SUPER LIGHTING ELECTRIC APPLIANCE CO.LTD | SUPER | T8L-IDBH11-1800-4ft-EBA | Linear Replacement Lamp | Four-Foot | Internal Driver Lamp-Style Retrofit Kits (UL Type B) | Standard | FALSE | [9 empty] | 42226 |  |  | No |  | 3 | 1830 | 115 | 15.8 | 20 | 0.9 | 5000 | 83
PYZJRGYT | JIAXING SUPER LIGHTING ELECTRIC APPLIANCE CO.LTD | SUPER | T8L-IDBH11-2200-4FT-DBB | Linear Replacement Lamp | Four-Foot | Internal Driver Lamp-Style Retrofit Kits (UL Type B) | Standard | FALSE | [9 empty] | 42226 |  |  | No |  | 3 | 2200 | 115 | 19 | 20 | 0.9 | 4500 | 83
PFR6FVPF | JIAXING SUPER LIGHTING ELECTRIC APPLIANCE CO.LTD | SUPER | T8L-IDBH11-1800-4ft-DCA | Linear Replacement Lamp | Four-Foot | Internal Driver Lamp-Style Retrofit Kits (UL Type B) | Standard | FALSE | [9 empty] | 42226 |  |  | NotYetVerified |  | 3 | 1850 | 117 | 15.8 | 20 | 0.9 | 4500 | 83
P9M6FW7J | JIAXING SUPER LIGHTING ELECTRIC APPLIANCE CO.LTD | SUPER | T8L-IDBH11-2200-4FT-DCA | Linear Replacement Lamp | Four-Foot | Internal Driver Lamp-Style Retrofit Kits (UL Type B) | Standard | FALSE | [9 empty] | 42226 |  |  | No |  | 3 | 2200 | 115 | 19 | 20 | 0.9 | 4500 | 83
P82H3F44 | JIAXING SUPER LIGHTING ELECTRIC APPLIANCE CO.LTD | SUPER | T8L-IDBH11-1800-4ft-DBA | Linear Replacement Lamp | Four-Foot | Internal Driver Lamp-Style Retrofit Kits (UL Type B) | Standard | FALSE | [9 empty] | 42226 |  |  | No |  | 3 | 1830 | 115 | 15.8 | 20 | 0.9 | 4500 | 83
PZ3U67TM | JIAXING SUPER LIGHTING ELECTRIC APPLIANCE CO.LTD | SUPER | T8L-IDBH11-2200-4FT-CBB | Linear Replacement Lamp | Four-Foot | Internal Driver Lamp-Style Retrofit Kits (UL Type B) | Standard | FALSE | [9 empty] | 42226 |  |  | No |  | 3 | 2200 | 115 | 19 | 20 | 0.9 | 4000 | 83
P2CNW4M5 | JIAXING SUPER LIGHTING ELECTRIC APPLIANCE CO.LTD | SUPER | T8L-IDBH11-1800-4ft-CCA | Linear Replacement Lamp | Four-Foot | Internal Driver Lamp-Style Retrofit Kits (UL Type B) | Standard | FALSE | [9 empty] | 42226 |  |  | NotYetVerified |  | 3 | 1850 | 117 | 15.8 | 20 | 0.9 | 4000 | 83
PFF4K16K | JIAXING SUPER LIGHTING ELECTRIC APPLIANCE CO.LTD | SUPER | T8L-IDBH11-2200-4FT-CCA | Linear Replacement Lamp | Four-Foot | Internal Driver Lamp-Style Retrofit Kits (UL Type B) | Standard | FALSE | [9 empty] | 42226 |  |  | No |  | 3 | 2200 | 115 | 19 | 20 | 0.9 | 4000 | 83
PHWCK7GJ | JIAXING SUPER LIGHTING ELECTRIC APPLIANCE CO.LTD | SUPER | T8L-IDBH11-1800-4ft-CBA | Linear Replacement Lamp | Four-Foot | Internal Driver Lamp-Style Retrofit Kits (UL Type B) | Standard | FALSE | [9 empty] | 42226 |  |  | No |  | 3 | 1830 | 115 | 15.8 | 20 | 0.9 | 4000 | 83
PF759B3K | JIAXING SUPER LIGHTING ELECTRIC APPLIANCE CO.LTD | SUPER | T8L-IDBH11-2200-4FT-BBB | Linear Replacement Lamp | Four-Foot | Internal Driver Lamp-Style Retrofit Kits (UL Type B) | Standard | FALSE | [9 empty] | 42226 |  |  | No |  | 3 | 2200 | 115 | 19 | 20 | 0.9 | 3500 | 83
PY5BP2MD | JIAXING SUPER LIGHTING ELECTRIC APPLIANCE CO.LTD | SUPER | T8L-IDBH11-1800-4ft-BCA | Linear Replacement Lamp | Four-Foot | Internal Driver Lamp-Style Retrofit Kits (UL Type B) | Standard | FALSE | [9 empty] | 42226 |  |  | NotYetVerified |  | 3 | 1850 | 117 | 15.8 | 20 | 0.9 | 3500 | 83
P5SWQRWE | JIAXING SUPER LIGHTING ELECTRIC APPLIANCE CO.LTD | SUPER | T8L-IDBH11-2200-4FT-BCA | Linear Replacement Lamp | Four-Foot | Internal Driver Lamp-Style Retrofit Kits (UL Type B) | Standard | FALSE | [9 empty] | 42226 |  |  | No |  | 3 | 2200 | 115 | 19 | 20 | 0.9 | 3500 | 83
PTTVSA75 | JIAXING SUPER LIGHTING ELECTRIC APPLIANCE CO.LTD | SUPER | T8L-IDBH11-1800-4ft-BBA | Linear Replacement Lamp | Four-Foot | Internal Driver Lamp-Style Retrofit Kits (UL Type B) | Standard | FALSE | [9 empty] | 42226 |  |  | No |  | 3 | 1830 | 115 | 15.8 | 20 | 0.9 | 3500 | 83
P7DR9G3R | Infinite Energy Solutions LLC | IES | IES-T8-18W1200-40K-F-BC | Linear Replacement Lamp | Four-Foot | Dual Mode Internal Driver (UL Type A and Type B) | Standard | FALSE | [9 empty] | 42226 | Not Dimmable | Not Dimmable | NotYetVerified |  | 3 | 2118.59 | 101.86 | 20.8 | 6.5 | 0.99 | 4000 | 81.3
PGWSSJPB | SHENZHEN FUDAKIN DISPLAY LIGHTING CO. LTD. | FUDAKINLED | FDK-LT8R-4-153FX | Linear Replacement Lamp | Four-Foot | 2-lamp External Driver Lamp-Style Retrofit Kits (UL Type C) | Standard | TRUE | 1710.3 | 102.5 | 16.69 | 7.34 | 0.997 | 3121 | 83 | 5 | 50000 | 42223 |  |  | NotYetVerified |  | 3 | 1710.3 | 102.5 | 16.69 | 7.34 | 0.997 | 3121 | 83
PYE4QA1E | SHENZHEN FUDAKIN DISPLAY LIGHTING CO. LTD. | FUDAKINLED | FDK-LT8R-4-155FX | Linear Replacement Lamp | Four-Foot | 2-lamp External Driver Lamp-Style Retrofit Kits (UL Type C) | Standard | FALSE | [9 empty] | 42223 | Not Dimmable | Not Dimmable | NotYetVerified |  | 3 | 1800 | 120 | 15 | 7.34 | 0.997 | 5000 | 83
PZAZSSZM | SHENZHEN FUDAKIN DISPLAY LIGHTING CO. LTD. | FUDAKINLED | FDK-LT8R-4-154FX | Linear Replacement Lamp | Four-Foot | 2-lamp External Driver Lamp-Style Retrofit Kits (UL Type C) | Standard | FALSE | [9 empty] | 42223 | Not Dimmable | Not Dimmable | NotYetVerified |  | 3 | 1800 | 120 | 15 | 7.34 | 0.997 | 4000 | 83
PY7DXEZ1 | SHENZHEN CREP OPTOELECTRONICS CO LTD | CREP | CPS-4E18-F1(3000K) | Linear Replacement Lamp | Four-Foot | Replacement Lamps (plug and play) (UL Type A) | Standard | TRUE | 2350.861 | 124.45 | 18.89 | 17.7 | 0.911 | 2934 | 83.6 | 5 | 50000 | 42222 |  |  | No | Updated on 2/27/2017 | 4.1 | 2350.8 | 124.4 | 18.8 | 17.7 | 0.91 | 2934 | 83.6
PC1ZVTWM | ShenZhen Crep Optoelectronics Co.Ltd | CREP | CPS-4E15-F9(3000K) | Linear Replacement Lamp | Four-Foot | Replacement Lamps (plug and play) (UL Type A) | Standard | TRUE | 1714.8 | 103.99 | 16.49 | 5.3 | 0.98 | 2971 | 83 | 5 | 50000 | 42222 |  |  | No |  | 3 | 1714.8 | 103.99 | 16.49 | 4.3 | 0.999 | 2971 | 83
PVXYFG6P | ShenZhen Crep Optoelectronics Co.Ltd | CREP | CPS-4E12-F9(2700K) | Linear Replacement Lamp | Four-Foot | Replacement Lamps (plug and play) (UL Type A) | Standard | TRUE | 1543 | 111.65 | 13.82 | 6.5 | 0.973 | 2848 | 81.4 | 5 | 50000 | 42222 |  |  | No |  | 3 | 1543 | 111.65 | 13.82 | 4.9 | 0.999 | 2848 | 81
P00001HTE | FY Lighting Co. Ltd | Fen Yong | FY-T8-1200EC (H30K120C) | Linear Replacement Lamp | Four-Foot | 2-lamp External Driver Lamp-Style Retrofit Kits (UL Type C) | Standard | TRUE | 2182 | 123.21 | 17.71 | 10.67 | 0.94 | 3053 | 83 | 5 |  | 42222 |  |  | NotYetVerified | External DriverUpdated 8/23/2016 | 3 | 2200 | 117 | 18 | 15 | 0.9 | 3000 | 80
P2394FGD | FY Lighting Co. Ltd | Fen Yong | FY-T8-1200EC(H30K120CGXD) | Linear Replacement Lamp | Four-Foot | 2-lamp External Driver Lamp-Style Retrofit Kits (UL Type C) | Standard | TRUE | 2182 | 123.21 | 17.71 | 10.67 | 0.94 | 3053 | 83 | 5 |  | 42222 |  |  | NotYetVerified | External Driver | 3 | 2140 | 120 | 18 |  |  | 3000 | 83
P00001HTJ | FY Lighting Co. Ltd | Fen Yong | FY-T8-1200EF (H30K120C) | Linear Replacement Lamp | Four-Foot | 2-lamp External Driver Lamp-Style Retrofit Kits (UL Type C) | Standard | TRUE | 1968 | 110.44 | 17.82 | 9.42 | 0.94 | 3033 | 84 | 5 |  | 42222 |  |  | NotYetVerified | External DriverUpdated 8/23/2016 | 3 | 2000 | 108 | 18 | 15 | 0.9 | 3000 | 80
PG328TWA | FY Lighting Co. Ltd | Fen Yong | FY-T8-1200EF(H30K120CGXD) | Linear Replacement Lamp | Four-Foot | 2-lamp External Driver Lamp-Style Retrofit Kits (UL Type C) | Standard | TRUE | 1968 | 110.44 | 17.82 | 9.42 | 0.94 | 3033 | 84 | 5 |  | 42222 |  |  | NotYetVerified | External Driver | 3 | 1968 | 110 | 18 |  |  | 3000 | 84
PYBJN5U6 | Shenzhen Kinlight Technology Co.Ltd | J&L | JL-T8-15W1200XY-3Z | Linear Replacement Lamp | Four-Foot | Replacement Lamps (plug and play) (UL Type A) | Standard | TRUE | 1716 | 115.71 | 14.83 | 17.62 | 0.909 | 2936 | 81.7 | 5 | 50000 | 42222 |  |  | No |  | 3 | 1716 | 115.71 | 14.83 | 17.62 | 0.9088 | 3000 | 81.7
P00001HTI | FY Lighting Co. Ltd | Fen Yong | FY-T8-1200EC (H50K120C) | Linear Replacement Lamp | Four-Foot | 2-lamp External Driver Lamp-Style Retrofit Kits (UL Type C) | Standard | FALSE | [9 empty] | 42222 |  |  | NotYetVerified | External DriverUpdated 8/23/2016 | 3 | 2250 | 125 | 18 | 15 | 0.9 | 5000 | 80
P00001HTN | FY Lighting Co. Ltd | Fen Yong | FY-T8-1200EF (H50K120C) | Linear Replacement Lamp | Four-Foot | 2-lamp External Driver Lamp-Style Retrofit Kits (UL Type C) | Standard | FALSE | [9 empty] | 42222 |  |  | NotYetVerified | External DriverUpdated 8/23/2016 | 3 | 2100 | 116 | 18 | 15 | 0.9 | 5000 | 80
PJT6V93W | FY Lighting Co. Ltd | Fen Yong | FY-T8-1200EC(H50K120CGXD) | Linear Replacement Lamp | Four-Foot | 2-lamp External Driver Lamp-Style Retrofit Kits (UL Type C) | Standard | FALSE | [9 empty] | 42222 |  |  | NotYetVerified | External Driver | 3 | 2176 | 122 | 18 |  |  | 5000 | 84
PHX8K9MT | FY Lighting Co. Ltd | Fen Yong | FY-T8-1200EF(H50K120CGXD) | Linear Replacement Lamp | Four-Foot | 2-lamp External Driver Lamp-Style Retrofit Kits (UL Type C) | Standard | FALSE | [9 empty] | 42222 |  |  | NotYetVerified | External Driver | 3 | 2036 | 114 | 18 |  |  | 5000 | 84
P00001HTH | FY Lighting Co. Ltd | Fen Yong | FY-T8-1200EC (H45K120C) | Linear Replacement Lamp | Four-Foot | 2-lamp External Driver Lamp-Style Retrofit Kits (UL Type C) | Standard | FALSE | [9 empty] | 42222 |  |  | NotYetVerified | External DriverDe-Listed 3/25/2016 Updated 8/23/2016 | 3 | 2250 | 123 | 18 | 15 | 0.9 | 4500 | 80
P00001HTM | FY Lighting Co. Ltd | Fen Yong | FY-T8-1200EF (H45K120C) | Linear Replacement Lamp | Four-Foot | 2-lamp External Driver Lamp-Style Retrofit Kits (UL Type C) | Standard | FALSE | [9 empty] | 42222 |  |  | NotYetVerified | External DriverDe-Listed 3/25/2016 Updated 8/23/2016 | 3 | 2100 | 114 | 18 | 15 | 0.9 | 4500 | 80
P00001HTG | FY Lighting Co. Ltd | Fen Yong | FY-T8-1200EC (H40K120C) | Linear Replacement Lamp | Four-Foot | 2-lamp External Driver Lamp-Style Retrofit Kits (UL Type C) | Standard | FALSE | [9 empty] | 42222 |  |  | NotYetVerified | External DriverDe-Listed 3/25/2016 Updated 8/23/2016 | 3 | 2250 | 121 | 18 | 15 | 0.9 | 4000 | 80
P00001HTL | FY Lighting Co. Ltd | Fen Yong | FY-T8-1200EF (H40K120C) | Linear Replacement Lamp | Four-Foot | 2-lamp External Driver Lamp-Style Retrofit Kits (UL Type C) | Standard | FALSE | [9 empty] | 42222 |  |  | NotYetVerified | External DriverDe-Listed 3/25/2016 Updated 8/23/2016 | 3 | 2100 | 112 | 18 | 15 | 0.9 | 4000 | 80
P00001HTF | FY Lighting Co. Ltd | Fen Yong | FY-T8-1200EC (H35K120C) | Linear Replacement Lamp | Four-Foot | 2-lamp External Driver Lamp-Style Retrofit Kits (UL Type C) | Standard | FALSE | [9 empty] | 42222 |  |  | NotYetVerified | External DriverDe-Listed 3/25/2016 Updated 8/23/2016 | 3 | 2200 | 119 | 18 | 15 | 0.9 | 3500 | 80
P00001HTK | FY Lighting Co. Ltd | Fen Yong | FY-T8-1200EF (H35K120C) | Linear Replacement Lamp | Four-Foot | 2-lamp External Driver Lamp-Style Retrofit Kits (UL Type C) | Standard | FALSE | [9 empty] | 42222 |  |  | NotYetVerified | External DriverDe-Listed 3/25/2016 Updated 8/23/2016 | 3 | 2000 | 110 | 18 | 15 | 0.9 | 3500 | 80
PMDB7E29 | ShenZhen Crep Optoelectronics Co.Ltd | CREP | CPS-4E15-F9(5000K) | Linear Replacement Lamp | Four-Foot | Replacement Lamps (plug and play) (UL Type A) | Standard | FALSE | [9 empty] | 42222 |  |  | No |  | 3 | 1800 | 120 | 15 | 4.3 | 0.999 | 5000 | 83
P8UEKKTU | SHENZHEN CREP OPTOELECTRONICS CO LTD | CREP | CPS-4E18-F1(5000K) | Linear Replacement Lamp | Four-Foot | Replacement Lamps (plug and play) (UL Type A) | Standard | FALSE | [9 empty] | 42222 |  |  | No | Updated on 2/27/2017 | 4.1 | 2499 | 130.7 | 19.1 | 18.1 | 0.92 | 4964 | 85
PXQ5Q4RH | ShenZhen Crep Optoelectronics Co.Ltd | CREP | CPS-4E12-F9(5000K) | Linear Replacement Lamp | Four-Foot | Replacement Lamps (plug and play) (UL Type A) | Standard | FALSE | [9 empty] | 42222 |  |  | No |  | 3 | 1600 | 133.33 | 12 | 4.9 | 0.999 | 5000 | 81
PZKV7FSS | ShenZhen Crep Optoelectronics Co.Ltd | CREP | CPS-4E15-F9(4500K) | Linear Replacement Lamp | Four-Foot | Replacement Lamps (plug and play) (UL Type A) | Standard | FALSE | [9 empty] | 42222 |  |  | No |  | 3 | 1800 | 120 | 15 | 4.3 | 0.999 | 4500 | 83
PREYME5Q | SHENZHEN CREP OPTOELECTRONICS CO LTD | CREP | CPS-4E18-F1(4500K) | Linear Replacement Lamp | Four-Foot | Replacement Lamps (plug and play) (UL Type A) | Standard | FALSE | [9 empty] | 42222 |  |  | No | Updated on 2/27/2017 | 4.1 | 2350.8 | 124.4 | 18.8 | 17.7 | 0.91 | 4500 | 83.6
PSR17C5S | ShenZhen Crep Optoelectronics Co.Ltd | CREP | CPS-4E12-F9(4500K) | Linear Replacement Lamp | Four-Foot | Replacement Lamps (plug and play) (UL Type A) | Standard | FALSE | [9 empty] | 42222 |  |  | No |  | 3 | 1600 | 133.33 | 12 | 4.9 | 0.999 | 4500 | 81
PHBSAFNB | ShenZhen Crep Optoelectronics Co.Ltd | CREP | CPS-4E15-F9(4000K) | Linear Replacement Lamp | Four-Foot | Replacement Lamps (plug and play) (UL Type A) | Standard | FALSE | [9 empty] | 42222 |  |  | No |  | 3 | 1800 | 120 | 15 | 4.3 | 0.999 | 4000 | 83
PNNPYDFP | SHENZHEN CREP OPTOELECTRONICS CO LTD | CREP | CPS-4E18-F1(4000K) | Linear Replacement Lamp | Four-Foot | Replacement Lamps (plug and play) (UL Type A) | Standard | FALSE | [9 empty] | 42222 |  |  | No | Updated on 2/27/2017 | 4.1 | 2350.8 | 124.4 | 18.8 | 17.7 | 0.91 | 4000 | 83.6
PCQXYF1B | ShenZhen Crep Optoelectronics Co.Ltd | CREP | CPS-4E12-F9(4000K) | Linear Replacement Lamp | Four-Foot | Replacement Lamps (plug and play) (UL Type A) | Standard | FALSE | [9 empty] | 42222 |  |  | No |  | 3 | 1600 | 133.33 | 12 | 4.9 | 0.999 | 4000 | 81
P1BVCQBT | ShenZhen Crep Optoelectronics Co.Ltd | CREP | CPS-4E15-F9(3500K) | Linear Replacement Lamp | Four-Foot | Replacement Lamps (plug and play) (UL Type A) | Standard | FALSE | [9 empty] | 42222 |  |  | No |  | 3 | 1800 | 120 | 15 | 4.3 | 0.999 | 3500 | 83
PPF4Y39P | SHENZHEN CREP OPTOELECTRONICS CO LTD | CREP | CPS-4E18-F1(3500K) | Linear Replacement Lamp | Four-Foot | Replacement Lamps (plug and play) (UL Type A) | Standard | FALSE | [9 empty] | 42222 |  |  | No | Updated on 2/27/2017 | 4.1 | 2350.8 | 124.4 | 18.8 | 17.7 | 0.91 | 3500 | 83.6
PD18R2V9 | ShenZhen Crep Optoelectronics Co.Ltd | CREP | CPS-4E12-F9(3500K) | Linear Replacement Lamp | Four-Foot | Replacement Lamps (plug and play) (UL Type A) | Standard | FALSE | [9 empty] | 42222 |  |  | No |  | 3 | 1600 | 133.33 | 12 | 4.9 | 0.999 | 3500 | 81
PUEBS9B8 | ShenZhen Crep Optoelectronics Co.Ltd | CREP | CPS-4E12-F9(3000K) | Linear Replacement Lamp | Four-Foot | Replacement Lamps (plug and play) (UL Type A) | Standard | FALSE | [9 empty] | 42222 |  |  | No |  | 3 | 1600 | 133.33 | 12 | 4.9 | 0.999 | 3000 | 81
P84ETXFD | Shenzhen Kinlight Technology Co.Ltd | J&L | JL-T8-15W1200XY-5Z | Linear Replacement Lamp | Four-Foot | Replacement Lamps (plug and play) (UL Type A) | Standard | FALSE | [9 empty] | 42222 | Not Dimmable | Not Dimmable | No |  | 3 | 1853 | 122.96 | 15.07 | 17.88 | 0.9047 | 5000 | 83.8
P766PHDT | Shenzhen Kinlight Technology Co.Ltd | J&L | JL-T8-15W1200XY-4Z | Linear Replacement Lamp | Four-Foot | Replacement Lamps (plug and play) (UL Type A) | Standard | FALSE | [9 empty] | 42222 | Not Dimmable | Not Dimmable | No |  | 3 | 1716 | 115.71 | 14.83 | 17.62 | 0.9088 | 4000 | 81.7
P17GJ7W9 | Shenzhen Kinlight Technology Co.Ltd | J&L | JL-T8-22W1200XY-3Z | Linear Replacement Lamp | Four-Foot | Replacement Lamps (plug and play) (UL Type A) | Standard | TRUE | 2441 | 109.27 | 22.34 | 13.79 | 0.907 | 2928 | 81.4 | 5 | 50000 | 42221 |  |  | No |  | 3 | 2441 | 109.27 | 22.34 | 13.79 | 0.9072 | 3000 | 81.4
PGMGS95G | Shenzhen Kinlight Technology Co.Ltd | J&L | JL-T8-18W1200XY-3Z | Linear Replacement Lamp | Four-Foot | Replacement Lamps (plug and play) (UL Type A) | Standard | TRUE | 1996 | 109.97 | 18.15 | 15.34 | 0.902 | 2951 | 81.5 | 5 | 50000 | 42221 |  |  | No |  | 3 | 1996 | 109.97 | 18.15 | 15.34 | 0.9024 | 3000 | 81.5
PW8BTTCU | Shenzhen Kinlight Technology Co.Ltd | J&L | JL-T8-18W1200XY-5Z | Linear Replacement Lamp | Four-Foot | Replacement Lamps (plug and play) (UL Type A) | Standard | FALSE | [9 empty] | 42221 | Not Dimmable | Not Dimmable | No |  | 3 | 2093 | 116.21 | 18.01 | 15.87 | 0.9073 | 5000 | 83.7
PEPDA1BS | Shenzhen Kinlight Technology Co.Ltd | J&L | JL-T8-22W1200XY-5Z | Linear Replacement Lamp | Four-Foot | Replacement Lamps (plug and play) (UL Type A) | Standard | FALSE | [9 empty] | 42221 | Not Dimmable | Not Dimmable | No |  | 3 | 2636 | 116.59 | 22.61 | 13.56 | 0.9036 | 5000 | 83.5
P7YZ19KK | Shenzhen Kinlight Technology Co.Ltd | J&L | JL-T8-18W1200XY-4Z | Linear Replacement Lamp | Four-Foot | Replacement Lamps (plug and play) (UL Type A) | Standard | FALSE | [9 empty] | 42221 | Not Dimmable | Not Dimmable | No |  | 3 | 1996 | 109.97 | 18.15 | 15.34 | 0.9024 | 4000 | 81.5
PNPCGX5N | Shenzhen Kinlight Technology Co.Ltd | J&L | JL-T8-22W1200XY-4Z | Linear Replacement Lamp | Four-Foot | Replacement Lamps (plug and play) (UL Type A) | Standard | FALSE | [9 empty] | 42221 | Not Dimmable | Not Dimmable | No |  | 3 | 2441 | 109.27 | 22.34 | 13.79 | 0.9072 | 4000 | 81.4
P00001LDQ | ARK Intelligent Technology Co. Ltd | ARK | ARK/UQ/18A(3000K) | Linear Replacement Lamp | Four-Foot | Internal Driver Lamp-Style Retrofit Kits (UL Type B) | Standard | TRUE | 2198 | 119.09 | 18.46 | 20.6 | 0.953 | 3086 | 84 | 5 | 50000 | 42220 |  |  | NotYetVerified | Internal Driver | 3 | 2200 | 122 | 18 |  | 0.95 | 3000 | 80
PDEJQHQSQ | Up-shine Lighting Co. Limited | Up-shine | UP-T818W1200X (3000K) (Frosted) | Linear Replacement Lamp | Four-Foot | Internal Driver Lamp-Style Retrofit Kits (UL Type B) | Standard | TRUE | 1836 | 104.44 | 17.58 | 15.63 | 0.9257 | 3009 | 82.8 | 5 | 50000 | 42220 |  |  | NotYetVerified |  | 3 | 1800 | 100 | 18 |  | 0.9 | 3000 | 80
PNXGR9C7 | HuiZhou King Star Opto-electric Co. Ltd | KING STAR | T8-A1523-3000K | Linear Replacement Lamp | Four-Foot | Internal Driver Lamp-Style Retrofit Kits (UL Type B) | Standard | TRUE | 1915 | 114.47 | 16.73 | 24.3 | 0.898 | 2959 | 80.8 | 5 | 50000 | 42220 |  |  | NotYetVerified |  | 3 | 2000 | 110 | 18 | 24.3 | 0.898 | 3000 | 80
PNRT4V56 | MLS Co. LTD | Forest lighting | MT8S26 | Linear Replacement Lamp | Four-Foot | Internal Driver Lamp-Style Retrofit Kits (UL Type B) | Standard | TRUE | 1972 | 123 | 16.03 | 24.24 | 0.8722 | 3060 | 82.4 | 5 | 50000 | 42220 |  |  | No | Updated 8/23/2016 | 3 | 1800 | 120 | 15 | 24.86 | 0.8722 | 3000 | 80
PW9WBMGG | MLS Co. LTD | Forest lighting | MT8Z26 | Linear Replacement Lamp | Four-Foot | Internal Driver Lamp-Style Retrofit Kits (UL Type B) | Standard | FALSE | [9 empty] | 42220 |  |  | No | Updated 8/23/2016 | 3 | 1800 | 120 | 15 | 24.86 | 0.8722 | 5000 | 80
PCPQ8B37 | MLS Co. LTD | Forest lighting | MT8N26 | Linear Replacement Lamp | Four-Foot | Internal Driver Lamp-Style Retrofit Kits (UL Type B) | Standard | FALSE | [9 empty] | 42220 |  |  | No | Updated 8/23/2016 | 3 | 1800 | 120 | 15 | 24.86 | 0.8722 | 4000 | 80
PWF6TKDM | MLS Co. LTD | Forest lighting | MT8L26 | Linear Replacement Lamp | Four-Foot | Internal Driver Lamp-Style Retrofit Kits (UL Type B) | Standard | FALSE | [9 empty] | 42220 |  |  | No | Updated 8/23/2016 | 3 | 1800 | 120 | 15 | 24.86 | 0.8722 | 3500 | 80
PWK92F8DC | Up-shine Lighting Co. Limited | Up-shine | UP-T818W1200X (5000K) (Frosted) | Linear Replacement Lamp | Four-Foot | Internal Driver Lamp-Style Retrofit Kits (UL Type B) | Standard | FALSE | [9 empty] | 42220 |  |  | NotYetVerified | Internal Driver X can be S or T representing single or double lamp base. | 3 | 2000 | 110 | 18 |  | 0.9 | 5000 | 80
PEU7DZCET | Up-shine Lighting Co. Limited | Up-shine | UP-T818W1200X (4500K) (Frosted) | Linear Replacement Lamp | Four-Foot | Internal Driver Lamp-Style Retrofit Kits (UL Type B) | Standard | FALSE | [9 empty] | 42220 |  |  | NotYetVerified |  | 3 | 1800 | 100 | 18 |  | 0.9 | 4500 | 80
PFKBNB98K | Up-shine Lighting Co. Limited | Up-shine | UP-T818W1200X (4000K) (Frosted) | Linear Replacement Lamp | Four-Foot | Internal Driver Lamp-Style Retrofit Kits (UL Type B) | Standard | FALSE | [9 empty] | 42220 |  |  | NotYetVerified |  | 3 | 1800 | 100 | 18 |  | 0.9 | 4000 | 80
P821SB2ZF | Up-shine Lighting Co. Limited | Up-shine | UP-T818W1200X (3500K) (Frosted) | Linear Replacement Lamp | Four-Foot | Internal Driver Lamp-Style Retrofit Kits (UL Type B) | Standard | FALSE | [9 empty] | 42220 |  |  | NotYetVerified |  | 3 | 1800 | 100 | 18 |  | 0.9 | 3500 | 80
P00001LDU | ARK Intelligent Technology Co. Ltd | ARK | ARK/UQ/18A(5000K) | Linear Replacement Lamp | Four-Foot | Internal Driver Lamp-Style Retrofit Kits (UL Type B) | Standard | FALSE | [9 empty] | 42220 | Not Yet Verified | Not Yet Verified | NotYetVerified | Internal Driver | 3 | 2200 | 122 | 18 |  | 0.95 | 5000 | 80
P00001LDT | ARK Intelligent Technology Co. Ltd | ARK | ARK/UQ/18A(4500K) | Linear Replacement Lamp | Four-Foot | Internal Driver Lamp-Style Retrofit Kits (UL Type B) | Standard | FALSE | [9 empty] | 42220 | Not Yet Verified | Not Yet Verified | NotYetVerified | Internal Driver | 3 | 2200 | 122 | 18 |  | 0.95 | 4500 | 80
P00001LDS | ARK Intelligent Technology Co. Ltd | ARK | ARK/UQ/18A(4000K) | Linear Replacement Lamp | Four-Foot | Internal Driver Lamp-Style Retrofit Kits (UL Type B) | Standard | FALSE | [9 empty] | 42220 | Not Yet Verified | Not Yet Verified | NotYetVerified | Internal Driver | 3 | 2200 | 122 | 18 |  | 0.95 | 4000 | 80
P00001LDR | ARK Intelligent Technology Co. Ltd | ARK | ARK/UQ/18A(3500K) | Linear Replacement Lamp | Four-Foot | Internal Driver Lamp-Style Retrofit Kits (UL Type B) | Standard | FALSE | [9 empty] | 42220 | Not Yet Verified | Not Yet Verified | NotYetVerified | Internal Driver | 3 | 2200 | 122 | 18 |  | 0.95 | 3500 | 80
PSZ8CEG2 | HuiZhou King Star Opto-electric Co. Ltd | KING STAR | T8-A1523-5000K | Linear Replacement Lamp | Four-Foot | Internal Driver Lamp-Style Retrofit Kits (UL Type B) | Standard | FALSE | [9 empty] | 42220 | Not Dimmable | Not Dimmable | NotYetVerified |  | 3 | 2000 | 110 | 18 | 24.3 | 0.898 | 5000 | 80
PJQ8VEC5 | HuiZhou King Star Opto-electric Co. Ltd | KING STAR | T8-A1523-4000K | Linear Replacement Lamp | Four-Foot | Internal Driver Lamp-Style Retrofit Kits (UL Type B) | Standard | FALSE | [9 empty] | 42220 | Not Dimmable | Not Dimmable | NotYetVerified |  | 3 | 2000 | 110 | 18 | 24.3 | 0.898 | 4000 | 80
PVJP6H7H | We aRe Lights | We aRe Lights | WRL-T8-14W1200 WZ ( 5000K ) | Linear Replacement Lamp | Four-Foot | Internal Driver Lamp-Style Retrofit Kits (UL Type B) | Standard | TRUE | 2026.601 | 141.03 | 14.37 | 9.6 | 0.958 | 5234 | 86.2 | 5 | 50000 | 42219 |  |  | NotYetVerified | Internal Driver | 3.1 | 2026.66 | 140 | 14 | 20 | 0.95 | 5000 | 80
PJNJAYVH | Elec-Tech International Co. Ltd | ETI | 541402XX(41-50) | Linear Replacement Lamp | Four-Foot | Replacement Lamps (plug and play) (UL Type A) | Standard | TRUE | 2330.83 | 121.02 | 19.26 | 16.05 | 0.957 | 3984 | 83.8 | 5 | 50000 | 42216 |  |  | NotYetVerified |  | 3 | 2330.83 | 121.02 | 19.26 | 11.74 | 0.999 | 3984 | 84
PZFDTFNG | LiLEDs (Shanghai) Company | LiLEDs | LiLEDsT8041530FA-NX | Linear Replacement Lamp | Four-Foot | 2-lamp External Driver Lamp-Style Retrofit Kits (UL Type C) | Standard | TRUE | 1684.8 | 117.5 | 14.34 | 20.12 | 0.905 | 2923 | 81.5 | 5 | 50000 | 42216 |  |  | No | Product updated on 10/11/2016 | 3 | 1700 | 113 | 15 | 20 | 0.99 | 3000 | 80
PVUDWPCQ | LiLEDs (Shanghai) Company | LiLEDs | LiLEDsT8041550FA-NX | Linear Replacement Lamp | Four-Foot | 2-lamp External Driver Lamp-Style Retrofit Kits (UL Type C) | Standard | FALSE | [9 empty] | 42216 |  |  | No | Product updated on 10/11/2016 | 3 | 1700 | 113 | 15 | 20 | 0.99 | 5000 | 80
PPW4T22J | LiLEDs (Shanghai) Company | LiLEDs | LiLEDsT8041550FA-DX | Linear Replacement Lamp | Four-Foot | 2-lamp External Driver Lamp-Style Retrofit Kits (UL Type C) | Standard | FALSE | [9 empty] | 42216 |  |  | No | Product updated on 10/11/2016 | 3 | 1700 | 113 | 15 | 20 | 0.99 | 5000 | 80
PEG9Q2E9 | LiLEDs (Shanghai) Company | LiLEDs | LiLEDsT8041540FA-NX | Linear Replacement Lamp | Four-Foot | 2-lamp External Driver Lamp-Style Retrofit Kits (UL Type C) | Standard | FALSE | [9 empty] | 42216 |  |  | No | Product updated on 10/11/2016 | 3 | 1700 | 113 | 15 | 20 | 0.99 | 4000 | 80
PSDMQ786 | LiLEDs (Shanghai) Company | LiLEDs | LiLEDsT8041540FA-DX | Linear Replacement Lamp | Four-Foot | 2-lamp External Driver Lamp-Style Retrofit Kits (UL Type C) | Standard | FALSE | [9 empty] | 42216 |  |  | No | Product updated on 10/11/2016 | 3 | 1700 | 113 | 15 | 20 | 0.99 | 4000 | 80
P9WH4S6Q | LiLEDs (Shanghai) Company | LiLEDs | LiLEDsT8041530FA-DX | Linear Replacement Lamp | Four-Foot | 2-lamp External Driver Lamp-Style Retrofit Kits (UL Type C) | Standard | FALSE | [9 empty] | 42216 |  |  | No | Product updated on 10/11/2016 | 3 | 1700 | 113 | 15 | 20 | 0.99 | 3000 | 80
PC3CJPKP | Elec-Tech International Co. Ltd | ETI | 541402XX(61-70) | Linear Replacement Lamp | Four-Foot | Replacement Lamps (plug and play) (UL Type A) | Standard | FALSE | [9 empty] | 42216 |  |  | NotYetVerified |  | 3 | 2200 | 110 | 20 | 11.74 | 0.999 | 5000 | 84
PK19XWWN | Foshan Electrical and Lighting Co. Ltd. | FSL | T8-22-30/A123/24 | Linear Replacement Lamp | Four-Foot | Replacement Lamps (plug and play) (UL Type A) | Standard | TRUE | 2397 | 111.7 | 21.46 | 5.41 | 0.9291 | 3087 | 82.3 | 5 | 50000 | 42215 |  |  | No | Updated on 3/17/2017 | 3 | 2397 | 111.7 | 21.46 | 5.41 | 0.93 | 3000 | 82.3
PR38RSYP | Symban Lighting Corp. | Symban | LED17T8/830/IF/48 | Linear Replacement Lamp | Four-Foot | Replacement Lamps (plug and play) (UL Type A) | Standard | TRUE | 2327.8 | 111.75 | 20.83 | 4.41 | 0.986 | 3088 | 85 | 5 | 50000 | 42215 |  |  | NotYetVerified | Internal Driver; operates off fluorescent ballast | 3 | 2300 | 109 | 21 | 20 | 0.9 | 3000 | 82
PQTP329F | Foshan Electrical and Lighting Co. Ltd. | FSL | T8-18-30/A123/24 | Linear Replacement Lamp | Four-Foot | Replacement Lamps (plug and play) (UL Type A) | Standard | TRUE | 2118 | 115.36 | 18.36 | 7.18 | 0.9032 | 3078 | 82.2 | 5 | 50000 | 42215 |  |  | No | Updated on 3/17/2017 | 3 | 2118 | 115.36 | 18.36 | 7.18 | 0.9 | 3000 | 82.2
PCBSW7Q8 | Symban Lighting Corp. | Symban | LED18T8/830/IF/48 120V SYM Int.Dr. | Linear Replacement Lamp | Four-Foot | Internal Driver Lamp-Style Retrofit Kits (UL Type B) | Standard | TRUE | 2498.4 | 122.11 | 20.46 | 7.28 | 0.94 | 3104 | 85 | 5 | 50000 | 42215 |  |  | NotYetVerified | Internal driver | 3 | 2200 | 105 | 21 | 20 | 0.9 | 3000 | 82
P1JYHMRW | HILUX LED CO LTD | Hilux LED | ML-T8503F (4000K) | Linear Replacement Lamp | Four-Foot | Internal Driver Lamp-Style Retrofit Kits (UL Type B) | Standard | TRUE | 2032.6 | 131.22 | 15.49 | 15 | 0.926 | 4176 | 81.4 | 5 | 50000 | 42215 |  |  | NotYetVerified |  | 3 | 2000 | 100 | 20 | 19.9 | 0.923 | 4000 | 80
P1GU73FV | James Trading Company Limited | JAMES | BT814W4FT(CLEAR LENS)(3000K) | Linear Replacement Lamp | Four-Foot | Replacement Lamps (plug and play) (UL Type A) | Standard | FALSE | [9 empty] | 42215 |  |  | NotYetVerified | updated on 1/19/2017 | 3 | 2050 | 142.4 | 14.4 | 12.37 | 0.9056 | 3000 | 81.7
PWMHZ82Y | James Trading Company Limited | JAMES | BT812W4FT(CLEAR LENS) (3000K) | Linear Replacement Lamp | Four-Foot | Replacement Lamps (plug and play) (UL Type A) | Standard | FALSE | [9 empty] | 42215 |  |  | NotYetVerified | updated on 1/19/2017 | 3 | 1900 | 141.8 | 13.35 | 10.6 | 0.9063 | 3000 | 81.6
P4WDXWN3 | Chicony Power Technology Co. Ltd. | Chicony Power | TLE-0181AR | Linear Replacement Lamp | Four-Foot | Internal Driver Lamp-Style Retrofit Kits (UL Type B) | Standard | TRUE | 1909.6 | 109.1 | 17.505 | 18.24 | 0.905 | 3464 | 83.4 | 5 | 50000 | 42215 |  |  | NotYetVerified |  | 3 | 1800 | 100 | 18 | 20 | 0.9 | 3500 | 80
P2TM8RG8 | Qaboss Partners | Qaboss | QP-UL-18W-100(3000K) | Linear Replacement Lamp | Four-Foot | Internal Driver Lamp-Style Retrofit Kits (UL Type B) | Standard | TRUE | 1956 | 118.04 | 16.57 | 19.82 | 0.9037 | 2937 | 82.9 | 5 | 50000 | 42215 |  |  | NotYetVerified |  | 3 | 1956 | 118.04 | 16.57 | 19.82 | 0.9037 | 3000 | 82.9
PXU81BCY | James Trading Company Limited | JAMES | ZY-T8-13W1200 BIXX Ballast Compatible (4000K Clear) | Linear Replacement Lamp | Four-Foot | Dual Mode Internal Driver (UL Type A and Type B) | Standard | TRUE | 1930 | 135.06 | 14.3 | 14.92 | 0.9034 | 3996 | 82.7 | 5 | 50000 | 42215 |  |  | NotYetVerified | Lastx represents either s for single-end power input or T for double-end inputs | 3 | 1930 | 135 | 14.3 | 20 | 0.9 | 4000 | 83
PC3ZGJH6 | SHENZHEN FUDAKIN DISPLAY LIGHTING CO. LTD. | FUDAKINLED | FDK-LT8C-041830KFD | Linear Replacement Lamp | Four-Foot | 2-lamp External Driver Lamp-Style Retrofit Kits (UL Type C) | Standard | TRUE | 1741.78 | 107.385 | 16.22 | 17.8 | 0.8798 | 3141 | 82.1 | 5 | 50000 | 42215 |  |  | NotYetVerified |  | 3 | 1772 | 107 | 16.5 | 17.8 | 0.997 | 3000 | 82
P7BCPDSV | James Trading Company Limited | JAMES | BT816W4FT(CLEAR LENS)(3000K) | Linear Replacement Lamp | Four-Foot | Replacement Lamps (plug and play) (UL Type A) | Standard | FALSE | [9 empty] | 42215 |  |  | NotYetVerified | updated on 1/19/2017 | 3 | 2300 | 142 | 16.2 | 11.28 | 0.9057 | 3000 | 81.6
PFS8RF65 | Foshan Electrical and Lighting Co. Ltd. | FSL | T8-18-50/A123/24 | Linear Replacement Lamp | Four-Foot | Replacement Lamps (plug and play) (UL Type A) | Standard | FALSE | [9 empty] | 42215 |  |  | No | Updated on 3/17/2017 | 3 | 2317 | 125.31 | 18.49 | 7.15 | 0.9 | 5000 | 85
PRCU1NFS | Foshan Electrical and Lighting Co. Ltd. | FSL | T8-22-50/A123/24 | Linear Replacement Lamp | Four-Foot | Replacement Lamps (plug and play) (UL Type A) | Standard | FALSE | [9 empty] | 42215 |  |  | No | Updated on 3/17/2017 | 3 | 2561 | 118.29 | 21.65 | 5.52 | 0.92 | 5000 | 84.8
PGFC2HW7 | FOSHAN ELECTRICAL AND LIGHTING CO.LTD. | FSL | T8-18-45/A123/24 | Linear Replacement Lamp | Four-Foot | Replacement Lamps (plug and play) (UL Type A) | Standard | FALSE | [9 empty] | 42215 |  |  | NotYetVerified |  | 3 | 2100 | 116.67 | 18 | 4.37 | 0.996 | 4500 | 83
PMW6QRTV | FOSHAN ELECTRICAL AND LIGHTING CO.LTD. | FSL | T8-22-45/A123/24 | Linear Replacement Lamp | Four-Foot | Replacement Lamps (plug and play) (UL Type A) | Standard | FALSE | [9 empty] | 42215 |  |  | NotYetVerified |  | 3 | 2500 | 113.64 | 22 | 4.29 | 0.996 | 4500 | 83
PUEMB8DD | Foshan Electrical and Lighting Co. Ltd. | FSL | T8-18-40/A123/24 | Linear Replacement Lamp | Four-Foot | Replacement Lamps (plug and play) (UL Type A) | Standard | FALSE | [9 empty] | 42215 |  |  | No | Updated on 3/17/2017 | 3 | 2218 | 120.35 | 18.43 | 7.18 | 0.9 | 4000 | 82.2
P9QJJXRA | Foshan Electrical and Lighting Co. Ltd. | FSL | T8-22-40/A123/24 | Linear Replacement Lamp | Four-Foot | Replacement Lamps (plug and play) (UL Type A) | Standard | FALSE | [9 empty] | 42215 |  |  | No | Updated on 3/17/2017 | 4.1 | 2479 | 115.01 | 21.56 | 5.41 | 0.93 | 4000 | 82.3
PKD4RDAR | Foshan Electrical and Lighting Co. Ltd. | FSL | T8-18-35/A123/24 | Linear Replacement Lamp | Four-Foot | Replacement Lamps (plug and play) (UL Type A) | Standard | FALSE | [9 empty] | 42215 |  |  | No | Updated on 3/17/2017 | 3 | 2168 | 117.65 | 18.43 | 7.18 | 0.9 | 3500 | 82.2
PYYR65E7 | Foshan Electrical and Lighting Co. Ltd. | FSL | T8-22-35/A123/24 | Linear Replacement Lamp | Four-Foot | Replacement Lamps (plug and play) (UL Type A) | Standard | FALSE | [9 empty] | 42215 |  |  | No | Updated on 3/17/2017 | 3 | 2438 | 113.11 | 21.56 | 5.41 | 0.93 | 3500 | 82.3
P3442U4V | Qaboss Partners | Qaboss | QP-UL-18W-100(5000K) | Linear Replacement Lamp | Four-Foot | Internal Driver Lamp-Style Retrofit Kits (UL Type B) | Standard | FALSE | [9 empty] | 42215 |  |  | NotYetVerified |  | 3 | 2026 | 120.45 | 16.82 | 19.88 | 0.9051 | 5000 | 84.1
PZGD4YKB | Qaboss Partners | Qaboss | QP-UL-18W-100(4500K) | Linear Replacement Lamp | Four-Foot | Internal Driver Lamp-Style Retrofit Kits (UL Type B) | Standard | FALSE | [9 empty] | 42215 |  |  | NotYetVerified |  | 3 | 1956 | 118.04 | 16.57 | 19.82 | 0.9037 | 4500 | 82.9
PXFBVKTY | Qaboss Partners | Qaboss | QP-UL-18W-100(4000K) | Linear Replacement Lamp | Four-Foot | Internal Driver Lamp-Style Retrofit Kits (UL Type B) | Standard | FALSE | [9 empty] | 42215 |  |  | NotYetVerified |  | 3 | 1956 | 118.04 | 16.57 | 19.82 | 0.9037 | 4000 | 82.9
P8MF74Q1 | Qaboss Partners | Qaboss | QP-UL-18W-100(3500K) | Linear Replacement Lamp | Four-Foot | Internal Driver Lamp-Style Retrofit Kits (UL Type B) | Standard | FALSE | [9 empty] | 42215 |  |  | NotYetVerified |  | 3 | 1956 | 118.04 | 16.57 | 19.82 | 0.9037 | 3500 | 82.9
PM1ZPMUE | Symban Lighting Corp. | Symban | LED17T8/850/IF/48 | Linear Replacement Lamp | Four-Foot | Replacement Lamps (plug and play) (UL Type A) | Standard | FALSE | [9 empty] | 42215 |  |  | NotYetVerified | Internal Driver; operates off fluorescent ballast | 3 | 2300 | 109 | 21 | 20 | 0.9 | 5000 | 82
P7AT67TY | Symban Lighting Corp. | Symban | LED18T8/850/IF/48 120V SYM Int.Dr. | Linear Replacement Lamp | Four-Foot | Internal Driver Lamp-Style Retrofit Kits (UL Type B) | Standard | FALSE | [9 empty] | 42215 |  |  | NotYetVerified |  | 3 | 2200 | 105 | 21 | 20 | 0.9 | 5000 | 82
PNN5B7J3 | Symban Lighting Corp. | Symban | LED17T8/845/IF/48 | Linear Replacement Lamp | Four-Foot | Replacement Lamps (plug and play) (UL Type A) | Standard | FALSE | [9 empty] | 42215 |  |  | NotYetVerified | Internal Driver; operates off fluorescent ballast | 3 | 2300 | 109 | 21 | 20 | 0.9 | 4500 | 82
PRCQUPWX | Symban Lighting Corp. | Symban | LED18T8/845/IF/48 120V SYM Int.Dr. | Linear Replacement Lamp | Four-Foot | Internal Driver Lamp-Style Retrofit Kits (UL Type B) | Standard | FALSE | [9 empty] | 42215 |  |  | NotYetVerified |  | 3 | 2200 | 105 | 21 | 20 | 0.9 | 4500 | 82
P1CUMAGZ | Symban Lighting Corp. | Symban | LED17T8/841/IF/48 | Linear Replacement Lamp | Four-Foot | Replacement Lamps (plug and play) (UL Type A) | Standard | FALSE | [9 empty] | 42215 |  |  | NotYetVerified | Internal Driver; operates off fluorescent ballast | 3 | 2300 | 109 | 21 | 20 | 0.9 | 4000 | 82
P71S816D | Symban Lighting Corp. | Symban | LED18T8/841/IF/48 120V SYM Int.Dr. | Linear Replacement Lamp | Four-Foot | Internal Driver Lamp-Style Retrofit Kits (UL Type B) | Standard | FALSE | [9 empty] | 42215 |  |  | NotYetVerified |  | 3 | 2200 | 105 | 21 | 20 | 0.9 | 4000 | 82
P8X17GSY | Symban Lighting Corp. | Symban | LED17T8/835/IF/48 | Linear Replacement Lamp | Four-Foot | Replacement Lamps (plug and play) (UL Type A) | Standard | FALSE | [9 empty] | 42215 |  |  | NotYetVerified | Internal Driver; operates off fluorescent ballast | 3 | 2300 | 109 | 21 | 20 | 0.9 | 3500 | 82
PABZRAH4 | Symban Lighting Corp. | Symban | LED18T8/835/IF/48 120V SYM Int.Dr. | Linear Replacement Lamp | Four-Foot | Internal Driver Lamp-Style Retrofit Kits (UL Type B) | Standard | FALSE | [9 empty] | 42215 |  |  | NotYetVerified |  | 3 | 2200 | 105 | 21 | 20 | 0.9 | 3500 | 82
PCASCM2X | James Trading Company Limited | JAMES | ZY-T8-13W1200 BIXX Ballast Compatible (5000K Clear) | Linear Replacement Lamp | Four-Foot | Dual Mode Internal Driver (UL Type A and Type B) | Standard | FALSE | [9 empty] | 42215 |  |  | NotYetVerified | Lastx represents either s for single-end power input or T for double-end inputs | 3 | 1930 | 135 | 14.3 | 20 | 0.9 | 5000 | 83
PFFS551R | James Trading Company Limited | JAMES | BT812W4FT(CLEAR LENS) (5000K) | Linear Replacement Lamp | Four-Foot | Replacement Lamps (plug and play) (UL Type A) | Standard | FALSE | [9 empty] | 42215 |  |  | NotYetVerified | updated on 1/19/2017 | 3 | 1900 | 141.8 | 13.35 | 14.63 | 0.9031 | 5000 | 81.6
PRE73N28 | James Trading Company Limited | JAMES | BT816W4FT(CLEAR LENS)(5000K) | Linear Replacement Lamp | Four-Foot | Replacement Lamps (plug and play) (UL Type A) | Standard | FALSE | [9 empty] | 42215 |  |  | NotYetVerified | updated on 1/19/2017 | 3 | 2300 | 142 | 16.2 | 11.28 | 0.9048 | 5000 | 81.6
PH9FVS2V | James Trading Company Limited | JAMES | BT814W4FT(CLEAR LENS)(5000K) | Linear Replacement Lamp | Four-Foot | Replacement Lamps (plug and play) (UL Type A) | Standard | FALSE | [9 empty] | 42215 |  |  | NotYetVerified | updated on 1/19/2017 | 3 | 2050 | 142.4 | 14.4 | 12.07 | 0.9043 | 5000 | 81.1
PUQ1DNWA | James Trading Company Limited | JAMES | BT814W4FT(CLEAR LENS)(4500K) | Linear Replacement Lamp | Four-Foot | Replacement Lamps (plug and play) (UL Type A) | Standard | FALSE | [9 empty] | 42215 |  |  | NotYetVerified | updated on 1/19/2017 | 3 | 2050 | 142.4 | 14.4 | 12.37 | 0.9056 | 4500 | 81.7
P243RVUF | James Trading Company Limited | JAMES | BT816W4FT(CLEAR LENS)(4500K) | Linear Replacement Lamp | Four-Foot | Replacement Lamps (plug and play) (UL Type A) | Standard | FALSE | [9 empty] | 42215 |  |  | NotYetVerified | updated on 1/19/2017 | 3 | 2300 | 142 | 16.2 | 11.28 | 0.9057 | 4500 | 81.6
P82394QB | James Trading Company Limited | JAMES | BT812W4FT(CLEAR LENS) (4500K) | Linear Replacement Lamp | Four-Foot | Replacement Lamps (plug and play) (UL Type A) | Standard | FALSE | [9 empty] | 42215 |  |  | NotYetVerified | updated on 1/19/2017 | 3 | 1900 | 141.8 | 13.35 | 10.6 | 0.9063 | 4500 | 81.6
P5W1HPVX | James Trading Company Limited | JAMES | BT814W4FT(CLEAR LENS)(4000K) | Linear Replacement Lamp | Four-Foot | Replacement Lamps (plug and play) (UL Type A) | Standard | FALSE | [9 empty] | 42215 |  |  | NotYetVerified | updated on 1/19/2017 | 3 | 2050 | 142.4 | 14.4 | 12.37 | 0.9056 | 4000 | 81.7
PU1WRF3G | James Trading Company Limited | JAMES | BT816W4FT(CLEAR LENS)(4000K) | Linear Replacement Lamp | Four-Foot | Replacement Lamps (plug and play) (UL Type A) | Standard | FALSE | [9 empty] | 42215 |  |  | NotYetVerified | updated on 1/19/2017 | 3 | 2300 | 142 | 16.2 | 11.28 | 0.9057 | 4000 | 81.6
PMDWAGKB | James Trading Company Limited | JAMES | BT812W4FT(CLEAR LENS) (4000K) | Linear Replacement Lamp | Four-Foot | Replacement Lamps (plug and play) (UL Type A) | Standard | FALSE | [9 empty] | 42215 |  |  | NotYetVerified | updated on 1/19/2017 | 3 | 1900 | 141.8 | 13.35 | 10.6 | 0.9063 | 4000 | 81.6
PPQKTKDN | James Trading Company Limited | JAMES | BT814W4FT(CLEAR LENS)(3500K) | Linear Replacement Lamp | Four-Foot | Replacement Lamps (plug and play) (UL Type A) | Standard | FALSE | [9 empty] | 42215 |  |  | NotYetVerified | updated on 1/19/2017 | 3 | 2050 | 142.4 | 14.4 | 12.37 | 0.9056 | 3500 | 81.7
PNTRUKZK | James Trading Company Limited | JAMES | BT816W4FT(CLEAR LENS)(3500K) | Linear Replacement Lamp | Four-Foot | Replacement Lamps (plug and play) (UL Type A) | Standard | FALSE | [9 empty] | 42215 |  |  | NotYetVerified | updated on 1/19/2017 | 3 | 2300 | 142 | 16.2 | 11.28 | 0.9057 | 3500 | 81.6
PGPRAQHG | James Trading Company Limited | JAMES | BT812W4FT(CLEAR LENS) (3500K) | Linear Replacement Lamp | Four-Foot | Replacement Lamps (plug and play) (UL Type A) | Standard | FALSE | [9 empty] | 42215 |  |  | NotYetVerified | updated on 1/19/2017 | 3 | 1900 | 141.8 | 13.35 | 10.6 | 0.9063 | 3500 | 81.6
PXMR7D2H | GE Lighting Solutions | GE Lighting | LED18ET8/4/835 | Linear Replacement Lamp | Four-Foot | Replacement Lamps (plug and play) (UL Type A) | Standard | FALSE | [9 empty] | 42215 |  |  | No | Internal Driver; operates off fluorescent ballast; Updated on 3/2/2017 | 4.1 | 2550 | 124.4 | 20.5 | 20 | 0.9 | 3500 | 80
P8CK2JEY | Chicony Power Technology Co. Ltd. | Chicony Power | TLE-0181AC | Linear Replacement Lamp | Four-Foot | Internal Driver Lamp-Style Retrofit Kits (UL Type B) | Standard | FALSE | [9 empty] | 42215 |  |  | NotYetVerified |  | 3 | 1800 | 100 | 18 | 20 | 0.9 | 5000 | 80
PHFVQAM7 | Chicony Power Technology Co. Ltd. | Chicony Power | TLE-0181AN | Linear Replacement Lamp | Four-Foot | Internal Driver Lamp-Style Retrofit Kits (UL Type B) | Standard | FALSE | [9 empty] | 42215 |  |  | NotYetVerified |  | 3 | 1800 | 100 | 18 | 20 | 0.9 | 4000 | 80
PXJFD6E9 | SHENZHEN FUDAKIN DISPLAY LIGHTING CO. LTD. | FUDAKINLED | FDK-LT8C-041850KFD | Linear Replacement Lamp | Four-Foot | 2-lamp External Driver Lamp-Style Retrofit Kits (UL Type C) | Standard | FALSE | [9 empty] | 42215 | Not Dimmable | Not Dimmable | NotYetVerified |  | 3 | 1829 | 111 | 16.5 | 17.8 | 0.997 | 5000 | 82
P2F69W99 | SHENZHEN FUDAKIN DISPLAY LIGHTING CO. LTD. | FUDAKINLED | FDK-LT8C-041840KFD | Linear Replacement Lamp | Four-Foot | 2-lamp External Driver Lamp-Style Retrofit Kits (UL Type C) | Standard | FALSE | [9 empty] | 42215 | Not Dimmable | Not Dimmable | NotYetVerified |  | 3 | 1772 | 107 | 16.5 | 17.8 | 0.997 | 4000 | 82
PYKSJG2Y | JIAXING SUPER LIGHTING ELECTRIC APPLIANCE CO.LTD | SUPER | T8L-IDDM11-1600-4ft-ACA | Linear Replacement Lamp | Four-Foot | Replacement Lamps (plug and play) (UL Type A) | Standard | TRUE | 1827 | 113.7 | 16.07 | 15.91 | 0.9752 | 3060 | 84.8 | 5 | 50000 | 42214 |  |  | No |  | 3 | 1800 | 116 | 15.5 | 20 | 0.9 | 3000 | 83
P348HB2M | Revolution Lighting Technologies | Revolution Lighting Technologies | 204222-013-XXX [-USA -A or Blank] | Linear Replacement Lamp | Four-Foot | Replacement Lamps (plug and play) (UL Type A) | Standard | TRUE | 2110.06 | 120 | 17.6 | 9 | 0.97 | 4009 | 86 | 5 | 50000 | 42214 |  |  | NotYetVerified | Nominal Wattage 17W | 3 | 2110.06 | 120 | 17.6 | 5 | 0.9 | 4009 | 86
PQYMR84H | Revolution Lighting Technologies | Revolution Lighting Technologies | 204221-013-XXX [-USA -A or Blank] | Linear Replacement Lamp | Four-Foot | Replacement Lamps (plug and play) (UL Type A) | Standard | TRUE | 1792.29 | 117 | 15.27 | 10 | 0.96 | 4010 | 86 | 5 | 50000 | 42214 |  |  | NotYetVerified | Nominal Wattage 14W | 3 | 1792.29 | 117 | 15.27 | 6 | 0.9 | 4010 | 86
PCRXZ4DU | Revolution Lighting Technologies | Revolution Lighting Technologies | 204220-015-XXX [-USA -A or Blank] | Linear Replacement Lamp | Four-Foot | Replacement Lamps (plug and play) (UL Type A) | Standard | TRUE | 1954.33 | 118 | 16.58 | 14 | 0.9 | 5134 | 86 | 5 | 50000 | 42214 |  |  | NotYetVerified | Nominal Wattage 14W | 3 | 1954.33 | 118 | 16.58 | 14 | 0.9 | 5134 | 85
PS95WECA | JIAXING SUPER LIGHTING ELECTRIC APPLIANCE CO.LTD | SUPER | T8L-IDDM11-1600-4ft-ECA | Linear Replacement Lamp | Four-Foot | Replacement Lamps (plug and play) (UL Type A) | Standard | FALSE | [9 empty] | 42214 |  |  | No |  | 3 | 1800 | 116 | 15.5 | 20 | 0.9 | 5000 | 83
P53TZG72 | JIAXING SUPER LIGHTING ELECTRIC APPLIANCE CO.LTD | SUPER | T8L-IDDM11-1600-4ft-DCA | Linear Replacement Lamp | Four-Foot | Replacement Lamps (plug and play) (UL Type A) | Standard | FALSE | [9 empty] | 42214 |  |  | No |  | 3 | 1800 | 116 | 15.5 | 20 | 0.9 | 4500 | 83
P86PY6T1 | JIAXING SUPER LIGHTING ELECTRIC APPLIANCE CO.LTD | SUPER | T8L-IDDM11-1600-4ft-CCA | Linear Replacement Lamp | Four-Foot | Replacement Lamps (plug and play) (UL Type A) | Standard | FALSE | [9 empty] | 42214 |  |  | No |  | 3 | 1800 | 116 | 15.5 | 20 | 0.9 | 4000 | 83
P82CW1KW | JIAXING SUPER LIGHTING ELECTRIC APPLIANCE CO.LTD | SUPER | T8L-IDDM11-1600-4ft-BCA | Linear Replacement Lamp | Four-Foot | Replacement Lamps (plug and play) (UL Type A) | Standard | FALSE | [9 empty] | 42214 |  |  | No |  | 3 | 1800 | 116 | 15.5 | 20 | 0.9 | 3500 | 83
PJGX1K9Z | Revolution Lighting Technologies | Revolution Lighting Technologies | 204221-015-XXX [-USA -A or Blank] | Linear Replacement Lamp | Four-Foot | Replacement Lamps (plug and play) (UL Type A) | Standard | FALSE | [9 empty] | 42214 |  |  | NotYetVerified | Nominal Wattage 14W | 3 | 1792.29 | 117 | 15.27 | 6 | 0.9 | 5000 | 86
PENAV43R | Revolution Lighting Technologies | Revolution Lighting Technologies | 204222-015-XXX [-USA -A or Blank] | Linear Replacement Lamp | Four-Foot | Replacement Lamps (plug and play) (UL Type A) | Standard | FALSE | [9 empty] | 42214 |  |  | NotYetVerified | Nominal Wattage 17W | 3 | 2110.06 | 120 | 17.6 | 5 | 0.9 | 5000 | 86
PAVKZZF3 | Zhejiang Setec Lighting Co. Ltd. | SETEC | SELT08-18/E/120(3000K) | Linear Replacement Lamp | Four-Foot | Replacement Lamps (plug and play) (UL Type A) | Standard | TRUE | 1724.4 | 104.45 | 16.51 | 8.18 | 0.9522 | 2952 | 83.1 | 5 | 50000 | 42213 |  |  | NotYetVerified |  | 3 | 1724.4 | 104.45 | 16.51 | 8.18 | 0.9522 | 3000 | 83.1
PHQKPJS9 | Zhejiang Setec Lighting Co. Ltd. | SETEC | SELT08-18/E/120(5000K) | Linear Replacement Lamp | Four-Foot | Replacement Lamps (plug and play) (UL Type A) | Standard | FALSE | [9 empty] | 42213 |  |  | NotYetVerified |  | 3 | 1810.6 | 106.69 | 16.97 | 8.26 | 0.9534 | 5000 | 84.8
PJMDDC4N | Zhejiang Setec Lighting Co. Ltd. | SETEC | SELT08-18/E/120(4500K) | Linear Replacement Lamp | Four-Foot | Replacement Lamps (plug and play) (UL Type A) | Standard | FALSE | [9 empty] | 42213 |  |  | NotYetVerified |  | 3 | 1724.4 | 104.45 | 16.51 | 8.18 | 0.9522 | 4500 | 83.1
PJW6MM8K | Zhejiang Setec Lighting Co. Ltd. | SETEC | SELT08-18/E/120(4000K) | Linear Replacement Lamp | Four-Foot | Replacement Lamps (plug and play) (UL Type A) | Standard | FALSE | [9 empty] | 42213 |  |  | NotYetVerified |  | 3 | 1724.4 | 104.45 | 16.51 | 8.18 | 0.9522 | 4000 | 83.1
PYCN3Y3Y | Zhejiang Setec Lighting Co. Ltd. | SETEC | SELT08-18/E/120(3500K) | Linear Replacement Lamp | Four-Foot | Replacement Lamps (plug and play) (UL Type A) | Standard | FALSE | [9 empty] | 42213 |  |  | NotYetVerified |  | 3 | 1724.4 | 104.45 | 16.51 | 8.18 | 0.9522 | 3500 | 83.1
PM4U967F | SHENZHEN TOWINS OPTO.CO.LIMITED | TOWINS | GB18-WXYG1312-05(3000K) | Linear Replacement Lamp | Four-Foot | Internal Driver Lamp-Style Retrofit Kits (UL Type B) | Standard | TRUE | 1855 | 106.73 | 17.38 | 18.39 | 0.9059 | 3000 | 82.9 | 5 | 50000 | 42212 |  |  | NotYetVerified |  | 3 | 1855 | 106.73 | 17.38 | 18.39 | 0.9059 | 3000 | 82.9
PTFGGRC8 | MLS Co. LTD | Forest lighting | MT8B04 | Linear Replacement Lamp | Four-Foot | Internal Driver Lamp-Style Retrofit Kits (UL Type B) | Standard | TRUE | 2103 | 114.5 | 18.36 | 21.35 | 0.8784 | 2971 | 82.3 | 5 | 50000 | 42212 |  |  | NotYetVerified |  | 3 | 1900 | 100 | 19 | 20 | 0.9 | 3000 | 80
PH3AVUZA | SHENZHEN TOWINS OPTO.CO.LIMITED | TOWINS | GB18-WXYG1312-05(5000K) | Linear Replacement Lamp | Four-Foot | Internal Driver Lamp-Style Retrofit Kits (UL Type B) | Standard | FALSE | [9 empty] | 42212 | Not Dimmable | Not Dimmable | NotYetVerified |  | 3 | 2038 | 118.42 | 17.21 | 18.76 | 0.9022 | 5000 | 81
PC9B3EFK | SHENZHEN TOWINS OPTO.CO.LIMITED | TOWINS | GB18-WXYG1312-05(4000K) | Linear Replacement Lamp | Four-Foot | Internal Driver Lamp-Style Retrofit Kits (UL Type B) | Standard | FALSE | [9 empty] | 42212 | Not Dimmable | Not Dimmable | NotYetVerified |  | 3 | 1855 | 106.73 | 17.38 | 18.39 | 0.9059 | 4000 | 82.9
PAH2MPDD | SHENZHEN TOWINS OPTO.CO.LIMITED | TOWINS | GB18-WXYG1312-05(3500K) | Linear Replacement Lamp | Four-Foot | Internal Driver Lamp-Style Retrofit Kits (UL Type B) | Standard | FALSE | [9 empty] | 42212 | Not Dimmable | Not Dimmable | NotYetVerified |  | 3 | 1855 | 106.73 | 17.38 | 18.39 | 0.9059 | 3500 | 82.9
PYMKCKYB | Shenzhen Topband Co. Ltd. | TOPBAND | TPT8X4N1AA-16WSB(30F) | Linear Replacement Lamp | Four-Foot | 2-lamp External Driver Lamp-Style Retrofit Kits (UL Type C) | Standard | TRUE | 1852 | 113.69 | 16.29 | 11.95 | 0.907 | 2939 | 82 | 5 | 50000 | 42209 |  |  | NotYetVerified | External Driver | 3 | 1833 | 114.13 | 16.06 | 11.95 | 0.9069 | 3000 | 82
PUZ6NBT9 | Shenzhen Topband Co. Ltd. | TOPBAND | TPT8X4N1AA-16WSB(50F) | Linear Replacement Lamp | Four-Foot | 2-lamp External Driver Lamp-Style Retrofit Kits (UL Type C) | Standard | FALSE | [9 empty] | 42209 |  |  | NotYetVerified | External Driver | 3 | 1924 | 120.02 | 16.03 | 11.02 | 0.9047 | 5000 | 82.9
PU5GK72A | Shenzhen Topband Co. Ltd. | TOPBAND | TPT8X4N1AA-16WSB(40F) | Linear Replacement Lamp | Four-Foot | 2-lamp External Driver Lamp-Style Retrofit Kits (UL Type C) | Standard | FALSE | [9 empty] | 42209 |  |  | NotYetVerified | External Driver | 3 | 1833 | 114.13 | 16.06 | 11.95 | 0.9069 | 4000 | 82
PK79MDE8 | CH Lighting Co.Ltd. | CH | CH1172-48-18W 830-3 | Linear Replacement Lamp | Four-Foot | Internal Driver Lamp-Style Retrofit Kits (UL Type B) | Standard | TRUE | 1913.158 | 111.017 | 17.233 | 15.57 | 0.9744 | 2964 | 84.3 | 5 | 50000 | 42208 |  |  | NotYetVerified | Internal Driver | 3 | 1800 | 100 | 18 | 15.57 | 0.979 | 3000 | 85
PBMYBP9N | Entegrity Energy Partners LLC | entegrity | ENLED-T8I-48-018W-30K-F | Linear Replacement Lamp | Four-Foot | Internal Driver Lamp-Style Retrofit Kits (UL Type B) | Standard | TRUE | 1958 | 110.5 | 17.83 | 8.21 | 0.95 | 3009 | 83.2 | 5 | 50000 | 42208 |  |  | NotYetVerified |  | 3.1 | 1980 | 110 | 18 | 20 | 0.95 | 3000 | 83
P1HQKQTF | Homelite Technology Co.Ltd | Homelite | HTILD18/BN30K | Linear Replacement Lamp | Four-Foot | Internal Driver Lamp-Style Retrofit Kits (UL Type B) | Standard | TRUE | 2105.3 | 105.8 | 19.89 | 14.74 | 0.923 | 3062 | 83 | 5 | 50000 | 42208 |  |  | NotYetVerified |  | 3 | 2000 | 100 | 18 | 7.31 | 0.9 | 3000 | 80
PKEEWW7A | A Electronics Co.Ltd | A Electronics | PT8A14W4FT (3000K frosted lens) | Linear Replacement Lamp | Four-Foot | Replacement Lamps (plug and play) (UL Type A) | Standard | TRUE | 1949 | 121.58 | 16.03 | 9.2 | 0.9128 | 2931 | 82 | 5 | 50000 | 42208 |  |  | NotYetVerified | Nominal wattage 14W | 3 | 1949 | 121.58 | 16.03 | 20 | 0.9 | 3000 | 81.8
PA2BCPBZ | A Electronics Co.Ltd | A Electronics | DT84FT18WI (4000K Clear Lens) | Linear Replacement Lamp | Four-Foot | Replacement Lamps (plug and play) (UL Type A) | Standard | TRUE | 2167 | 128.38 | 16.88 | 7.79 | 0.9083 | 4001 | 81.4 | 5 | 50000 | 42208 |  |  | NotYetVerified | Operating off existing Electronic ballast only | 3 | 2167 | 128.38 | 16.88 | 20 | 0.9 | 4000 | 81.4
PK8JU1GR | A Electronics Co.Ltd | A Electronics | DT84FT18WI (4000K Frosted Lens) | Linear Replacement Lamp | Four-Foot | Replacement Lamps (plug and play) (UL Type A) | Standard | TRUE | 2059 | 120.98 | 17.02 | 7.79 | 0.9083 | 3996 | 82.6 | 5 | 50000 | 42208 |  |  | NotYetVerified | Operating off existing Electronic ballast only | 3 | 2059 | 120.98 | 17.02 | 20 | 0.9 | 4000 | 82.6
PTXKNE9M | A Electronics Co.Ltd | A Electronics | PT8A16W4FT (3000K frosted lens) | Linear Replacement Lamp | Four-Foot | Replacement Lamps (plug and play) (UL Type A) | Standard | TRUE | 2072 | 121.1 | 17.08 | 12.9 | 0.9081 | 2932 | 82.2 | 5 | 50000 | 42208 |  |  | NotYetVerified | Nominal wattage 16W | 3 | 2072 | 121.31 | 17.08 | 20 | 0.9 | 3000 | 81.8
P31PAANT | Entegrity Energy Partners LLC | entegrity | ENLED-T8I-48-015W-30K-C | Linear Replacement Lamp | Four-Foot | Internal Driver Lamp-Style Retrofit Kits (UL Type B) | Standard | TRUE | 1730 | 120.25 | 14.63 | 9.82 | 0.9077 | 2945 | 82.9 | 5 | 50000 | 42208 |  |  | NotYetVerified | Internal Driver | 3.1 | 1730 | 120.25 | 14.39 | 9.82 | 0.9077 | 3000 | 82.9
P84M5NN5 | CH Lighting Co.Ltd. | CH | CH1152A-48-15W 830-5 | Linear Replacement Lamp | Four-Foot | Replacement Lamps (plug and play) (UL Type A) | Standard | TRUE | 1780.554 | 118.807 | 14.987 | 16.6 | 0.9077 | 3097 | 84.7 | 5 | 50000 | 42208 |  |  | NotYetVerified | Internal Driver | 3 | 1700 | 112 | 15 | 16.6 | 0.969 | 3000 | 85
PG7D9S3T | A Electronics Co.Ltd | A Electronics | PT8A12W4FT (3000K frosted lens) | Linear Replacement Lamp | Four-Foot | Replacement Lamps (plug and play) (UL Type A) | Standard | TRUE | 1715 | 120.86 | 14.19 | 8.3 | 0.9055 | 2909 | 81.8 | 5 | 50000 | 42208 |  |  | NotYetVerified | Nominal wattage 12W | 3 | 1715 | 120.86 | 14.19 | 20 | 0.9 | 3000 | 81.8
PAQCD8G1 | A Electronics Co.Ltd | A Electronics | DT84FT13WI (4000K Frosted Lens) | Linear Replacement Lamp | Four-Foot | Replacement Lamps (plug and play) (UL Type A) | Standard | TRUE | 1699 | 119.48 | 14.22 | 14.45 | 0.9042 | 3988 | 82.6 | 5 | 50000 | 42208 |  |  | NotYetVerified | Operating off existing Electronic ballast only | 3 | 1699 | 119.48 | 14.22 | 20 | 0.9 | 4000 | 82.6
PX9HGZEY | STRONG LUMEN OPTO CO.LTD | STRONG LUMEN | SL-UL-18W-100(3000K) | Linear Replacement Lamp | Four-Foot | Internal Driver Lamp-Style Retrofit Kits (UL Type B) | Standard | TRUE | 1956 | 118.04 | 16.57 | 19.82 | 0.9037 | 2937 | 82.9 | 5 | 50000 | 42208 |  |  | NotYetVerified |  | 3 | 1956 | 118.04 | 16.57 | 19.82 | 0.9037 | 3000 | 82.9
P6C36F9U | A Electronics Co.Ltd | A Electronics | DT84FT13WI (4000K Clear Lens) | Linear Replacement Lamp | Four-Foot | Replacement Lamps (plug and play) (UL Type A) | Standard | TRUE | 1930 | 135.06 | 14.29 | 14.92 | 0.9034 | 3996 | 82.7 | 5 | 50000 | 42208 |  |  | NotYetVerified | Operating off existing Electronic ballast only | 3 | 1930 | 135.06 | 14.29 | 20 | 0.9 | 4000 | 82.7
PXJ1M4YV | A Electronics Co.Ltd | A Electronics | DT84FT15WI (4000K Frosted Lens) Ballast Compatible | Linear Replacement Lamp | Four-Foot | Dual Mode Internal Driver (UL Type A and Type B) | Standard | TRUE | 1964 | 121.76 | 16.13 | 8.65 | 0.9028 | 3984 | 82.5 | 5 | 50000 | 42208 |  |  | NotYetVerified |  | 3 | 1964 | 121.76 | 16.13 | 20 | 0.9 | 4000 | 82.5
P8ZGM18Z | Entegrity Energy Partners LLC | entegrity | ENLED-T8I-48-015W-30K-F | Linear Replacement Lamp | Four-Foot | Internal Driver Lamp-Style Retrofit Kits (UL Type B) | Standard | TRUE | 1597 | 110.48 | 14.72 | 10.81 | 0.9024 | 2948 | 83.5 | 5 | 50000 | 42208 |  |  | NotYetVerified | Internal Driver | 3.1 | 1597 | 110.48 | 14.46 | 10.81 | 0.9024 | 3000 | 83.5
PKH5E3TW | A Electronics Co.Ltd | A Electronics | DT84FT15WI (4000K Clear Lens) Ballast Compatible | Linear Replacement Lamp | Four-Foot | Dual Mode Internal Driver (UL Type A and Type B) | Standard | TRUE | 2166 | 133.46 | 16.23 | 8.35 | 0.9024 | 4014 | 81.5 | 5 | 50000 | 42208 |  |  | NotYetVerified |  | 3 | 2166 | 133.46 | 16.23 | 20 | 0.9 | 4000 | 81.5
PTU5S87K | CH Lighting Co.Ltd. | CH | CH1152-48-18W 830-5 | Linear Replacement Lamp | Four-Foot | Internal Driver Lamp-Style Retrofit Kits (UL Type B) | Standard | TRUE | 2171 | 121.4 | 17.89 | 13.78 | 0.9109 | 2961 | 79.6 | 5 | 50000 | 42208 |  |  | No | Updated 2/3/2017 | 3 | 2000 | 111 | 18 | 19.98 | 0.91 | 3000 | 80
PP19WNED | Entegrity Energy Partners LLC | entegrity | ENLED-T8I-48-018W-50K-C | Linear Replacement Lamp | Four-Foot | Internal Driver Lamp-Style Retrofit Kits (UL Type B) | Standard | FALSE | [9 empty] | 42208 |  |  | NotYetVerified |  | 3.1 | 1980 | 110 | 18 | 20 | 0.95 | 5000 | 83
P93KZVF9 | Entegrity Energy Partners LLC | entegrity | ENLED-T8I-48-018W-50K-F | Linear Replacement Lamp | Four-Foot | Internal Driver Lamp-Style Retrofit Kits (UL Type B) | Standard | FALSE | [9 empty] | 42208 |  |  | NotYetVerified |  | 3.1 | 1980 | 110 | 18 | 20 | 0.95 | 5000 | 83
PUWF3MFF | Entegrity Energy Partners LLC | entegrity | ENLED-T8I-48-015W-50K-F | Linear Replacement Lamp | Four-Foot | Internal Driver Lamp-Style Retrofit Kits (UL Type B) | Standard | FALSE | [9 empty] | 42208 |  |  | NotYetVerified | Internal Driver | 3.1 | 1709 | 117.33 | 14.56 | 11.47 | 0.9027 | 5000 | 83
P7PJTBJ5 | Entegrity Energy Partners LLC | entegrity | ENLED-T8I-48-015W-50K-C | Linear Replacement Lamp | Four-Foot | Internal Driver Lamp-Style Retrofit Kits (UL Type B) | Standard | FALSE | [9 empty] | 42208 |  |  | NotYetVerified | Internal Driver | 3.1 | 1873 | 128.44 | 14.58 | 10.57 | 0.9103 | 5000 | 82.6
P68MDPXW | Entegrity Energy Partners LLC | entegrity | ENLED-2T8-48-018W-50K-F-DM | Linear Replacement Lamp | Four-Foot | 2-lamp External Driver Lamp-Style Retrofit Kits (UL Type C) | Standard | FALSE | [9 empty] | 42208 |  |  | NotYetVerified | External Driver | 3 | 2011.3 | 113.23 | 18 |  |  | 5000 | 85
P92B2H2F | Entegrity Energy Partners LLC | entegrity | ENLED-2T8-48-018W-50K-C-DM | Linear Replacement Lamp | Four-Foot | 2-lamp External Driver Lamp-Style Retrofit Kits (UL Type C) | Standard | FALSE | [9 empty] | 42208 |  |  | NotYetVerified | External Driver | 3 | 2183.2 | 122.91 | 18 |  |  | 5000 | 84
PTPDYKRM | Entegrity Energy Partners LLC | entegrity | ENLED-T8I-48-015W-40K-F | Linear Replacement Lamp | Four-Foot | Internal Driver Lamp-Style Retrofit Kits (UL Type B) | Standard | FALSE | [9 empty] | 42208 |  |  | NotYetVerified | Internal Driver | 3.1 | 1597 | 110.48 | 14.46 | 10.81 | 0.9024 | 4000 | 83.5
PQVK3WMF | Entegrity Energy Partners LLC | entegrity | ENLED-T8I-48-018W-40K-F | Linear Replacement Lamp | Four-Foot | Internal Driver Lamp-Style Retrofit Kits (UL Type B) | Standard | FALSE | [9 empty] | 42208 |  |  | NotYetVerified |  | 3.1 | 1980 | 110 | 18 | 20 | 0.95 | 4000 | 83
PH6JJ6M1 | Entegrity Energy Partners LLC | entegrity | ENLED-T8I-48-018W-40K-C | Linear Replacement Lamp | Four-Foot | Internal Driver Lamp-Style Retrofit Kits (UL Type B) | Standard | FALSE | [9 empty] | 42208 |  |  | NotYetVerified |  | 3.1 | 1980 | 110 | 18 | 20 | 0.95 | 4000 | 83
PT621K4U | Entegrity Energy Partners LLC | entegrity | ENLED-T8I-48-015W-40K-C | Linear Replacement Lamp | Four-Foot | Internal Driver Lamp-Style Retrofit Kits (UL Type B) | Standard | FALSE | [9 empty] | 42208 |  |  | NotYetVerified | Internal Driver | 3.1 | 1730 | 120.25 | 14.39 | 9.82 | 0.9077 | 4000 | 82.9
PCKDGA6G | Entegrity Energy Partners LLC | entegrity | ENLED-2T8-48-018W-40K-F-DM | Linear Replacement Lamp | Four-Foot | 2-lamp External Driver Lamp-Style Retrofit Kits (UL Type C) | Standard | FALSE | [9 empty] | 42208 |  |  | NotYetVerified | External Driver | 3 | 1952.8 | 109.9 | 18 |  |  | 4000 | 84
PW93RC5U | Entegrity Energy Partners LLC | entegrity | ENLED-2T8-48-018W-40K-C-DM | Linear Replacement Lamp | Four-Foot | 2-lamp External Driver Lamp-Style Retrofit Kits (UL Type C) | Standard | FALSE | [9 empty] | 42208 |  |  | NotYetVerified | External Driver | 3 | 2081.2 | 117.18 | 18 |  |  | 4000 | 83
PTN7AX2W | Entegrity Energy Partners LLC | entegrity | ENLED-T8I-48-018W-30K-C | Linear Replacement Lamp | Four-Foot | Internal Driver Lamp-Style Retrofit Kits (UL Type B) | Standard | FALSE | [9 empty] | 42208 |  |  | NotYetVerified |  | 3.1 | 1980 | 110 | 18 | 20 | 0.95 | 3000 | 83
PZATZ9RV | Entegrity Energy Partners LLC | entegrity | ENLED-2T8-48-018W-30K-F-DM | Linear Replacement Lamp | Four-Foot | 2-lamp External Driver Lamp-Style Retrofit Kits (UL Type C) | Standard | FALSE | [9 empty] | 42208 |  |  | NotYetVerified | External Driver | 3 | 1952.8 | 109.9 | 18 |  |  | 3000 | 84
PKR8YTN8 | Entegrity Energy Partners LLC | entegrity | ENLED-2T8-48-018W-30K-C-DM | Linear Replacement Lamp | Four-Foot | 2-lamp External Driver Lamp-Style Retrofit Kits (UL Type C) | Standard | FALSE | [9 empty] | 42208 |  |  | NotYetVerified | External Driver | 3 | 2081.2 | 117.18 | 18 |  |  | 3000 | 83
PX13G34K | A Electronics Co.Ltd | A Electronics | DT84FT15WI (5000K Clear Lens) Ballast Compatible | Linear Replacement Lamp | Four-Foot | Dual Mode Internal Driver (UL Type A and Type B) | Standard | FALSE | [9 empty] | 42208 |  |  | NotYetVerified |  | 3 | 2234 | 136.72 | 16.34 | 20 | 0.9 | 5000 | 83.2
P8E385BH | A Electronics Co.Ltd | A Electronics | DT84FT18WI (5000K Clear Lens) | Linear Replacement Lamp | Four-Foot | Replacement Lamps (plug and play) (UL Type A) | Standard | FALSE | [9 empty] | 42208 |  |  | NotYetVerified | Operating off existing Electronic ballast only | 3 | 2232 | 131.99 | 16.91 | 20 | 0.9 | 5000 | 83
P7B1FR5N | A Electronics Co.Ltd | A Electronics | DT84FT13WI (5000K Clear Lens) | Linear Replacement Lamp | Four-Foot | Replacement Lamps (plug and play) (UL Type A) | Standard | FALSE | [9 empty] | 42208 |  |  | NotYetVerified | Operating off existing Electronic ballast only | 3 | 2001 | 136.87 | 14.62 | 20 | 0.9 | 5000 | 82.3
PMFMUB7D | A Electronics Co.Ltd | A Electronics | DT84FT13WI (5000K Frosted Lens) | Linear Replacement Lamp | Four-Foot | Replacement Lamps (plug and play) (UL Type A) | Standard | FALSE | [9 empty] | 42208 |  |  | NotYetVerified | Operating off existing Electronic ballast only | 3 | 1753 | 121.31 | 14.45 | 20 | 0.9 | 5000 | 82.3
PTZJRW6R | A Electronics Co.Ltd | A Electronics | DT84FT18WI (5000K Frosted Lens) | Linear Replacement Lamp | Four-Foot | Replacement Lamps (plug and play) (UL Type A) | Standard | FALSE | [9 empty] | 42208 |  |  | NotYetVerified | Operating off existing Electronic ballast only | 3 | 2121 | 124.18 | 17.08 | 20 | 0.9 | 5000 | 82.2
PGG8FYEX | A Electronics Co.Ltd | A Electronics | DT84FT15WI (5000K Frosted Lens) Ballast Compatible | Linear Replacement Lamp | Four-Foot | Dual Mode Internal Driver (UL Type A and Type B) | Standard | FALSE | [9 empty] | 42208 |  |  | NotYetVerified |  | 3 | 2022 | 124.51 | 16.24 | 20 | 0.9 | 5000 | 82.2
PTFQ2ENP | A Electronics Co.Ltd | A Electronics | PT8A16W4FT (5000K frosted lens) | Linear Replacement Lamp | Four-Foot | Replacement Lamps (plug and play) (UL Type A) | Standard | FALSE | [9 empty] | 42208 |  |  | NotYetVerified | Nominal wattage 16W | 3 | 2250 | 131.43 | 17.12 | 20 | 0.9 | 5000 | 80.7
PRMA86TM | A Electronics Co.Ltd | A Electronics | PT8A14W4FT (5000K frosted lens) | Linear Replacement Lamp | Four-Foot | Replacement Lamps (plug and play) (UL Type A) | Standard | FALSE | [9 empty] | 42208 |  |  | NotYetVerified | Nominal wattage 14W | 3 | 2103 | 130.46 | 16.12 | 20 | 0.9 | 5000 | 80.7
PYP2EK6M | A Electronics Co.Ltd | A Electronics | PT8A12W4FT (5000K frosted lens) | Linear Replacement Lamp | Four-Foot | Replacement Lamps (plug and play) (UL Type A) | Standard | FALSE | [9 empty] | 42208 |  |  | NotYetVerified | Nominal wattage 12W | 3 | 1856 | 129.52 | 14.33 | 20 | 0.9 | 5000 | 80.7
PBNXR7HW | A Electronics Co.Ltd | A Electronics | DT84FT13WI (4500K Clear Lens) | Linear Replacement Lamp | Four-Foot | Replacement Lamps (plug and play) (UL Type A) | Standard | FALSE | [9 empty] | 42208 |  |  | NotYetVerified | Operating off existing Electronic ballast only | 3 | 1930 | 135.06 | 14.29 | 20 | 0.9 | 4500 | 82.7
PT4BEYXW | A Electronics Co.Ltd | A Electronics | DT84FT18WI (4500K Frosted Lens) | Linear Replacement Lamp | Four-Foot | Replacement Lamps (plug and play) (UL Type A) | Standard | FALSE | [9 empty] | 42208 |  |  | NotYetVerified | Operating off existing Electronic ballast only | 3 | 2059 | 120.98 | 17.02 | 20 | 0.9 | 4500 | 82.6
P21NZVP8 | A Electronics Co.Ltd | A Electronics | DT84FT13WI (4500K Frosted Lens) | Linear Replacement Lamp | Four-Foot | Replacement Lamps (plug and play) (UL Type A) | Standard | FALSE | [9 empty] | 42208 |  |  | NotYetVerified | Operating off existing Electronic ballast only | 3 | 1699 | 119.48 | 14.22 | 20 | 0.9 | 4500 | 82.6
P6PXP8JZ | A Electronics Co.Ltd | A Electronics | DT84FT15WI (4500K Frosted Lens) Ballast Compatible | Linear Replacement Lamp | Four-Foot | Dual Mode Internal Driver (UL Type A and Type B) | Standard | FALSE | [9 empty] | 42208 |  |  | NotYetVerified |  | 3 | 1964 | 121.76 | 16.13 | 20 | 0.9 | 4500 | 82.5
PEX5KBBE | A Electronics Co.Ltd | A Electronics | PT8A16W4FT (4500K frosted lens) | Linear Replacement Lamp | Four-Foot | Replacement Lamps (plug and play) (UL Type A) | Standard | FALSE | [9 empty] | 42208 |  |  | NotYetVerified | Nominal wattage 16W | 3 | 2072 | 121.31 | 17.08 | 20 | 0.9 | 4500 | 81.8
P49S1K59 | A Electronics Co.Ltd | A Electronics | PT8A14W4FT (4500K frosted lens) | Linear Replacement Lamp | Four-Foot | Replacement Lamps (plug and play) (UL Type A) | Standard | FALSE | [9 empty] | 42208 |  |  | NotYetVerified | Nominal wattage 14W | 3 | 1949 | 121.58 | 16.03 | 20 | 0.9 | 4500 | 81.8
P7DET1SX | A Electronics Co.Ltd | A Electronics | PT8A12W4FT (4500K frosted lens) | Linear Replacement Lamp | Four-Foot | Replacement Lamps (plug and play) (UL Type A) | Standard | FALSE | [9 empty] | 42208 |  |  | NotYetVerified | Nominal wattage 12W | 3 | 1715 | 120.86 | 14.19 | 20 | 0.9 | 4500 | 81.8
PDZVYSA6 | A Electronics Co.Ltd | A Electronics | DT84FT15WI (4500K Clear Lens) Ballast Compatible | Linear Replacement Lamp | Four-Foot | Dual Mode Internal Driver (UL Type A and Type B) | Standard | FALSE | [9 empty] | 42208 |  |  | NotYetVerified |  | 3 | 2166 | 133.46 | 16.23 | 20 | 0.9 | 4500 | 81.5
PQTMJD4Y | A Electronics Co.Ltd | A Electronics | DT84FT18WI (4500K Clear Lens) | Linear Replacement Lamp | Four-Foot | Replacement Lamps (plug and play) (UL Type A) | Standard | FALSE | [9 empty] | 42208 |  |  | NotYetVerified | Operating off existing Electronic ballast only | 3 | 2167 | 128.38 | 16.88 | 20 | 0.9 | 4500 | 81.4
P5Q9HZBS | A Electronics Co.Ltd | A Electronics | PT8A16W4FT (4000K frosted lens) | Linear Replacement Lamp | Four-Foot | Replacement Lamps (plug and play) (UL Type A) | Standard | FALSE | [9 empty] | 42208 |  |  | NotYetVerified | Nominal wattage 16W | 3 | 2072 | 121.31 | 17.08 | 20 | 0.9 | 4000 | 81.8
P6UNFBFK | A Electronics Co.Ltd | A Electronics | PT8A14W4FT (4000K frosted lens) | Linear Replacement Lamp | Four-Foot | Replacement Lamps (plug and play) (UL Type A) | Standard | FALSE | [9 empty] | 42208 |  |  | NotYetVerified | Nominal wattage 14W | 3 | 1949 | 121.58 | 16.03 | 20 | 0.9 | 4000 | 81.8
PXX369CA | A Electronics Co.Ltd | A Electronics | PT8A12W4FT (4000K frosted lens) | Linear Replacement Lamp | Four-Foot | Replacement Lamps (plug and play) (UL Type A) | Standard | FALSE | [9 empty] | 42208 |  |  | NotYetVerified | Nominal wattage 12W | 3 | 1715 | 120.86 | 14.19 | 20 | 0.9 | 4000 | 81.8
PJ7ED582 | A Electronics Co.Ltd | A Electronics | PT8A16W4FT (3500K frosted lens) | Linear Replacement Lamp | Four-Foot | Replacement Lamps (plug and play) (UL Type A) | Standard | FALSE | [9 empty] | 42208 |  |  | NotYetVerified | Nominal wattage 16W | 3 | 2072 | 121.31 | 17.08 | 20 | 0.9 | 3500 | 81.8
PV5GNXXZ | A Electronics Co.Ltd | A Electronics | PT8A14W4FT (3500K frosted lens) | Linear Replacement Lamp | Four-Foot | Replacement Lamps (plug and play) (UL Type A) | Standard | FALSE | [9 empty] | 42208 |  |  | NotYetVerified | Nominal wattage 14W | 3 | 1949 | 121.58 | 16.03 | 20 | 0.9 | 3500 | 81.8
PX5DFH24 | A Electronics Co.Ltd | A Electronics | PT8A12W4FT (3500K frosted lens) | Linear Replacement Lamp | Four-Foot | Replacement Lamps (plug and play) (UL Type A) | Standard | FALSE | [9 empty] | 42208 |  |  | NotYetVerified | Nominal wattage 12W | 3 | 1715 | 120.86 | 14.19 | 20 | 0.9 | 3500 | 81.8
P3K7TYC3 | CH Lighting Co.Ltd. | CH | CH1152A-48-15W 850-5 | Linear Replacement Lamp | Four-Foot | Replacement Lamps (plug and play) (UL Type A) | Standard | FALSE | [9 empty] | 42208 |  |  | NotYetVerified | Internal Driver | 3 | 1900 | 112 | 15 | 16.6 | 0.968 | 5000 | 85
P1Q34GF5 | CH Lighting Co.Ltd. | CH | CH1172-48-18W 850-3 | Linear Replacement Lamp | Four-Foot | Internal Driver Lamp-Style Retrofit Kits (UL Type B) | Standard | FALSE | [9 empty] | 42208 |  |  | NotYetVerified |  | 3 | 2000 | 100 | 18 | 15.57 | 0.979 | 5000 | 85
PH284NEN | CH Lighting Co.Ltd. | CH | CH1152-48-18W 850-5 | Linear Replacement Lamp | Four-Foot | Internal Driver Lamp-Style Retrofit Kits (UL Type B) | Standard | FALSE | [9 empty] | 42208 |  |  | No | Updated 2/3/2017 | 3 | 2200 | 120 | 18 | 20.36 | 0.92 | 5000 | 80
PR2DJ4C2 | CH Lighting Co.Ltd. | CH | CH1152A-48-15W 845-5 | Linear Replacement Lamp | Four-Foot | Replacement Lamps (plug and play) (UL Type A) | Standard | FALSE | [9 empty] | 42208 |  |  | NotYetVerified | Internal Driver | 3 | 1850 | 112 | 15 | 16.6 | 0.969 | 4500 | 85
P5T6H1R5 | CH Lighting Co.Ltd. | CH | CH1172-48-18W 845-3 | Linear Replacement Lamp | Four-Foot | Internal Driver Lamp-Style Retrofit Kits (UL Type B) | Standard | FALSE | [9 empty] | 42208 |  |  | NotYetVerified |  | 3 | 1950 | 100 | 18 | 15.57 | 0.979 | 4500 | 85
PQCDPZCH | CH Lighting Co.Ltd. | CH | CH1152-48-18W 845-5 | Linear Replacement Lamp | Four-Foot | Internal Driver Lamp-Style Retrofit Kits (UL Type B) | Standard | FALSE | [9 empty] | 42208 |  |  | No | Updated 2/3/2017 | 3 | 2100 | 116 | 18 | 19.98 | 0.91 | 4500 | 80
PVF17HQD | CH Lighting Co.Ltd. | CH | CH1152A-48-15W 840-5 | Linear Replacement Lamp | Four-Foot | Replacement Lamps (plug and play) (UL Type A) | Standard | FALSE | [9 empty] | 42208 |  |  | NotYetVerified | Internal Driver | 3 | 1800 | 112 | 15 | 16.6 | 0.969 | 4000 | 85
P5TZ44JX | CH Lighting Co.Ltd. | CH | CH1172-48-18W 840-3 | Linear Replacement Lamp | Four-Foot | Internal Driver Lamp-Style Retrofit Kits (UL Type B) | Standard | FALSE | [9 empty] | 42208 |  |  | NotYetVerified |  | 3 | 1900 | 100 | 18 | 15.57 | 0.979 | 4000 | 85
P14WCK8R | CH Lighting Co.Ltd. | CH | CH1152-48-18W 840-5 | Linear Replacement Lamp | Four-Foot | Internal Driver Lamp-Style Retrofit Kits (UL Type B) | Standard | FALSE | [9 empty] | 42208 |  |  | No | Updated 2/3/2017 | 3 | 2100 | 116 | 18 | 19.98 | 0.91 | 4000 | 80
P7XS6XQA | CH Lighting Co.Ltd. | CH | CH1152A-48-15W 835-5 | Linear Replacement Lamp | Four-Foot | Replacement Lamps (plug and play) (UL Type A) | Standard | FALSE | [9 empty] | 42208 |  |  | NotYetVerified | Internal Driver | 3 | 1750 | 112 | 15 | 16.6 | 0.969 | 3500 | 85
P9YV3BTA | CH Lighting Co.Ltd. | CH | CH1172-48-18W 835-3 | Linear Replacement Lamp | Four-Foot | Internal Driver Lamp-Style Retrofit Kits (UL Type B) | Standard | FALSE | [9 empty] | 42208 |  |  | NotYetVerified |  | 3 | 1850 | 100 | 18 | 15.57 | 0.979 | 3500 | 85
PAVH153Q | CH Lighting Co.Ltd. | CH | CH1152-48-18W 835-5 | Linear Replacement Lamp | Four-Foot | Internal Driver Lamp-Style Retrofit Kits (UL Type B) | Standard | FALSE | [9 empty] | 42208 |  |  | No | Updated 2/3/2017 | 3 | 2020 | 112 | 18 | 19.98 | 0.91 | 3500 | 80
P9498SP5 | Homelite Technology Co.Ltd | Homelite | HTILD18/BN40K | Linear Replacement Lamp | Four-Foot | Internal Driver Lamp-Style Retrofit Kits (UL Type B) | Standard | FALSE | [9 empty] | 42208 |  |  | NotYetVerified |  | 3 | 2000 | 100 | 18 | 7.31 | 0.9 | 4000 | 80
PZ9XR25U | STRONG LUMEN OPTO CO.LTD | STRONG LUMEN | SL-UL-18W-100(5000K) | Linear Replacement Lamp | Four-Foot | Internal Driver Lamp-Style Retrofit Kits (UL Type B) | Standard | FALSE | [9 empty] | 42208 | Not Dimmable | Not Dimmable | NotYetVerified |  | 3 | 2026 | 120.45 | 16.82 | 19.88 | 0.9051 | 5000 | 84.1
PRYZ6QQZ | STRONG LUMEN OPTO CO.LTD | STRONG LUMEN | SL-UL-18W-100(4500K) | Linear Replacement Lamp | Four-Foot | Internal Driver Lamp-Style Retrofit Kits (UL Type B) | Standard | FALSE | [9 empty] | 42208 | Not Dimmable | Not Dimmable | NotYetVerified |  | 3 | 1956 | 118.04 | 16.57 | 19.82 | 0.9037 | 4500 | 82.9
P47KJ85H | STRONG LUMEN OPTO CO.LTD | STRONG LUMEN | SL-UL-18W-100(4000K) | Linear Replacement Lamp | Four-Foot | Internal Driver Lamp-Style Retrofit Kits (UL Type B) | Standard | FALSE | [9 empty] | 42208 | Not Dimmable | Not Dimmable | NotYetVerified |  | 3 | 1956 | 118.04 | 16.57 | 19.82 | 0.9037 | 4000 | 82.9
PC2F99PH | STRONG LUMEN OPTO CO.LTD | STRONG LUMEN | SL-UL-18W-100(3500K) | Linear Replacement Lamp | Four-Foot | Internal Driver Lamp-Style Retrofit Kits (UL Type B) | Standard | FALSE | [9 empty] | 42208 | Not Dimmable | Not Dimmable | NotYetVerified |  | 3 | 1956 | 118.04 | 16.57 | 19.82 | 0.9037 | 3500 | 82.9
P2MKXHBB | LOYICN LIGHTING TECHNOLOGY CO.LTD | Loyicn | LYT84FT18 (3000KClear) | Linear Replacement Lamp | Four-Foot | Internal Driver Lamp-Style Retrofit Kits (UL Type B) | Standard | TRUE | 1945.18 | 107.89 | 18.03 | 12.1 | 0.957 | 2972 | 83.1 | 5 | 50000 | 42207 |  |  | NotYetVerified | Internal Driver | 3 | 1800 | 100 | 18 | 20.68 | 0.977 | 2998 | 83
P72SA5DH | LOYICN LIGHTING TECHNOLOGY CO.LTD | Loyicn | LYT84FT18 (3000KFrosted) | Linear Replacement Lamp | Four-Foot | Internal Driver Lamp-Style Retrofit Kits (UL Type B) | Standard | TRUE | 1759.11 | 97.67 | 18.01 | 11.86 | 0.957 | 2998 | 83.4 | 5 | 50000 | 42207 |  |  | NotYetVerified |  | 3 | 1800 | 100 | 18 | 20.68 | 0.977 | 2998 | 83
PK16SQJ8 | Xingtel Xiamen Group Co. Ltd. | xingtel | T8-12-41 | Linear Replacement Lamp | Four-Foot | Internal Driver Lamp-Style Retrofit Kits (UL Type B) | Standard | TRUE | 2192.97 | 118.9 | 18.44 | 24.73 | 0.929 | 4248 | 82.2 | 5 | 50000 | 42207 |  |  | No |  | 3 | 2192.97 | 118.9 | 18.44 | 20 | 0.97 | 4248 | 82
PZMG6ABC6 | Jiangsu Liangfeng Lighting Co. Ltd. | Helos | HS-T8-18W-WW(Frosted) | Linear Replacement Lamp | Four-Foot | Internal Driver Lamp-Style Retrofit Kits (UL Type B) | Standard | TRUE | 1815.864 | 106.816 | 17 | 22.4 | 0.882 | 3028 | 81.9 | 5 | 50000 | 42207 |  |  | NotYetVerified | Internal Driver | 3 | 1815.864 | 106.816 | 17
P7JGAJ7F8 | Jiangsu Liangfeng Lighting Co. Ltd. | Helos | HS-T8-22W-WW(Frosted) | Linear Replacement Lamp | Four-Foot | Internal Driver Lamp-Style Retrofit Kits (UL Type B) | Standard | TRUE | 2198.265 | 102.027 | 21.546 | 17.13 | 0.871 | 3014 | 81.7 | 5 | 50000 | 42207 |  |  | NotYetVerified |  | 3 | 2198.265 | 102.027 | 21.546
PES2GM15 | LOYICN LIGHTING TECHNOLOGY CO.LTD | Loyicn | LYT84FT18 (5000KClear) | Linear Replacement Lamp | Four-Foot | Internal Driver Lamp-Style Retrofit Kits (UL Type B) | Standard | FALSE | [9 empty] | 42207 |  |  | NotYetVerified |  | 3 | 1800 | 100 | 18 | 20.68 | 0.977 | 5000 | 83
P9MEXAQT | LOYICN LIGHTING TECHNOLOGY CO.LTD | Loyicn | LYT84FT18 (5000KFrosted) | Linear Replacement Lamp | Four-Foot | Internal Driver Lamp-Style Retrofit Kits (UL Type B) | Standard | FALSE | [9 empty] | 42207 |  |  | NotYetVerified |  | 3 | 1800 | 100 | 18 | 20.68 | 0.977 | 5000 | 83
PWJG5YU7 | LOYICN LIGHTING TECHNOLOGY CO.LTD | Loyicn | LYT84FT18 (4500KFrosted) | Linear Replacement Lamp | Four-Foot | Internal Driver Lamp-Style Retrofit Kits (UL Type B) | Standard | FALSE | [9 empty] | 42207 |  |  | NotYetVerified | Internal Driver | 3 | 1800 | 100 | 18 | 20.68 | 0.977 | 4500 | 83
PQMN4Z1M | LOYICN LIGHTING TECHNOLOGY CO.LTD | Loyicn | LYT84FT18 (4500KClear) | Linear Replacement Lamp | Four-Foot | Internal Driver Lamp-Style Retrofit Kits (UL Type B) | Standard | FALSE | [9 empty] | 42207 |  |  | NotYetVerified |  | 3 | 1800 | 100 | 18 | 20.68 | 0.977 | 4500 | 83
PSJSR8UF | LOYICN LIGHTING TECHNOLOGY CO.LTD | Loyicn | LYT84FT18 (4000KClear) | Linear Replacement Lamp | Four-Foot | Internal Driver Lamp-Style Retrofit Kits (UL Type B) | Standard | FALSE | [9 empty] | 42207 |  |  | NotYetVerified |  | 3 | 1800 | 100 | 18 | 20.68 | 0.977 | 4000 | 83
PK38NGVP | LOYICN LIGHTING TECHNOLOGY CO.LTD | Loyicn | LYT84FT18 (4000KFrosted) | Linear Replacement Lamp | Four-Foot | Internal Driver Lamp-Style Retrofit Kits (UL Type B) | Standard | FALSE | [9 empty] | 42207 |  |  | NotYetVerified |  | 3 | 1800 | 100 | 18 | 20.68 | 0.977 | 4000 | 83
PZAJCVW8 | LOYICN LIGHTING TECHNOLOGY CO.LTD | Loyicn | LYT84FT18 (3500KClear) | Linear Replacement Lamp | Four-Foot | Internal Driver Lamp-Style Retrofit Kits (UL Type B) | Standard | FALSE | [9 empty] | 42207 |  |  | NotYetVerified | Internal Driver | 3 | 1800 | 100 | 18 | 20.68 | 0.977 | 3500 | 83
P73B1NCN | LOYICN LIGHTING TECHNOLOGY CO.LTD | Loyicn | LYT84FT18 (3500KFrosted) | Linear Replacement Lamp | Four-Foot | Internal Driver Lamp-Style Retrofit Kits (UL Type B) | Standard | FALSE | [9 empty] | 42207 |  |  | NotYetVerified |  | 3 | 1800 | 100 | 18 | 20.68 | 0.977 | 3500 | 83
P3BZ8JSTX | Jiangsu Liangfeng Lighting Co. Ltd. | Helos | HS-T8-22W-CW(Frosted) | Linear Replacement Lamp | Four-Foot | Internal Driver Lamp-Style Retrofit Kits (UL Type B) | Standard | FALSE | [9 empty] | 42207 |  |  | NotYetVerified | Internal Driver | 3 | 2530.152 | 110.294 | 22.94 |  | 0.991 | 4902 | 81.5
P8K78C25S | Jiangsu Liangfeng Lighting Co. Ltd. | Helos | HS-T8-18W-CW(Frosted) | Linear Replacement Lamp | Four-Foot | Internal Driver Lamp-Style Retrofit Kits (UL Type B) | Standard | FALSE | [9 empty] | 42207 |  |  | NotYetVerified | Internal Driver | 3 | 2133.668 | 114.467 | 18.64 |  | 0.9 | 4899 | 81.4
PPXRJGE6Z | Jiangsu Liangfeng Lighting Co. Ltd. | Helos | HS-T8-18W-NW(Frosted) | Linear Replacement Lamp | Four-Foot | Internal Driver Lamp-Style Retrofit Kits (UL Type B) | Standard | FALSE | [9 empty] | 42207 |  |  | NotYetVerified | Internal Driver | 3 | 1989.15 | 109.837 | 18.11 |  | 0.992 | 3956 | 81.5
PQ6E1VRXA | Jiangsu Liangfeng Lighting Co. Ltd. | Helos | HS-T8-22W-NW(Frosted) | Linear Replacement Lamp | Four-Foot | Internal Driver Lamp-Style Retrofit Kits (UL Type B) | Standard | FALSE | [9 empty] | 42207 |  |  | NotYetVerified |  | 3 | 2295.819 | 105.265 | 21.81 |  | 0.989 | 3951 | 81.7
P7TARFQY | Xingtel Xiamen Group Co. Ltd. | xingtel | T8-12-50 | Linear Replacement Lamp | Four-Foot | Internal Driver Lamp-Style Retrofit Kits (UL Type B) | Standard | FALSE | [9 empty] | 42207 | Not Dimmable | Not Dimmable | No |  | 3 | 2131.08 | 120.5 | 17.68 | 20 | 0.97 | 5234 | 85
PX7DRGFR | Westinghouse Lighting | WESTINGHOUSE | LED 14T8/48/30 Direct Install | Linear Replacement Lamp | Four-Foot | Replacement Lamps (plug and play) (UL Type A) | Standard | TRUE | 1928.7 | 114.94 | 16.78 | 5.54 | 0.98 | 3077 | 85.1 | 5 | 50000 | 42206 |  |  | NotYetVerified | Internal Driver; operates off fluorescent ballast | 3 | 1900 | 108 | 17.5 | 20 | 0.9 | 3000 | 82
PNS8RCU3 | LiLEDs (Shanghai) Company | LiLEDs | T8A041430F | Linear Replacement Lamp | Four-Foot | Replacement Lamps (plug and play) (UL Type A) | Standard | TRUE | 1928.7 | 114.94 | 16.78 | 5.54 | 0.98 | 3077 | 85.1 | 5 | 50000 | 42206 |  |  | NotYetVerified | Internal Driver; operates off fluorescent ballast. Qualified 7/21/15. De-Listed 3/25/16. Updated 7/22/16 | 3 | 1900 | 108 | 17.5 | 20 | 0.9 | 3000 | 82
PACUA4S7 | Alite Co. LTD. | ALITE | AL-TBC40K4FT1 | Linear Replacement Lamp | Four-Foot | Replacement Lamps (plug and play) (UL Type A) | Standard | TRUE | 1728.5 | 112.6 | 15.35 | 7.01 | 0.977 | 4112 | 83.8 | 5 | 50000 | 42206 |  |  | NotYetVerified |  | 3 | 1728.5 | 112.6 | 15.35 | 5.25 | 0.999 | 4112 | 84
PH493WGZ | FY Lighting Co. Ltd | Fen Yong | FY-T8-4FTF(30K120CGSB) | Linear Replacement Lamp | Four-Foot | Replacement Lamps (plug and play) (UL Type A) | Standard | TRUE | 2416 | 113.69 | 21.25 | 5.91 | 0.9714 | 2971 | 82.6 | 5 | 50000 | 42206 |  |  | NotYetVerified |  | 3 | 2416 | 113.69 | 21.25 | 5.91 | 0.9714 | 3000 | 82.6
P1GBECG2 | FY Lighting Co. Ltd | Fen Yong | FY-T8-4FTC(30K120CGSB) | Linear Replacement Lamp | Four-Foot | Replacement Lamps (plug and play) (UL Type A) | Standard | TRUE | 2645 | 124.59 | 21.23 | 5.93 | 0.9708 | 2970 | 82.1 | 5 | 50000 | 42206 |  |  | NotYetVerified |  | 3 | 2645 | 124.59 | 21.23 | 5.93 | 0.9708 | 3000 | 82.1
PAYQYKFG | CH Lighting Co.Ltd. | CH | CH1128-48-15W 830-3 | Linear Replacement Lamp | Four-Foot | Replacement Lamps (plug and play) (UL Type A) | Standard | TRUE | 1961.907 | 97.491 | 20.124 | 7.47 | 0.9608 | 2930 | 81.6 | 5 | 50000 | 42206 |  |  | NotYetVerified |  | 3 | 1800 | 100 | 18 | 7.47 | 0.995 | 3000 | 81
PEKXVV7N | CE Innovations Ltd | IRICO | IR-T8-13W4FT16503000K | Linear Replacement Lamp | Four-Foot | Replacement Lamps (plug and play) (UL Type A) | Standard | TRUE | 1715 | 120.86 | 14.19 | 8.3 | 0.9055 | 2909 | 81.8 | 5 | 50000 | 42206 |  |  | NotYetVerified | Nominal wattage 12W | 3 | 1715 | 120.86 | 14.19 | 20 | 0.9 | 3000 | 81.8
PR63FYW8 | CE Innovations Ltd | IRICO | IR-T8-15W4FT16504000K | Linear Replacement Lamp | Four-Foot | Replacement Lamps (plug and play) (UL Type A) | Standard | TRUE | 1964 | 121.76 | 16.13 | 8.65 | 0.9028 | 3984 | 82.5 | 5 | 50000 | 42206 |  |  | NotYetVerified | Operating off existing Electronic ballast only | 3 | 1964 | 121.76 | 16.13 | 20 | 0.9 | 4000 | 82.5
PNEQKCKF | CE Innovations Ltd | IRICO | IR-T8-15W4FT16504500K | Linear Replacement Lamp | Four-Foot | Replacement Lamps (plug and play) (UL Type A) | Standard | FALSE | [9 empty] | 42206 |  |  | NotYetVerified | Operating off existing Electronic ballast only | 3 | 2022 | 124.51 | 16.24 | 20 | 0.9 | 5000 | 82.2
P21NQAKD | CE Innovations Ltd | IRICO | IR-T8-13W4FT16505000K | Linear Replacement Lamp | Four-Foot | Replacement Lamps (plug and play) (UL Type A) | Standard | FALSE | [9 empty] | 42206 |  |  | NotYetVerified | Nominal wattage 12W | 3 | 1856 | 129.52 | 14.33 | 20 | 0.9 | 5000 | 80.7
PQJKFY7P | CE Innovations Ltd | IRICO | IR-T8-15W4FT16505000K | Linear Replacement Lamp | Four-Foot | Replacement Lamps (plug and play) (UL Type A) | Standard | FALSE | [9 empty] | 42206 |  |  | NotYetVerified | Operating off existing Electronic ballast only | 3 | 1964 | 121.76 | 16.13 | 20 | 0.9 | 4500 | 82.5
PRZBHD3X | CE Innovations Ltd | IRICO | IR-T8-13W4FT16504500K | Linear Replacement Lamp | Four-Foot | Replacement Lamps (plug and play) (UL Type A) | Standard | FALSE | [9 empty] | 42206 |  |  | NotYetVerified | Nominal wattage 12W | 3 | 1715 | 120.86 | 14.19 | 20 | 0.9 | 4500 | 81.8
PC9PUQEU | CE Innovations Ltd | IRICO | IR-T8-13W4FT16504000K | Linear Replacement Lamp | Four-Foot | Replacement Lamps (plug and play) (UL Type A) | Standard | FALSE | [9 empty] | 42206 |  |  | NotYetVerified | Nominal wattage 12W | 3 | 1715 | 120.86 | 14.19 | 20 | 0.9 | 4000 | 81.8
PGUA89D8 | CE Innovations Ltd | IRICO | IR-T8-13W4FT16503500K | Linear Replacement Lamp | Four-Foot | Replacement Lamps (plug and play) (UL Type A) | Standard | FALSE | [9 empty] | 42206 |  |  | NotYetVerified | Nominal wattage 12W | 3 | 1715 | 120.86 | 14.19 | 20 | 0.9 | 3500 | 81.8
PSMVM22N | Westinghouse Lighting | WESTINGHOUSE | 3852 | Linear Replacement Lamp | Four-Foot | Replacement Lamps (plug and play) (UL Type A) | Standard | FALSE | [9 empty] | 42206 |  |  | NotYetVerified | Internal Driver; operates off fluorescent ballast | 3 | 1900 | 108 | 17.5 | 20 | 0.9 | 5000 | 82
PQ4SSTMX | Westinghouse Lighting | WESTINGHOUSE | LED 14T8/48/40 Direct Install | Linear Replacement Lamp | Four-Foot | Replacement Lamps (plug and play) (UL Type A) | Standard | FALSE | [9 empty] | 42206 |  |  | NotYetVerified | Internal Driver; operates off fluorescent ballast | 3 | 1900 | 108 | 17.5 | 20 | 0.9 | 4000 | 82
P955E81K | Westinghouse Lighting | WESTINGHOUSE | 3851 | Linear Replacement Lamp | Four-Foot | Replacement Lamps (plug and play) (UL Type A) | Standard | FALSE | [9 empty] | 42206 |  |  | NotYetVerified | Internal Driver; operates off fluorescent ballast | 3 | 1900 | 108 | 17.5 | 20 | 0.9 | 3500 | 82
PCP81KCN | CH Lighting Co.Ltd. | CH | CH1128-48-15W 850-3 | Linear Replacement Lamp | Four-Foot | Replacement Lamps (plug and play) (UL Type A) | Standard | FALSE | [9 empty] | 42206 |  |  | NotYetVerified |  | 3 | 2000 | 100 | 18 | 7.47 | 0.995 | 5000 | 81
PNXKAK87 | CH Lighting Co.Ltd. | CH | CH1128-48-15W 845-3 | Linear Replacement Lamp | Four-Foot | Replacement Lamps (plug and play) (UL Type A) | Standard | FALSE | [9 empty] | 42206 |  |  | NotYetVerified |  | 3 | 1950 | 100 | 18 | 7.47 | 0.995 | 4500 | 81
PX2CR4N5 | CH Lighting Co.Ltd. | CH | CH1128-48-15W 840-3 | Linear Replacement Lamp | Four-Foot | Replacement Lamps (plug and play) (UL Type A) | Standard | FALSE | [9 empty] | 42206 |  |  | NotYetVerified | Internal Driver; operates off existing fluorescent ballast | 3 | 1900 | 100 | 18 | 7.47 | 0.995 | 4000 | 81
PMR7W2BM | CH Lighting Co.Ltd. | CH | CH1128-48-15W 835-3 | Linear Replacement Lamp | Four-Foot | Replacement Lamps (plug and play) (UL Type A) | Standard | FALSE | [9 empty] | 42206 |  |  | NotYetVerified |  | 3 | 1850 | 100 | 18 | 7.47 | 0.995 | 3500 | 81
PEUTTZ3F | FY Lighting Co. Ltd | Fen Yong | FY-T8-4FTF(50K120CGSB) | Linear Replacement Lamp | Four-Foot | Replacement Lamps (plug and play) (UL Type A) | Standard | FALSE | [9 empty] | 42206 |  |  | NotYetVerified |  | 3 | 2561 | 117.53 | 21.79 | 5.76 | 0.9736 | 5000 | 82.3
PPFMQF8Z | FY Lighting Co. Ltd | Fen Yong | FY-T8-4FTC(50K120CGSB) | Linear Replacement Lamp | Four-Foot | Replacement Lamps (plug and play) (UL Type A) | Standard | FALSE | [9 empty] | 42206 |  |  | NotYetVerified |  | 3 | 2803 | 129.05 | 21.72 | 5.93 | 0.9751 | 5000 | 82
PVTWD5CM | FY Lighting Co. Ltd | Fen Yong | FY-T8-4FTF(45K120CGSB) | Linear Replacement Lamp | Four-Foot | Replacement Lamps (plug and play) (UL Type A) | Standard | FALSE | [9 empty] | 42206 |  |  | NotYetVerified |  | 3 | 2416 | 113.69 | 21.25 | 5.91 | 0.9714 | 4500 | 82.6
P5XTT8NY | FY Lighting Co. Ltd | Fen Yong | FY-T8-4FTC(45K120CGSB) | Linear Replacement Lamp | Four-Foot | Replacement Lamps (plug and play) (UL Type A) | Standard | FALSE | [9 empty] | 42206 |  |  | NotYetVerified |  | 3 | 2645 | 124.59 | 21.23 | 5.93 | 0.9708 | 4500 | 82.1
P7SE8EH5 | FY Lighting Co. Ltd | Fen Yong | FY-T8-4FTF(40K120CGSB) | Linear Replacement Lamp | Four-Foot | Replacement Lamps (plug and play) (UL Type A) | Standard | FALSE | [9 empty] | 42206 |  |  | NotYetVerified |  | 3 | 2416 | 113.69 | 21.25 | 5.91 | 0.9714 | 4000 | 82.6
PQFZ12UT | FY Lighting Co. Ltd | Fen Yong | FY-T8-4FTC(40K120CGSB) | Linear Replacement Lamp | Four-Foot | Replacement Lamps (plug and play) (UL Type A) | Standard | FALSE | [9 empty] | 42206 |  |  | NotYetVerified |  | 3 | 2645 | 124.59 | 21.23 | 5.93 | 0.9708 | 4000 | 82.1
PHQUTD73 | FY Lighting Co. Ltd | Fen Yong | FY-T8-4FTF(35K120CGSB) | Linear Replacement Lamp | Four-Foot | Replacement Lamps (plug and play) (UL Type A) | Standard | FALSE | [9 empty] | 42206 |  |  | NotYetVerified |  | 3 | 2416 | 113.69 | 21.25 | 5.91 | 0.9714 | 3500 | 82.6
P1K58YXT | FY Lighting Co. Ltd | Fen Yong | FY-T8-4FTC(35K120CGSB) | Linear Replacement Lamp | Four-Foot | Replacement Lamps (plug and play) (UL Type A) | Standard | FALSE | [9 empty] | 42206 |  |  | NotYetVerified |  | 3 | 2645 | 124.59 | 21.23 | 5.93 | 0.9708 | 3500 | 82.1
PVQ8FSDK | LiLEDs (Shanghai) Company | LiLEDs | T8A041450F | Linear Replacement Lamp | Four-Foot | Replacement Lamps (plug and play) (UL Type A) | Standard | FALSE | [9 empty] | 42206 |  |  | NotYetVerified | Internal Driver; operates off fluorescent ballast. Qualified 7/21/15. De-Listed 3/25/16. Updated 7/22/16 | 3 | 1900 | 108 | 17.5 | 20 | 0.9 | 4500 | 82
PDCTE4DP | LiLEDs (Shanghai) Company | LiLEDs | T8A041440F | Linear Replacement Lamp | Four-Foot | Replacement Lamps (plug and play) (UL Type A) | Standard | FALSE | [9 empty] | 42206 |  |  | NotYetVerified | Internal Driver; operates off fluorescent ballast. Qualified 7/21/15. De-Listed 3/25/16. Updated 7/22/16 | 3 | 1900 | 108 | 17.5 | 20 | 0.9 | 4000 | 82
PXKZZM5T | LiLEDs (Shanghai) Company | LiLEDs | T8A041435F | Linear Replacement Lamp | Four-Foot | Replacement Lamps (plug and play) (UL Type A) | Standard | FALSE | [9 empty] | 42206 |  |  | NotYetVerified | Internal Driver; operates off fluorescent ballast. Qualified 7/21/15. De-Listed 3/25/16. Updated 7/22/16 | 3 | 1900 | 108 | 17.5 | 20 | 0.9 | 3500 | 82
PGT7JEY9 | Alite Co. LTD. | ALITE | AL-TBC50K4FT1 | Linear Replacement Lamp | Four-Foot | Replacement Lamps (plug and play) (UL Type A) | Standard | FALSE | [9 empty] | 42206 | Not Dimmable | Not Dimmable | NotYetVerified |  | 3 | 1800 | 120 | 15 | 5.25 | 0.999 | 5000 | 84
PVUVP529 | Light Emission Technology Ltd. | LET | T8-I4806J-22-830(Frosted) | Linear Replacement Lamp | Four-Foot | Internal Driver Lamp-Style Retrofit Kits (UL Type B) | Standard | TRUE | 2450.6 | 114.62 | 21.38 | 14.78 | 0.951 | 2978 | 82.4 | 5 | 50000 | 42205 |  |  | NotYetVerified |  | 3 | 2450.6 | 114.62 | 21.38 | 12.88 | 0.99 | 2978 | 82.4
PU9KQ1G2 | Light Emission Technology Ltd. | LET | T8-I4806J-22-830(Clear) | Linear Replacement Lamp | Four-Foot | Internal Driver Lamp-Style Retrofit Kits (UL Type B) | Standard | TRUE | 2673.2 | 124.16 | 21.53 | 14.89 | 0.95 | 2998 | 82.4 | 5 | 50000 | 42205 |  |  | NotYetVerified |  | 3 | 2673.2 | 124.16 | 21.53 | 13.19 | 0.99 | 2998 | 82
P1HFN3ZX | SHAOXING LUMIMAN ELECTRONIC CO.LTD | LUMIMAN | LM-2-WW | Linear Replacement Lamp | Four-Foot | Internal Driver Lamp-Style Retrofit Kits (UL Type B) | Standard | TRUE | 2015.7 | 118.23 | 17.05 | 24.98 | 0.9475 | 2919 | 82.4 | 5 | 50000 | 42205 |  |  | NotYetVerified |  | 3 | 2015.7 | 118.23 | 17.05 | 24.98 | 0.9654 | 3000 | 82.4
PP927WJY | Light Emission Technology Ltd. | LET | T8-I4806J-20-830(Frosted) | Linear Replacement Lamp | Four-Foot | Internal Driver Lamp-Style Retrofit Kits (UL Type B) | Standard | TRUE | 2242.5 | 115.95 | 19.34 | 14.2 | 0.947 | 2990 | 82.6 | 5 | 50000 | 42205 |  |  | NotYetVerified |  | 3 | 2242.5 | 115.95 | 19.34 | 12.74 | 0.99 | 2990 | 82.6
PX77KXFC | Light Emission Technology Ltd. | LET | T8-I4806J-20-830(Clear) | Linear Replacement Lamp | Four-Foot | Internal Driver Lamp-Style Retrofit Kits (UL Type B) | Standard | TRUE | 2422.8 | 125.21 | 19.35 | 14.31 | 0.945 | 2991 | 82.3 | 5 | 50000 | 42205 |  |  | NotYetVerified |  | 3 | 2422.8 | 125.21 | 19.35 | 12.69 | 0.99 | 2991 | 82.3
P3CFCPRY | Archipelago Lighting Inc. | LIFEBULB | LBP8F1830A | Linear Replacement Lamp | Four-Foot | Internal Driver Lamp-Style Retrofit Kits (UL Type B) | Standard | TRUE | 2128.922 | 110.714 | 19.229 | 16.39 | 0.9107 | 2973 | 81.6 | 5 | 50000 | 42205 |  |  | NotYetVerified | Internal Driver | 3 | 1915 | 100 | 18 | 16.39 | 0.969 | 3000 | 82
PFTWDVVH | SHAOXING LUMIMAN ELECTRONIC CO.LTD | LUMIMAN | LM-2-NW | Linear Replacement Lamp | Four-Foot | Internal Driver Lamp-Style Retrofit Kits (UL Type B) | Standard | FALSE | [9 empty] | 42205 |  |  | NotYetVerified |  | 3 | 2090.304 | 119.514 | 17.49 | 24.98 | 0.969 | 5000 | 82
PFRVTH3A | SHAOXING LUMIMAN ELECTRONIC CO.LTD | LUMIMAN | LM-2-CW | Linear Replacement Lamp | Four-Foot | Internal Driver Lamp-Style Retrofit Kits (UL Type B) | Standard | FALSE | [9 empty] | 42205 |  |  | NotYetVerified |  | 3 | 2090.304 | 119.514 | 17.49 | 24.98 | 0.969 | 4000 | 82
P9Q5DQW9 | Archipelago Lighting Inc. | LIFEBULB | LBP8F1850A | Linear Replacement Lamp | Four-Foot | Internal Driver Lamp-Style Retrofit Kits (UL Type B) | Standard | FALSE | [9 empty] | 42205 |  |  | NotYetVerified |  | 3 | 2000 | 100 | 18 | 16.39 | 0.968 | 5000 | 82
PH3QCCVB | Archipelago Lighting Inc. | LIFEBULB | LBP8F1841A | Linear Replacement Lamp | Four-Foot | Internal Driver Lamp-Style Retrofit Kits (UL Type B) | Standard | FALSE | [9 empty] | 42205 |  |  | NotYetVerified |  | 3 | 1915 | 100 | 18 | 16.39 | 0.969 | 4000 | 82
PNWWHX9C | Archipelago Lighting Inc. | LIFEBULB | LBP8F1835A | Linear Replacement Lamp | Four-Foot | Internal Driver Lamp-Style Retrofit Kits (UL Type B) | Standard | FALSE | [9 empty] | 42205 |  |  | NotYetVerified |  | 3 | 1915 | 100 | 18 | 16.39 | 0.969 | 3500 | 82
PYH6M6RJ | Light Emission Technology Ltd. | LET | T8-I4806J-22-850(Clear) | Linear Replacement Lamp | Four-Foot | Internal Driver Lamp-Style Retrofit Kits (UL Type B) | Standard | FALSE | [9 empty] | 42205 |  |  | NotYetVerified |  | 3 | 2871.3 | 130.93 | 21.93 | 13.19 | 0.99 | 5053 | 84
P7K4TUCU | Light Emission Technology Ltd. | LET | T8-I4806J-22-850(Frosted) | Linear Replacement Lamp | Four-Foot | Internal Driver Lamp-Style Retrofit Kits (UL Type B) | Standard | FALSE | [9 empty] | 42205 |  |  | NotYetVerified |  | 3 | 2652.4 | 120.95 | 21.93 | 13.36 | 0.99 | 5030 | 84.1
PEEXVTZ7 | Light Emission Technology Ltd. | LET | T8-I4806J-20-850(Clear) | Linear Replacement Lamp | Four-Foot | Internal Driver Lamp-Style Retrofit Kits (UL Type B) | Standard | FALSE | [9 empty] | 42205 |  |  | NotYetVerified |  | 3 | 2588.8 | 133.51 | 19.39 | 13.04 | 0.99 | 5028 | 83.9
P9ZPBDFG | Light Emission Technology Ltd. | LET | T8-I4806J-20-850(Frosted) | Linear Replacement Lamp | Four-Foot | Internal Driver Lamp-Style Retrofit Kits (UL Type B) | Standard | FALSE | [9 empty] | 42205 |  |  | NotYetVerified |  | 3 | 2391.4 | 123.59 | 19.35 | 12.75 | 0.99 | 4999 | 83.5
P9Z73Y44 | Light Emission Technology Ltd. | LET | T8-I4806J-22-845(Clear) | Linear Replacement Lamp | Four-Foot | Internal Driver Lamp-Style Retrofit Kits (UL Type B) | Standard | FALSE | [9 empty] | 42205 |  |  | NotYetVerified |  | 3 | 2821.8 | 129.24 | 21.83 | 13.19 | 0.99 | 4539.25 | 83.5
P27GN5TH | Light Emission Technology Ltd. | LET | T8-I4806J-20-845(Clear) | Linear Replacement Lamp | Four-Foot | Internal Driver Lamp-Style Retrofit Kits (UL Type B) | Standard | FALSE | [9 empty] | 42205 |  |  | NotYetVerified |  | 3 | 2547.3 | 131.435 | 19.38 | 12.9525 | 0.99 | 4518.75 | 83.5
PJ4MUETU | Light Emission Technology Ltd. | LET | T8-I4806J-22-845(Frosted) | Linear Replacement Lamp | Four-Foot | Internal Driver Lamp-Style Retrofit Kits (UL Type B) | Standard | FALSE | [9 empty] | 42205 |  |  | NotYetVerified |  | 3 | 2601.95 | 119.37 | 21.795 | 13.24 | 0.99 | 4517 | 83.675
P1H4ZHQE | Light Emission Technology Ltd. | LET | T8-I4806J-20-845(Frosted) | Linear Replacement Lamp | Four-Foot | Internal Driver Lamp-Style Retrofit Kits (UL Type B) | Standard | FALSE | [9 empty] | 42205 |  |  | NotYetVerified |  | 3 | 2354.2 | 121.68 | 19.35 | 12.7475 | 0.99 | 4496.75 | 83.275
P3SU76U6 | Light Emission Technology Ltd. | LET | T8-I4806J-22-840(Clear) | Linear Replacement Lamp | Four-Foot | Internal Driver Lamp-Style Retrofit Kits (UL Type B) | Standard | FALSE | [9 empty] | 42205 |  |  | NotYetVerified |  | 3 | 2772.25 | 127.545 | 21.73 | 13.19 | 0.99 | 4025.5 | 83
P477SFJY | Light Emission Technology Ltd. | LET | T8-I4806J-20-840(Clear) | Linear Replacement Lamp | Four-Foot | Internal Driver Lamp-Style Retrofit Kits (UL Type B) | Standard | FALSE | [9 empty] | 42205 |  |  | NotYetVerified |  | 3 | 2505.8 | 129.36 | 19.37 | 12.865 | 0.99 | 4009.5 | 83.1
PWXY4664 | Light Emission Technology Ltd. | LET | T8-I4806J-22-840(Frosted) | Linear Replacement Lamp | Four-Foot | Internal Driver Lamp-Style Retrofit Kits (UL Type B) | Standard | FALSE | [9 empty] | 42205 |  |  | NotYetVerified |  | 3 | 2551.5 | 117.785 | 21.655 | 13.12 | 0.99 | 4004 | 83.25
PUR7VC6K | Light Emission Technology Ltd. | LET | T8-I4806J-20-840(Frosted) | Linear Replacement Lamp | Four-Foot | Internal Driver Lamp-Style Retrofit Kits (UL Type B) | Standard | FALSE | [9 empty] | 42205 |  |  | NotYetVerified |  | 3 | 2316.95 | 119.77 | 19.345 | 12.745 | 0.99 | 3994.5 | 83.05
PR8HP33E | Light Emission Technology Ltd. | LET | T8-I4806J-22-835(Clear) | Linear Replacement Lamp | Four-Foot | Internal Driver Lamp-Style Retrofit Kits (UL Type B) | Standard | FALSE | [9 empty] | 42205 |  |  | NotYetVerified |  | 3 | 2722.75 | 125.855 | 21.63 | 13.19 | 0.99 | 3511.75 | 82.5
P936R4WN | Light Emission Technology Ltd. | LET | T8-I4806J-20-835(Clear) | Linear Replacement Lamp | Four-Foot | Internal Driver Lamp-Style Retrofit Kits (UL Type B) | Standard | FALSE | [9 empty] | 42205 |  |  | NotYetVerified |  | 3 | 2464.3 | 127.285 | 19.36 | 12.7775 | 0.99 | 3500.25 | 82.7
PG5TYYY7 | Light Emission Technology Ltd. | LET | T8-I4806J-20-835(Frosted) | Linear Replacement Lamp | Four-Foot | Internal Driver Lamp-Style Retrofit Kits (UL Type B) | Standard | FALSE | [9 empty] | 42205 |  |  | NotYetVerified |  | 3 | 2279.725 | 117.86 | 19.34 | 12.74 | 0.99 | 3492.25 | 83
PBJU6VFZ | Light Emission Technology Ltd. | LET | T8-I4806J-22-835(Frosted) | Linear Replacement Lamp | Four-Foot | Internal Driver Lamp-Style Retrofit Kits (UL Type B) | Standard | FALSE | [9 empty] | 42205 |  |  | NotYetVerified |  | 3 | 2501.05 | 116.205 | 21.52 | 13 | 0.99 | 3491 | 82.825
P958M7T6 | Eiko Global LLC | Eiko Global LLC | LED22T8F/48/830-G5DR | Linear Replacement Lamp | Four-Foot | Replacement Lamps (plug and play) (UL Type A) | Standard | TRUE | 2327.8 | 111.75 | 20.83 | 4.41 | 0.986 | 3088 | 85 | 5 | 50000 | 42202 |  |  | NotYetVerified |  | 3 | 2300 | 109 | 21 | 20 | 0.9 | 3000 | 82
P58WDTCH | Eiko Global LLC | Eiko Global LLC | LED18T8F/48/830-G5DR | Linear Replacement Lamp | Four-Foot | Replacement Lamps (plug and play) (UL Type A) | Standard | TRUE | 1928.7 | 114.94 | 16.78 | 5.54 | 0.98 | 3077 | 85.1 | 5 | 50000 | 42202 |  |  | NotYetVerified |  | 3 | 1900 | 108 | 17.5 | 20 | 0.98 | 3000 | 82
PHNEMX42 | Homelite Technology Co.Ltd | Homelite | HTIL14/40K | Linear Replacement Lamp | Four-Foot | Internal Driver Lamp-Style Retrofit Kits (UL Type B) | Standard | TRUE | 1700.98 | 121.59 | 13.99 | 12.3 | 0.902 | 4031 | 83 | 5 | 50000 | 42202 |  |  | NotYetVerified | Updated on 7/19/2016 | 3 | 1600 | 114 | 14 | 8 | 0.9 | 4000 | 80
PGD3TUB9 | Homelite Technology Co.Ltd | Homelite | HTIL14/50K | Linear Replacement Lamp | Four-Foot | Internal Driver Lamp-Style Retrofit Kits (UL Type B) | Standard | FALSE | [9 empty] | 42202 |  |  | NotYetVerified | Updated on 7/19/2016 | 3 | 1600 | 114 | 14 | 8 | 0.9 | 5000 | 80
P1CYWYQ4 | Eiko Global LLC | Eiko Global LLC | LED22T8F/48/835-G5DR | Linear Replacement Lamp | Four-Foot | Replacement Lamps (plug and play) (UL Type A) | Standard | FALSE | [9 empty] | 42202 |  |  | NotYetVerified |  | 3 | 2300 | 109 | 21 | 20 | 0.9 | 3500 | 82
P1B42TKW | LEDdynamics | EverLED | ET8X48840 | Linear Replacement Lamp | Four-Foot | Replacement Lamps (plug and play) (UL Type A) | Standard | TRUE | 3362 | 107.4 | 31.3 | 13.2 | 0.954 | 4040 | 83.4 | 5 | 50000 | 42201 |  |  | Yes | Product updated on 3/9/2017 | 4.1 | 1898 | 127.6 | 14.9 | 13.2 | 0.9 | 4040 | 83
PTZ8X1H2 | SHENZHEN WT LIGHTING CO.LTD | WT Lighting | T8-04-N(3000K) | Linear Replacement Lamp | Four-Foot | Internal Driver Lamp-Style Retrofit Kits (UL Type B) | Standard | TRUE | 1892 | 112.42 | 16.83 | 18.93 | 0.9102 | 2883 | 82.7 | 5 |  | 42201 |  |  | NotYetVerified |  | 3 | 1892 | 112.42 | 16.83 | 18.93 | 0.9102 | 3000 | 82.7
P86RVV3C | Texas Fluorescents | Texas Fluorescents | LED48T815W1800LRK30K | Linear Replacement Lamp | Four-Foot | Dual Mode Internal Driver (UL Type A and Type B) | Standard | TRUE | 1799 | 107.7 | 16.7 | 18.35 | 0.8804 | 3120 | 81.7 | 5 | 50000 | 42201 |  |  | NotYetVerified |  | 3 | 1750 | 108 | 16.2 |  | 0.9 | 3000 | 70
PN3WQEZ1 | Texas Fluorescents | Texas Fluorescents | LED48T818W2100LRK30K | Linear Replacement Lamp | Four-Foot | Dual Mode Internal Driver (UL Type A and Type B) | Standard | TRUE | 1789 | 98.3 | 18.2 | 17.76 | 0.87 | 3034 | 82.7 | 5 | 50000 | 42201 |  |  | NotYetVerified |  | 3 | 1900 | 100 | 19 |  | 0.95 | 3000 | 83
PU15DMNF | SHENZHEN WT LIGHTING CO.LTD | WT Lighting | T8-04-N(5000K) | Linear Replacement Lamp | Four-Foot | Internal Driver Lamp-Style Retrofit Kits (UL Type B) | Standard | FALSE | [9 empty] | 42201 |  |  | NotYetVerified |  | 3 | 1948 | 115.33 | 16.89 | 18.56 | 0.9026 | 5000 | 82.6
PAW78A7K | SHENZHEN WT LIGHTING CO.LTD | WT Lighting | T8-04-N(4500K) | Linear Replacement Lamp | Four-Foot | Internal Driver Lamp-Style Retrofit Kits (UL Type B) | Standard | FALSE | [9 empty] | 42201 |  |  | NotYetVerified |  | 3 | 1892 | 112.42 | 16.83 | 18.93 | 0.9102 | 4500 | 82.7
P7Q1H1HR | SHENZHEN WT LIGHTING CO.LTD | WT Lighting | T8-04-N(4000K) | Linear Replacement Lamp | Four-Foot | Internal Driver Lamp-Style Retrofit Kits (UL Type B) | Standard | FALSE | [9 empty] | 42201 |  |  | NotYetVerified |  | 3 | 1892 | 112.42 | 16.83 | 18.93 | 0.9102 | 4000 | 82.7
P3U1D3AP | SHENZHEN WT LIGHTING CO.LTD | WT Lighting | T8-04-N(3500K) | Linear Replacement Lamp | Four-Foot | Internal Driver Lamp-Style Retrofit Kits (UL Type B) | Standard | FALSE | [9 empty] | 42201 |  |  | NotYetVerified |  | 3 | 1892 | 112.42 | 16.83 | 18.93 | 0.9102 | 3500 | 82.7
P9MAVMED | Texas Fluorescents | Texas Fluorescents | LED48T815W1800LRK50K | Linear Replacement Lamp | Four-Foot | Dual Mode Internal Driver (UL Type A and Type B) | Standard | FALSE | [9 empty] | 42201 |  |  | NotYetVerified |  | 3 | 1850 | 108 | 16.2 |  | 0.9 | 5000 | 70
PUGF14CT | Texas Fluorescents | Texas Fluorescents | LED48T818W2100LRK50K | Linear Replacement Lamp | Four-Foot | Dual Mode Internal Driver (UL Type A and Type B) | Standard | FALSE | [9 empty] | 42201 |  |  | NotYetVerified |  | 3 | 1900 | 100 | 19 |  | 0.95 | 5000 | 70
P784W6Z9 | Texas Fluorescents | Texas Fluorescents | LED48T815W1800LRK40K | Linear Replacement Lamp | Four-Foot | Dual Mode Internal Driver (UL Type A and Type B) | Standard | FALSE | [9 empty] | 42201 |  |  | NotYetVerified |  | 3 | 1850 | 108 | 16.2 |  | 0.9 | 4000 | 70
PNP622DN | Texas Fluorescents | Texas Fluorescents | LED48T818W2100LRK40K | Linear Replacement Lamp | Four-Foot | Dual Mode Internal Driver (UL Type A and Type B) | Standard | FALSE | [9 empty] | 42201 |  |  | NotYetVerified |  | 3 | 1900 | 100 | 19 |  | 0.95 | 4000 | 70
PT78XMJ6 | Texas Fluorescents | Texas Fluorescents | LED48T815W1800LRK35K | Linear Replacement Lamp | Four-Foot | Dual Mode Internal Driver (UL Type A and Type B) | Standard | FALSE | [9 empty] | 42201 |  |  | NotYetVerified |  | 3 | 1750 | 108 | 16.2 |  | 0.9 | 3500 | 70
PU4S6PMK | Texas Fluorescents | Texas Fluorescents | LED48T818W2100LRK35K | Linear Replacement Lamp | Four-Foot | Dual Mode Internal Driver (UL Type A and Type B) | Standard | FALSE | [9 empty] | 42201 |  |  | NotYetVerified |  | 3 | 1900 | 100 | 19 |  | 0.95 | 3500 | 70
PEVT37MD | LEDdynamics | EverLED | ET8X48850 | Linear Replacement Lamp | Four-Foot | Replacement Lamps (plug and play) (UL Type A) | Standard | FALSE | [9 empty] | 42201 | Dimmable | Continuous Below 10 | Yes | Product updated on 3/9/2017 | 4.1 | 1905 | 128.2 | 14.9 | 13.3 | 0.9 | 5201 | 84
PNK5HBZC | CH Lighting Co.Ltd. | CH | CH1148G2-48-18W 830-3 | Linear Replacement Lamp | Four-Foot | Replacement Lamps (plug and play) (UL Type A) | Standard | TRUE | 2445.41 | 106.824 | 22.892 | 7.55 | 0.9681 | 2949 | 83.8 | 5 | 50000 | 42200 |  |  | NotYetVerified | Internal Driver; operates off existing fluorescent ballast | 3 | 2200 | 100 | 22 | 7.55 | 0.996 | 3000 | 84
PK28VMWG | CH Lighting Co.Ltd. | CH | CH1128-48-18W 830-3 | Linear Replacement Lamp | Four-Foot | Replacement Lamps (plug and play) (UL Type A) | Standard | TRUE | 2241.882 | 100.763 | 22.249 | 7.38 | 0.9672 | 2932 | 81.5 | 5 | 50000 | 42200 |  |  | NotYetVerified |  | 3 | 2200 | 100 | 22 | 7.38 | 0.9672 | 3000 | 82
PZSPBYXB | CH Lighting Co.Ltd. | CH | CH1128-48-18W 830-1 | Linear Replacement Lamp | Four-Foot | Replacement Lamps (plug and play) (UL Type A) | Standard | TRUE | 2228.42 | 102.58 | 21.723 | 7.61 | 0.9653 | 2893 | 81.1 | 5 | 50000 | 42200 |  |  | NotYetVerified | Internal Driver; operates off existing fluorescent ballast | 3 | 2200 | 100 | 22 | 7.61 | 0.996 | 3000 | 82
PZ9B529V | CH Lighting Co.Ltd. | CH | CH1148G2-48-15W 830-3 | Linear Replacement Lamp | Four-Foot | Replacement Lamps (plug and play) (UL Type A) | Standard | TRUE | 2095.522 | 103.518 | 20.243 | 7.62 | 0.961 | 2964 | 83.5 | 5 | 50000 | 42200 |  |  | NotYetVerified | Internal Driver; operates off existing fluorescent ballast | 3 | 1800 | 100 | 18 | 7.62 | 0.995 | 3000 | 84
PR1CT9JA | ANKOO LIGHTING TECHNOLOGY COMPANY LIMITED | ANKOO | AK-UL-18WBNH(3000K) | Linear Replacement Lamp | Four-Foot | Internal Driver Lamp-Style Retrofit Kits (UL Type B) | Standard | TRUE | 2297.6 | 132.05 | 17.4 | 20.3 | 0.915 | 2955 | 82.5 | 5 | 50000 | 42200 |  |  | NotYetVerified |  | 3 | 2297.6 | 132.05 | 17.4 | 20.3 | 0.982 | 2955 | 83
PBTTDC64 | Gielight Co. Ltd | Gielight | GL-UL-15W | Linear Replacement Lamp | Four-Foot | Internal Driver Lamp-Style Retrofit Kits (UL Type B) | Standard | TRUE | 1743 | 111.23 | 15.67 | 19.27 | 0.9084 | 2908 | 81.5 | 5 | 50000 | 42200 |  |  | NotYetVerified | Internal Driver | 3 | 1745 | 114.35 | 15.26 | 19.27 | 0.9084 | 3000 | 81.5
P2TVJ56E | Evolution Led Lighting Inc. | Evolution Led Lighting | T8J4FT-15W-3000K | Linear Replacement Lamp | Four-Foot | Internal Driver Lamp-Style Retrofit Kits (UL Type B) | Standard | TRUE | 1799 | 107.7 | 16.7 | 18.35 | 0.8804 | 3120 | 81.7 | 5 | 50000 | 42200 |  |  | NotYetVerified |  | 3 | 1750 | 108 | 16.2 |  | 0.9 | 3000 | 70
PNZUXKCN | CH Lighting Co.Ltd. | CH | CH1148G2-48-18W 850-3 | Linear Replacement Lamp | Four-Foot | Replacement Lamps (plug and play) (UL Type A) | Standard | FALSE | [9 empty] | 42200 |  |  | NotYetVerified |  | 3 | 2400 | 100 | 22 | 7.55 | 0.996 | 5000 | 84
P5TKV35E | CH Lighting Co.Ltd. | CH | CH1128-48-18W 850-1 | Linear Replacement Lamp | Four-Foot | Replacement Lamps (plug and play) (UL Type A) | Standard | FALSE | [9 empty] | 42200 |  |  | NotYetVerified |  | 3 | 2400 | 100 | 22 | 7.61 | 0.996 | 5000 | 82
PSKPE2NX | CH Lighting Co.Ltd. | CH | CH1128-48-18W 850-3 | Linear Replacement Lamp | Four-Foot | Replacement Lamps (plug and play) (UL Type A) | Standard | FALSE | [9 empty] | 42200 |  |  | NotYetVerified |  | 3 | 2400 | 100 | 22 | 7.38 | 0.996 | 5000 | 82
PZ52C6VQ | CH Lighting Co.Ltd. | CH | CH1148G2-48-18W 845-3 | Linear Replacement Lamp | Four-Foot | Replacement Lamps (plug and play) (UL Type A) | Standard | FALSE | [9 empty] | 42200 |  |  | NotYetVerified | Internal Driver; operates off existing fluorescent ballast | 3 | 2350 | 100 | 22 | 7.55 | 0.996 | 4500 | 84
P67ZXMX8 | CH Lighting Co.Ltd. | CH | CH1128-48-18W 845-1 | Linear Replacement Lamp | Four-Foot | Replacement Lamps (plug and play) (UL Type A) | Standard | FALSE | [9 empty] | 42200 |  |  | NotYetVerified |  | 3 | 2350 | 100 | 22 | 7.61 | 0.996 | 4500 | 82
PVYPMADN | CH Lighting Co.Ltd. | CH | CH1128-48-18W 845-3 | Linear Replacement Lamp | Four-Foot | Replacement Lamps (plug and play) (UL Type A) | Standard | FALSE | [9 empty] | 42200 |  |  | NotYetVerified | Internal Driver; operates off existing fluorescent ballast | 3 | 2350 | 100 | 22 | 7.38 | 0.9672 | 4500 | 82
PVZUJ3YH | CH Lighting Co.Ltd. | CH | CH1148G2-48-18W 840-3 | Linear Replacement Lamp | Four-Foot | Replacement Lamps (plug and play) (UL Type A) | Standard | FALSE | [9 empty] | 42200 |  |  | NotYetVerified | Internal Driver; operates off existing fluorescent ballast | 3 | 2300 | 100 | 22 | 7.55 | 0.996 | 4000 | 84
P7NXCDZJ | CH Lighting Co.Ltd. | CH | CH1128-48-18W 840-1 | Linear Replacement Lamp | Four-Foot | Replacement Lamps (plug and play) (UL Type A) | Standard | FALSE | [9 empty] | 42200 |  |  | NotYetVerified |  | 3 | 2300 | 100 | 22 | 7.61 | 0.996 | 4000 | 82
PQWDHEX4 | CH Lighting Co.Ltd. | CH | CH1128-48-18W 840-3 | Linear Replacement Lamp | Four-Foot | Replacement Lamps (plug and play) (UL Type A) | Standard | FALSE | [9 empty] | 42200 |  |  | NotYetVerified |  | 3 | 2300 | 100 | 22 | 7.38 | 0.9672 | 4000 | 82
PXX2S7X2 | CH Lighting Co.Ltd. | CH | CH1148G2-48-15W 835-3 | Linear Replacement Lamp | Four-Foot | Replacement Lamps (plug and play) (UL Type A) | Standard | FALSE | [9 empty] | 42200 |  |  | NotYetVerified | Internal Driver; operates off existing fluorescent ballast | 3 | 1850 | 100 | 18 | 7.62 | 0.995 | 3500 | 84
PKNM6SQG | CH Lighting Co.Ltd. | CH | CH1148G2-48-18W 835-3 | Linear Replacement Lamp | Four-Foot | Replacement Lamps (plug and play) (UL Type A) | Standard | FALSE | [9 empty] | 42200 |  |  | NotYetVerified |  | 3 | 2250 | 100 | 22 | 7.55 | 0.996 | 3500 | 84
PG9V88XT | CH Lighting Co.Ltd. | CH | CH1128-48-18W 835-1 | Linear Replacement Lamp | Four-Foot | Replacement Lamps (plug and play) (UL Type A) | Standard | FALSE | [9 empty] | 42200 |  |  | NotYetVerified |  | 3 | 2250 | 100 | 22 | 7.61 | 0.996 | 3500 | 82
PDUGFAQ1 | CH Lighting Co.Ltd. | CH | CH1128-48-18W 835-3 | Linear Replacement Lamp | Four-Foot | Replacement Lamps (plug and play) (UL Type A) | Standard | FALSE | [9 empty] | 42200 |  |  | NotYetVerified |  | 3 | 2250 | 100 | 22 | 7.38 | 0.9672 | 3500 | 82
P45WJ6M5 | Gielight Co. Ltd | Gielight | GL-UL-15P | Linear Replacement Lamp | Four-Foot | Internal Driver Lamp-Style Retrofit Kits (UL Type B) | Standard | FALSE | [9 empty] | 42200 |  |  | NotYetVerified | Internal Driver | 3 | 1797 | 117.37 | 15.31 | 19.29 | 0.9037 | 5000 | 82.7
PA563RZJ | Gielight Co. Ltd | Gielight | GL-UL-15N | Linear Replacement Lamp | Four-Foot | Internal Driver Lamp-Style Retrofit Kits (UL Type B) | Standard | FALSE | [9 empty] | 42200 |  |  | NotYetVerified | Internal Driver | 3 | 1745 | 114.35 | 15.26 | 19.27 | 0.9084 | 4000 | 81.5
P4TM9GW4 | Evolution Led Lighting Inc. | Evolution Led Lighting | T8J4FT-15W-5000K | Linear Replacement Lamp | Four-Foot | Internal Driver Lamp-Style Retrofit Kits (UL Type B) | Standard | FALSE | [9 empty] | 42200 |  |  | NotYetVerified |  | 3 | 1850 | 108 | 16.2 |  | 0.9 | 5000 | 70
PC4D94UC | Evolution Led Lighting Inc. | Evolution Led Lighting | T8J4FT-15W-4000K | Linear Replacement Lamp | Four-Foot | Internal Driver Lamp-Style Retrofit Kits (UL Type B) | Standard | FALSE | [9 empty] | 42200 |  |  | NotYetVerified |  | 3 | 1850 | 108 | 16.2 |  | 0.9 | 4000 | 70
PHT6KG3J | ANKOO LIGHTING TECHNOLOGY COMPANY LIMITED | ANKOO | AK-UL-18WBNH(5000K) | Linear Replacement Lamp | Four-Foot | Internal Driver Lamp-Style Retrofit Kits (UL Type B) | Standard | FALSE | [9 empty] | 42200 | Not Dimmable | Not Dimmable | NotYetVerified |  | 3 | 2600 | 144.44 | 18 | 20.3 | 0.982 | 5000 | 83
PY5KTVXR | ANKOO LIGHTING TECHNOLOGY COMPANY LIMITED | ANKOO | AK-UL-18WBNH(4500K) | Linear Replacement Lamp | Four-Foot | Internal Driver Lamp-Style Retrofit Kits (UL Type B) | Standard | FALSE | [9 empty] | 42200 | Not Dimmable | Not Dimmable | NotYetVerified |  | 3 | 2600 | 144.44 | 18 | 20.3 | 0.982 | 4500 | 83
PVFDF4Q4 | ANKOO LIGHTING TECHNOLOGY COMPANY LIMITED | ANKOO | AK-UL-18WBNH(4000K) | Linear Replacement Lamp | Four-Foot | Internal Driver Lamp-Style Retrofit Kits (UL Type B) | Standard | FALSE | [9 empty] | 42200 | Not Dimmable | Not Dimmable | NotYetVerified |  | 3 | 2600 | 144.44 | 18 | 20.3 | 0.982 | 4000 | 83
PSVW7TJV | ANKOO LIGHTING TECHNOLOGY COMPANY LIMITED | ANKOO | AK-UL-18WBNH(3500K) | Linear Replacement Lamp | Four-Foot | Internal Driver Lamp-Style Retrofit Kits (UL Type B) | Standard | FALSE | [9 empty] | 42200 | Not Dimmable | Not Dimmable | NotYetVerified |  | 3 | 2600 | 144.44 | 18 | 20.3 | 0.982 | 3500 | 83
P23ENDCU | Cree Inc. | Cree LED Tubular Lamp | LEDT8R-48-21L-30K | Linear Replacement Lamp | Four-Foot | Replacement Lamps (plug and play) (UL Type A) | Standard | TRUE | 2308 | 100.79 | 22.9 | 6.5 | 0.98 | 3053 | 92 | 5 | 50000 | 42199 |  |  | NotYetVerified |  | 3 | 2150 | 102.4 | 21 | 20 | 0.9 | 3000 | 90
PWUX39JJ | Cree Inc. | Cree LED Tubular Lamp | LEDT8R-48-21L-35K | Linear Replacement Lamp | Four-Foot | Replacement Lamps (plug and play) (UL Type A) | Standard | TRUE | 2529 | 108.77 | 23.25 | 6.55 | 0.978 | 3352 | 90 | 5 | 50000 | 42199 |  |  | NotYetVerified | Internal Driver; compatible with existing Ballast | 3 | 2150 | 102.4 | 21 | 20 | 0.9 | 3500 | 90
PAMT4FQG | SMART ENERGY SOLUTIONS | Smart Energy Solutions | SES-T8F1218R(3000K) | Linear Replacement Lamp | Four-Foot | Internal Driver Lamp-Style Retrofit Kits (UL Type B) | Standard | TRUE | 1831 | 105.96 | 17.28 | 18.68 | 0.9672 | 2997 | 82.4 | 5 | 50000 | 42199 |  |  | NotYetVerified |  | 3 | 1821 | 106.12 | 17.16 | 18.68 | 0.9704 | 3000 | 82.4
P53EK213 | SMART ENERGY SOLUTIONS | Smart Energy Solutions | SES-T8F1218R(5000K) | Linear Replacement Lamp | Four-Foot | Internal Driver Lamp-Style Retrofit Kits (UL Type B) | Standard | FALSE | [9 empty] | 42199 |  |  | NotYetVerified | Internal Driver | 3 | 1915 | 111.08 | 17.24 | 18.34 | 0.9152 | 5000 | 82.7
P31UCT5G | SMART ENERGY SOLUTIONS | Smart Energy Solutions | SES-T8F1218R(4500K) | Linear Replacement Lamp | Four-Foot | Internal Driver Lamp-Style Retrofit Kits (UL Type B) | Standard | FALSE | [9 empty] | 42199 |  |  | NotYetVerified |  | 3 | 1821 | 106.12 | 17.16 | 18.68 | 0.9704 | 4500 | 82.4
P1QRA992 | SMART ENERGY SOLUTIONS | Smart Energy Solutions | SES-T8F1218R(4000K) | Linear Replacement Lamp | Four-Foot | Internal Driver Lamp-Style Retrofit Kits (UL Type B) | Standard | FALSE | [9 empty] | 42199 |  |  | NotYetVerified |  | 3 | 1821 | 106.12 | 17.16 | 18.68 | 0.9704 | 4000 | 82.4
P2HDCA4U | SMART ENERGY SOLUTIONS | Smart Energy Solutions | SES-T8F1218R(3500K) | Linear Replacement Lamp | Four-Foot | Internal Driver Lamp-Style Retrofit Kits (UL Type B) | Standard | FALSE | [9 empty] | 42199 |  |  | NotYetVerified |  | 3 | 1821 | 106.12 | 17.16 | 18.68 | 0.9704 | 3500 | 82.4
PNSA6B2B | Cree Inc. | Cree LED Tubular Lamp | LEDT8R-48-21L-40K | Linear Replacement Lamp | Four-Foot | Replacement Lamps (plug and play) (UL Type A) | Standard | FALSE | [9 empty] | 42199 |  |  | NotYetVerified |  | 3 | 2150 | 102.4 | 21 | 20 | 0.9 | 4000 | 90
P4GSY9VE | Standard Products Inc. | STANDARD | LED/T8/17W/830/48/STD | Linear Replacement Lamp | Four-Foot | Replacement Lamps (plug and play) (UL Type A) | Standard | TRUE | 2327.8 | 111.75 | 20.83 | 4.41 | 0.986 | 3088 | 85 | 5 | 50000 | 42198 |  |  | NotYetVerified |  | 3 | 2300 | 109 | 21 | 20 | 0.9 | 3000 | 82
PW6ERJQY | Standard Products Inc. | STANDARD | LED/T8/14W/830/48/STD | Linear Replacement Lamp | Four-Foot | Replacement Lamps (plug and play) (UL Type A) | Standard | TRUE | 1928.7 | 114.94 | 16.78 | 5.54 | 0.98 | 3077 | 85.1 | 5 | 50000 | 42198 |  |  | NotYetVerified |  | 3 | 1900 | 108 | 17.5 | 20 | 0.9 | 3000 | 82
P9EHCCFQ | Standard Products Inc. | STANDARD | LED/T8/12W/830/48/STD | Linear Replacement Lamp | Four-Foot | Replacement Lamps (plug and play) (UL Type A) | Standard | TRUE | 1801.8 | 118.31 | 15.23 | 9.28 | 0.977 | 3096 | 84.8 | 5 | 50000 | 42198 |  |  | NotYetVerified |  | 3 | 1800 | 116 | 15 | 20 | 0.9 | 3000 | 82
P00001974 | Signcomplex Limited | Signcomplex Limited | CT8-018-AW-WW-01F | Linear Replacement Lamp | Four-Foot | Internal Driver Lamp-Style Retrofit Kits (UL Type B) | Standard | TRUE | 1712.31 | 97.01 | 17.65 | 10.3 | 0.961 | 2947 | 82.3 | 5 | 50000 | 42198 |  |  | NotYetVerified |  | 3 | 1712.31 | 97.02 | 17.65 | 10.3 | 0.961 | 2947 | 82
PQTVJBY6 | Metrosphere Light Corp. | METROSPHERE | MET-CR-4/12/150/3/FR (12W3000K)(Frosted Lens) | Linear Replacement Lamp | Four-Foot | Internal Driver Lamp-Style Retrofit Kits (UL Type B) | Standard | TRUE | 1464.45 | 115.77 | 12.65 | 20.12 | 0.94 | 3023 | 82.8 | 5 | 50000 | 42198 |  |  | NotYetVerified | Internal Driver | 3 | 1800 | 150 | 12 | 25 | 0.9 | 3000 | 80
P5WNJETH | Ampco Lighting Ltd | Ampco | T8DH-48-UV-15-3-FCS | Linear Replacement Lamp | Four-Foot | Internal Driver Lamp-Style Retrofit Kits (UL Type B) | Standard | TRUE | 1779 | 112.46 | 15.82 | 9.9 | 0.9201 | 2904 | 83.6 | 5 | 50000 | 42198 |  |  | NotYetVerified |  | 3 | 1779 | 112.46 | 15.82 | 9.9 | 0.9201 | 3000 | 83.6
PZ7QCE6A | Green Ray LED International LLC | Green Ray LED | GR-T8-418XI-41C-NWRV1 | Linear Replacement Lamp | Four-Foot | Internal Driver Lamp-Style Retrofit Kits (UL Type B) | Standard | TRUE | 2321.95 | 132.98 | 17.46 | 13.88 | 0.9139 | 4078 | 81.4 | 5 | 50000 | 42198 |  |  | NotYetVerified |  | 3 | 2321.946 | 132.987 | 17.46 | 20 | 0.9 | 4078 | 81.4
P7GWJ1B7 | GREATWALL LEDLIGHT CO. LTD | Sinde | CC-T8-120-18WIFC-30K | Linear Replacement Lamp | Four-Foot | Internal Driver Lamp-Style Retrofit Kits (UL Type B) | Standard | TRUE | 1973.338 | 113.28 | 17.42 | 21.3 | 0.913 | 3060 | 82.5 | 5 | 50000 | 42198 |  |  | NotYetVerified | Internal Driver | 3.1 | 1973.338 | 113.28 | 17.42 | 21.3 | 0.913 | 3060 | 82.5
PYNR495C | Ampco Lighting Ltd | Ampco | T8XD-48-UV-18-3-FCS | Linear Replacement Lamp | Four-Foot | 2-lamp External Driver Lamp-Style Retrofit Kits (UL Type C) | Standard | TRUE | 2201 | 109.23 | 20.15 | 18.62 | 0.9041 | 2880 | 81.9 | 5 | 50000 | 42198 |  |  | NotYetVerified |  | 3 | 2201 | 109.23 | 20.15 | 18.62 | 0.9041 | 3000 | 83.5
PQ29KP5Y | GREATWALL LEDLIGHT CO. LTD | Sinde | CC-T8-120-18WIFF-30K | Linear Replacement Lamp | Four-Foot | Internal Driver Lamp-Style Retrofit Kits (UL Type B) | Standard | TRUE | 1715.227 | 100.13 | 17.13 | 23.07 | 0.903 | 3061 | 83.1 | 5 | 50000 | 42198 |  |  | NotYetVerified |  | 3 | 1715.227 | 100.13 | 17.13 | 23.07 | 0.903 | 3061 | 83.1
PXA7X56X | Signcomplex Limited | Signcomplex | MT8-018-AW-WW-01C | Linear Replacement Lamp | Four-Foot | Internal Driver Lamp-Style Retrofit Kits (UL Type B) | Standard | TRUE | 2038.56 | 122.81 | 16.6 | 24.5 | 0.899 | 2956 | 82.9 | 5 |  | 42198 |  |  | NotYetVerified | Internal Driver | 3 | 2038.56 | 122.81 | 16.6 | 24.3 | 0.969 | 2956 | 83
P5X9KSDM | Standard Products Inc. | STANDARD | LED/T8/17W/850/48/STD | Linear Replacement Lamp | Four-Foot | Replacement Lamps (plug and play) (UL Type A) | Standard | FALSE | [9 empty] | 42198 |  |  | NotYetVerified |  | 3 | 2300 | 109 | 21 | 20 | 0.9 | 5000 | 82
PJB3FSEN | Standard Products Inc. | STANDARD | LED/T8/14W/850/48/STD | Linear Replacement Lamp | Four-Foot | Replacement Lamps (plug and play) (UL Type A) | Standard | FALSE | [9 empty] | 42198 |  |  | NotYetVerified |  | 3 | 1900 | 108 | 17.5 | 20 | 0.9 | 5000 | 82
PXKBVPG5 | Standard Products Inc. | STANDARD | LED/T8/12W/850/48/STD | Linear Replacement Lamp | Four-Foot | Replacement Lamps (plug and play) (UL Type A) | Standard | FALSE | [9 empty] | 42198 |  |  | NotYetVerified |  | 3 | 1800 | 116 | 15 | 20 | 0.9 | 5000 | 82
PW55JJW9 | Standard Products Inc. | STANDARD | LED/T8/17W/840/48/STD | Linear Replacement Lamp | Four-Foot | Replacement Lamps (plug and play) (UL Type A) | Standard | FALSE | [9 empty] | 42198 |  |  | NotYetVerified |  | 3 | 2300 | 109 | 21 | 20 | 0.9 | 4000 | 82
PXQQVDZ1 | Standard Products Inc. | STANDARD | LED/T8/14W/840/48/STD | Linear Replacement Lamp | Four-Foot | Replacement Lamps (plug and play) (UL Type A) | Standard | FALSE | [9 empty] | 42198 |  |  | NotYetVerified |  | 3 | 1900 | 108 | 17.5 | 20 | 0.9 | 4000 | 82
P11MAPK2 | Standard Products Inc. | STANDARD | LED/T8/12W/840/48/STD | Linear Replacement Lamp | Four-Foot | Replacement Lamps (plug and play) (UL Type A) | Standard | FALSE | [9 empty] | 42198 |  |  | NotYetVerified |  | 3 | 1800 | 116 | 15 | 20 | 0.9 | 4000 | 82
PP6K448R | Standard Products Inc. | STANDARD | LED/T8/17W/835/48/STD | Linear Replacement Lamp | Four-Foot | Replacement Lamps (plug and play) (UL Type A) | Standard | FALSE | [9 empty] | 42198 |  |  | NotYetVerified |  | 3 | 2300 | 109 | 21 | 20 | 0.9 | 3500 | 82
PJEREDBF | Standard Products Inc. | STANDARD | LED/T8/14W/835/48/STD | Linear Replacement Lamp | Four-Foot | Replacement Lamps (plug and play) (UL Type A) | Standard | FALSE | [9 empty] | 42198 |  |  | NotYetVerified |  | 3 | 1900 | 108 | 17.5 | 20 | 0.9 | 3500 | 82
P2JA2DJW | Standard Products Inc. | STANDARD | LED/T8/12W/835/48/STD | Linear Replacement Lamp | Four-Foot | Replacement Lamps (plug and play) (UL Type A) | Standard | FALSE | [9 empty] | 42198 |  |  | NotYetVerified |  | 3 | 1800 | 116 | 15 | 20 | 0.9 | 3500 | 82
P15CJXFW | Signcomplex Limited | Signcomplex | MT8-018-AW-W-01C | Linear Replacement Lamp | Four-Foot | Internal Driver Lamp-Style Retrofit Kits (UL Type B) | Standard | FALSE | [9 empty] | 42198 |  |  | NotYetVerified | Internal Driver | 3 | 2431 | 135.06 | 18 | 24.3 | 0.969 | 5000 | 83
P00001977 | Signcomplex Limited | Signcomplex Limited | CT8-018-AW-NW-01C | Linear Replacement Lamp | Four-Foot | Internal Driver Lamp-Style Retrofit Kits (UL Type B) | Standard | FALSE | [9 empty] | 42198 |  |  | NotYetVerified |  | 3 | 1712.31 | 97.02 | 17.65 | 10.3 | 0.961 | 4000 | 82
P00001975 | Signcomplex Limited | Signcomplex Limited | CT8-018-AW-NW-01F | Linear Replacement Lamp | Four-Foot | Internal Driver Lamp-Style Retrofit Kits (UL Type B) | Standard | FALSE | [9 empty] | 42198 |  |  | NotYetVerified |  | 3 | 1712.31 | 97.02 | 17.65 | 10.3 | 0.961 | 4000 | 82
P53JU1FM | Signcomplex Limited | Signcomplex | MT8-018-AW-NW-01C | Linear Replacement Lamp | Four-Foot | Internal Driver Lamp-Style Retrofit Kits (UL Type B) | Standard | FALSE | [9 empty] | 42198 |  |  | NotYetVerified | Internal Driver | 3 | 2355 | 130.83 | 18 | 24.3 | 0.969 | 4000 | 83
P00001976 | Signcomplex Limited | Signcomplex Limited | CT8-018-AW-WW-01C | Linear Replacement Lamp | Four-Foot | Internal Driver Lamp-Style Retrofit Kits (UL Type B) | Standard | FALSE | [9 empty] | 42198 |  |  | NotYetVerified |  | 3 | 1712.31 | 97.02 | 17.65 | 10.3 | 0.961 | 3000 | 82
PD1757QQ | Metrosphere Light Corp. | METROSPHERE | MET-CR-4/12/150/5/FR (12W5000K)(Frosted Lens) | Linear Replacement Lamp | Four-Foot | Internal Driver Lamp-Style Retrofit Kits (UL Type B) | Standard | FALSE | [9 empty] | 42198 |  |  | NotYetVerified | Internal Driver | 3 | 1800 | 150 | 12 | 25 | 0.9 | 5000 | 80
PJPS9C1B | Metrosphere Light Corp. | METROSPHERE | MET-CR-4/12/150/4/FR (12W4000K)(Frosted Lens) | Linear Replacement Lamp | Four-Foot | Internal Driver Lamp-Style Retrofit Kits (UL Type B) | Standard | FALSE | [9 empty] | 42198 |  |  | NotYetVerified | Internal Driver | 3 | 1800 | 150 | 12 | 25 | 0.9 | 4000 | 80
P5V794GD | Green Ray LED International LLC | Green Ray LED | GR-T8-418XI-50C-NWRV1 | Linear Replacement Lamp | Four-Foot | Internal Driver Lamp-Style Retrofit Kits (UL Type B) | Standard | FALSE | [9 empty] | 42198 |  |  | NotYetVerified |  | 3 | 2371.51 | 136.168 | 17.416 | 20 | 0.9 | 5126 | 83.7
PRCXAG19 | GREATWALL LEDLIGHT CO. LTD | Sinde | CC-T8-120-18WIFC-50K | Linear Replacement Lamp | Four-Foot | Internal Driver Lamp-Style Retrofit Kits (UL Type B) | Standard | FALSE | [9 empty] | 42198 |  |  | NotYetVerified | Internal Driver | 3.1 | 1969.52 | 115.65 | 17.03 | 20.09 | 0.905 | 5298 | 84.6
PT1P7ZXB | GREATWALL LEDLIGHT CO. LTD | Sinde | CC-T8-120-18WIFF-50K | Linear Replacement Lamp | Four-Foot | Internal Driver Lamp-Style Retrofit Kits (UL Type B) | Standard | FALSE | [9 empty] | 42198 |  |  | NotYetVerified |  | 3 | 1735.156 | 102.49 | 16.93 | 22.16 | 0.901 | 5288 | 84.9
PQPV27SP | GREATWALL LEDLIGHT CO. LTD | Sinde | CC-T8-120-18WIFC-40K | Linear Replacement Lamp | Four-Foot | Internal Driver Lamp-Style Retrofit Kits (UL Type B) | Standard | FALSE | [9 empty] | 42198 |  |  | NotYetVerified | Internal Driver | 3.1 | 1951.727 | 114.74 | 17.01 | 20.47 | 0.905 | 4017 | 83.4
PDZ1DJAM | GREATWALL LEDLIGHT CO. LTD | Sinde | CC-T8-120-18WIFF-40K | Linear Replacement Lamp | Four-Foot | Internal Driver Lamp-Style Retrofit Kits (UL Type B) | Standard | FALSE | [9 empty] | 42198 |  |  | NotYetVerified |  | 3 | 1725.152 | 102.08 | 16.9 | 22.55 | 0.9 | 3966 | 84.3
PD1XYXZQ | Ampco Lighting Ltd | Ampco | T8DH-48-UV-15-5-FCS | Linear Replacement Lamp | Four-Foot | Internal Driver Lamp-Style Retrofit Kits (UL Type B) | Standard | FALSE | [9 empty] | 42198 | Not Dimmable | Not Dimmable | NotYetVerified |  | 3 | 1820 | 117.34 | 15.51 | 9.2 | 0.9102 | 5000 | 82
PQVTXVSA | Ampco Lighting Ltd | Ampco | T8XD-48-UV-18-5-FCS | Linear Replacement Lamp | Four-Foot | 2-lamp External Driver Lamp-Style Retrofit Kits (UL Type C) | Standard | FALSE | [9 empty] | 42198 | Not Dimmable | Not Dimmable | NotYetVerified |  | 3 | 2355 | 112.57 | 20.92 | 18.05 | 0.9257 | 5000 | 81.9
PU6VNHYY | Ampco Lighting Ltd | Ampco | T8DH-48-UV-15-45-FCS | Linear Replacement Lamp | Four-Foot | Internal Driver Lamp-Style Retrofit Kits (UL Type B) | Standard | FALSE | [9 empty] | 42198 | Not Dimmable | Not Dimmable | NotYetVerified |  | 3 | 1800 | 113.78 | 15.82 | 9.9 | 0.9201 | 4500 | 83.6
PJ4VJWXQ | Ampco Lighting Ltd | Ampco | T8XD-48-UV-18-45-FCS | Linear Replacement Lamp | Four-Foot | 2-lamp External Driver Lamp-Style Retrofit Kits (UL Type C) | Standard | FALSE | [9 empty] | 42198 | Not Dimmable | Not Dimmable | NotYetVerified |  | 3 | 2201 | 109.23 | 20.15 | 18.62 | 0.9041 | 4500 | 83.5
P81HNEZP | Ampco Lighting Ltd | Ampco | T8DH-48-UV-15-4-FCS | Linear Replacement Lamp | Four-Foot | Internal Driver Lamp-Style Retrofit Kits (UL Type B) | Standard | FALSE | [9 empty] | 42198 | Not Dimmable | Not Dimmable | NotYetVerified |  | 3 | 1800 | 113.78 | 15.82 | 9.9 | 0.9201 | 4000 | 83.6
PKYKTC9Z | Ampco Lighting Ltd | Ampco | T8XD-48-UV-18-4-FCS | Linear Replacement Lamp | Four-Foot | 2-lamp External Driver Lamp-Style Retrofit Kits (UL Type C) | Standard | FALSE | [9 empty] | 42198 | Not Dimmable | Not Dimmable | NotYetVerified |  | 3 | 2201 | 109.23 | 20.15 | 18.62 | 0.9041 | 4000 | 83.5
PS4VBD6Z | Ampco Lighting Ltd | Ampco | T8DH-48-UV-15-35-FCS | Linear Replacement Lamp | Four-Foot | Internal Driver Lamp-Style Retrofit Kits (UL Type B) | Standard | FALSE | [9 empty] | 42198 | Not Dimmable | Not Dimmable | NotYetVerified |  | 3 | 1779 | 112.46 | 15.82 | 9.9 | 0.9201 | 3500 | 83.6
PCYJJHDZ | Ampco Lighting Ltd | Ampco | T8XD-48-UV-18-35-FCS | Linear Replacement Lamp | Four-Foot | 2-lamp External Driver Lamp-Style Retrofit Kits (UL Type C) | Standard | FALSE | [9 empty] | 42198 | Not Dimmable | Not Dimmable | NotYetVerified |  | 3 | 2201 | 109.23 | 20.15 | 18.62 | 0.9041 | 3500 | 83.5
PJP1BVX8 | James Trading Company Limited | JAMES | BT814W4FT(FROSTED LENS)(3000K) | Linear Replacement Lamp | Four-Foot | Replacement Lamps (plug and play) (UL Type A) | Standard | TRUE | 1920 | 133.33 | 14.4 | 9.66 | 0.9019 | 3025 | 81.9 | 5 | 50000 | 42195 |  |  | NotYetVerified | updated on 1/19/2017 | 3 | 1920 | 133.33 | 14.4 | 20 | 0.9 | 3000 | 81.8
P3654W1N | James Trading Company Limited | JAMES | BT816W4FT(FROSTED LENS)(3000K) | Linear Replacement Lamp | Four-Foot | Replacement Lamps (plug and play) (UL Type A) | Standard | TRUE | 2112 | 130.77 | 16.15 | 7.36 | 0.9551 | 2982 | 81.2 | 5 | 50000 | 42195 |  |  | NotYetVerified | updated on 1/19/2017 | 3 | 2112 | 130.77 | 16.15 | 20 | 0.9 | 3000 | 81.8
PJCQBUTF | James Trading Company Limited | JAMES | BT812W4FT(FROSTED LENS)(3000K) | Linear Replacement Lamp | Four-Foot | Replacement Lamps (plug and play) (UL Type A) | Standard | TRUE | 1769 | 132.51 | 13.35 | 10 | 0.9021 | 2953 | 80.4 | 5 | 50000 | 42195 |  |  | NotYetVerified | updated on 1/19/2017 | 3 | 1769 | 132.51 | 13.35 | 20 | 0.9 | 3000 | 81.8
P648WZX6 | James Trading Company Limited | JAMES | BT8P14W4FT(FROSTED LENS)(3000K) | Linear Replacement Lamp | Four-Foot | Replacement Lamps (plug and play) (UL Type A) | Standard | TRUE | 1855 | 116.23 | 15.96 | 8.71 | 0.9052 | 2919 | 82.1 | 5 | 50000 | 42195 |  |  | NotYetVerified | Nominal wattage 14W | 3 | 1855 | 116.23 | 15.96 | 20 | 0.9 | 3000 | 81.8
PE8KGA3K | James Trading Company Limited | JAMES | BT8P16W4FT(FROSTED LENS)(3000K) | Linear Replacement Lamp | Four-Foot | Replacement Lamps (plug and play) (UL Type A) | Standard | TRUE | 2132 | 130.4 | 16.35 | 9.14 | 0.902 | 3033 | 81.5 | 5 | 50000 | 42195 |  |  | NotYetVerified | updated on 1/19/2017 | 3 | 2132 | 130.4 | 16.35 | 20 | 0.9 | 3000 | 81.8
P5RU3F78 | James Trading Company Limited | JAMES | ZY-T8-13W1200 BIXX Ballast Compatible (4000K Frosted) | Linear Replacement Lamp | Four-Foot | Dual Mode Internal Driver (UL Type A and Type B) | Standard | TRUE | 1850 | 131.2 | 14.1 | 14.45 | 0.9042 | 3995 | 82.6 | 5 | 50000 | 42195 |  |  | NotYetVerified | Nominal wattage 13W | 3 | 1850 | 130 | 14.2 | 20 | 0.9 | 4000 | 81
P4HERCV2 | James Trading Company Limited | JAMES | BT816W4FT(FROSTED LENS)(5000K) | Linear Replacement Lamp | Four-Foot | Replacement Lamps (plug and play) (UL Type A) | Standard | FALSE | [9 empty] | 42195 |  |  | NotYetVerified | updated on 1/19/2017 | 3 | 2112 | 130.77 | 16.15 | 20 | 0.9 | 5000 | 80.7
PT983WAY | James Trading Company Limited | JAMES | BT814W4FT(FROSTED LENS)(5000K) | Linear Replacement Lamp | Four-Foot | Replacement Lamps (plug and play) (UL Type A) | Standard | FALSE | [9 empty] | 42195 |  |  | NotYetVerified | updated on 1/19/2017 | 3 | 1920 | 133.33 | 14.4 | 20 | 0.9 | 5000 | 80.7
P6TXTTV5 | James Trading Company Limited | JAMES | BT8P16W4FT(FROSTED LENS)(5000K) | Linear Replacement Lamp | Four-Foot | Replacement Lamps (plug and play) (UL Type A) | Standard | FALSE | [9 empty] | 42195 |  |  | NotYetVerified | updated on 1/19/2017 | 3 | 2132 | 130.4 | 16.35 | 20 | 0.9 | 5000 | 80.7
PUMA6CGB | James Trading Company Limited | JAMES | BT8P14W4FT(FROSTED LENS)(5000K) | Linear Replacement Lamp | Four-Foot | Replacement Lamps (plug and play) (UL Type A) | Standard | FALSE | [9 empty] | 42195 |  |  | NotYetVerified | Nominal wattage 14W | 3 | 1947 | 122.22 | 15.93 | 20 | 0.9 | 5000 | 80.7
PSZXZDNX | James Trading Company Limited | JAMES | BT812W4FT(FROSTED LENS)(5000K) | Linear Replacement Lamp | Four-Foot | Replacement Lamps (plug and play) (UL Type A) | Standard | FALSE | [9 empty] | 42195 |  |  | NotYetVerified | updated on 1/19/2017 | 3 | 1769 | 132.51 | 13.35 | 20 | 0.9 | 5000 | 80.7
P8BBCNKN | James Trading Company Limited | JAMES | BT816W4FT(FROSTED LENS)(4500K) | Linear Replacement Lamp | Four-Foot | Replacement Lamps (plug and play) (UL Type A) | Standard | FALSE | [9 empty] | 42195 |  |  | NotYetVerified | updated on 1/19/2017 | 3 | 2112 | 130.77 | 16.15 | 20 | 0.9 | 4500 | 81.8
PAHNKXBD | James Trading Company Limited | JAMES | BT8P16W4FT(FROSTED LENS)(4500K) | Linear Replacement Lamp | Four-Foot | Replacement Lamps (plug and play) (UL Type A) | Standard | FALSE | [9 empty] | 42195 |  |  | NotYetVerified | updated on 1/19/2017 | 3 | 2132 | 130.4 | 16.35 | 20 | 0.9 | 4500 | 81.8
PVQYASJX | James Trading Company Limited | JAMES | BT814W4FT(FROSTED LENS)(4500K) | Linear Replacement Lamp | Four-Foot | Replacement Lamps (plug and play) (UL Type A) | Standard | FALSE | [9 empty] | 42195 |  |  | NotYetVerified | updated on 1/19/2017 | 3 | 1920 | 133.33 | 14.4 | 20 | 0.9 | 4500 | 81.8
P431HQ95 | James Trading Company Limited | JAMES | BT8P14W4FT(FROSTED LENS)(4500K) | Linear Replacement Lamp | Four-Foot | Replacement Lamps (plug and play) (UL Type A) | Standard | FALSE | [9 empty] | 42195 |  |  | NotYetVerified | Nominal wattage 14W | 3 | 1855 | 116.23 | 15.96 | 20 | 0.9 | 4500 | 81.8
PJS9PUA7 | James Trading Company Limited | JAMES | BT812W4FT(FROSTED LENS)(4500K) | Linear Replacement Lamp | Four-Foot | Replacement Lamps (plug and play) (UL Type A) | Standard | FALSE | [9 empty] | 42195 |  |  | NotYetVerified | updated on 1/19/2017 | 3 | 1769 | 132.51 | 13.35 | 20 | 0.9 | 4500 | 81.8
P79767XZ | James Trading Company Limited | JAMES | BT816W4FT(FROSTED LENS)(4000K) | Linear Replacement Lamp | Four-Foot | Replacement Lamps (plug and play) (UL Type A) | Standard | FALSE | [9 empty] | 42195 |  |  | NotYetVerified | updated on 1/19/2017 | 3 | 2112 | 130.77 | 16.15 | 20 | 0.9 | 4000 | 81.8
PGH3ZW7B | James Trading Company Limited | JAMES | BT8P16W4FT(FROSTED LENS)(4000K) | Linear Replacement Lamp | Four-Foot | Replacement Lamps (plug and play) (UL Type A) | Standard | FALSE | [9 empty] | 42195 |  |  | NotYetVerified | updated on 1/19/2017 | 3 | 2132 | 130.4 | 16.35 | 20 | 0.9 | 4000 | 81.8
PU3Y3GQA | James Trading Company Limited | JAMES | BT814W4FT(FROSTED LENS)(4000K) | Linear Replacement Lamp | Four-Foot | Replacement Lamps (plug and play) (UL Type A) | Standard | FALSE | [9 empty] | 42195 |  |  | NotYetVerified | updated on 1/19/2017 | 3 | 1920 | 133.33 | 14.4 | 20 | 0.9 | 4000 | 81.8
P9B6YN94 | James Trading Company Limited | JAMES | BT8P14W4FT(FROSTED LENS)(4000K) | Linear Replacement Lamp | Four-Foot | Replacement Lamps (plug and play) (UL Type A) | Standard | FALSE | [9 empty] | 42195 |  |  | NotYetVerified | Nominal wattage 14W | 3 | 1855 | 116.23 | 15.96 | 20 | 0.9 | 4000 | 81.8
P8FW6PJY | James Trading Company Limited | JAMES | BT812W4FT(FROSTED LENS)(4000K) | Linear Replacement Lamp | Four-Foot | Replacement Lamps (plug and play) (UL Type A) | Standard | FALSE | [9 empty] | 42195 |  |  | NotYetVerified | updated on 1/19/2017 | 3 | 1769 | 132.51 | 13.35 | 20 | 0.9 | 4000 | 81.8
P8FR4CHT | James Trading Company Limited | JAMES | ZY-T8-13W1200 BIXX Ballast Compatible (5000K Frosted) | Linear Replacement Lamp | Four-Foot | Dual Mode Internal Driver (UL Type A and Type B) | Standard | FALSE | [9 empty] | 42195 |  |  | NotYetVerified | Nominal wattage 13W | 3 | 1850 | 130 | 14.2 | 20 | 0.9 | 4000 | 81
PZ2RS8Y8 | James Trading Company Limited | JAMES | BT816W4FT(FROSTED LENS)(3500K) | Linear Replacement Lamp | Four-Foot | Replacement Lamps (plug and play) (UL Type A) | Standard | FALSE | [9 empty] | 42195 |  |  | NotYetVerified | updated on 1/19/2017 | 3 | 2112 | 130.77 | 16.15 | 20 | 0.9 | 3500 | 81.8
P5TU2W24 | James Trading Company Limited | JAMES | BT8P16W4FT(FROSTED LENS)(3500K) | Linear Replacement Lamp | Four-Foot | Replacement Lamps (plug and play) (UL Type A) | Standard | FALSE | [9 empty] | 42195 |  |  | NotYetVerified | updated on 1/19/2017 | 3 | 2132 | 130.4 | 16.35 | 20 | 0.9 | 3500 | 81.8
P63G7CCH | James Trading Company Limited | JAMES | BT814W4FT(FROSTED LENS)(3500K) | Linear Replacement Lamp | Four-Foot | Replacement Lamps (plug and play) (UL Type A) | Standard | FALSE | [9 empty] | 42195 |  |  | NotYetVerified | updated on 1/19/2017 | 3 | 1920 | 133.33 | 14.4 | 20 | 0.9 | 3500 | 81.8
PXGTTWZW | James Trading Company Limited | JAMES | BT8P14W4FT(FROSTED LENS)(3500K) | Linear Replacement Lamp | Four-Foot | Replacement Lamps (plug and play) (UL Type A) | Standard | FALSE | [9 empty] | 42195 |  |  | NotYetVerified | Nominal wattage 14W | 3 | 1855 | 116.23 | 15.96 | 20 | 0.9 | 3500 | 81.8
PEHWX79Y | James Trading Company Limited | JAMES | BT812W4FT(FROSTED LENS)(3500K) | Linear Replacement Lamp | Four-Foot | Replacement Lamps (plug and play) (UL Type A) | Standard | FALSE | [9 empty] | 42195 |  |  | NotYetVerified | updated on 1/19/2017 | 3 | 1769 | 132.51 | 13.35 | 20 | 0.9 | 3500 | 81.8
P51BR649 | Reno LED Lighting Inc. | RENO | LEDT8BP18/830 | Linear Replacement Lamp | Four-Foot | Internal Driver Lamp-Style Retrofit Kits (UL Type B) | Standard | TRUE | 1857.3 | 104.62 | 17.75 | 17.84 | 0.913 | 3012 | 86.4 | 5 | 50000 | 42194 |  |  | NotYetVerified |  | 3 | 1857 | 104 | 18 | 14 | 0.97 | 3000 | 86
PW3F2Q7D | LEDone Distribution Inc. | LEDone | LOD-T84FT18W30K-FEHL 1T2 | Linear Replacement Lamp | Four-Foot | 2-lamp External Driver Lamp-Style Retrofit Kits (UL Type C) | Standard | TRUE | 2025.8 | 109.92 | 18.43 | 14.61 | 0.8857 | 3149 | 87.2 | 5 | 50000 | 42194 |  |  | No |  | 3 | 2000 | 105 | 19 | 20 | 0.9 | 3000 | 80
PQRXXPN8 | LEDone Distribution Inc. | LEDone | LOD-T84FT18W30K-FEHL 1T1 | Linear Replacement Lamp | Four-Foot | 2-lamp External Driver Lamp-Style Retrofit Kits (UL Type C) | Standard | TRUE | 2006.3 | 109.57 | 18.31 | 15.35 | 0.8801 | 3148 | 87.2 | 5 | 50000 | 42194 |  |  | No |  | 3 | 2000 | 105 | 19 | 20 | 0.9 | 3000 | 80
PY6HQ8EH | Reno LED Lighting Inc. | RENO | LEDT8BC18/850 | Linear Replacement Lamp | Four-Foot | Internal Driver Lamp-Style Retrofit Kits (UL Type B) | Standard | FALSE | [9 empty] | 42194 |  |  | NotYetVerified | Internal Driver | 3 | 2000 | 110 | 18 | 14 | 0.97 | 5000 | 84
P3XP87PU | Reno LED Lighting Inc. | RENO | LEDT8BP18/840 | Linear Replacement Lamp | Four-Foot | Internal Driver Lamp-Style Retrofit Kits (UL Type B) | Standard | FALSE | [9 empty] | 42194 |  |  | NotYetVerified |  | 3 | 1940 | 106 | 18 | 14 | 0.97 | 4000 | 85
P8YC8QRT | Reno LED Lighting Inc. | RENO | LEDT8BP18/835 | Linear Replacement Lamp | Four-Foot | Internal Driver Lamp-Style Retrofit Kits (UL Type B) | Standard | FALSE | [9 empty] | 42194 |  |  | NotYetVerified |  | 3 | 1900 | 105 | 18 | 14 | 0.97 | 3500 | 86
PBFWK72K | LEDone Distribution Inc. | LEDone | LOD-T84FT18W50K-FEHL 1T2 | Linear Replacement Lamp | Four-Foot | 2-lamp External Driver Lamp-Style Retrofit Kits (UL Type C) | Standard | FALSE | [9 empty] | 42194 |  |  | No |  | 3 | 2100 | 110 | 19 | 20 | 0.9 | 5000 | 80
P789MBHP | LEDone Distribution Inc. | LEDone | LOD-T84FT18W50K-FEHL 1T1 | Linear Replacement Lamp | Four-Foot | 2-lamp External Driver Lamp-Style Retrofit Kits (UL Type C) | Standard | FALSE | [9 empty] | 42194 |  |  | No |  | 3 | 2100 | 110 | 19 | 20 | 0.9 | 5000 | 80
PVH1YJZ1 | LEDone Distribution Inc. | LEDone | LOD-T84FT18W40K-FEHL 1T2 | Linear Replacement Lamp | Four-Foot | 2-lamp External Driver Lamp-Style Retrofit Kits (UL Type C) | Standard | FALSE | [9 empty] | 42194 |  |  | No |  | 3 | 2100 | 110 | 19 | 20 | 0.9 | 4000 | 80
P4NUVPH2 | LEDone Distribution Inc. | LEDone | LOD-T84FT18W40K-FEHL 1T1 | Linear Replacement Lamp | Four-Foot | 2-lamp External Driver Lamp-Style Retrofit Kits (UL Type C) | Standard | FALSE | [9 empty] | 42194 |  |  | No |  | 3 | 2100 | 110 | 19 | 20 | 0.9 | 4000 | 80
PZ2763E9 | Shenzhen Topband Co. Ltd. | TOPBAND | TPT8X4W3A-23WSB(40C) | Linear Replacement Lamp | Four-Foot | 2-lamp External Driver Lamp-Style Retrofit Kits (UL Type C) | Standard | TRUE | 2938 | 103.98 | 22.46 | 7.4 | 0.9211 | 4031 | 82.4 | 5 | 50000 | 42193 |  |  | NotYetVerified |  | 3 | 2938 | 130.83 | 22.46 | 7.4 | 0.9211 | 4000 | 82.4
PJ64C7MV | Shenzhen Topband Co. Ltd. | TOPBAND | TPT8X4W3A-23WSB(50C) | Linear Replacement Lamp | Four-Foot | 2-lamp External Driver Lamp-Style Retrofit Kits (UL Type C) | Standard | FALSE | [9 empty] | 42193 |  |  | NotYetVerified |  | 3 | 2977 | 130.91 | 22.74 | 8.9 | 0.9212 | 5000 | 82.9
P14WQKA1 | Shenzhen Topband Co. Ltd. | TOPBAND | TPT8X4W3A-23WSB(45C) | Linear Replacement Lamp | Four-Foot | 2-lamp External Driver Lamp-Style Retrofit Kits (UL Type C) | Standard | FALSE | [9 empty] | 42193 |  |  | NotYetVerified |  | 3 | 2938 | 130.83 | 22.46 | 7.4 | 0.9211 | 4500 | 82.4
P61AMC9N | O'Ryan Industries Inc. | IlumeStar | IL21WBC4FT30 | Linear Replacement Lamp | Four-Foot | Replacement Lamps (plug and play) (UL Type A) | Standard | TRUE | 2327.8 | 111.75 | 20.83 | 4.41 | 0.986 | 3088 | 85 | 5 | 50000 | 42192 |  |  | NotYetVerified | Internal Driver; operates off fluorescent ballast | 3 | 2300 | 109 | 21 | 20 | 0.9 | 3000 | 82
PF77M9RZ | O'Ryan Industries Inc. | IlumeStar | IL17WBC4FT30 | Linear Replacement Lamp | Four-Foot | Replacement Lamps (plug and play) (UL Type A) | Standard | TRUE | 1928.7 | 114.94 | 16.78 | 5.54 | 0.98 | 3077 | 85.1 | 5 | 50000 | 42192 |  |  | NotYetVerified | Internal Driver; operates off fluorescent ballast | 3 | 1900 | 108 | 17.5 | 20 | 0.9 | 3000 | 82
P9RFVSRK | O'Ryan Industries Inc. | IlumeStar | IL14WBC4FT30 | Linear Replacement Lamp | Four-Foot | Replacement Lamps (plug and play) (UL Type A) | Standard | TRUE | 1801.8 | 118.31 | 15.23 | 9.28 | 0.977 | 3096 | 84.8 | 5 | 50000 | 42192 |  |  | NotYetVerified | Internal driver; operates off of fluorescent ballast | 3 | 1800 | 116 | 15 | 20 | 0.9 | 3000 | 82
PV9TYBWZ | O'Ryan Industries Inc. | IlumeStar | IL21WDV4FT30 | Linear Replacement Lamp | Four-Foot | Internal Driver Lamp-Style Retrofit Kits (UL Type B) | Standard | TRUE | 2498.4 | 122.11 | 20.46 | 7.28 | 0.94 | 3104 | 85 | 5 | 50000 | 42192 |  |  | NotYetVerified | Internal driver | 3 | 2200 | 105 | 21 | 20 | 0.9 | 3000 | 82
PY6FGRVQ | O'Ryan Industries Inc. | IlumeStar | IL20WDV4FT30 | Linear Replacement Lamp | Four-Foot | Internal Driver Lamp-Style Retrofit Kits (UL Type B) | Standard | TRUE | 2215.8 | 116.01 | 19.1 | 6.42 | 0.9356 | 2988 | 82.6 | 5 | 50000 | 42192 |  |  | NotYetVerified | Internal Driver | 3 | 2200 | 110 | 20 | 20 | 0.9 | 3000 | 82
P8U12UV9 | O'Ryan Industries Inc. | IlumeStar | IL15WDV4FT30 | Linear Replacement Lamp | Four-Foot | Internal Driver Lamp-Style Retrofit Kits (UL Type B) | Standard | TRUE | 1865.8 | 130.75 | 14.27 | 6.13 | 0.9156 | 3027 | 84 | 5 | 50000 | 42192 |  |  | NotYetVerified |  | 3 | 1750 | 120 | 14.3 | 20 | 0.9 | 3000 | 82
PDRFW6TB | O'Ryan Industries Inc. | IlumeStar | IL17WDV4FT30 | Linear Replacement Lamp | Four-Foot | Internal Driver Lamp-Style Retrofit Kits (UL Type B) | Standard | TRUE | 2034.2 | 123.21 | 16.51 | 7.67 | 0.9112 | 3097 | 85 | 5 | 50000 | 42192 |  |  | NotYetVerified | Internal driver | 3 | 1800 | 105 | 17 | 20 | 0.9 | 3000 | 82
P11Y59SQ | O'Ryan Industries Inc. | IlumeStar | IL21WBC4FT50 | Linear Replacement Lamp | Four-Foot | Replacement Lamps (plug and play) (UL Type A) | Standard | FALSE | [9 empty] | 42192 |  |  | NotYetVerified | Internal Driver; operates off fluorescent ballast | 3 | 2300 | 109 | 21 | 20 | 0.9 | 5000 | 82
PD3DZEXV | O'Ryan Industries Inc. | IlumeStar | IL21WDV4FT50 | Linear Replacement Lamp | Four-Foot | Internal Driver Lamp-Style Retrofit Kits (UL Type B) | Standard | FALSE | [9 empty] | 42192 |  |  | NotYetVerified |  | 3 | 2200 | 105 | 21 | 20 | 0.9 | 5000 | 82
P5XUKW9Z | O'Ryan Industries Inc. | IlumeStar | IL20WDV4FT50 | Linear Replacement Lamp | Four-Foot | Internal Driver Lamp-Style Retrofit Kits (UL Type B) | Standard | FALSE | [9 empty] | 42192 |  |  | NotYetVerified | Internal Driver | 3 | 2200 | 110 | 20 | 20 | 0.9 | 5000 | 82
PWHD2EB9 | O'Ryan Industries Inc. | IlumeStar | IL17WBC4FT50 | Linear Replacement Lamp | Four-Foot | Replacement Lamps (plug and play) (UL Type A) | Standard | FALSE | [9 empty] | 42192 |  |  | NotYetVerified | Internal Driver; operates off fluorescent ballast | 3 | 1900 | 108 | 17.5 | 20 | 0.9 | 5000 | 82
PNQ1VNRJ | O'Ryan Industries Inc. | IlumeStar | IL17WDV4FT50 | Linear Replacement Lamp | Four-Foot | Internal Driver Lamp-Style Retrofit Kits (UL Type B) | Standard | FALSE | [9 empty] | 42192 |  |  | NotYetVerified |  | 3 | 1800 | 105 | 17 | 20 | 0.9 | 5000 | 82
PED84XSH | O'Ryan Industries Inc. | IlumeStar | IL14WBC4FT50 | Linear Replacement Lamp | Four-Foot | Replacement Lamps (plug and play) (UL Type A) | Standard | FALSE | [9 empty] | 42192 |  |  | NotYetVerified | Internal driver; operates off of fluorescent ballast | 3 | 1800 | 116 | 15 | 20 | 0.9 | 5000 | 82
PKGA8XCQ | O'Ryan Industries Inc. | IlumeStar | IL15WDV4FT50 | Linear Replacement Lamp | Four-Foot | Internal Driver Lamp-Style Retrofit Kits (UL Type B) | Standard | FALSE | [9 empty] | 42192 |  |  | NotYetVerified |  | 3 | 1750 | 120 | 14.3 | 20 | 0.9 | 5000 | 82
PFSPB7GX | O'Ryan Industries Inc. | IlumeStar | IL21WBC4FT45 | Linear Replacement Lamp | Four-Foot | Replacement Lamps (plug and play) (UL Type A) | Standard | FALSE | [9 empty] | 42192 |  |  | NotYetVerified | Internal Driver; operates off fluorescent ballast | 3 | 2300 | 109 | 21 | 20 | 0.9 | 4500 | 82
PVWGFQUZ | O'Ryan Industries Inc. | IlumeStar | IL20WDV4FT45 | Linear Replacement Lamp | Four-Foot | Internal Driver Lamp-Style Retrofit Kits (UL Type B) | Standard | FALSE | [9 empty] | 42192 |  |  | NotYetVerified | Internal Driver | 3 | 2200 | 110 | 20 | 20 | 0.9 | 4500 | 82
PM3PJ3ZF | O'Ryan Industries Inc. | IlumeStar | IL21WDV4FT45 | Linear Replacement Lamp | Four-Foot | Internal Driver Lamp-Style Retrofit Kits (UL Type B) | Standard | FALSE | [9 empty] | 42192 |  |  | NotYetVerified |  | 3 | 2200 | 105 | 21 | 20 | 0.9 | 4500 | 82
PZ1Q87TS | O'Ryan Industries Inc. | IlumeStar | IL17WBC4FT45 | Linear Replacement Lamp | Four-Foot | Replacement Lamps (plug and play) (UL Type A) | Standard | FALSE | [9 empty] | 42192 |  |  | NotYetVerified | Internal Driver; operates off fluorescent ballast | 3 | 1900 | 108 | 17.5 | 20 | 0.9 | 4500 | 82
PK9BBA1K | O'Ryan Industries Inc. | IlumeStar | IL14WBC4FT45 | Linear Replacement Lamp | Four-Foot | Replacement Lamps (plug and play) (UL Type A) | Standard | FALSE | [9 empty] | 42192 |  |  | NotYetVerified | Internal driver; operates off of fluorescent ballast | 3 | 1800 | 116 | 15 | 20 | 0.9 | 4500 | 82
PGDPH6TN | O'Ryan Industries Inc. | IlumeStar | IL17WDV4FT45 | Linear Replacement Lamp | Four-Foot | Internal Driver Lamp-Style Retrofit Kits (UL Type B) | Standard | FALSE | [9 empty] | 42192 |  |  | NotYetVerified |  | 3 | 1800 | 105 | 17 | 20 | 0.9 | 4500 | 82
PS8EVNFR | O'Ryan Industries Inc. | IlumeStar | IL15WDV4FT45 | Linear Replacement Lamp | Four-Foot | Internal Driver Lamp-Style Retrofit Kits (UL Type B) | Standard | FALSE | [9 empty] | 42192 |  |  | NotYetVerified |  | 3 | 1750 | 120 | 14.3 | 20 | 0.9 | 4500 | 82
PBBNPC4S | O'Ryan Industries Inc. | IlumeStar | IL21WBC4FT40 | Linear Replacement Lamp | Four-Foot | Replacement Lamps (plug and play) (UL Type A) | Standard | FALSE | [9 empty] | 42192 |  |  | NotYetVerified | Internal Driver; operates off fluorescent ballast | 3 | 2300 | 109 | 21 | 20 | 0.9 | 4000 | 82
PPND526Y | O'Ryan Industries Inc. | IlumeStar | IL21WDV4FT40 | Linear Replacement Lamp | Four-Foot | Internal Driver Lamp-Style Retrofit Kits (UL Type B) | Standard | FALSE | [9 empty] | 42192 |  |  | NotYetVerified |  | 3 | 2200 | 105 | 21 | 20 | 0.9 | 4000 | 82
PG98P5ES | O'Ryan Industries Inc. | IlumeStar | IL20WDV4FT40 | Linear Replacement Lamp | Four-Foot | Internal Driver Lamp-Style Retrofit Kits (UL Type B) | Standard | FALSE | [9 empty] | 42192 |  |  | NotYetVerified | Internal Driver | 3 | 2200 | 110 | 20 | 20 | 0.9 | 4000 | 82
PKTCM2JZ | O'Ryan Industries Inc. | IlumeStar | IL17WBC4FT40 | Linear Replacement Lamp | Four-Foot | Replacement Lamps (plug and play) (UL Type A) | Standard | FALSE | [9 empty] | 42192 |  |  | NotYetVerified | Internal Driver; operates off fluorescent ballast | 3 | 1900 | 108 | 17.5 | 20 | 0.9 | 4000 | 82
PSEBUZ9J | O'Ryan Industries Inc. | IlumeStar | IL17WDV4FT40 | Linear Replacement Lamp | Four-Foot | Internal Driver Lamp-Style Retrofit Kits (UL Type B) | Standard | FALSE | [9 empty] | 42192 |  |  | NotYetVerified |  | 3 | 1800 | 105 | 17 | 20 | 0.9 | 4000 | 82
PGCV288D | O'Ryan Industries Inc. | IlumeStar | IL14WBC4FT40 | Linear Replacement Lamp | Four-Foot | Replacement Lamps (plug and play) (UL Type A) | Standard | FALSE | [9 empty] | 42192 |  |  | NotYetVerified | Internal driver; operates off of fluorescent ballast | 3 | 1800 | 116 | 15 | 20 | 0.9 | 4000 | 82
PP5XPBB6 | O'Ryan Industries Inc. | IlumeStar | IL15WDV4FT40 | Linear Replacement Lamp | Four-Foot | Internal Driver Lamp-Style Retrofit Kits (UL Type B) | Standard | FALSE | [9 empty] | 42192 |  |  | NotYetVerified |  | 3 | 1750 | 120 | 14.3 | 20 | 0.9 | 4000 | 82
PD2DCZHC | O'Ryan Industries Inc. | IlumeStar | IL21WBC4FT35 | Linear Replacement Lamp | Four-Foot | Replacement Lamps (plug and play) (UL Type A) | Standard | FALSE | [9 empty] | 42192 |  |  | NotYetVerified | Internal Driver; operates off fluorescent ballast | 3 | 2300 | 109 | 21 | 20 | 0.9 | 3500 | 82
PSEUR1AB | O'Ryan Industries Inc. | IlumeStar | IL21WDV4FT35 | Linear Replacement Lamp | Four-Foot | Internal Driver Lamp-Style Retrofit Kits (UL Type B) | Standard | FALSE | [9 empty] | 42192 |  |  | NotYetVerified |  | 3 | 2200 | 105 | 21 | 20 | 0.9 | 3500 | 82
PF3YJQXG | O'Ryan Industries Inc. | IlumeStar | IL20WDV4FT35 | Linear Replacement Lamp | Four-Foot | Internal Driver Lamp-Style Retrofit Kits (UL Type B) | Standard | FALSE | [9 empty] | 42192 |  |  | NotYetVerified | Internal Driver | 3 | 2200 | 110 | 20 | 20 | 0.9 | 3500 | 82
PJ84R9BS | O'Ryan Industries Inc. | IlumeStar | IL17WBC4FT35 | Linear Replacement Lamp | Four-Foot | Replacement Lamps (plug and play) (UL Type A) | Standard | FALSE | [9 empty] | 42192 |  |  | NotYetVerified | Internal Driver; operates off fluorescent ballast | 3 | 1900 | 108 | 17.5 | 20 | 0.9 | 3500 | 82
PWJ78FN1 | O'Ryan Industries Inc. | IlumeStar | IL17WDV4FT35 | Linear Replacement Lamp | Four-Foot | Internal Driver Lamp-Style Retrofit Kits (UL Type B) | Standard | FALSE | [9 empty] | 42192 |  |  | NotYetVerified | Internal driver | 3 | 1800 | 105 | 17 | 20 | 0.9 | 3500 | 82
PFSM7THD | O'Ryan Industries Inc. | IlumeStar | IL14WBC4FT35 | Linear Replacement Lamp | Four-Foot | Replacement Lamps (plug and play) (UL Type A) | Standard | FALSE | [9 empty] | 42192 |  |  | NotYetVerified | Internal driver; operates off of fluorescent ballast | 3 | 1800 | 116 | 15 | 20 | 0.9 | 3500 | 82
P9CYT7ZQ | O'Ryan Industries Inc. | IlumeStar | IL15WDV4FT35 | Linear Replacement Lamp | Four-Foot | Internal Driver Lamp-Style Retrofit Kits (UL Type B) | Standard | FALSE | [9 empty] | 42192 |  |  | NotYetVerified |  | 3 | 1750 | 120 | 14.3 | 20 | 0.9 | 3500 | 82
PE9AV3RR | Energy Planning Associates | Envirobrite | RLTEB1830F | Linear Replacement Lamp | Four-Foot | Replacement Lamps (plug and play) (UL Type A) | Standard | TRUE | 1976 | 107.6 | 18.35 | 8.91 | 0.92 | 2891 | 83.3 | 5 | 50000 | 42184 |  |  | NotYetVerified | Internal Driver; Operates off existing ballast | 3 | 2008 | 106.3 | 18.89 | 8.91 | 0.92 | 3000 | 83.1
PM64BKM7 | Energy Planning Associates | Envirobrite | RLTEB1850F | Linear Replacement Lamp | Four-Foot | Replacement Lamps (plug and play) (UL Type A) | Standard | FALSE | [9 empty] | 42184 |  |  | NotYetVerified | Internal Driver; Operates off existing ballast | 3 | 2068 | 109.36 | 18.91 |  |  | 5000 | 81.7
PSNK8AQJ | Energy Planning Associates | Envirobrite | RLTEB1840F | Linear Replacement Lamp | Four-Foot | Replacement Lamps (plug and play) (UL Type A) | Standard | FALSE | [9 empty] | 42184 |  |  | NotYetVerified |  | 3 | 2008 | 106.3 | 18.89 |  |  | 4000 | 83.1
P7Q1EWXE | Suzhou Mont Lighting CO.LTD | Suzhou Mont Lighting CO.LTD | MTGKS12-1 5000K | Linear Replacement Lamp | Four-Foot | Internal Driver Lamp-Style Retrofit Kits (UL Type B) | Standard | TRUE | 2614.3 | 120.25 | 21.08 | 11.95 | 0.94 | 5216 | 84 | 5 | 50000 | 42180 |  |  | NotYetVerified |  | 3 | 2200 | 100 | 22 | 10 | 0.9 | 5000 | 80
PUQGY8RP | LEDVANCE LLC (formerly OSRAM SYLVANIA INC) | Osram Sylvania | LED15T8/L48/F/830/SUB/G5 | Linear Replacement Lamp | Four-Foot | Replacement Lamps (plug and play) (UL Type A) | Standard | TRUE | 2313.4 | 125.74 | 18.4 | 10.3 | 0.935 | 3106 | 82.9 | 5 | 50000 | 42180 |  |  | NotYetVerified | Internal driver operates off fluorescent ballasts | 3 | 2200 | 122.2 | 18 | 10.3 | 0.995 | 3000 | 82.9
P474262V | SNC OPTO ELECTRONIC CO LTD. | SNC LED | SNC-T812-18WA2(3000K) | Linear Replacement Lamp | Four-Foot | Internal Driver Lamp-Style Retrofit Kits (UL Type B) | Standard | TRUE | 2295 | 128.57 | 17.85 | 12.69 | 0.925 | 5182 | 82 | 5 | 50000 | 42180 |  |  | NotYetVerified | Internal Driver | 3 | 2102 | 123.43 | 17.03 | 20 | 0.9 | 3000 | 81.5
PFHR8AQ3 | Suzhou Mont Lighting CO.LTD | Suzhou Mont Lighting CO.LTD | MTGKS12 5000K | Linear Replacement Lamp | Four-Foot | Internal Driver Lamp-Style Retrofit Kits (UL Type B) | Standard | TRUE | 2029.4 | 113.47 | 17.16 | 13.56 | 0.923 | 5026 | 85.4 | 5 | 50000 | 42180 |  |  | NotYetVerified |  | 3 | 1800 | 100 | 18 | 10 | 0.9 | 5000 | 80
P4GPB8S7 | LEDVANCE LLC (formerly OSRAM SYLVANIA INC) | Osram Sylvania | LED12T8/L48/F/830/SUB/G5 | Linear Replacement Lamp | Four-Foot | Replacement Lamps (plug and play) (UL Type A) | Standard | TRUE | 1566.5 | 109.23 | 14.34 | 12.21 | 0.903 | 2958 | 81 | 5 | 50000 | 42180 |  |  | NotYetVerified | Internal driver operates off fluorescent ballasts | 3 | 1600 | 110.3 | 14.5 | 12.21 | 0.993 | 3000 | 81
PVDX9GUJ | Suzhou Mont Lighting CO.LTD | Suzhou Mont Lighting CO.LTD | MTGKS12-1 4000K | Linear Replacement Lamp | Four-Foot | Internal Driver Lamp-Style Retrofit Kits (UL Type B) | Standard | FALSE | [9 empty] | 42180 |  |  | NotYetVerified |  | 3 | 2200 | 100 | 22 | 10 | 0.9 | 4000 | 80
P2292SS5 | Suzhou Mont Lighting CO.LTD | Suzhou Mont Lighting CO.LTD | MTGKS12 4000K | Linear Replacement Lamp | Four-Foot | Internal Driver Lamp-Style Retrofit Kits (UL Type B) | Standard | FALSE | [9 empty] | 42180 |  |  | NotYetVerified |  | 3 | 1800 | 100 | 18 | 10 | 0.9 | 4000 | 80
PRPNWK56 | SNC OPTO ELECTRONIC CO LTD. | SNC LED | SNC-T812-18WA2(5000K) | Linear Replacement Lamp | Four-Foot | Internal Driver Lamp-Style Retrofit Kits (UL Type B) | Standard | FALSE | [9 empty] | 42180 |  |  | NotYetVerified | Internal Driver | 3 | 2295 | 128.57 | 17.85 | 20 | 0.9 | 5000 | 82
PWFBCEQ1 | SNC OPTO ELECTRONIC CO LTD. | SNC LED | SNC-T812-18WA2(4500K) | Linear Replacement Lamp | Four-Foot | Internal Driver Lamp-Style Retrofit Kits (UL Type B) | Standard | FALSE | [9 empty] | 42180 |  |  | NotYetVerified | Internal Driver | 3 | 2102 | 123.43 | 17.03 | 20 | 0.9 | 4500 | 81.5
PD4VCCAZ | SNC OPTO ELECTRONIC CO LTD. | SNC LED | SNC-T812-18WA2(4000K) | Linear Replacement Lamp | Four-Foot | Internal Driver Lamp-Style Retrofit Kits (UL Type B) | Standard | FALSE | [9 empty] | 42180 |  |  | NotYetVerified | Internal Driver | 3 | 2102 | 123.43 | 17.03 | 20 | 0.9 | 4000 | 81.5
PTTC56TG | SNC OPTO ELECTRONIC CO LTD. | SNC LED | SNC-T812-18WA2(3500K) | Linear Replacement Lamp | Four-Foot | Internal Driver Lamp-Style Retrofit Kits (UL Type B) | Standard | FALSE | [9 empty] | 42180 |  |  | NotYetVerified | Internal Driver | 3 | 2102 | 123.43 | 17.03 | 20 | 0.9 | 3500 | 81.5
PD1HD65H | LEDVANCE LLC (formerly OSRAM SYLVANIA INC) | Osram Sylvania | LED15T8/L48/F/850/SUB/G5 | Linear Replacement Lamp | Four-Foot | Replacement Lamps (plug and play) (UL Type A) | Standard | FALSE | [9 empty] | 42180 |  |  | NotYetVerified | Internal driver operates off fluorescent ballasts | 3 | 2200 | 122.2 | 18 | 10.3 | 0.995 | 5000 | 82.9
PYDJK8GN | LEDVANCE LLC (formerly OSRAM SYLVANIA INC) | Osram Sylvania | LED12T8/L48/F/850/SUB/G5 | Linear Replacement Lamp | Four-Foot | Replacement Lamps (plug and play) (UL Type A) | Standard | FALSE | [9 empty] | 42180 |  |  | NotYetVerified | Internal driver operates off fluorescent ballasts | 3 | 1600 | 110.3 | 14.5 | 12.21 | 0.993 | 5000 | 81
P7ABVH6N | LEDVANCE LLC (formerly OSRAM SYLVANIA INC) | Osram Sylvania | LED15T8/L48/F/841/SUB/G5 | Linear Replacement Lamp | Four-Foot | Replacement Lamps (plug and play) (UL Type A) | Standard | FALSE | [9 empty] | 42180 |  |  | NotYetVerified | Internal driver operates off fluorescent ballasts | 3 | 2200 | 122.2 | 18 | 10.3 | 0.995 | 4100 | 82.9
P2F7RQ3U | LEDVANCE LLC (formerly OSRAM SYLVANIA INC) | Osram Sylvania | LED12T8/L48/F/841/SUB/G5 | Linear Replacement Lamp | Four-Foot | Replacement Lamps (plug and play) (UL Type A) | Standard | FALSE | [9 empty] | 42180 |  |  | NotYetVerified | Internal driver operates off fluorescent ballasts | 3 | 1600 | 110.3 | 14.5 | 12.21 | 0.993 | 4100 | 81
PGYXXJUK | LEDVANCE LLC (formerly OSRAM SYLVANIA INC) | Osram Sylvania | LED15T8/L48/F/835/SUB/G5 | Linear Replacement Lamp | Four-Foot | Replacement Lamps (plug and play) (UL Type A) | Standard | FALSE | [9 empty] | 42180 |  |  | NotYetVerified | Internal driver operates off fluorescent ballasts | 3 | 2200 | 122.2 | 18 | 10.3 | 0.995 | 3500 | 82.9
P12FMBDZ | LEDVANCE LLC (formerly OSRAM SYLVANIA INC) | Osram Sylvania | LED12T8/L48/F/835/SUB/G5 | Linear Replacement Lamp | Four-Foot | Replacement Lamps (plug and play) (UL Type A) | Standard | FALSE | [9 empty] | 42180 |  |  | NotYetVerified | Internal driver operates off fluorescent ballasts | 3 | 1600 | 110.3 | 14.5 | 12.21 | 0.993 | 3500 | 81
PND2PHYM | Alite Co. LTD. | ALITE | AL-T16W40K4FT1 | Linear Replacement Lamp | Four-Foot | Internal Driver Lamp-Style Retrofit Kits (UL Type B) | Standard | TRUE | 1806.9 | 116.57 | 15.5 | 22.83 | 0.954 | 4119 | 83.1 | 5 | 50000 | 42178 |  |  | NotYetVerified | Internal Driver | 3 | 1806.9 | 116.57 | 15.5 | 16.5 | 0.976 | 4119 | 83
PD7MRR6T | Alite Co. LTD. | ALITE | AL-T16W50K4FT1 | Linear Replacement Lamp | Four-Foot | Internal Driver Lamp-Style Retrofit Kits (UL Type B) | Standard | FALSE | [9 empty] | 42178 | Not Dimmable | Not Dimmable | NotYetVerified | Internal Driver | 3 | 1800 | 112.5 | 16 | 16.5 | 0.976 | 5000 | 83
PW5QSYP5 | Universal Lighting Technologies | Everline | T8LDR4F17/830 | Linear Replacement Lamp | Four-Foot | Replacement Lamps (plug and play) (UL Type A) | Standard | TRUE | 2327.8 | 111.75 | 20.83 | 4.41 | 0.986 | 3088 | 85 | 5 | 50000 | 42177 |  |  | NotYetVerified | Internal Driver; operates off fluorescent ballast | 3 | 2300 | 109 | 21 | 20 | 0.9 | 3000 | 82
PB4FRNBY | Universal Lighting Technologies | Everline | T8LDR4F14/830 | Linear Replacement Lamp | Four-Foot | Replacement Lamps (plug and play) (UL Type A) | Standard | TRUE | 1928.7 | 114.94 | 16.78 | 5.54 | 0.98 | 3077 | 85.1 | 5 | 50000 | 42177 |  |  | NotYetVerified | Internal Driver; operates off fluorescent ballast | 3 | 1900 | 108 | 17.5 | 20 | 0.9 | 3000 | 82
P5QJBZAS | SHENZHEN YOUXINGUANG TECHNOLOGY CO.LTD. | YXG | YXG-T84F16CW 3000K | Linear Replacement Lamp | Four-Foot | Internal Driver Lamp-Style Retrofit Kits (UL Type B) | Standard | TRUE | 1641.6 | 100.71 | 16.3 | 15.5 | 0.874 | 2992 | 82.3 | 5 | 50000 | 42177 |  |  | NotYetVerified |  | 3 | 1641.6 | 100.71 | 16.3 | 12.11 | 0.986 | 2992 | 82
PH3U7K5F | SHENZHEN YOUXINGUANG TECHNOLOGY CO.LTD. | YXG | YXG-T84F16CW 5000K | Linear Replacement Lamp | Four-Foot | Internal Driver Lamp-Style Retrofit Kits (UL Type B) | Standard | FALSE | [9 empty] | 42177 |  |  | NotYetVerified |  | 3 | 1600 | 100 | 16 | 12.11 | 0.986 | 5000 | 82
PMQH61B5 | SHENZHEN YOUXINGUANG TECHNOLOGY CO.LTD. | YXG | YXG-T84F16CW 4500K | Linear Replacement Lamp | Four-Foot | Internal Driver Lamp-Style Retrofit Kits (UL Type B) | Standard | FALSE | [9 empty] | 42177 |  |  | NotYetVerified |  | 3 | 1600 | 100 | 16 | 12.11 | 0.986 | 4500 | 82
PWBGJGE3 | SHENZHEN YOUXINGUANG TECHNOLOGY CO.LTD. | YXG | YXG-T84F16CW 4000K | Linear Replacement Lamp | Four-Foot | Internal Driver Lamp-Style Retrofit Kits (UL Type B) | Standard | FALSE | [9 empty] | 42177 |  |  | NotYetVerified | Internal Driver | 3 | 1600 | 100 | 16 | 12.11 | 0.986 | 4000 | 82
P9Q9EB9F | SHENZHEN YOUXINGUANG TECHNOLOGY CO.LTD. | YXG | YXG-T84F16CW 3500K | Linear Replacement Lamp | Four-Foot | Internal Driver Lamp-Style Retrofit Kits (UL Type B) | Standard | FALSE | [9 empty] | 42177 |  |  | NotYetVerified |  | 3 | 1600 | 100 | 16 | 12.11 | 0.986 | 3500 | 82
PYPARQ2W | Universal Lighting Technologies | Everline | T8LDR4F17/850 | Linear Replacement Lamp | Four-Foot | Replacement Lamps (plug and play) (UL Type A) | Standard | FALSE | [9 empty] | 42177 | Not Dimmable | Not Dimmable | NotYetVerified | Internal Driver; operates off fluorescent ballast | 3 | 2300 | 109 | 21 | 20 | 0.9 | 5000 | 82
PDJHQN19 | Universal Lighting Technologies | Everline | T8LDR4F14/850 | Linear Replacement Lamp | Four-Foot | Replacement Lamps (plug and play) (UL Type A) | Standard | FALSE | [9 empty] | 42177 | Not Dimmable | Not Dimmable | NotYetVerified | Internal Driver; operates off fluorescent ballast | 3 | 1900 | 108 | 17.5 | 20 | 0.9 | 5000 | 82
PYAT4BE7 | Universal Lighting Technologies | Everline | T8LDR4F17/840 | Linear Replacement Lamp | Four-Foot | Replacement Lamps (plug and play) (UL Type A) | Standard | FALSE | [9 empty] | 42177 | Not Dimmable | Not Dimmable | NotYetVerified | Internal Driver; operates off fluorescent ballast | 3 | 2300 | 109 | 21 | 20 | 0.9 | 4000 | 82
PZCUM1CD | Universal Lighting Technologies | Everline | T8LDR4F14/840 | Linear Replacement Lamp | Four-Foot | Replacement Lamps (plug and play) (UL Type A) | Standard | FALSE | [9 empty] | 42177 | Not Dimmable | Not Dimmable | NotYetVerified | Internal Driver; operates off fluorescent ballast | 3 | 1900 | 108 | 17.5 | 20 | 0.9 | 4000 | 82
PEUWCHBQ | Universal Lighting Technologies | Everline | T8LDR4F17/835 | Linear Replacement Lamp | Four-Foot | Replacement Lamps (plug and play) (UL Type A) | Standard | FALSE | [9 empty] | 42177 | Not Dimmable | Not Dimmable | NotYetVerified | Internal Driver; operates off fluorescent ballast | 3 | 2300 | 109 | 21 | 20 | 0.9 | 3500 | 82
PRA6QVDZ | Universal Lighting Technologies | Everline | T8LDR4F14/835 | Linear Replacement Lamp | Four-Foot | Replacement Lamps (plug and play) (UL Type A) | Standard | FALSE | [9 empty] | 42177 | Not Dimmable | Not Dimmable | NotYetVerified | Internal Driver; operates off fluorescent ballast | 3 | 1900 | 108 | 17.5 | 20 | 0.9 | 3500 | 82
P43FBY29 | Shenzhen Topband Co. Ltd. | TOPBAND | TPT8X4W3A-23WSB(40F) | Linear Replacement Lamp | Four-Foot | 2-lamp External Driver Lamp-Style Retrofit Kits (UL Type C) | Standard | TRUE | 2616 | 116.12 | 22.53 | 7.6 | 0.9283 | 4033 | 82.8 | 5 | 50000 | 42174 |  |  | NotYetVerified |  | 3 | 2616 | 116.12 | 22.53 | 7.6 | 0.9283 | 4000 | 82.8
PPC22W9P | Shenzhen Topband Co. Ltd. | TOPBAND | TPT8X4W3A-23WSB(50F) | Linear Replacement Lamp | Four-Foot | 2-lamp External Driver Lamp-Style Retrofit Kits (UL Type C) | Standard | FALSE | [9 empty] | 42174 |  |  | NotYetVerified |  | 3 | 2642 | 116.39 | 22.7 | 8.5 | 0.9204 | 5000 | 83.4
PX6PN3PS | Shenzhen Topband Co. Ltd. | TOPBAND | TPT8X4W3A-23WSB(45F) | Linear Replacement Lamp | Four-Foot | 2-lamp External Driver Lamp-Style Retrofit Kits (UL Type C) | Standard | FALSE | [9 empty] | 42174 |  |  | NotYetVerified |  | 3 | 2616 | 116.12 | 22.53 | 7.6 | 0.9283 | 4500 | 82.8
PHF9Z94G | WAYTOGO LED LIGHTING COMPANY LTD | WTGLED | WTG-4F15WT8WINZ 30F | Linear Replacement Lamp | Four-Foot | Internal Driver Lamp-Style Retrofit Kits (UL Type B) | Standard | TRUE | 1673.698 | 113.548 | 14.74 | 17.62 | 0.917 | 3075 | 84.2 | 5 | 55000 | 42173 |  |  | NotYetVerified | Internal Driver | 3.1 | [5 empty] | 3000
PR447TNA | Pinnacle Solutions LLC | Pinnacle LED Solutions | PL-T8-4FT50K16WANI (50F) | Linear Replacement Lamp | Four-Foot | Internal Driver Lamp-Style Retrofit Kits (UL Type B) | Standard | TRUE | 1839 | 125 | 14.75 | 14.3 | 0.897 | 5062 | 82.7 | 5 | 60000 | 42173 |  |  | NotYetVerified | Internal Driver | 3 | 1839 | 124.42 | 14.78 | 14.3 | 0.897 | 5062 | 82.7
P9DV9KUB | Pinnacle Solutions LLC | Pinnacle LED Solutions | PL-T8-4FT40K16WANI (40F) | Linear Replacement Lamp | Four-Foot | Internal Driver Lamp-Style Retrofit Kits (UL Type B) | Standard | TRUE | 1778 | 121 | 14.71 | 14.3 | 0.897 | 4059 | 82 | 5 | 60000 | 42173 |  |  | NotYetVerified | Internal Driver | 3 | 1778 | 120.29 | 14.78 | 14.3 | 0.897 | 4059 | 82
PYP9EJFN | Pinnacle Solutions LLC | Pinnacle LED Solutions | PL-T8-4FT50K16WANI (50C) | Linear Replacement Lamp | Four-Foot | Internal Driver Lamp-Style Retrofit Kits (UL Type B) | Standard | FALSE | [9 empty] | 42173 |  |  | NotYetVerified | Internal Driver | 3 | 1989 | 134.57 | 14.78 | 14.3 | 0.897 | 5082 | 82.6
PM2Z4J6H | Pinnacle Solutions LLC | Pinnacle LED Solutions | PL-T8-4FT40K16WANI (40C) | Linear Replacement Lamp | Four-Foot | Internal Driver Lamp-Style Retrofit Kits (UL Type B) | Standard | FALSE | [9 empty] | 42173 |  |  | NotYetVerified | Internal Driver | 3 | 1954 | 132.2 | 14.78 | 14.3 | 0.897 | 4092 | 82
PXQX5PBR | James Trading Company Limited | JAMES | ZY-T8-13W1200 BIXX(FROSTED LENS)(4000K) | Linear Replacement Lamp | Four-Foot | Internal Driver Lamp-Style Retrofit Kits (UL Type B) | Standard | TRUE | 1776 | 135.78 | 13.08 | 13.52 | 0.922 | 3984 | 82.5 | 5 | 50000 | 42172 |  |  | NotYetVerified | Lastx represents either s for single-end power input or T for double-end inputs | 3 | 1776 | 135.78 | 13.08 | 20 | 0.9 | 4000 | 83
PKAQ7ZA9 | James Trading Company Limited | JAMES | ZY-T8-13W1200 BIXX(FROSTED LENS)(5000K) | Linear Replacement Lamp | Four-Foot | Internal Driver Lamp-Style Retrofit Kits (UL Type B) | Standard | FALSE | [9 empty] | 42172 |  |  | NotYetVerified | Lastx represents either s for single-end power input or T for double-end inputs | 3 | 1832 | 138.89 | 13.19 | 20 | 0.9 | 5000 | 83
PDDYEVW4 | James Trading Company Limited | JAMES | ZY-T8-13W1200 BIXX(FROSTED LENS)(4500K) | Linear Replacement Lamp | Four-Foot | Internal Driver Lamp-Style Retrofit Kits (UL Type B) | Standard | FALSE | [9 empty] | 42172 |  |  | NotYetVerified | Lastx represents either s for single-end power input or T for double-end inputs | 3 | 1776 | 135.78 | 13.08 | 20 | 0.9 | 4500 | 83
PCDPKDNV | CH Lighting Co.Ltd. | CH | CH1152-48-18W 830-3 | Linear Replacement Lamp | Four-Foot | Internal Driver Lamp-Style Retrofit Kits (UL Type B) | Standard | TRUE | 2128.922 | 110.714 | 19.229 | 16.39 | 0.9107 | 2973 | 81.6 | 5 | 50000 | 42171 |  |  | NotYetVerified | Internal Driver | 3 | 1915 | 100 | 18 | 16.39 | 0.969 | 3000 | 82
P47PJGB1 | Ampco Lighting Ltd | Ampco | T8D-48-UV-15-3-FCS | Linear Replacement Lamp | Four-Foot | Internal Driver Lamp-Style Retrofit Kits (UL Type B) | Standard | TRUE | 1677 | 109.37 | 15.33 | 14.8 | 0.9037 | 2878 | 83.3 | 5 | 50000 | 42171 |  |  | NotYetVerified |  | 3 | 1677 | 109.37 | 15.33 | 13.9 | 0.9353 | 3000 | 83.3
PD52FPHB | CH Lighting Co.Ltd. | CH | CH1152-48-18W 850-3 | Linear Replacement Lamp | Four-Foot | Internal Driver Lamp-Style Retrofit Kits (UL Type B) | Standard | FALSE | [9 empty] | 42171 |  |  | NotYetVerified |  | 3 | 2000 | 100 | 18 | 16.39 | 0.968 | 5000 | 82
PK5FE3P6 | CH Lighting Co.Ltd. | CH | CH1152-48-18W 845-3 | Linear Replacement Lamp | Four-Foot | Internal Driver Lamp-Style Retrofit Kits (UL Type B) | Standard | FALSE | [9 empty] | 42171 |  |  | NotYetVerified |  | 3 | 1915 | 100 | 18 | 16.39 | 0.969 | 4500 | 82
PGSQS6AN | CH Lighting Co.Ltd. | CH | CH1152-48-18W 840-3 | Linear Replacement Lamp | Four-Foot | Internal Driver Lamp-Style Retrofit Kits (UL Type B) | Standard | FALSE | [9 empty] | 42171 |  |  | NotYetVerified |  | 3 | 1915 | 100 | 18 | 16.39 | 0.969 | 4000 | 82
PFKR8TFE | CH Lighting Co.Ltd. | CH | CH1152-48-18W 835-3 | Linear Replacement Lamp | Four-Foot | Internal Driver Lamp-Style Retrofit Kits (UL Type B) | Standard | FALSE | [9 empty] | 42171 |  |  | NotYetVerified |  | 3 | 1915 | 100 | 18 | 16.39 | 0.969 | 3500 | 82
PA4SJ1AS | Ampco Lighting Ltd | Ampco | T8D-48-UV-15-5-FCS | Linear Replacement Lamp | Four-Foot | Internal Driver Lamp-Style Retrofit Kits (UL Type B) | Standard | FALSE | [9 empty] | 42171 | Not Dimmable | Not Dimmable | NotYetVerified |  | 3 | 1759 | 115.27 | 15.26 | 13.1 | 0.9024 | 5000 | 84.3
PGJAC48Q | Ampco Lighting Ltd | Ampco | T8D-48-UV-15-45-FCS | Linear Replacement Lamp | Four-Foot | Internal Driver Lamp-Style Retrofit Kits (UL Type B) | Standard | FALSE | [9 empty] | 42171 | Not Dimmable | Not Dimmable | NotYetVerified |  | 3 | 1677 | 109.37 | 15.33 | 13.9 | 0.9353 | 4500 | 83.3
P1YA5N59 | Ampco Lighting Ltd | Ampco | T8D-48-UV-15-4-FCS | Linear Replacement Lamp | Four-Foot | Internal Driver Lamp-Style Retrofit Kits (UL Type B) | Standard | FALSE | [9 empty] | 42171 | Not Dimmable | Not Dimmable | NotYetVerified |  | 3 | 1677 | 109.37 | 15.33 | 13.9 | 0.9353 | 4000 | 83.3
PFC3TECV | Ampco Lighting Ltd | Ampco | T8D-48-UV-15-35-FCS | Linear Replacement Lamp | Four-Foot | Internal Driver Lamp-Style Retrofit Kits (UL Type B) | Standard | FALSE | [9 empty] | 42171 | Not Dimmable | Not Dimmable | NotYetVerified |  | 3 | 1677 | 109.37 | 15.33 | 13.9 | 0.9353 | 3500 | 83.3
PKVBV6ZN | Keystone Technologies | Keystone | KT-LED18T8-48P-827-D/G2 | Linear Replacement Lamp | Four-Foot | Internal Driver Lamp-Style Retrofit Kits (UL Type B) | Standard | TRUE | 1810 | 103.35 | 17.51 | 17.35 | 0.9213 | 2858 | 81.1 | 5 |  | 42170 |  |  | NotYetVerified |  | 3 | 1800 | 103 | 18 |  | 0.9 | 2700 | 80
PTP79A99 | SHENZHEN ZENITH TECHNOLOGY CO.LTD | Zenith | ZS-T8F1218R(3000K) | Linear Replacement Lamp | Four-Foot | Internal Driver Lamp-Style Retrofit Kits (UL Type B) | Standard | TRUE | 2341 | 127.92 | 18.3 | 23.06 | 0.8835 | 3040 | 83.2 | 5 | 50000 | 42170 |  |  | No |  | 3 | 2341 | 127.92 | 18.3 | 23.06 | 0.8835 | 3000 | 83.2
PGCT7J5X | Keystone Technologies | Keystone | KT-LED18T8-48P-850-D/G2 | Linear Replacement Lamp | Four-Foot | Internal Driver Lamp-Style Retrofit Kits (UL Type B) | Standard | FALSE | [9 empty] | 42170 |  |  | NotYetVerified | Internal Driver | 3 | 2000 | 112 | 18 |  | 0.9 | 5000 | 80
PP2JUGEV | Keystone Technologies | Keystone | KT-LED18T8-48P-840-D/G2 | Linear Replacement Lamp | Four-Foot | Internal Driver Lamp-Style Retrofit Kits (UL Type B) | Standard | FALSE | [9 empty] | 42170 |  |  | NotYetVerified |  | 3 | 1800 | 103 | 18 |  | 0.9 | 4000 | 80
P955M7GB | Keystone Technologies | Keystone | KT-LED18T8-48P-830-D/G2 | Linear Replacement Lamp | Four-Foot | Internal Driver Lamp-Style Retrofit Kits (UL Type B) | Standard | FALSE | [9 empty] | 42170 |  |  | NotYetVerified |  | 3 | 1800 | 103 | 18 |  | 0.9 | 3000 | 80
PDQGQWW3 | SHENZHEN ZENITH TECHNOLOGY CO.LTD | Zenith | ZS-T8F1218R(5000K) | Linear Replacement Lamp | Four-Foot | Internal Driver Lamp-Style Retrofit Kits (UL Type B) | Standard | FALSE | [9 empty] | 42170 |  |  | No | Updated 11/21/2016 | 3 | 2443 | 132.63 | 18.42 | 23.84 | 0.8828 | 5000 | 84.9
PKWZQPHC | SHENZHEN ZENITH TECHNOLOGY CO.LTD | Zenith | ZS-T8F1218R(4500K) | Linear Replacement Lamp | Four-Foot | Internal Driver Lamp-Style Retrofit Kits (UL Type B) | Standard | FALSE | [9 empty] | 42170 |  |  | No |  | 3 | 2341 | 127.92 | 18.3 | 23.06 | 0.8835 | 4500 | 83.2
PGCGGWNH | SHENZHEN ZENITH TECHNOLOGY CO.LTD | Zenith | ZS-T8F1218R(4000K) | Linear Replacement Lamp | Four-Foot | Internal Driver Lamp-Style Retrofit Kits (UL Type B) | Standard | FALSE | [9 empty] | 42170 |  |  | No |  | 3 | 2341 | 127.92 | 18.3 | 23.06 | 0.8835 | 4000 | 83.2
PNK7WKQ5 | SHENZHEN ZENITH TECHNOLOGY CO.LTD | Zenith | ZS-T8F1218R(3500K) | Linear Replacement Lamp | Four-Foot | Internal Driver Lamp-Style Retrofit Kits (UL Type B) | Standard | FALSE | [9 empty] | 42170 |  |  | No |  | 3 | 2341 | 127.92 | 18.3 | 23.06 | 0.8835 | 3500 | 83.2
PM4JJ4CW | Abaco Lighting | ABACO | L54T5HO-28-8-30 | Linear Replacement Lamp | Four-Foot | Replacement Lamps (plug and play) (UL Type A) | Standard | TRUE | 2872.9 | 101.28 | 28.37 | 10.56 | 0.931 | 3001 | 82.7 | 5 | 50000 | 42167 |  |  | NotYetVerified |  | 3 | 3100 | 102 | 30 | 10 | 0.997 | 3000 | 85
P6GUE9ZP | Abaco Lighting | ABACO | L54T5HO-28-8-50 | Linear Replacement Lamp | Four-Foot | Replacement Lamps (plug and play) (UL Type A) | Standard | FALSE | [9 empty] | 42167 | Not Dimmable | Not Dimmable | NotYetVerified | T5 Ballast Compatible | 3 | 3200 | 108 | 30 | 10 | 0.997 | 5000 | 85
P1CTA65N | Abaco Lighting | ABACO | L54T5HO-28-8-40 | Linear Replacement Lamp | Four-Foot | Replacement Lamps (plug and play) (UL Type A) | Standard | FALSE | [9 empty] | 42167 | Not Dimmable | Not Dimmable | NotYetVerified | T5 Ballast Compatible | 3 | 3200 | 108 | 30 | 10 | 0.997 | 4000 | 85
PNSWVVNS | Abaco Lighting | ABACO | L54T5HO-28-8-35 | Linear Replacement Lamp | Four-Foot | Replacement Lamps (plug and play) (UL Type A) | Standard | FALSE | [9 empty] | 42167 | Not Dimmable | Not Dimmable | NotYetVerified |  | 3 | 3100 | 102 | 30 | 10 | 0.997 | 3500 | 85
PTHV1DK2 | J&I Energy Solutions Inc. | SAVEEARTH | W-TUBE-4ft-T8-30 | Linear Replacement Lamp | Four-Foot | Replacement Lamps (plug and play) (UL Type A) | Standard | TRUE | 2021.63 | 102.52 | 19.72 | 9.1 | 0.972 | 3040.6 | 82.3 | 5 | 50000 | 42166 |  |  | NotYetVerified |  | 3 | 2020 | 102 | 20 | 5.3 | 0.9986 | 3000 | 82
PZK41X6X | FY Lighting Co. Ltd | Fen Yong | FY-T8-1200ECS(L30K120CGX2XX42VT2) | Linear Replacement Lamp | Four-Foot | 2-lamp External Driver Lamp-Style Retrofit Kits (UL Type C) | Standard | TRUE | 2335 | 143.52 | 16.27 | 13.2 | 0.9483 | 2963 | 82 | 5 | 50000 | 42166 |  |  | NotYetVerified | External Driver | 3 | 2335 | 143.52 | 16.27 | 13.2 | 0.9483 | 3000 | 82
PJBXDR1Q | FY Lighting Co. Ltd | Fen Yong | FY-T8-1200EFS(L30K120CGX2XX42VT2) | Linear Replacement Lamp | Four-Foot | 2-lamp External Driver Lamp-Style Retrofit Kits (UL Type C) | Standard | TRUE | 2099 | 130.13 | 16.13 | 13.24 | 0.9399 | 2970 | 82.4 | 5 | 50000 | 42166 |  |  | NotYetVerified | External Driver | 3 | 2099 | 130.13 | 16.13 | 13.24 | 0.9399 | 3000 | 82.4
P4PRPC3P | Energetic Lighting Inc. | Energetic | ELYT8G2-18FSD | Linear Replacement Lamp | Four-Foot | Internal Driver Lamp-Style Retrofit Kits (UL Type B) | Standard | TRUE | 1931 | 111 | 17.4 | 18.25 | 0.9171 | 3080 | 82.4 | 5 | 50000 | 42166 |  |  | NotYetVerified | Internal Driver | 3 | 1900 | 105.56 | 18 | 20 | 0.9 | 3000 | 80
PY6CAGKA | Energetic Lighting Inc. | Energetic | ELYT8-18FSD | Linear Replacement Lamp | Four-Foot | Internal Driver Lamp-Style Retrofit Kits (UL Type B) | Standard | TRUE | 2002 | 113.6 | 17.63 | 19.42 | 0.9155 | 3057 | 82.8 | 5 | 50000 | 42166 |  |  | NotYetVerified | Internal Driver | 3 | 1900 | 105.56 | 18 | 20 | 0.9 | 3000 | 80
PM8ZAJHD | Energetic Lighting Inc. | Energetic | ELYT8G2-15FSD | Linear Replacement Lamp | Four-Foot | Internal Driver Lamp-Style Retrofit Kits (UL Type B) | Standard | TRUE | 1666 | 115.1 | 14.47 | 18.28 | 0.9133 | 3072 | 82.6 | 5 | 50000 | 42166 |  |  | NotYetVerified | Internal Driver | 3 | 1550 | 103.33 | 15 | 20 | 0.9 | 3000 | 80
PHWQB4NS | Energetic Lighting Inc. | Energetic | ELYT8-15FSD | Linear Replacement Lamp | Four-Foot | Internal Driver Lamp-Style Retrofit Kits (UL Type B) | Standard | TRUE | 1710 | 117.8 | 14.67 | 20.03 | 0.909 | 3052 | 82.9 | 5 | 50000 | 42166 |  |  | NotYetVerified | Internal Driver | 3 | 1550 | 103.33 | 15 | 20 | 0.9 | 3000 | 80
PG8XU491 | J&I Energy Solutions Inc. | SAVEEARTH | W-TUBE-4ft-T8-50 | Linear Replacement Lamp | Four-Foot | Replacement Lamps (plug and play) (UL Type A) | Standard | FALSE | [9 empty] | 42166 |  |  | NotYetVerified |  | 3 | 2120 | 106 | 20 | 5.3 | 0.9986 | 5000 | 82.3
PD3Z99T4 | J&I Energy Solutions Inc. | SAVEEARTH | W-TUBE-4ft-T8-40 | Linear Replacement Lamp | Four-Foot | Replacement Lamps (plug and play) (UL Type A) | Standard | FALSE | [9 empty] | 42166 |  |  | NotYetVerified |  | 3 | 2100 | 105 | 20 | 5.3 | 0.9986 | 4000 | 82.3
PSGFQNQP | J&I Energy Solutions Inc. | SAVEEARTH | W-TUBE-4ft-T8-35 | Linear Replacement Lamp | Four-Foot | Replacement Lamps (plug and play) (UL Type A) | Standard | FALSE | [9 empty] | 42166 |  |  | NotYetVerified |  | 3 | 2060 | 103 | 20 | 5.3 | 0.9986 | 3500 | 82.3
P1ZCTX6Z | FY Lighting Co. Ltd | Fen Yong | FY-T8-1200EFS(L50K120CGX2XX42VT2) | Linear Replacement Lamp | Four-Foot | 2-lamp External Driver Lamp-Style Retrofit Kits (UL Type C) | Standard | FALSE | [9 empty] | 42166 |  |  | NotYetVerified | External Driver | 3 | 2287 | 140.48 | 16.28 | 13.62 | 0.9397 | 5000 | 82.1
PVUCCK4K | FY Lighting Co. Ltd | Fen Yong | FY-T8-1200ECS(L50K120CGX2XX42VT2) | Linear Replacement Lamp | Four-Foot | 2-lamp External Driver Lamp-Style Retrofit Kits (UL Type C) | Standard | FALSE | [9 empty] | 42166 |  |  | NotYetVerified | External Driver | 3 | 2539 | 150.33 | 16.89 | 13.08 | 0.9432 | 5000 | 81.9
PRZ1MZWK | FY Lighting Co. Ltd | Fen Yong | FY-T8-1200EFS(L45K120CGX2XX42VT2) | Linear Replacement Lamp | Four-Foot | 2-lamp External Driver Lamp-Style Retrofit Kits (UL Type C) | Standard | FALSE | [9 empty] | 42166 |  |  | NotYetVerified | External Driver | 3 | 2099 | 130.13 | 16.13 | 13.24 | 0.9399 | 4500 | 82.4
PM622EDT | FY Lighting Co. Ltd | Fen Yong | FY-T8-1200ECS(L45K120CGX2XX42VT2) | Linear Replacement Lamp | Four-Foot | 2-lamp External Driver Lamp-Style Retrofit Kits (UL Type C) | Standard | FALSE | [9 empty] | 42166 |  |  | NotYetVerified | External Driver | 3 | 2335 | 143.52 | 16.27 | 13.2 | 0.9483 | 4500 | 82
PAA62NBE | FY Lighting Co. Ltd | Fen Yong | FY-T8-1200EFS(L40K120CGX2XX42VT2) | Linear Replacement Lamp | Four-Foot | 2-lamp External Driver Lamp-Style Retrofit Kits (UL Type C) | Standard | FALSE | [9 empty] | 42166 |  |  | NotYetVerified | External Driver | 3 | 2099 | 130.13 | 16.13 | 13.24 | 0.9399 | 4000 | 82.4
PA3K7JM3 | FY Lighting Co. Ltd | Fen Yong | FY-T8-1200ECS(L40K120CGX2XX42VT2) | Linear Replacement Lamp | Four-Foot | 2-lamp External Driver Lamp-Style Retrofit Kits (UL Type C) | Standard | FALSE | [9 empty] | 42166 |  |  | NotYetVerified | External Driver | 3 | 2335 | 143.52 | 16.27 | 13.2 | 0.9483 | 4000 | 82
PJKXWZFU | FY Lighting Co. Ltd | Fen Yong | FY-T8-1200EFS(L35K120CGX2XX42VT2) | Linear Replacement Lamp | Four-Foot | 2-lamp External Driver Lamp-Style Retrofit Kits (UL Type C) | Standard | FALSE | [9 empty] | 42166 |  |  | NotYetVerified | External Driver | 3 | 2099 | 130.13 | 16.13 | 13.24 | 0.9399 | 3500 | 82.4
PNTP1DMR | FY Lighting Co. Ltd | Fen Yong | FY-T8-1200ECS(L35K120CGX2XX42VT2) | Linear Replacement Lamp | Four-Foot | 2-lamp External Driver Lamp-Style Retrofit Kits (UL Type C) | Standard | FALSE | [9 empty] | 42166 |  |  | NotYetVerified | External Driver | 3 | 2335 | 143.52 | 16.27 | 13.2 | 0.9483 | 3500 | 82
PS2UWD2X | Energetic Lighting Inc. | Energetic | ELYT8G2-18FND | Linear Replacement Lamp | Four-Foot | Internal Driver Lamp-Style Retrofit Kits (UL Type B) | Standard | FALSE | [9 empty] | 42166 |  |  | NotYetVerified | Internal Driver | 3 | 2000 | 111.11 | 18 | 20 | 0.9 | 5000 | 80
P4AUYK6M | Energetic Lighting Inc. | Energetic | ELYT8-18FND | Linear Replacement Lamp | Four-Foot | Internal Driver Lamp-Style Retrofit Kits (UL Type B) | Standard | FALSE | [9 empty] | 42166 |  |  | NotYetVerified | Internal Driver | 3 | 2000 | 111.11 | 18 | 20 | 0.9 | 5000 | 80
PSQ19J3E | Energetic Lighting Inc. | Energetic | ELYT8G2-15FND | Linear Replacement Lamp | Four-Foot | Internal Driver Lamp-Style Retrofit Kits (UL Type B) | Standard | FALSE | [9 empty] | 42166 |  |  | NotYetVerified |  | 3 | 1600 | 106.67 | 15 | 20 | 0.9 | 5000 | 80
PE5K58MN | Energetic Lighting Inc. | Energetic | ELYT8-15FND | Linear Replacement Lamp | Four-Foot | Internal Driver Lamp-Style Retrofit Kits (UL Type B) | Standard | FALSE | [9 empty] | 42166 |  |  | NotYetVerified |  | 3 | 1600 | 106.67 | 15 | 20 | 0.9 | 5000 | 80
PUEUDRBR | Energetic Lighting Inc. | Energetic | ELYT8-18FCD | Linear Replacement Lamp | Four-Foot | Internal Driver Lamp-Style Retrofit Kits (UL Type B) | Standard | FALSE | [9 empty] | 42166 |  |  | NotYetVerified | Internal Driver | 3 | 2000 | 111.11 | 18 | 20 | 0.9 | 4000 | 80
PQV6ZUG6 | Energetic Lighting Inc. | Energetic | ELYT8G2-18FCD | Linear Replacement Lamp | Four-Foot | Internal Driver Lamp-Style Retrofit Kits (UL Type B) | Standard | FALSE | [9 empty] | 42166 |  |  | NotYetVerified | Internal Driver | 3 | 2000 | 111.11 | 18 | 20 | 0.9 | 4000 | 80
PU97TAKS | Energetic Lighting Inc. | Energetic | ELYT8-15FCD | Linear Replacement Lamp | Four-Foot | Internal Driver Lamp-Style Retrofit Kits (UL Type B) | Standard | FALSE | [9 empty] | 42166 |  |  | NotYetVerified |  | 3 | 1600 | 106.67 | 15 | 20 | 0.9 | 4000 | 80
PG9X1UCC | Energetic Lighting Inc. | Energetic | ELYT8G2-15FCD | Linear Replacement Lamp | Four-Foot | Internal Driver Lamp-Style Retrofit Kits (UL Type B) | Standard | FALSE | [9 empty] | 42166 |  |  | NotYetVerified |  | 3 | 1600 | 106.67 | 15 | 20 | 0.9 | 4000 | 80
P9K2SGQX | Energetic Lighting Inc. | Energetic | ELYT8G2-18FNED | Linear Replacement Lamp | Four-Foot | Internal Driver Lamp-Style Retrofit Kits (UL Type B) | Standard | FALSE | [9 empty] | 42166 |  |  | NotYetVerified |  | 3 | 1900 | 105.56 | 18 | 20 | 0.9 | 3500 | 80
P7FSFATY | Energetic Lighting Inc. | Energetic | ELYT8-18FNED | Linear Replacement Lamp | Four-Foot | Internal Driver Lamp-Style Retrofit Kits (UL Type B) | Standard | FALSE | [9 empty] | 42166 |  |  | NotYetVerified |  | 3 | 1900 | 105.56 | 18 | 20 | 0.9 | 3500 | 80
PJSKJJ8M | Energetic Lighting Inc. | Energetic | ELYT8-15FNED | Linear Replacement Lamp | Four-Foot | Internal Driver Lamp-Style Retrofit Kits (UL Type B) | Standard | FALSE | [9 empty] | 42166 |  |  | NotYetVerified |  | 3 | 1550 | 103.33 | 15 | 20 | 0.9 | 3500 | 80
P3XJZWXQ | Energetic Lighting Inc. | Energetic | ELYT8G2-15FNED | Linear Replacement Lamp | Four-Foot | Internal Driver Lamp-Style Retrofit Kits (UL Type B) | Standard | FALSE | [9 empty] | 42166 |  |  | NotYetVerified |  | 3 | 1550 | 103.33 | 15 | 20 | 0.9 | 3500 | 80
PVPHAQ2U | Renesola Zhejiang Ltd | Renesola | RT8016AH01 3000K | Linear Replacement Lamp | Four-Foot | Replacement Lamps (plug and play) (UL Type A) | Standard | TRUE | 1863 | 110.7 | 16.83 | 9.23 | 0.9628 | 2944 | 82.3 | 5 | 50000 | 42165 |  |  | NotYetVerified | Internal driver; compatible with existing fluorescent ballast | 3 | 1863 | 110.7 | 16.83 | 9.49 | 0.9641 | 3000 | 82.3
PCN8E9RF | Renesola Zhejiang Ltd | Renesola | RT8016AH01 5000K | Linear Replacement Lamp | Four-Foot | Replacement Lamps (plug and play) (UL Type A) | Standard | FALSE | [9 empty] | 42165 | Not Dimmable | Not Dimmable | NotYetVerified | Internal driver; compatible with existing fluorescent ballast | 3 | 1927 | 113.22 | 17.02 | 9.13 | 0.9681 | 5000 | 81.8
PBHHPHUQ | Renesola Zhejiang Ltd | Renesola | RT8016AH01 4500K | Linear Replacement Lamp | Four-Foot | Replacement Lamps (plug and play) (UL Type A) | Standard | FALSE | [9 empty] | 42165 | Not Dimmable | Not Dimmable | NotYetVerified | Internal driver; compatible with existing fluorescent ballast | 3 | 1863 | 110.7 | 16.83 | 9.49 | 0.9641 | 4500 | 82.3
PHZX8K95 | Renesola Zhejiang Ltd | Renesola | RT8016AH01 4000K | Linear Replacement Lamp | Four-Foot | Replacement Lamps (plug and play) (UL Type A) | Standard | FALSE | [9 empty] | 42165 | Not Dimmable | Not Dimmable | NotYetVerified | Internal driver; compatible with existing fluorescent ballast | 3 | 1863 | 110.7 | 16.83 | 9.49 | 0.9641 | 4000 | 82.3
PPRKM7E1 | Renesola Zhejiang Ltd | Renesola | RT8016AH01 3500K | Linear Replacement Lamp | Four-Foot | Replacement Lamps (plug and play) (UL Type A) | Standard | FALSE | [9 empty] | 42165 | Not Dimmable | Not Dimmable | NotYetVerified | Internal driver; compatible with existing fluorescent ballast | 3 | 1863 | 110.7 | 16.83 | 9.49 | 0.9641 | 3500 | 82.3
PVSCFATZ | James Trading Company Limited | JAMES | ZY-T8-18W1200 BIXX PLUG AND PLAY TUBE (FROSTED LENS)(4000K) | Linear Replacement Lamp | Four-Foot | Replacement Lamps (plug and play) (UL Type A) | Standard | TRUE | 2059 | 120.98 | 17.02 | 7.79 | 0.9083 | 3996 | 82.6 | 5 | 50000 | 42160 |  |  | NotYetVerified | Lastx represents either s for single-end power input or T for double-end inputs | 3 | 2059 | 120.98 | 17.02 | 20 | 0.9 | 4000 | 83
PX1V5M2D | James Trading Company Limited | JAMES | BT8P12W4FT PLUG AND PLAY(FROSTED LENS)(4000K) | Linear Replacement Lamp | Four-Foot | Replacement Lamps (plug and play) (UL Type A) | Standard | TRUE | 1699 | 119.48 | 14.22 | 14.45 | 0.9042 | 3988 | 82.6 | 5 | 50000 | 42160 |  |  | NotYetVerified | Operating off existing Electronic ballast only | 3 | 1699 | 119.48 | 14.22 | 20 | 0.9 | 4000 | 82.6
PZ5X1C1X | James Trading Company Limited | JAMES | BT8P12W4FT PLUG AND PLAY(CLEAR LENS)(4000K) | Linear Replacement Lamp | Four-Foot | Replacement Lamps (plug and play) (UL Type A) | Standard | TRUE | 1930 | 135.06 | 14.29 | 14.92 | 0.9034 | 3996 | 82.7 | 5 | 50000 | 42160 |  |  | NotYetVerified | Operating off existing Electronic ballast only | 3 | 1930 | 135.06 | 14.29 | 20 | 0.9 | 4000 | 82.7
P6CWBQJZ | James Trading Company Limited | JAMES | ZY-T8-15W1200 BIXX PLUG AND PLAY TUBE (FROSTED LENS)(4000K) | Linear Replacement Lamp | Four-Foot | Replacement Lamps (plug and play) (UL Type A) | Standard | TRUE | 1964 | 121.76 | 16.13 | 8.65 | 0.9028 | 3984 | 82.5 | 5 | 50000 | 42160 |  |  | NotYetVerified | Operating off existing Electronic ballast only | 3 | 1964 | 121.76 | 16.13 | 20 | 0.9 | 4000 | 82.5
PBW182GQ | James Trading Company Limited | JAMES | BT8P14W4FT PLUG AND PLAY(CLEAR LENS)(4000K) | Linear Replacement Lamp | Four-Foot | Replacement Lamps (plug and play) (UL Type A) | Standard | TRUE | 2166 | 133.46 | 16.23 | 8.35 | 0.9024 | 4014 | 81.5 | 5 | 50000 | 42160 |  |  | NotYetVerified | Operating off existing Electronic ballast only | 3 | 2166 | 133.46 | 16.23 | 20 | 0.9 | 4000 | 81.5
PG12VS99 | James Trading Company Limited | JAMES | BT8P14W4FT PLUG AND PLAY(CLEAR LENS)(5000K) | Linear Replacement Lamp | Four-Foot | Replacement Lamps (plug and play) (UL Type A) | Standard | FALSE | [9 empty] | 42160 |  |  | NotYetVerified | Operating off existing Electronic ballast only | 3 | 2234 | 136.72 | 16.34 | 20 | 0.9 | 5000 | 83.2
PB61DDTK | James Trading Company Limited | JAMES | ZY-T8-18W1200 BIXX PLUG AND PLAY TUBE (FROSTED LENS)(5000K) | Linear Replacement Lamp | Four-Foot | Replacement Lamps (plug and play) (UL Type A) | Standard | FALSE | [9 empty] | 42160 |  |  | NotYetVerified | Lastx represents either s for single-end power input or T for double-end inputs | 3 | 2121 | 124.18 | 17.08 | 20 | 0.9 | 5000 | 83
PBUS4QD2 | James Trading Company Limited | JAMES | BT8P12W4FT PLUG AND PLAY(CLEAR LENS)(5000K) | Linear Replacement Lamp | Four-Foot | Replacement Lamps (plug and play) (UL Type A) | Standard | FALSE | [9 empty] | 42160 |  |  | NotYetVerified | Operating off existing Electronic ballast only | 3 | 2001 | 136.87 | 14.62 | 20 | 0.9 | 5000 | 82.3
PT9AJ4Y8 | James Trading Company Limited | JAMES | BT8P12W4FT PLUG AND PLAY(FROSTED LENS)(5000K) | Linear Replacement Lamp | Four-Foot | Replacement Lamps (plug and play) (UL Type A) | Standard | FALSE | [9 empty] | 42160 |  |  | NotYetVerified | Operating off existing Electronic ballast only | 3 | 1753 | 121.31 | 14.45 | 20 | 0.9 | 5000 | 82.3
PTN6K7DX | James Trading Company Limited | JAMES | ZY-T8-15W1200 BIXX PLUG AND PLAY TUBE (FROSTED LENS)(5000K) | Linear Replacement Lamp | Four-Foot | Replacement Lamps (plug and play) (UL Type A) | Standard | FALSE | [9 empty] | 42160 |  |  | NotYetVerified | Operating off existing Electronic ballast only | 3 | 2022 | 124.51 | 16.24 | 20 | 0.9 | 5000 | 82.2
PP6JU5NW | James Trading Company Limited | JAMES | ZY-T8-18W1200 BIXX PLUG AND PLAY TUBE (FROSTED LENS)(4500K) | Linear Replacement Lamp | Four-Foot | Replacement Lamps (plug and play) (UL Type A) | Standard | FALSE | [9 empty] | 42160 |  |  | NotYetVerified | Lastx represents either s for single-end power input or T for double-end inputs | 3 | 2059 | 120.98 | 17.02 | 20 | 0.9 | 4500 | 83
P7UP9JDP | James Trading Company Limited | JAMES | BT8P12W4FT PLUG AND PLAY(CLEAR LENS)(4500K) | Linear Replacement Lamp | Four-Foot | Replacement Lamps (plug and play) (UL Type A) | Standard | FALSE | [9 empty] | 42160 |  |  | NotYetVerified | Operating off existing Electronic ballast only | 3 | 1930 | 135.06 | 14.29 | 20 | 0.9 | 4500 | 82.7
PSPJ7RAJ | James Trading Company Limited | JAMES | BT8P12W4FT PLUG AND PLAY(FROSTED LENS)(4500K) | Linear Replacement Lamp | Four-Foot | Replacement Lamps (plug and play) (UL Type A) | Standard | FALSE | [9 empty] | 42160 |  |  | NotYetVerified | Operating off existing Electronic ballast only | 3 | 1699 | 119.48 | 14.22 | 20 | 0.9 | 4500 | 82.6
PKWB38TE | James Trading Company Limited | JAMES | ZY-T8-15W1200 BIXX PLUG AND PLAY TUBE (FROSTED LENS)(4500K) | Linear Replacement Lamp | Four-Foot | Replacement Lamps (plug and play) (UL Type A) | Standard | FALSE | [9 empty] | 42160 |  |  | NotYetVerified | Operating off existing Electronic ballast only | 3 | 1964 | 121.76 | 16.13 | 20 | 0.9 | 4500 | 82.5
P7FU5DTX | James Trading Company Limited | JAMES | BT8P14W4FT PLUG AND PLAY(CLEAR LENS)(4500K) | Linear Replacement Lamp | Four-Foot | Replacement Lamps (plug and play) (UL Type A) | Standard | FALSE | [9 empty] | 42160 |  |  | NotYetVerified | Operating off existing Electronic ballast only | 3 | 2166 | 133.46 | 16.23 | 20 | 0.9 | 4500 | 81.5
P4JES4SZ | James Trading Company Limited | JAMES | ZY-T8-22W1200 BOXX(FROSTED LENS)(3000K)[ZY-DR-WG21-1 Driver] | Linear Replacement Lamp | Four-Foot | 2-lamp External Driver Lamp-Style Retrofit Kits (UL Type C) | Standard | TRUE | 2191.6 | 104.26 | 21.02 | 16.24 | 0.9781 | 2968 | 81.3 | 5 | 50000 | 42159 |  |  | NotYetVerified |  | 3 | 2191.6 | 104.26 | 21.02 | 20 | 0.9 | 3000 | 83
P1WWJCBF | James Trading Company Limited | JAMES | ZY-T8-22W1200 BOXX(CLEAR LENS)(3000K)[ZY-DR-WG21-1 Driver] | Linear Replacement Lamp | Four-Foot | 2-lamp External Driver Lamp-Style Retrofit Kits (UL Type C) | Standard | TRUE | 2461.2 | 116.87 | 21.06 | 16.28 | 0.9703 | 2970 | 81.2 | 5 | 50000 | 42159 |  |  | NotYetVerified | Lastx represents either s for single-end power input or T for double-end inputs | 3 | 2461.2 | 116.87 | 21.06 | 20 | 0.9 | 3000 | 83
P1PMUZT1 | James Trading Company Limited | JAMES | ZY-T8-18W1200 BOXX(CLEAR LENS)(3000K)[ZY-DR-WG21-1 Driver] | Linear Replacement Lamp | Four-Foot | 2-lamp External Driver Lamp-Style Retrofit Kits (UL Type C) | Standard | TRUE | 2125.9 | 120.04 | 17.71 | 18.25 | 0.9247 | 2971 | 81.4 | 5 | 50000 | 42159 |  |  | NotYetVerified | Lastx represents either s for single-end power input or T for double-end inputs | 3 | 2125.9 | 120.04 | 17.71 | 20 | 0.9 | 3000 | 83
PT59DUHH | James Trading Company Limited | JAMES | ZY-T8-18W1200 BOXX(FROSTED LENS)(3000K)[ZY-DR-WG21-1 Driver] | Linear Replacement Lamp | Four-Foot | 2-lamp External Driver Lamp-Style Retrofit Kits (UL Type C) | Standard | TRUE | 1849.2 | 105.01 | 17.61 | 18.25 | 0.9247 | 2964 | 81.3 | 5 | 50000 | 42159 |  |  | NotYetVerified |  | 3 | 1849.2 | 105.01 | 17.61 | 20 | 0.9 | 3000 | 83
P5Q9ZC3W | James Trading Company Limited | JAMES | ZY-T8-22W1200 BOXX(CLEAR LENS)(5000K)[ZY-DR-WG21-1 Driver] | Linear Replacement Lamp | Four-Foot | 2-lamp External Driver Lamp-Style Retrofit Kits (UL Type C) | Standard | FALSE | [9 empty] | 42159 |  |  | NotYetVerified | Lastx represents either s for single-end power input or T for double-end inputs | 3 | 2568.3 | 121.32 | 21.17 | 20 | 0.9 | 5000 | 83
PAFDAR7B | James Trading Company Limited | JAMES | ZY-T8-22W1200 BOXX(FROSTED LENS)(5000K)[ZY-DR-WG21-1 Driver] | Linear Replacement Lamp | Four-Foot | 2-lamp External Driver Lamp-Style Retrofit Kits (UL Type C) | Standard | FALSE | [9 empty] | 42159 |  |  | NotYetVerified | Lastx represents either s for single-end power input or T for double-end inputs | 3 | 2293.5 | 108.54 | 21.13 | 20 | 0.9 | 5000 | 83
PR8AVH5E | James Trading Company Limited | JAMES | ZY-T8-18W1200 BOXX(CLEAR LENS)(5000K)[ZY-DR-WG21-1 Driver] | Linear Replacement Lamp | Four-Foot | 2-lamp External Driver Lamp-Style Retrofit Kits (UL Type C) | Standard | FALSE | [9 empty] | 42159 |  |  | NotYetVerified | Lastx represents either s for single-end power input or T for double-end inputs | 3 | 2275.9 | 127.64 | 17.83 | 20 | 0.9 | 5000 | 83
PBKUHAQC | James Trading Company Limited | JAMES | ZY-T8-18W1200 BOXX(FROSTED LENS)(5000K)[ZY-DR-WG21-1 Driver] | Linear Replacement Lamp | Four-Foot | 2-lamp External Driver Lamp-Style Retrofit Kits (UL Type C) | Standard | FALSE | [9 empty] | 42159 |  |  | NotYetVerified | Lastx represents either s for single-end power input or T for double-end inputs | 3 | 1937.2 | 111.78 | 17.33 | 20 | 0.9 | 5000 | 83
P9P5RT56 | James Trading Company Limited | JAMES | ZY-T8-22W1200 BOXX(CLEAR LENS)(4500K)[ZY-DR-WG21-1 Driver] | Linear Replacement Lamp | Four-Foot | 2-lamp External Driver Lamp-Style Retrofit Kits (UL Type C) | Standard | FALSE | [9 empty] | 42159 |  |  | NotYetVerified | Lastx represents either s for single-end power input or T for double-end inputs | 3 | 2461.2 | 116.87 | 21.06 | 20 | 0.9 | 4500 | 83
PH14VFKB | James Trading Company Limited | JAMES | ZY-T8-22W1200 BOXX(FROSTED LENS)(4500K)[ZY-DR-WG21-1 Driver] | Linear Replacement Lamp | Four-Foot | 2-lamp External Driver Lamp-Style Retrofit Kits (UL Type C) | Standard | FALSE | [9 empty] | 42159 |  |  | NotYetVerified |  | 3 | 2191.6 | 104.26 | 21.02 | 20 | 0.9 | 4500 | 83
PSJKFM7D | James Trading Company Limited | JAMES | ZY-T8-18W1200 BOXX(CLEAR LENS)(4500K)[ZY-DR-WG21-1 Driver] | Linear Replacement Lamp | Four-Foot | 2-lamp External Driver Lamp-Style Retrofit Kits (UL Type C) | Standard | FALSE | [9 empty] | 42159 |  |  | NotYetVerified | Lastx represents either s for single-end power input or T for double-end inputs | 3 | 2125.9 | 120.04 | 17.71 | 20 | 0.9 | 4500 | 83
PW6VJCZN | James Trading Company Limited | JAMES | ZY-T8-18W1200 BOXX(FROSTED LENS)(4500K)[ZY-DR-WG21-1 Driver] | Linear Replacement Lamp | Four-Foot | 2-lamp External Driver Lamp-Style Retrofit Kits (UL Type C) | Standard | FALSE | [9 empty] | 42159 |  |  | NotYetVerified | Lastx represents either s for single-end power input or T for double-end inputs | 3 | 1849.2 | 105.01 | 17.61 | 20 | 0.9 | 4500 | 83
P5AJJKS7 | James Trading Company Limited | JAMES | ZY-T8-22W1200 BOXX(CLEAR LENS)(4000K)[ZY-DR-WG21-1 Driver] | Linear Replacement Lamp | Four-Foot | 2-lamp External Driver Lamp-Style Retrofit Kits (UL Type C) | Standard | FALSE | [9 empty] | 42159 |  |  | NotYetVerified | Lastx represents either s for single-end power input or T for double-end inputs | 3 | 2461.2 | 116.87 | 21.06 | 20 | 0.9 | 4000 | 83
PJK918E2 | James Trading Company Limited | JAMES | ZY-T8-22W1200 BOXX(FROSTED LENS)(4000K)[ZY-DR-WG21-1 Driver] | Linear Replacement Lamp | Four-Foot | 2-lamp External Driver Lamp-Style Retrofit Kits (UL Type C) | Standard | FALSE | [9 empty] | 42159 |  |  | NotYetVerified |  | 3 | 2191.6 | 104.26 | 21.02 | 20 | 0.9 | 4000 | 83
P7FE88JB | James Trading Company Limited | JAMES | ZY-T8-18W1200 BOXX(CLEAR LENS)(4000K)[ZY-DR-WG21-1 Driver] | Linear Replacement Lamp | Four-Foot | 2-lamp External Driver Lamp-Style Retrofit Kits (UL Type C) | Standard | FALSE | [9 empty] | 42159 |  |  | NotYetVerified | Lastx represents either s for single-end power input or T for double-end inputs | 3 | 2125.9 | 120.04 | 17.71 | 20 | 0.9 | 4000 | 83
PMQ5QV5Y | James Trading Company Limited | JAMES | ZY-T8-18W1200 BOXX(FROSTED LENS)(4000K)[ZY-DR-WG21-1 Driver] | Linear Replacement Lamp | Four-Foot | 2-lamp External Driver Lamp-Style Retrofit Kits (UL Type C) | Standard | FALSE | [9 empty] | 42159 |  |  | NotYetVerified |  | 3 | 1849.2 | 105.01 | 17.61 | 20 | 0.9 | 4000 | 83
P6QF4DHT | James Trading Company Limited | JAMES | ZY-T8-22W1200 BOXX(CLEAR LENS)(3500K)[ZY-DR-WG21-1 Driver] | Linear Replacement Lamp | Four-Foot | 2-lamp External Driver Lamp-Style Retrofit Kits (UL Type C) | Standard | FALSE | [9 empty] | 42159 |  |  | NotYetVerified | Lastx represents either s for single-end power input or T for double-end inputs | 3 | 2461.2 | 116.87 | 21.06 | 20 | 0.9 | 3500 | 83
PRQQ9S4G | James Trading Company Limited | JAMES | ZY-T8-22W1200 BOXX(FROSTED LENS)(3500K)[ZY-DR-WG21-1 Driver] | Linear Replacement Lamp | Four-Foot | 2-lamp External Driver Lamp-Style Retrofit Kits (UL Type C) | Standard | FALSE | [9 empty] | 42159 |  |  | NotYetVerified |  | 3 | 2191.6 | 104.26 | 21.02 | 20 | 0.9 | 3500 | 83
PU4KR7ZM | James Trading Company Limited | JAMES | ZY-T8-18W1200 BOXX(CLEAR LENS)(3500K)[ZY-DR-WG21-1 Driver] | Linear Replacement Lamp | Four-Foot | 2-lamp External Driver Lamp-Style Retrofit Kits (UL Type C) | Standard | FALSE | [9 empty] | 42159 |  |  | NotYetVerified | Lastx represents either s for single-end power input or T for double-end inputs | 3 | 2125.9 | 120.04 | 17.71 | 20 | 0.9 | 3500 | 83
P8E8H1T5 | James Trading Company Limited | JAMES | ZY-T8-18W1200 BOXX(FROSTED LENS)(3500K)[ZY-DR-WG21-1 Driver] | Linear Replacement Lamp | Four-Foot | 2-lamp External Driver Lamp-Style Retrofit Kits (UL Type C) | Standard | FALSE | [9 empty] | 42159 |  |  | NotYetVerified |  | 3 | 1849.2 | 105.01 | 17.61 | 20 | 0.9 | 3500 | 83
PNBUQ5AZ | Blue Arrow Contract Manufacturing Corporation | Shyanne | BASHT84A18FR2750K | Linear Replacement Lamp | Four-Foot | Replacement Lamps (plug and play) (UL Type A) | Standard | TRUE | 2152.14 | 104.47 | 20.6 | 6.8 | 0.93 | 5154 | 81.1 | 5 | 50000 | 42158 |  |  | NotYetVerified |  | 3 | 2152.14 | 104.47 | 20.6 | 6.5 | 0.99 | 5000 | 81.1
PV4RY6GY | Pinnacle Solutions LLC | Pinnacle LED Solutions | PL-T8-4FT40K14.5WAND (40F) | Linear Replacement Lamp | Four-Foot | Dual Mode Internal Driver (UL Type A and Type B) | Standard | TRUE | 1992 | 101.48 | 19.63 | 7.24 | 0.9083 | 4062 | 84.7 | 5 | 50000 | 42158 |  |  | NotYetVerified | Internal Driver; compatible with existing fluorescent ballast | 3 | 1976 | 103.2 | 19.15 | 7.24 | 0.9083 | 4000 | 84.7
PM939B8T | Blue Arrow Contract Manufacturing Corporation | Shyanne | BASHT84A18FR2740K | Linear Replacement Lamp | Four-Foot | Replacement Lamps (plug and play) (UL Type A) | Standard | FALSE | [9 empty] | 42158 |  |  | NotYetVerified |  | 3 | 2118.59 | 101.86 | 20.8 | 6.5 | 0.99 | 4000 | 81.3
PA27QTC3 | Pinnacle Solutions LLC | Pinnacle LED Solutions | PL-T8-4FT40K14.5WAND (50F) | Linear Replacement Lamp | Four-Foot | Dual Mode Internal Driver (UL Type A and Type B) | Standard | FALSE | [9 empty] | 42158 |  |  | NotYetVerified |  | 3 | 2011 | 104.52 | 19.24 | 7.93 | 0.9083 | 5000 | 83.7
P3PQXHJH | McWong International Inc. | Pacific | LLP-22W-48T8MS-3000 | Linear Replacement Lamp | Four-Foot | Replacement Lamps (plug and play) (UL Type A) | Standard | TRUE | 2099.3 | 98.17 | 21.38 | 6.21 | 0.987 | 3016 | 83.2 | 5 | 50000 | 42157 |  |  | NotYetVerified |  | 3 | 2099 | 100 | 22 | 10 | 0.99 | 3000 | 83
PDAJW5BQ | MSI Lighting | MSI Solid State Lighting | ZT84835183E | Linear Replacement Lamp | Four-Foot | Dual Mode Internal Driver (UL Type A and Type B) | Standard | TRUE | 2063.56 | 109.24 | 18.89 | 6.3 | 0.98 | 3433 | 83.6 | 5 | 54000 | 42157 |  |  | NotYetVerified | Updated 7/15/2016 | 3 | [5 empty] | 3500
P1331MHN | McWong International Inc. | Pacific | LLP-17W-48T8MS-3000-5 | Linear Replacement Lamp | Four-Foot | Replacement Lamps (plug and play) (UL Type A) | Standard | TRUE | 1714.17 | 97.48 | 17.59 | 5.04 | 0.98 | 3021 | 83.3 | 5 | 50000 | 42157 |  |  | NotYetVerified |  | 3 | 1714 | 100 | 17 | 10 | 0.99 | 3000 | 83
PJEMH4PK | McWong International Inc. | Pacific | LLP-17W-48T8MS-3000 | Linear Replacement Lamp | Four-Foot | Replacement Lamps (plug and play) (UL Type A) | Standard | TRUE | 1692.8 | 98.62 | 17.17 | 5.87 | 0.978 | 2825 | 82.7 | 5 | 50000 | 42157 |  |  | NotYetVerified |  | 3 | 1692 | 100 | 17 | 10 | 0.99 | 3000 | 83
PR8H6H6C | SNC OPTO ELECTRONIC CO LTD. | SNC LED | SNC-T812-20WA2(3000K) | Linear Replacement Lamp | Four-Foot | Internal Driver Lamp-Style Retrofit Kits (UL Type B) | Standard | TRUE | 2274 | 110.17 | 20.64 | 16.57 | 0.9331 | 2959 | 82.6 | 5 | 50000 | 42157 |  |  | NotYetVerified |  | 3 | 2274 | 110.17 | 20.64 | 16.57 | 0.9331 | 3000 | 82.6
P4BKW965 | McWong International Inc. | Pacific | LLP-27LM-48T5RS-3000-5 | Linear Replacement Lamp | Four-Foot | Replacement Lamps (plug and play) (UL Type A) | Standard | TRUE | 2872.9 | 101.28 | 28.37 | 10.56 | 0.931 | 3001 | 82.7 | 5 | 50000 | 42157 |  |  | NotYetVerified |  | 3 | 3100 | 102 | 30 | 10 | 0.997 | 3000 | 85
P4QZFKZJ | SNC OPTO ELECTRONIC CO LTD. | SNC LED | SNC-T812-20WA2(5000K) | Linear Replacement Lamp | Four-Foot | Internal Driver Lamp-Style Retrofit Kits (UL Type B) | Standard | FALSE | [9 empty] | 42157 |  |  | NotYetVerified |  | 3 | 2471 | 116.11 | 21.28 | 14.04 | 0.9296 | 5000 | 82.7
PU9VRKUW | SNC OPTO ELECTRONIC CO LTD. | SNC LED | SNC-T812-20WA2(4500K) | Linear Replacement Lamp | Four-Foot | Internal Driver Lamp-Style Retrofit Kits (UL Type B) | Standard | FALSE | [9 empty] | 42157 |  |  | NotYetVerified |  | 3 | 2274 | 110.17 | 20.64 | 16.57 | 0.9331 | 4500 | 82.6
PR7CVQ4D | SNC OPTO ELECTRONIC CO LTD. | SNC LED | SNC-T812-20WA2(4000K) | Linear Replacement Lamp | Four-Foot | Internal Driver Lamp-Style Retrofit Kits (UL Type B) | Standard | FALSE | [9 empty] | 42157 |  |  | NotYetVerified |  | 3 | 2274 | 110.17 | 20.64 | 16.57 | 0.9331 | 4000 | 82.6
PC4H1QXU | SNC OPTO ELECTRONIC CO LTD. | SNC LED | SNC-T812-20WA2(3500K) | Linear Replacement Lamp | Four-Foot | Internal Driver Lamp-Style Retrofit Kits (UL Type B) | Standard | FALSE | [9 empty] | 42157 |  |  | NotYetVerified |  | 3 | 2274 | 110.17 | 20.64 | 16.57 | 0.9331 | 3500 | 82.6
P19NT7BF | MSI Lighting | MSI Solid State Lighting | ZT84841183E | Linear Replacement Lamp | Four-Foot | Dual Mode Internal Driver (UL Type A and Type B) | Standard | FALSE | [9 empty] | 42157 | Not Dimmable | Not Dimmable | NotYetVerified | Updated 7/15/2016 | 3 | 2000 | 121.8 | 18 | 9.1 | 0.9 | 4100 | 80
PAKCAEUE | McWong International Inc. | Pacific | LLP-27LM-48T5RS-4000-5 | Linear Replacement Lamp | Four-Foot | Replacement Lamps (plug and play) (UL Type A) | Standard | FALSE | [9 empty] | 42157 | Not Dimmable | Not Dimmable | NotYetVerified | T5 Ballast Compatible | 3 | 3200 | 108 | 30 | 10 | 0.997 | 5000 | 85
PYYH6EH1 | McWong International Inc. | Pacific | LLP-22W-48T8MS-4500 | Linear Replacement Lamp | Four-Foot | Replacement Lamps (plug and play) (UL Type A) | Standard | FALSE | [9 empty] | 42157 | Not Dimmable | Not Dimmable | NotYetVerified | Internal Driver;Operates off existing ballast | 3 | 2294.8 | 107 | 22 | 10 | 0.99 | 5000 | 84
P7CM1TPC | McWong International Inc. | Pacific | LLP-17W-48T8MS-3500-5 | Linear Replacement Lamp | Four-Foot | Replacement Lamps (plug and play) (UL Type A) | Standard | FALSE | [9 empty] | 42157 | Not Dimmable | Not Dimmable | NotYetVerified |  | 3 | 1752 | 100 | 17 | 10 | 0.99 | 5000 | 84
PHHR74HD | McWong International Inc. | Pacific | LLP-17W-48T8MS-4000 | Linear Replacement Lamp | Four-Foot | Replacement Lamps (plug and play) (UL Type A) | Standard | FALSE | [9 empty] | 42157 | Not Dimmable | Not Dimmable | NotYetVerified |  | 3 | 1734 | 100 | 17 | 10 | 0.99 | 5000 | 84
PZF1CBTY | McWong International Inc. | Pacific | LLP-27LM-48T5RS-4500-5 | Linear Replacement Lamp | Four-Foot | Replacement Lamps (plug and play) (UL Type A) | Standard | FALSE | [9 empty] | 42157 | Not Dimmable | Not Dimmable | NotYetVerified | T5 Ballast Compatible | 3 | 3200 | 108 | 30 | 10 | 0.997 | 4500 | 85
PG7JKV6F | McWong International Inc. | Pacific | LLP-22W-48T8MS-4000 | Linear Replacement Lamp | Four-Foot | Replacement Lamps (plug and play) (UL Type A) | Standard | FALSE | [9 empty] | 42157 | Not Dimmable | Not Dimmable | NotYetVerified |  | 3 | 2260 | 105 | 22 | 10 | 0.99 | 4500 | 84
P98ZXRWU | McWong International Inc. | Pacific | LLP-17W-48T8MS-4000-5 | Linear Replacement Lamp | Four-Foot | Replacement Lamps (plug and play) (UL Type A) | Standard | FALSE | [9 empty] | 42157 | Not Dimmable | Not Dimmable | NotYetVerified |  | 3 | 1740 | 100 | 17 | 10 | 0.99 | 4500 | 84
PNS3TCGM | McWong International Inc. | Pacific | LLP-17W-48T8MS-3500 | Linear Replacement Lamp | Four-Foot | Replacement Lamps (plug and play) (UL Type A) | Standard | FALSE | [9 empty] | 42157 | Not Dimmable | Not Dimmable | NotYetVerified |  | 3 | 1720 | 100 | 17 | 10 | 0.99 | 4500 | 84
PJQ48FGP | McWong International Inc. | Pacific | LLP-27LM-48T5RS-5000-5 | Linear Replacement Lamp | Four-Foot | Replacement Lamps (plug and play) (UL Type A) | Standard | FALSE | [9 empty] | 42157 | Not Dimmable | Not Dimmable | NotYetVerified | T5 Ballast Compatible | 3 | 3200 | 108 | 30 | 10 | 0.997 | 4000 | 85
PHTUKD3X | McWong International Inc. | Pacific | LLP-22W-48T8MS-3500 | Linear Replacement Lamp | Four-Foot | Replacement Lamps (plug and play) (UL Type A) | Standard | FALSE | [9 empty] | 42157 | Not Dimmable | Not Dimmable | NotYetVerified |  | 3 | 2230 | 104 | 22 | 10 | 0.99 | 4000 | 83
P5RPGE4A | McWong International Inc. | Pacific | LLP-17W-48T8MS-5000-5 | Linear Replacement Lamp | Four-Foot | Replacement Lamps (plug and play) (UL Type A) | Standard | FALSE | [9 empty] | 42157 | Not Dimmable | Not Dimmable | NotYetVerified |  | 3 | 1735 | 100 | 17 | 10 | 0.99 | 4000 | 83
PW8UPVBZ | McWong International Inc. | Pacific | LLP-17W-48T8MS-5000 | Linear Replacement Lamp | Four-Foot | Replacement Lamps (plug and play) (UL Type A) | Standard | FALSE | [9 empty] | 42157 | Not Dimmable | Not Dimmable | NotYetVerified | Internal Driver;Operates off existing ballast | 3 | 1710 | 100 | 17 | 10 | 0.99 | 4000 | 83
P8CZ4RQP | McWong International Inc. | Pacific | LLP-27LM-48T5RS-3500-5 | Linear Replacement Lamp | Four-Foot | Replacement Lamps (plug and play) (UL Type A) | Standard | FALSE | [9 empty] | 42157 | Not Dimmable | Not Dimmable | NotYetVerified |  | 3 | 3100 | 102 | 30 | 10 | 0.997 | 3500 | 85
PUJESEWQ | McWong International Inc. | Pacific | LLP-22W-48T8MS-5000 | Linear Replacement Lamp | Four-Foot | Replacement Lamps (plug and play) (UL Type A) | Standard | FALSE | [9 empty] | 42157 | Not Dimmable | Not Dimmable | NotYetVerified |  | 3 | 2200 | 102 | 22 | 10 | 0.99 | 3500 | 83
PW1MCNKE | McWong International Inc. | Pacific | LLP-17W-48T8MS-4500-5 | Linear Replacement Lamp | Four-Foot | Replacement Lamps (plug and play) (UL Type A) | Standard | FALSE | [9 empty] | 42157 | Not Dimmable | Not Dimmable | NotYetVerified | Internal Driver;Operates off existing ballast | 3 | 1725 | 100 | 17 | 10 | 0.99 | 3500 | 83
PCSX97HB | McWong International Inc. | Pacific | LLP-17W-48T8MS-4500 | Linear Replacement Lamp | Four-Foot | Replacement Lamps (plug and play) (UL Type A) | Standard | FALSE | [9 empty] | 42157 | Not Dimmable | Not Dimmable | NotYetVerified |  | 3 | 1700 | 100 | 17 | 10 | 0.99 | 3500 | 83
PQ9W8HZN | FY Lighting Co. Ltd | Fen Yong | FY-T8-1200ECS(L30K120C) | Linear Replacement Lamp | Four-Foot | 2-lamp External Driver Lamp-Style Retrofit Kits (UL Type C) | Standard | TRUE | 1901.8 | 122.78 | 15.49 | 11.28 | 0.963 | 3023 | 83.3 | 5 | 50000 | 42156 |  |  | NotYetVerified |  | 3 | 1901.8 | 122.78 | 15.49 | 20 | 0.9 | 3000 | 83.3
PVUFGSYR | FY Lighting Co. Ltd | Fen Yong | FY-T8-1200EFS(L30K120C) | Linear Replacement Lamp | Four-Foot | 2-lamp External Driver Lamp-Style Retrofit Kits (UL Type C) | Standard | TRUE | 1802 | 116.33 | 15.49 | 11.28 | 0.963 | 3033 | 83.6 | 5 | 50000 | 42156 |  |  | NotYetVerified |  | 3 | 1802 | 116.33 | 15.49 | 20 | 0.9 | 3000 | 83.6
PZJQ3VEU | LED Green Light International LLC | LED Green Light International LLC | GL-T84F-CW-17W-GLCP-5000K | Linear Replacement Lamp | Four-Foot | 2-lamp External Driver Lamp-Style Retrofit Kits (UL Type C) | Standard | TRUE | 2675 | 125.6 | 21.29 | 12.65 | 0.939 | 5269 | 84.6 | 7 | 54000 | 42156 |  |  | NotYetVerified | External Driver | 3 | 2675 | 125 | 18.75 | 13 | 0.94 | 5000 | 85
PGTGQW3M | InLine Electrical Resources | IER | IER-T812-20WA1(3000K) | Linear Replacement Lamp | Four-Foot | Internal Driver Lamp-Style Retrofit Kits (UL Type B) | Standard | TRUE | 2082.1 | 101.12 | 22.04 | 16.87 | 0.9327 | 2956 | 82.5 | 5 | 50000 | 42156 |  |  | NotYetVerified |  | 3 | 2082.1 | 101.12 | 20.59 | 16.87 | 0.9327 | 3000 | 82.5
P1ATYDJ9 | InLine Electrical Resources | IER | IER-T812-18WA1(3000K) | Linear Replacement Lamp | Four-Foot | Internal Driver Lamp-Style Retrofit Kits (UL Type B) | Standard | TRUE | 1730 | 101.05 | 17.12 | 18.33 | 0.9216 | 2852 | 81.7 | 5 | 50000 | 42156 |  |  | NotYetVerified |  | 3 | 1705.5 | 100.26 | 17.01 | 18.33 | 0.9216 | 3000 | 81.7
P6M9P59P | FY Lighting Co. Ltd | Fen Yong | FY-T8-1200EFS(L50K120C) | Linear Replacement Lamp | Four-Foot | 2-lamp External Driver Lamp-Style Retrofit Kits (UL Type C) | Standard | FALSE | [9 empty] | 42156 |  |  | NotYetVerified |  | 3 | 1828.1 | 118.4 | 15.44 | 20 | 0.9 | 5000 | 84.3
P11NTGV9 | FY Lighting Co. Ltd | Fen Yong | FY-T8-1200ECS(L50K120C) | Linear Replacement Lamp | Four-Foot | 2-lamp External Driver Lamp-Style Retrofit Kits (UL Type C) | Standard | FALSE | [9 empty] | 42156 |  |  | NotYetVerified |  | 3 | 1924.3 | 124.6 | 15.44 | 20 | 0.9 | 5000 | 83.8
PQXMRQ4X | FY Lighting Co. Ltd | Fen Yong | FY-T8-1200EFS(L45K120C) | Linear Replacement Lamp | Four-Foot | 2-lamp External Driver Lamp-Style Retrofit Kits (UL Type C) | Standard | FALSE | [9 empty] | 42156 |  |  | NotYetVerified |  | 3 | 1802 | 116.33 | 15.49 | 20 | 0.9 | 4500 | 83.6
P752B54P | FY Lighting Co. Ltd | Fen Yong | FY-T8-1200ECS(L45K120C) | Linear Replacement Lamp | Four-Foot | 2-lamp External Driver Lamp-Style Retrofit Kits (UL Type C) | Standard | FALSE | [9 empty] | 42156 |  |  | NotYetVerified |  | 3 | 1901.8 | 122.78 | 15.49 | 20 | 0.9 | 4500 | 83.3
PPXEQFEE | FY Lighting Co. Ltd | Fen Yong | FY-T8-1200EFS(L40K120C) | Linear Replacement Lamp | Four-Foot | 2-lamp External Driver Lamp-Style Retrofit Kits (UL Type C) | Standard | FALSE | [9 empty] | 42156 |  |  | NotYetVerified |  | 3 | 1802 | 116.33 | 15.49 | 20 | 0.9 | 4000 | 83.6
PRDVRJUE | FY Lighting Co. Ltd | Fen Yong | FY-T8-1200ECS(L40K120C) | Linear Replacement Lamp | Four-Foot | 2-lamp External Driver Lamp-Style Retrofit Kits (UL Type C) | Standard | FALSE | [9 empty] | 42156 |  |  | NotYetVerified |  | 3 | 1901.8 | 122.78 | 15.49 | 20 | 0.9 | 4000 | 83.3
PJBZ1PF9 | FY Lighting Co. Ltd | Fen Yong | FY-T8-1200EFS(L35K120C) | Linear Replacement Lamp | Four-Foot | 2-lamp External Driver Lamp-Style Retrofit Kits (UL Type C) | Standard | FALSE | [9 empty] | 42156 |  |  | NotYetVerified |  | 3 | 1802 | 116.33 | 15.49 | 20 | 0.9 | 3500 | 83.6
PKPTW75P | FY Lighting Co. Ltd | Fen Yong | FY-T8-1200ECS(L35K120C) | Linear Replacement Lamp | Four-Foot | 2-lamp External Driver Lamp-Style Retrofit Kits (UL Type C) | Standard | FALSE | [9 empty] | 42156 |  |  | NotYetVerified |  | 3 | 1901.8 | 122.78 | 15.49 | 20 | 0.9 | 3500 | 83.3
PTY6XM3G | InLine Electrical Resources | IER | IER-T812-18WA1(5000K) | Linear Replacement Lamp | Four-Foot | Internal Driver Lamp-Style Retrofit Kits (UL Type B) | Standard | FALSE | [9 empty] | 42156 | Not Dimmable | Not Dimmable | NotYetVerified |  | 3 | 1793.3 | 105.12 | 17.06 | 18.37 | 0.9301 | 5000 | 82.6
PG53PC5E | InLine Electrical Resources | IER | IER-T812-20WA1(5000K) | Linear Replacement Lamp | Four-Foot | Internal Driver Lamp-Style Retrofit Kits (UL Type B) | Standard | FALSE | [9 empty] | 42156 | Not Dimmable | Not Dimmable | NotYetVerified |  | 3 | 2246.4 | 105.66 | 21.26 | 12 | 0.9285 | 5000 | 82.5
PQ5AEG51 | InLine Electrical Resources | IER | IER-T812-20WA1(4500K) | Linear Replacement Lamp | Four-Foot | Internal Driver Lamp-Style Retrofit Kits (UL Type B) | Standard | FALSE | [9 empty] | 42156 | Not Dimmable | Not Dimmable | NotYetVerified |  | 3 | 2082.1 | 101.12 | 20.59 | 16.87 | 0.9327 | 4500 | 82.5
P34DS9EN | InLine Electrical Resources | IER | IER-T812-18WA1(4500K) | Linear Replacement Lamp | Four-Foot | Internal Driver Lamp-Style Retrofit Kits (UL Type B) | Standard | FALSE | [9 empty] | 42156 | Not Dimmable | Not Dimmable | NotYetVerified |  | 3 | 1705.5 | 100.26 | 17.01 | 18.33 | 0.9216 | 4500 | 81.7
PZC1U1JR | InLine Electrical Resources | IER | IER-T812-20WA1(4000K) | Linear Replacement Lamp | Four-Foot | Internal Driver Lamp-Style Retrofit Kits (UL Type B) | Standard | FALSE | [9 empty] | 42156 | Not Dimmable | Not Dimmable | NotYetVerified |  | 3 | 2082.1 | 101.12 | 20.59 | 16.87 | 0.9327 | 4000 | 82.5
PAAVMZQ8 | InLine Electrical Resources | IER | IER-T812-18WA1(4000K) | Linear Replacement Lamp | Four-Foot | Internal Driver Lamp-Style Retrofit Kits (UL Type B) | Standard | FALSE | [9 empty] | 42156 | Not Dimmable | Not Dimmable | NotYetVerified |  | 3 | 1705.5 | 100.26 | 17.01 | 18.33 | 0.9216 | 4000 | 81.7
PBBZ92DG | InLine Electrical Resources | IER | IER-T812-20WA1(3500K) | Linear Replacement Lamp | Four-Foot | Internal Driver Lamp-Style Retrofit Kits (UL Type B) | Standard | FALSE | [9 empty] | 42156 | Not Dimmable | Not Dimmable | NotYetVerified |  | 3 | 2082.1 | 101.12 | 20.59 | 16.87 | 0.9327 | 3500 | 82.5
P3QQ4MPR | InLine Electrical Resources | IER | IER-T812-18WA1(3500K) | Linear Replacement Lamp | Four-Foot | Internal Driver Lamp-Style Retrofit Kits (UL Type B) | Standard | FALSE | [9 empty] | 42156 | Not Dimmable | Not Dimmable | NotYetVerified |  | 3 | 1705.5 | 100.26 | 17.01 | 18.33 | 0.9216 | 3500 | 81.7
PJ6JFAVY | Superior Lamp Inc. | HEAVY DUTY LED DIRECT INSTALL | HLT122 | Linear Replacement Lamp | Four-Foot | Replacement Lamps (plug and play) (UL Type A) | Standard | TRUE | 2162.4 | 108.92 | 19.85 | 13.32 | 0.971 | 2894 | 82 | 5 | 50000 | 42152 |  |  | NotYetVerified | Internal driver; operates off fluorescent ballast | 3.1 | 1900 | 115 | 22 |  |  | 3000 | 83
PJB4WJYG | AMERICAN GREENPOWER INC. | American Greenpower | LT8E-018-40-BINT-4 | Linear Replacement Lamp | Four-Foot | Dual Mode Internal Driver (UL Type A and Type B) | Standard | TRUE | 2261 | 105.6 | 21.42 | 11.36 | 0.9667 | 3987 | 81.5 | 5 | 50000 | 42152 |  |  | NotYetVerified |  | 3 | 2212 | 122.9 | 18 | 20 | 0.9 | 4000 | 83
PR6XSTJ8 | AMERICAN GREENPOWER INC. | American Greenpower | LT8E-015-27-BINT-4 | Linear Replacement Lamp | Four-Foot | Dual Mode Internal Driver (UL Type A and Type B) | Standard | TRUE | 1929 | 109 | 17.7 | 17.9 | 0.9557 | 2655 | 81.6 | 5 | 50000 | 42152 |  |  | NotYetVerified |  | 3 | 2040 | 120 | 17.7 | 20 | 0.9 | 2700 | 83
PBCM498C | AMERICAN GREENPOWER INC. | American Greenpower | LT8E-020-30-BINT-4 | Linear Replacement Lamp | Four-Foot | Dual Mode Internal Driver (UL Type A and Type B) | Standard | TRUE | 2255 | 100.28 | 22.49 | 9.98 | 0.9119 | 2911 | 81.3 | 5 | 50000 | 42152 |  |  | NotYetVerified |  | 3 | 2250 | 110 | 22.5 | 20 | 0.9 | 3000 | 83
PJ6EXWQ7 | AMERICAN GREENPOWER INC. | American Greenpower | LT8-022-30-BINS-4 | Linear Replacement Lamp | Four-Foot | Internal Driver Lamp-Style Retrofit Kits (UL Type B) | Standard | TRUE | 2150 | 99.1 | 21.7 | 20.57 | 0.87 | 3019 | 82.6 | 5 | 50000 | 42152 |  |  | NotYetVerified |  | 3 | 2150 | 97.8 | 22 | 20 | 0.9 | 3000 | 83
PB5HVWRT | AMERICAN GREENPOWER INC. | American Greenpower | LT8-018-30-BINS-4 | Linear Replacement Lamp | Four-Foot | Internal Driver Lamp-Style Retrofit Kits (UL Type B) | Standard | TRUE | 1789 | 98.3 | 18.2 | 17.76 | 0.87 | 3034 | 82.7 | 5 | 50000 | 42152 |  |  | NotYetVerified |  | 3 | 1900 | 125 | 16 | 20 | 0.9 | 3000 | 83
PW7KBEX5 | AMERICAN GREENPOWER INC. | American Greenpower | LT8-022-50-BINS-4 | Linear Replacement Lamp | Four-Foot | Internal Driver Lamp-Style Retrofit Kits (UL Type B) | Standard | FALSE | [9 empty] | 42152 |  |  | NotYetVerified |  | 3 | 2300 | 104.5 | 22 | 20 | 0.9 | 5000 | 83
PYPU9GMY | AMERICAN GREENPOWER INC. | American Greenpower | LT8E-018-50-BINT-4 | Linear Replacement Lamp | Four-Foot | Dual Mode Internal Driver (UL Type A and Type B) | Standard | FALSE | [9 empty] | 42152 |  |  | NotYetVerified |  | 3 | 2212 | 122.9 | 18 | 20 | 0.9 | 5000 | 83
PBK84XSS | AMERICAN GREENPOWER INC. | American Greenpower | LT8E-015-50-BINT-4 | Linear Replacement Lamp | Four-Foot | Dual Mode Internal Driver (UL Type A and Type B) | Standard | FALSE | [9 empty] | 42152 |  |  | NotYetVerified |  | 3 | 2040 | 120 | 17.7 | 20 | 0.9 | 5000 | 83
P2S3EXR3 | AMERICAN GREENPOWER INC. | American Greenpower | LT8E-020-50-BINT-4 | Linear Replacement Lamp | Four-Foot | Dual Mode Internal Driver (UL Type A and Type B) | Standard | FALSE | [9 empty] | 42152 |  |  | NotYetVerified |  | 3 | 2489 | 113 | 21.99 | 20 | 0.9 | 5000 | 83
PMEMCFKJ | AMERICAN GREENPOWER INC. | American Greenpower | LT8-018-50-BINS-4 | Linear Replacement Lamp | Four-Foot | Internal Driver Lamp-Style Retrofit Kits (UL Type B) | Standard | FALSE | [9 empty] | 42152 |  |  | NotYetVerified |  | 3 | 2150 | 130 | 16 | 20 | 0.9 | 5000 | 83
P2N93YK8 | Superior Lamp Inc. | HEAVY DUTY LED DIRECT INSTALL | HLT422 | Linear Replacement Lamp | Four-Foot | Replacement Lamps (plug and play) (UL Type A) | Standard | FALSE | [9 empty] | 42152 |  |  | NotYetVerified | Internal driver; operates off fluorescent ballast | 3.1 | 1900 | 115 | 22 |  |  | 5000 | 83
PDZGBC6T | Superior Lamp Inc. | HEAVY DUTY LED DIRECT INSTALL | HLT322 | Linear Replacement Lamp | Four-Foot | Replacement Lamps (plug and play) (UL Type A) | Standard | FALSE | [9 empty] | 42152 |  |  | NotYetVerified | Internal driver; operates off fluorescent ballast | 3.1 | 1900 | 115 | 22 |  |  | 4000 | 83
PNSN8S2E | Superior Lamp Inc. | HEAVY DUTY LED DIRECT INSTALL | HLT222 | Linear Replacement Lamp | Four-Foot | Replacement Lamps (plug and play) (UL Type A) | Standard | FALSE | [9 empty] | 42152 |  |  | NotYetVerified | Internal driver; operates off fluorescent ballast | 3.1 | 2200 | 115 | 22 |  |  | 3500 | 83
PCSQ3BR8 | Sunpark | SUNPARK | T8-48C-22W-3000K | Linear Replacement Lamp | Four-Foot | Replacement Lamps (plug and play) (UL Type A) | Standard | TRUE | 2099.3 | 98.17 | 21.38 | 6.21 | 0.987 | 3016 | 83.2 | 5 | 50000 | 42151 |  |  | NotYetVerified |  | 3 | 2099 | 100 | 22 | 10 | 0.99 | 3000 | 83
PVTBAH9MA | Philips Lighting North America Corporation | Philips | 9290011751 | Linear Replacement Lamp | Four-Foot | 2-lamp External Driver Lamp-Style Retrofit Kits (UL Type C) | Standard | TRUE | 2124 | 106.4 | 19.97 | 10.68 | 0.98 | 3988 | 83.6 | 5 | 50000 | 42151 |  |  | NotYetVerified | External Driver | 3 | 2100 | 100 | 21 |  |  | 4000 | 82
PVAQWGBD | Sunpark | SUNPARK | T8-48C-17W-3000K | Linear Replacement Lamp | Four-Foot | Replacement Lamps (plug and play) (UL Type A) | Standard | TRUE | 1692.8 | 98.62 | 17.17 | 5.87 | 0.978 | 2825 | 82.7 | 5 | 50000 | 42151 |  |  | NotYetVerified | Internal Driver;Operates off existing ballast | 3 | 1692 | 100 | 17 | 10 | 0.99 | 3000 | 83
P2NM85YH | Sunpark | SUNPARK | T5LED-28W-3000K | Linear Replacement Lamp | Four-Foot | Replacement Lamps (plug and play) (UL Type A) | Standard | TRUE | 2872.9 | 101.28 | 28.37 | 10.56 | 0.931 | 3001 | 82.7 | 5 | 50000 | 42151 |  |  | NotYetVerified |  | 3 | 3100 | 102 | 30 | 10 | 0.997 | 3000 | 85
P4QGZYS9 | Linmore LED Labs | Linmore LED | LL-T8-4-1-ED-F-40K | Linear Replacement Lamp | Four-Foot | 2-lamp External Driver Lamp-Style Retrofit Kits (UL Type C) | Standard | TRUE | 1874.78 | 133 | 14.1 | 10 | 0.93 | 3364 | 83 | 10 | 50000 | 42151 |  |  | NotYetVerified |  | 3 | 1903.5 | 135 | 14.1 | 10 | 0.99 | 4000 | 83
P8C6A9CV | Sunpark | SUNPARK | T5LED-28W-5000K | Linear Replacement Lamp | Four-Foot | Replacement Lamps (plug and play) (UL Type A) | Standard | FALSE | [9 empty] | 42151 |  |  | NotYetVerified | T5 Ballast Compatible | 3 | 3200 | 108 | 30 | 10 | 0.997 | 5000 | 85
P12S2MW3 | Sunpark | SUNPARK | T8-48C-22W-5000K | Linear Replacement Lamp | Four-Foot | Replacement Lamps (plug and play) (UL Type A) | Standard | FALSE | [9 empty] | 42151 |  |  | NotYetVerified | Internal Driver;Operates off existing ballast | 3 | 2294.8 | 107 | 22 | 10 | 0.99 | 5000 | 84
P2SPK7YS | Sunpark | SUNPARK | T8-48C-17W-5000K | Linear Replacement Lamp | Four-Foot | Replacement Lamps (plug and play) (UL Type A) | Standard | FALSE | [9 empty] | 42151 |  |  | NotYetVerified |  | 3 | 1734 | 100 | 17 | 10 | 0.99 | 5000 | 84
PK45CG8G | Sunpark | SUNPARK | T5LED-28W-4500K | Linear Replacement Lamp | Four-Foot | Replacement Lamps (plug and play) (UL Type A) | Standard | FALSE | [9 empty] | 42151 |  |  | NotYetVerified | T5 Ballast Compatible | 3 | 3200 | 108 | 30 | 10 | 0.997 | 4500 | 85
PSZG1GVR | Sunpark | SUNPARK | T8-48C-22W-4500K | Linear Replacement Lamp | Four-Foot | Replacement Lamps (plug and play) (UL Type A) | Standard | FALSE | [9 empty] | 42151 |  |  | NotYetVerified |  | 3 | 2260 | 105 | 22 | 10 | 0.99 | 4500 | 84
PQNQ7BHP | Sunpark | SUNPARK | T8-48C-17W-4500K | Linear Replacement Lamp | Four-Foot | Replacement Lamps (plug and play) (UL Type A) | Standard | FALSE | [9 empty] | 42151 |  |  | NotYetVerified |  | 3 | 1720 | 100 | 17 | 10 | 0.99 | 4500 | 84
P2V5VU2U | Sunpark | SUNPARK | T5LED-28W-4000K | Linear Replacement Lamp | Four-Foot | Replacement Lamps (plug and play) (UL Type A) | Standard | FALSE | [9 empty] | 42151 |  |  | NotYetVerified | T5 Ballast Compatible | 3 | 3200 | 108 | 30 | 10 | 0.997 | 4000 | 85
PUBKKPXP | Sunpark | SUNPARK | T8-48C-22W-4000K | Linear Replacement Lamp | Four-Foot | Replacement Lamps (plug and play) (UL Type A) | Standard | FALSE | [9 empty] | 42151 |  |  | NotYetVerified |  | 3 | 2230 | 104 | 22 | 10 | 0.99 | 4000 | 83
P5KGPTY9 | Sunpark | SUNPARK | T8-48C-17W-4000K | Linear Replacement Lamp | Four-Foot | Replacement Lamps (plug and play) (UL Type A) | Standard | FALSE | [9 empty] | 42151 |  |  | NotYetVerified |  | 3 | 1710 | 100 | 17 | 10 | 0.99 | 4000 | 83
P3HGSD9Q | Sunpark | SUNPARK | T5LED-28W-3500K | Linear Replacement Lamp | Four-Foot | Replacement Lamps (plug and play) (UL Type A) | Standard | FALSE | [9 empty] | 42151 |  |  | NotYetVerified |  | 3 | 3100 | 102 | 30 | 10 | 0.997 | 3500 | 85
PTYYYJG3 | Sunpark | SUNPARK | T8-48C-22W-3500K | Linear Replacement Lamp | Four-Foot | Replacement Lamps (plug and play) (UL Type A) | Standard | FALSE | [9 empty] | 42151 |  |  | NotYetVerified | Internal Driver;Operates off existing ballast | 3 | 2200 | 102 | 22 | 10 | 0.99 | 3500 | 83
P4DFP4U9 | Sunpark | SUNPARK | T8-48C-17W-3500K | Linear Replacement Lamp | Four-Foot | Replacement Lamps (plug and play) (UL Type A) | Standard | FALSE | [9 empty] | 42151 |  |  | NotYetVerified |  | 3 | 1700 | 100 | 17 | 10 | 0.99 | 3500 | 83
PS9RMGQU | Linmore LED Labs | Linmore LED | LL-T8-4-1-ED-F-50K | Linear Replacement Lamp | Four-Foot | 2-lamp External Driver Lamp-Style Retrofit Kits (UL Type C) | Standard | FALSE | [9 empty] | 42151 | Dimmable | Continuous Below 10 | NotYetVerified |  | 3 | 1917.6 | 136 | 14.1 | 10 | 0.99 | 5000 | 83
P74W13WY | Archipelago Lighting Inc. | LIFEBULB | LBT8F1841 | Linear Replacement Lamp | Four-Foot | Replacement Lamps (plug and play) (UL Type A) | Standard | TRUE | 2033.2 | 97.65 | 20.82 | 4.93 | 0.968 | 3931 | 84.4 | 5 | 50000 | 42146 |  |  | NotYetVerified |  | 3 | 2030 | 100 | 18 | 10 | 0.99 | 4000 | 80
PJW9H6F2 | Archipelago Lighting Inc. | LIFEBULB | LBT8F1850 | Linear Replacement Lamp | Four-Foot | Replacement Lamps (plug and play) (UL Type A) | Standard | FALSE | [9 empty] | 42146 |  |  | NotYetVerified |  | 3 | 2030 | 100 | 18 | 10 | 0.99 | 5000 | 80
PKBGWPJP | MEBULBS.COM | INDUSTRA LED DIRECT INSTALL | ILT122 | Linear Replacement Lamp | Four-Foot | Replacement Lamps (plug and play) (UL Type A) | Standard | TRUE | 2162.4 | 108.92 | 19.85 | 13.32 | 0.971 | 2894 | 82 | 5 | 50000 | 42144 |  |  | NotYetVerified | Internal driver; operates off fluorescent ballast | 3.1 | 1900 | 115 | 22 |  |  | 3000 | 83
PSU3J1X8 | Taizhou JiaoGuang Lighting Co. Ltd. | Jiao Guang | RG115-30K-C | Linear Replacement Lamp | Four-Foot | Internal Driver Lamp-Style Retrofit Kits (UL Type B) | Standard | TRUE | 2140.8 | 120.2 | 17.81 | 20.4 | 0.897 | 3013 | 82.4 | 5 | 50000 | 42144 |  |  | NotYetVerified | Internal Driver | 3 | 2140.8 | 120.2 | 17.81 | 23.1 | 0.971 | 3013 | 82.4
P9AD5BWX | Taizhou JiaoGuang Lighting Co. Ltd. | Jiao Guang | RG115-30K-F | Linear Replacement Lamp | Four-Foot | Internal Driver Lamp-Style Retrofit Kits (UL Type B) | Standard | TRUE | 1922.1 | 108.65 | 17.69 | 20.8 | 0.888 | 3014 | 82.7 | 5 | 50000 | 42144 |  |  | NotYetVerified | Internal Driver | 3 | 1922.1 | 108.65 | 17.69 | 23.3 | 0.97 | 3014 | 82.7
PM14YSS1 | MEBULBS.COM | INDUSTRA LED DIRECT INSTALL | ILT422 | Linear Replacement Lamp | Four-Foot | Replacement Lamps (plug and play) (UL Type A) | Standard | FALSE | [9 empty] | 42144 |  |  | NotYetVerified | Internal driver; operates off fluorescent ballast | 3.1 | 1900 | 115 | 22 |  |  | 5000 | 83
PNHHQTSD | MEBULBS.COM | INDUSTRA LED DIRECT INSTALL | ILT322 | Linear Replacement Lamp | Four-Foot | Replacement Lamps (plug and play) (UL Type A) | Standard | FALSE | [9 empty] | 42144 |  |  | NotYetVerified | Internal driver; operates off fluorescent ballast | 3.1 | 1900 | 115 | 22 |  |  | 4000 | 83
PE3FVEAR | MEBULBS.COM | INDUSTRA LED DIRECT INSTALL | ILT222 | Linear Replacement Lamp | Four-Foot | Replacement Lamps (plug and play) (UL Type A) | Standard | FALSE | [9 empty] | 42144 |  |  | NotYetVerified | Internal driver; operates off fluorescent ballast | 3.1 | 2200 | 115 | 22 |  |  | 3500 | 83
P1S755Y7 | Taizhou JiaoGuang Lighting Co. Ltd. | Jiao Guang | RG115-50K-F | Linear Replacement Lamp | Four-Foot | Internal Driver Lamp-Style Retrofit Kits (UL Type B) | Standard | FALSE | [9 empty] | 42144 |  |  | NotYetVerified | Internal Driver | 3 | 2085.9 | 132.99 | 17.6 | 23.3 | 0.97 | 5067 | 82.9
P9GF2TNW | Taizhou JiaoGuang Lighting Co. Ltd. | Jiao Guang | RG115-50K-C | Linear Replacement Lamp | Four-Foot | Internal Driver Lamp-Style Retrofit Kits (UL Type B) | Standard | FALSE | [9 empty] | 42144 |  |  | NotYetVerified | Internal Driver | 3 | 2340.6 | 132.99 | 17.6 | 23.3 | 0.97 | 5030 | 82.9
P532MGPR | Taizhou JiaoGuang Lighting Co. Ltd. | Jiao Guang | RG115-45K-F | Linear Replacement Lamp | Four-Foot | Internal Driver Lamp-Style Retrofit Kits (UL Type B) | Standard | FALSE | [9 empty] | 42144 |  |  | NotYetVerified | Internal Driver | 3 | 2100 | 116.7 | 18 | 23.3 | 0.97 | 4500 | 82.7
P5YASPQU | Taizhou JiaoGuang Lighting Co. Ltd. | Jiao Guang | RG115-45K-C | Linear Replacement Lamp | Four-Foot | Internal Driver Lamp-Style Retrofit Kits (UL Type B) | Standard | FALSE | [9 empty] | 42144 |  |  | NotYetVerified | Internal Driver | 3 | 2300 | 127.8 | 18 | 23.1 | 0.971 | 4500 | 82.4
PY148XAX | Taizhou JiaoGuang Lighting Co. Ltd. | Jiao Guang | RG115-40K-F | Linear Replacement Lamp | Four-Foot | Internal Driver Lamp-Style Retrofit Kits (UL Type B) | Standard | FALSE | [9 empty] | 42144 |  |  | NotYetVerified | Internal Driver | 3 | 2100 | 116.7 | 18 | 23.3 | 0.97 | 4000 | 82.7
P6XCE5Z9 | Taizhou JiaoGuang Lighting Co. Ltd. | Jiao Guang | RG115-40K-C | Linear Replacement Lamp | Four-Foot | Internal Driver Lamp-Style Retrofit Kits (UL Type B) | Standard | FALSE | [9 empty] | 42144 |  |  | NotYetVerified | Internal Driver | 3 | 2300 | 127.8 | 18 | 23.1 | 0.971 | 4000 | 82.4
PFXRGBEV | Taizhou JiaoGuang Lighting Co. Ltd. | Jiao Guang | RG115-35K-F | Linear Replacement Lamp | Four-Foot | Internal Driver Lamp-Style Retrofit Kits (UL Type B) | Standard | FALSE | [9 empty] | 42144 |  |  | NotYetVerified | Internal Driver | 3 | 2100 | 116.7 | 18 | 23.3 | 0.97 | 3500 | 82.7
PQ7XYNHJ | Taizhou JiaoGuang Lighting Co. Ltd. | Jiao Guang | RG115-35K-C | Linear Replacement Lamp | Four-Foot | Internal Driver Lamp-Style Retrofit Kits (UL Type B) | Standard | FALSE | [9 empty] | 42144 |  |  | NotYetVerified | Internal Driver | 3 | 2300 | 127.8 | 18 | 23.1 | 0.971 | 3500 | 82.4
PDKPCN26 | ECO LED BRIGHT INC | ECO LED BRIGHT INC | T8ND-18W-35K-068C | Linear Replacement Lamp | Four-Foot | Replacement Lamps (plug and play) (UL Type A) | Standard | TRUE | 1944 | 114.15 | 17.03 | 8.69 | 0.9687 | 2999 | 82.6 | 5 | 50000 | 42142 |  |  | NotYetVerified |  | 3.1 | 1944 | 114.15 | 17.03 | 8.69 | 0.9687 | 3000 | 82.6
P85UKWFK | Ampco Lighting Ltd | Ampco | T8D-48-UV(4000K Clear) | Linear Replacement Lamp | Four-Foot | Internal Driver Lamp-Style Retrofit Kits (UL Type B) | Standard | TRUE | 2146 | 123.33 | 17.4 | 20.3 | 0.896 | 4054 | 85.1 | 5 | 50000 | 42142 |  |  | NotYetVerified |  | 3 | 2146 | 123.3 | 17.4 | 18.6 | 0.942 | 4054 | 85
PPHEBKCP | Ampco Lighting Ltd | Ampco | T8D-48-UV(4000K Frosted) | Linear Replacement Lamp | Four-Foot | Internal Driver Lamp-Style Retrofit Kits (UL Type B) | Standard | TRUE | 2015.68 | 111.98 | 18 | 23.4 | 0.891 | 4047 | 85 | 5 | 50000 | 42142 |  |  | NotYetVerified |  | 3 | 2015.68 | 111.98 | 18 | 22.6 | 0.973 | 4047 | 85
PH67M61N | ECO LED BRIGHT INC | ECO LED BRIGHT INC | T8ND-18W-5K-003 | Linear Replacement Lamp | Four-Foot | Replacement Lamps (plug and play) (UL Type A) | Standard | FALSE | [9 empty] | 42142 |  |  | NotYetVerified |  | 3.1 | 2062 | 120.44 | 17.12 | 8.69 | 0.9504 | 5000 | 82.9
PM437NY9 | ECO LED BRIGHT INC | ECO LED BRIGHT INC | T8ND-18W-4K-004 | Linear Replacement Lamp | Four-Foot | Replacement Lamps (plug and play) (UL Type A) | Standard | FALSE | [9 empty] | 42142 |  |  | NotYetVerified |  | 3.1 | 1944 | 114.15 | 17.03 | 8.69 | 0.9687 | 4000 | 82.6
P5NUFYXH | Ampco Lighting Ltd | Ampco | T8D-48-UV(5000K Frosted) | Linear Replacement Lamp | Four-Foot | Internal Driver Lamp-Style Retrofit Kits (UL Type B) | Standard | FALSE | [9 empty] | 42142 | Not Dimmable | Not Dimmable | NotYetVerified |  | 3 | 2100 | 116.67 | 18 | 22.6 | 0.973 | 5000 | 85
PQNZX75W | Ampco Lighting Ltd | Ampco | T8D-48-UV(5000K Clear) | Linear Replacement Lamp | Four-Foot | Internal Driver Lamp-Style Retrofit Kits (UL Type B) | Standard | FALSE | [9 empty] | 42142 | Not Dimmable | Not Dimmable | NotYetVerified |  | 3 | 2100 | 116.67 | 18 | 18.6 | 0.942 | 5000 | 85
P1VM9SKX | Shenzhen Syhdee Co.Ltd. | SYHDEE | SYH-C08-T1212(3000K) | Linear Replacement Lamp | Four-Foot | Replacement Lamps (plug and play) (UL Type A) | Standard | TRUE | 1690 | 121.23 | 13.94 | 10.22 | 0.9077 | 2988 | 82 | 5 | 50000 | 42139 |  |  | No | Updated 8/31/16 | 4 | 1693 | 121.97 | 13.88 | 10.22 | 0.9077 | 3000 | 82
PUPWBS15 | Shenzhen Syhdee Co.Ltd. | SYHDEE | SYH-C08-M1212(3000K) | Linear Replacement Lamp | Four-Foot | Replacement Lamps (plug and play) (UL Type A) | Standard | TRUE | 1607 | 115.19 | 13.95 | 11.06 | 0.9044 | 3005 | 82.9 | 5 | 50000 | 42139 |  |  | No | Updated 9/12/2016 | 4 | 1605 | 116.14 | 13.82 | 11.06 | 0.9044 | 3000 | 82.9
P4F8S2MR | Shenzhen Syhdee Co.Ltd. | SYHDEE | SYH-C08-M1212(5000K) | Linear Replacement Lamp | Four-Foot | Replacement Lamps (plug and play) (UL Type A) | Standard | FALSE | [9 empty] | 42139 |  |  | No | Updated 9/12/2016 | 4 | 1674 | 120.52 | 13.89 | 10.99 | 0.9039 | 5000 | 83.1
P248ZEH2 | Shenzhen Syhdee Co.Ltd. | SYHDEE | SYH-C08-T1212(5000K) | Linear Replacement Lamp | Four-Foot | Replacement Lamps (plug and play) (UL Type A) | Standard | FALSE | [9 empty] | 42139 |  |  | No | Updated 8/31/16 | 4 | 1763 | 126.38 | 13.95 | 10.18 | 0.9069 | 5000 | 82.4
PNYJ1469 | Shenzhen Syhdee Co.Ltd. | SYHDEE | SYH-C08-M1212(4000K) | Linear Replacement Lamp | Four-Foot | Replacement Lamps (plug and play) (UL Type A) | Standard | FALSE | [9 empty] | 42139 |  |  | No | Updated 9/12/2016 | 4 | 1605 | 116.14 | 13.82 | 11.06 | 0.9044 | 4000 | 82.9
PW8CU9NR | Shenzhen Syhdee Co.Ltd. | SYHDEE | SYH-C08-T1212(4000K) | Linear Replacement Lamp | Four-Foot | Replacement Lamps (plug and play) (UL Type A) | Standard | FALSE | [9 empty] | 42139 |  |  | No | Updated 8/31/16 | 4 | 1693 | 121.97 | 13.88 | 10.22 | 0.9077 | 4000 | 82
PX35SJBV | Anhui Sanan Technology Co. Ltd. | Lightera | OT818Wk07-1200-50K-05 | Linear Replacement Lamp | Four-Foot | Internal Driver Lamp-Style Retrofit Kits (UL Type B) | Standard | FALSE | [9 empty] | 42138 | Not Yet Verified | Not Yet Verified | NotYetVerified | Internal Driver | 3 | 1992.2 | 115.17 | 17.3 | 11.75 | 0.9982 | 5000 | 80
PJ2HJNMY | Anhui Sanan Technology Co. Ltd. | Lightera | OT822Wk07-1200-50K-05 | Linear Replacement Lamp | Four-Foot | Internal Driver Lamp-Style Retrofit Kits (UL Type B) | Standard | FALSE | [9 empty] | 42138 | Not Yet Verified | Not Yet Verified | NotYetVerified | Internal Driver | 3 | 2434.4 | 107.72 | 22.6 | 9.76 | 0.9984 | 5000 | 80
PMXX21P7 | CNLIGHT CO. LTD | CNLIGHT | CNRB1601WW | Linear Replacement Lamp | Four-Foot | Internal Driver Lamp-Style Retrofit Kits (UL Type B) | Standard | TRUE | 2154.7 | 116.58 | 18.48 | 23.9 | 0.9641 | 2716 | 82.2 | 5 | 50000 | 42137 |  |  | NotYetVerified | Fluorescent Ballast Compatible | 3 | 1900 | 116.58 | 18 | 24.1 | 0.9636 | 2700 | 80
PFPTBR62 | Homelite Technology Co.Ltd | Homelite | HTIL16/35K | Linear Replacement Lamp | Four-Foot | Internal Driver Lamp-Style Retrofit Kits (UL Type B) | Standard | TRUE | 1905.66 | 115.01 | 16.57 | 10.5 | 0.9503 | 3488 | 84.6 | 5 | 50000 | 42137 |  |  | NotYetVerified | Internal Driver | 3 | 1450 | 100 | 16 | 8 | 0.9 | 3500 | 80
PT113VJ7 | Homelite Technology Co.Ltd | Homelite | HTIL16/50K | Linear Replacement Lamp | Four-Foot | Internal Driver Lamp-Style Retrofit Kits (UL Type B) | Standard | FALSE | [9 empty] | 42137 |  |  | NotYetVerified |  | 3 | 1450 | 100 | 16 | 8 | 0.9 | 5000 | 80
PWJDNK32 | Homelite Technology Co.Ltd | Homelite | HTIL16/40K | Linear Replacement Lamp | Four-Foot | Internal Driver Lamp-Style Retrofit Kits (UL Type B) | Standard | FALSE | [9 empty] | 42137 |  |  | NotYetVerified | Internal Driver | 3 | 1450 | 100 | 16 | 8 | 0.9 | 4000 | 80
PX2F5X5A | CNLIGHT CO. LTD | CNLIGHT | CNRB1601PW | Linear Replacement Lamp | Four-Foot | Internal Driver Lamp-Style Retrofit Kits (UL Type B) | Standard | FALSE | [9 empty] | 42137 | Not Yet Verified | Not Yet Verified | NotYetVerified | Fluorescent Ballast Compatible | 3 | 1900 | 116.58 | 18 | 24.1 | 0.9636 | 5000 | 80
P2W86JH5 | CNLIGHT CO. LTD | CNLIGHT | CNRB1601NW | Linear Replacement Lamp | Four-Foot | Internal Driver Lamp-Style Retrofit Kits (UL Type B) | Standard | FALSE | [9 empty] | 42137 | Not Yet Verified | Not Yet Verified | NotYetVerified | Fluorescent Ballast Compatible | 3 | 1900 | 116.58 | 18 | 24.1 | 0.9636 | 4000 | 80
PY2Z4ENP | AXP Technology Inc | AXP | AXP-T8-G-2200-4-30-D | Linear Replacement Lamp | Four-Foot | Replacement Lamps (plug and play) (UL Type A) | Standard | TRUE | 2327.8 | 111.75 | 20.83 | 4.41 | 0.986 | 3088 | 85 | 5 | 50000 | 42136 |  |  | NotYetVerified |  | 3 | 2200 | 122 | 18 | 20 | 0.9 | 3000 | 82
PTDJK217 | AXP Technology Inc | AXP | AXP-T8-G-1800-4-30-D | Linear Replacement Lamp | Four-Foot | Replacement Lamps (plug and play) (UL Type A) | Standard | TRUE | 1928.7 | 114.94 | 16.78 | 5.54 | 0.98 | 3077 | 85.1 | 5 | 50000 | 42136 |  |  | NotYetVerified |  | 3 | 1800 | 105 | 17 | 20 | 0.9 | 3000 | 82
PZVP8RET | AXP Technology Inc | AXP | AXP-T8-G-2200-4-30-B | Linear Replacement Lamp | Four-Foot | Internal Driver Lamp-Style Retrofit Kits (UL Type B) | Standard | TRUE | 2498.4 | 122.11 | 20.46 | 7.28 | 0.94 | 3104 | 85 | 5 | 50000 | 42136 |  |  | NotYetVerified |  | 3 | 2200 | 130 | 16.5 | 20.01 | 0.9129 | 3000 | 83
PT62QYXV | AXP Technology Inc | AXP | AXP-T8-G-1800-4-30-B | Linear Replacement Lamp | Four-Foot | Internal Driver Lamp-Style Retrofit Kits (UL Type B) | Standard | TRUE | 2034.2 | 123.21 | 16.51 | 7.67 | 0.9112 | 3097 | 85 | 5 | 50000 | 42136 |  |  | NotYetVerified |  | 3 | 1800 | 120 | 15 | 20 | 0.9 | 3000 | 83
PHT6DCNA | AXP Technology Inc | AXP | AXP-T8-G-2200-4-50-B | Linear Replacement Lamp | Four-Foot | Internal Driver Lamp-Style Retrofit Kits (UL Type B) | Standard | FALSE | [9 empty] | 42136 | Not Dimmable | Not Dimmable | NotYetVerified |  | 3 | 2200 | 130 | 16.5 | 20.17 | 0.9087 | 5000 | 83
PYQUPWR5 | AXP Technology Inc | AXP | AXP-T8-G-1800-4-50-B | Linear Replacement Lamp | Four-Foot | Internal Driver Lamp-Style Retrofit Kits (UL Type B) | Standard | FALSE | [9 empty] | 42136 | Not Dimmable | Not Dimmable | NotYetVerified |  | 3 | 1800 | 120 | 15 | 20 | 0.9 | 5000 | 83
PWDH6Z45 | AXP Technology Inc | AXP | AXP-T8-G-2200-4-50-D | Linear Replacement Lamp | Four-Foot | Replacement Lamps (plug and play) (UL Type A) | Standard | FALSE | [9 empty] | 42136 | Not Dimmable | Not Dimmable | NotYetVerified |  | 3 | 2200 | 122 | 18 | 20 | 0.9 | 5000 | 82
PCJQWBDW | AXP Technology Inc | AXP | AXP-T8-G-1800-4-50-D | Linear Replacement Lamp | Four-Foot | Replacement Lamps (plug and play) (UL Type A) | Standard | FALSE | [9 empty] | 42136 | Not Dimmable | Not Dimmable | NotYetVerified |  | 3 | 1800 | 105 | 17 | 20 | 0.9 | 5000 | 82
P54JYZJ9 | AXP Technology Inc | AXP | AXP-T8-G-2200-4-40-B | Linear Replacement Lamp | Four-Foot | Internal Driver Lamp-Style Retrofit Kits (UL Type B) | Standard | FALSE | [9 empty] | 42136 | Not Dimmable | Not Dimmable | NotYetVerified |  | 3 | 2200 | 130 | 16.5 | 20 | 0.9 | 4000 | 83
PXD8E74E | AXP Technology Inc | AXP | AXP-T8-G-1800-4-40-B | Linear Replacement Lamp | Four-Foot | Internal Driver Lamp-Style Retrofit Kits (UL Type B) | Standard | FALSE | [9 empty] | 42136 | Not Dimmable | Not Dimmable | NotYetVerified |  | 3 | 1800 | 120 | 15 | 20 | 0.9 | 4000 | 83
PU87VBRA | AXP Technology Inc | AXP | AXP-T8-G-2200-4-40-D | Linear Replacement Lamp | Four-Foot | Replacement Lamps (plug and play) (UL Type A) | Standard | FALSE | [9 empty] | 42136 | Not Dimmable | Not Dimmable | NotYetVerified |  | 3 | 2200 | 122 | 18 | 20 | 0.9 | 4000 | 82
PYHNGD95 | AXP Technology Inc | AXP | AXP-T8-G-1800-4-40-D | Linear Replacement Lamp | Four-Foot | Replacement Lamps (plug and play) (UL Type A) | Standard | FALSE | [9 empty] | 42136 | Not Dimmable | Not Dimmable | NotYetVerified |  | 3 | 1800 | 105 | 17 | 20 | 0.9 | 4000 | 82
P64MUXZ5 | SINOCO INTERNATIONAL(HK)CO.LIMITED | Sinoco | TC-T8A-18W(3000K) | Linear Replacement Lamp | Four-Foot | Internal Driver Lamp-Style Retrofit Kits (UL Type B) | Standard | TRUE | 4833 | 106.82 | 17.3 | 16.73 | 0.9598 | 3065 | 82.7 | 5 |  | 42135 |  |  | NotYetVerified |  | 3.1 | 1848 | 107.69 | 17.16 | 16.73 | 0.9598 | 3000 | 82.7
P31A5EMB | SINOCO INTERNATIONAL(HK)CO.LIMITED | Sinoco | TC-T8A-18W(5000K) | Linear Replacement Lamp | Four-Foot | Internal Driver Lamp-Style Retrofit Kits (UL Type B) | Standard | FALSE | [9 empty] | 42135 |  |  | NotYetVerified |  | 3.1 | 1973 | 114.56 | 17.22 | 16.43 | 0.9562 | 5000 | 82.1
PY5MS8GU | SINOCO INTERNATIONAL(HK)CO.LIMITED | Sinoco | TC-T8A-18W(4500K) | Linear Replacement Lamp | Four-Foot | Internal Driver Lamp-Style Retrofit Kits (UL Type B) | Standard | FALSE | [9 empty] | 42135 |  |  | NotYetVerified |  | 3.1 | 1848 | 107.69 | 17.16 | 16.73 | 0.9598 | 4500 | 82.7
PE2FTNCA | SINOCO INTERNATIONAL(HK)CO.LIMITED | Sinoco | TC-T8A-18W(4000K) | Linear Replacement Lamp | Four-Foot | Internal Driver Lamp-Style Retrofit Kits (UL Type B) | Standard | FALSE | [9 empty] | 42135 |  |  | NotYetVerified |  | 3.1 | 1848 | 107.69 | 17.16 | 16.73 | 0.9598 | 4000 | 82.7
PHB4H4ZR | SINOCO INTERNATIONAL(HK)CO.LIMITED | Sinoco | TC-T8A-18W(3500K) | Linear Replacement Lamp | Four-Foot | Internal Driver Lamp-Style Retrofit Kits (UL Type B) | Standard | FALSE | [9 empty] | 42135 |  |  | NotYetVerified |  | 3.1 | 1848 | 107.69 | 17.16 | 16.73 | 0.9598 | 3500 | 82.7
PU8K7VKT | WAYTOGO LED LIGHTING COMPANY LTD | WTGLED | WTG-4F18WT8 WOYZ 30F | Linear Replacement Lamp | Four-Foot | 2-lamp External Driver Lamp-Style Retrofit Kits (UL Type C) | Standard | TRUE | 1605.09 | 98.47 | 16.3 | 15.4 | 0.95 | 3108 | 82.9 | 5 | 50000 | 42132 |  |  | NotYetVerified |  | 3 | 1600 | 100 | 16 |  |  | 3000
PFX911R2 | ECO LED BRIGHT INC | ECO LED BRIGHT INC | T8ND-15WA-3K-073C | Linear Replacement Lamp | Four-Foot | Replacement Lamps (plug and play) (UL Type A) | Standard | TRUE | 1657 | 111.73 | 14.83 | 8.83 | 0.9208 | 3000 | 82.7 | 5 | 50000 | 42132 |  |  | NotYetVerified |  | 3.1 | 1657 | 111.73 | 14.83 | 8.83 | 0.9208 | 3000 | 82.7
P5UAEVBB | ECO LED BRIGHT INC | ECO LED BRIGHT INC | T8ND-15WA-5K-001 | Linear Replacement Lamp | Four-Foot | Replacement Lamps (plug and play) (UL Type A) | Standard | FALSE | [9 empty] | 42132 |  |  | NotYetVerified |  | 3.1 | 1767 | 118.75 | 14.88 | 8.67 | 0.9106 | 5000 | 83
P722HSBQ | ECO LED BRIGHT INC | ECO LED BRIGHT INC | T8ND-15WA-4K-002 | Linear Replacement Lamp | Four-Foot | Replacement Lamps (plug and play) (UL Type A) | Standard | FALSE | [9 empty] | 42132 |  |  | NotYetVerified |  | 3.1 | 1657 | 111.73 | 14.83 | 8.83 | 0.9208 | 4000 | 82.7
P3992BWC | WAYTOGO LED LIGHTING COMPANY LTD | WTGLED | WTG-4F18WT8 WOYZ 50F | Linear Replacement Lamp | Four-Foot | 2-lamp External Driver Lamp-Style Retrofit Kits (UL Type C) | Standard | FALSE | [9 empty] | 42132 |  |  | NotYetVerified |  | 3 | 1600 | 100 | 16 |  |  | 5000
P8U36TH7 | WAYTOGO LED LIGHTING COMPANY LTD | WTGLED | WTG-4F18WT8 WOYZ 40F | Linear Replacement Lamp | Four-Foot | 2-lamp External Driver Lamp-Style Retrofit Kits (UL Type C) | Standard | FALSE | [9 empty] | 42132 |  |  | NotYetVerified |  | 3 | 1600 | 100 | 16 |  |  | 4000
PPJA5TUM | WAYTOGO LED LIGHTING COMPANY LTD | WTGLED | WTG-4F18WT8 WOYZ 35F | Linear Replacement Lamp | Four-Foot | 2-lamp External Driver Lamp-Style Retrofit Kits (UL Type C) | Standard | FALSE | [9 empty] | 42132 |  |  | NotYetVerified |  | 3 | 1600 | 100 | 16 | 20 | 0.95 | 3500 | 80
P4RWU4T6 | RemPhos Technologies LLC | Remphos | RPT-TOTALTUBE-T5-46IN-3000K | Linear Replacement Lamp | Four-Foot | Replacement Lamps (plug and play) (UL Type A) | Standard | TRUE | 2988.5 | 121 | 28.37 | 12.44 | 0.935 | 2965 | 83.1 | 5 | 50000 | 42131 |  |  | NotYetVerified |  | 3 | 3000 | 121 | 30 | 12 | 0.95 | 3000 | 83
PQ7HJ8MC | RemPhos Technologies LLC | Remphos | RPT-TOTALTUBE-T5-46IN-5000K | Linear Replacement Lamp | Four-Foot | Replacement Lamps (plug and play) (UL Type A) | Standard | FALSE | [9 empty] | 42131 |  |  | NotYetVerified | Updated on 11/28; T5 Ballast Compatible | 3 | 3200 | 128 | 30 | 12 | 0.95 | 5000 | 83
PSUTKVJ9 | RemPhos Technologies LLC | Remphos | RPT-TOTALTUBE-T5-46IN-4000K | Linear Replacement Lamp | Four-Foot | Replacement Lamps (plug and play) (UL Type A) | Standard | FALSE | [9 empty] | 42131 |  |  | NotYetVerified | Updated on 11/28; T5 Ballast Compatible | 3 | 3100 | 125 | 30 | 12 | 0.95 | 4000 | 83
P9C9CYTE | RemPhos Technologies LLC | Remphos | RPT-TOTALTUBE-T5-46IN-3500K | Linear Replacement Lamp | Four-Foot | Replacement Lamps (plug and play) (UL Type A) | Standard | FALSE | [9 empty] | 42131 |  |  | NotYetVerified |  | 3 | 3000 | 121 | 30 | 12 | 0.95 | 3500 | 83
PZR7QVH6 | Green Lighting LED | GREEN LIGHTING LED | USHC-T8-4FT-18W-BC-ZY BIXX (2700K Clear) | Linear Replacement Lamp | Four-Foot | Dual Mode Internal Driver (UL Type A and Type B) | Standard | TRUE | 2231 | 106.7 | 20.9 | 11.36 | 0.967 | 2682 | 81.5 | 5 | 50000 | 42130 |  |  | NotYetVerified | Internal driver; operates off existing fluorescent ballast | 3.1 | 2212 | 105.8 | 20.9 |  |  | 2700 | 82.4
PJSVWC7G | Green Lighting LED | GREEN LIGHTING LED | USHC-T8-4FT-18W-BC-ZY BIXX (2700K Frosted) | Linear Replacement Lamp | Four-Foot | Dual Mode Internal Driver (UL Type A and Type B) | Standard | TRUE | 2261 | 105.6 | 21.42 | 11.36 | 0.9667 | 3987 | 81.5 | 5 | 50000 | 42130 |  |  | NotYetVerified |  | 3 | 2212 | 105.8 | 20.9 |  |  | 4000 | 82.4
PJAVNXP9 | Green Lighting LED | GREEN LIGHTING LED | USHC-T8-4FT-15W-BC-ZY BIXX (2700K Frosted) | Linear Replacement Lamp | Four-Foot | Dual Mode Internal Driver (UL Type A and Type B) | Standard | TRUE | 1929 | 109 | 17.7 | 17.9 | 0.9557 | 2655 | 81.6 | 5 | 50000 | 42130 |  |  | NotYetVerified | Internal driver; operates off existing fluorescent ballast | 3.1 | 1929 | 109 | 17.7 |  |  | 2700 | 82
P3Z8A17V | Zhejiang Starco Lighting Co.Ltd. | Starco Lighting | STC4FT22W3K | Linear Replacement Lamp | Four-Foot | Internal Driver Lamp-Style Retrofit Kits (UL Type B) | Standard | TRUE | 2327 | 105.7 | 22.02 | 19.1 | 0.914 | 2918 | 82 | 6 | 50000 | 42130 |  |  | NotYetVerified |  | 3 | 2300 | 105 | 22 | 20 | 0.9 | 3000 | 82
PCWZ9S3Z | ProLumin Lighting LLC | ProLumin | PL-4'-LEDT8-SEID-FROSTED-30K | Linear Replacement Lamp | Four-Foot | Replacement Lamps (plug and play) (UL Type A) | Standard | TRUE | 1980 | 106.85 | 18.53 | 15.7 | 0.899 | 3046.4 | 81 | 5 | 50000 | 42130 |  |  | NotYetVerified |  | 3 | 1800 | 100 | 18 |  | 0.9 | 3000
P167PHUP | Zhejiang Starco Lighting Co.Ltd. | Starco Lighting | STC4FT18W3K | Linear Replacement Lamp | Four-Foot | Internal Driver Lamp-Style Retrofit Kits (UL Type B) | Standard | TRUE | 1852 | 106.5 | 17.39 | 22.9 | 0.8919 | 2923 | 82 | 6 | 50000 | 42130 |  |  | NotYetVerified |  | 3 | 1900 | 106 | 18 | 20 | 0.9 | 3000 | 82
PJ4YNTMH | Green Lighting LED | GREEN LIGHTING LED | USHC-T8-4FT-15W-ZY BIXX (3000K Frost) | Linear Replacement Lamp | Four-Foot | Internal Driver Lamp-Style Retrofit Kits (UL Type B) | Standard | TRUE | 1799 | 107.7 | 16.7 | 18.35 | 0.8804 | 3120 | 81.7 | 5 | 50000 | 42130 |  |  | NotYetVerified |  | 3.1 | 1750 | 108 | 16.2 |  | 0.9 | 3000 | 70
P811791K | Green Lighting LED | GREEN LIGHTING LED | USHC-T8-4FT-18W-ZY BIXX (3000K Frost) | Linear Replacement Lamp | Four-Foot | Internal Driver Lamp-Style Retrofit Kits (UL Type B) | Standard | TRUE | 1943 | 115.7 | 16.8 | 16.47 | 0.88 | 2894 | 82.6 | 5 | 50000 | 42130 |  |  | NotYetVerified |  | 3.1 | 1943 | 115.7 | 16.8 |  |  | 3000 | 82.6
PG7YS9XK | ProLumin Lighting LLC | ProLumin | PL-4'-LEDT8-SEID-CLEAR-50K | Linear Replacement Lamp | Four-Foot | Replacement Lamps (plug and play) (UL Type A) | Standard | FALSE | [9 empty] | 42130 |  |  | NotYetVerified |  | 3 | 1980 | 110 | 18 |  | 0.9 | 5000
P47AHXW5 | ProLumin Lighting LLC | ProLumin | PL-4'-LEDT8-SEID-FROSTED-50K | Linear Replacement Lamp | Four-Foot | Replacement Lamps (plug and play) (UL Type A) | Standard | FALSE | [9 empty] | 42130 |  |  | NotYetVerified |  | 3 | 1980 | 110 | 18 |  | 0.9 | 5000
PZ6TA9FM | ProLumin Lighting LLC | ProLumin | PL-4'-LEDT8-SEID-FROSTED-40K | Linear Replacement Lamp | Four-Foot | Replacement Lamps (plug and play) (UL Type A) | Standard | FALSE | [9 empty] | 42130 |  |  | NotYetVerified |  | 3 | 1890 | 105 | 18 |  | 0.9 | 4000
P3PA7RTK | ProLumin Lighting LLC | ProLumin | PL-4'-LEDT8-SEID-CLEAR-40K | Linear Replacement Lamp | Four-Foot | Replacement Lamps (plug and play) (UL Type A) | Standard | FALSE | [9 empty] | 42130 |  |  | NotYetVerified |  | 3 | 1890 | 105 | 18 |  | 0.9 | 4000
P51KN7HT | ProLumin Lighting LLC | ProLumin | PL-4'-LEDT8-SEID-CLEAR-30K | Linear Replacement Lamp | Four-Foot | Replacement Lamps (plug and play) (UL Type A) | Standard | FALSE | [9 empty] | 42130 |  |  | NotYetVerified |  | 3 | 1800 | 100 | 18 |  | 0.9 | 3000
PSUZWYMR | Zhejiang Starco Lighting Co.Ltd. | Starco Lighting | STC4FT22W5K | Linear Replacement Lamp | Four-Foot | Internal Driver Lamp-Style Retrofit Kits (UL Type B) | Standard | FALSE | [9 empty] | 42130 |  |  | NotYetVerified |  | 3 | 2300 | 105 | 22 | 20 | 0.9 | 5000 | 82
P27YC6PT | Zhejiang Starco Lighting Co.Ltd. | Starco Lighting | STC4FT18W5K | Linear Replacement Lamp | Four-Foot | Internal Driver Lamp-Style Retrofit Kits (UL Type B) | Standard | FALSE | [9 empty] | 42130 |  |  | NotYetVerified | Internal Driver | 3 | 2100 | 118 | 18 | 20 | 0.9 | 5000 | 82
PM46V6QA | Zhejiang Starco Lighting Co.Ltd. | Starco Lighting | STC4FT22W4K | Linear Replacement Lamp | Four-Foot | Internal Driver Lamp-Style Retrofit Kits (UL Type B) | Standard | FALSE | [9 empty] | 42130 |  |  | NotYetVerified |  | 3 | 2300 | 105 | 22 | 20 | 0.9 | 4000 | 82
PK6FWMJ9 | Zhejiang Starco Lighting Co.Ltd. | Starco Lighting | STC4FT18W4K | Linear Replacement Lamp | Four-Foot | Internal Driver Lamp-Style Retrofit Kits (UL Type B) | Standard | FALSE | [9 empty] | 42130 |  |  | NotYetVerified |  | 3 | 1900 | 106 | 18 | 20 | 0.9 | 4000 | 82
PU12J87M | Green Lighting LED | GREEN LIGHTING LED | USHC-T8-4FT-18W-BC-ZY BIXX (5000K Frosted) | Linear Replacement Lamp | Four-Foot | Dual Mode Internal Driver (UL Type A and Type B) | Standard | FALSE | [9 empty] | 42130 | Not Yet Verified | Not Yet Verified | NotYetVerified |  | 3 | 2212 | 105.8 | 20.9 | 7.68 | 0.9928 | 5000 | 82.4
PQNEY9HH | Green Lighting LED | GREEN LIGHTING LED | USHC-T8-4FT-18W-BC-ZY BIXX (5000K Clear) | Linear Replacement Lamp | Four-Foot | Dual Mode Internal Driver (UL Type A and Type B) | Standard | FALSE | [9 empty] | 42130 | Not Yet Verified | Not Yet Verified | NotYetVerified |  | 3 | 2212 | 105.8 | 20.9 | 7.68 | 0.9928 | 5000 | 82.4
P43NK6CF | Green Lighting LED | GREEN LIGHTING LED | USHC-T8-4FT-15W-BC-ZY BIXX (5000K Frosted) | Linear Replacement Lamp | Four-Foot | Dual Mode Internal Driver (UL Type A and Type B) | Standard | FALSE | [9 empty] | 42130 | Not Yet Verified | Not Yet Verified | NotYetVerified | Internal driver; operates off existing fluorescent ballast | 3.1 | 1929 | 109 | 17.7 | 8.75 | 0.9936 | 5000 | 81.6
P1WEXCNK | Green Lighting LED | GREEN LIGHTING LED | USHC-T8-4FT-15W-BC-ZY BIXX (5000K Clear) | Linear Replacement Lamp | Four-Foot | Dual Mode Internal Driver (UL Type A and Type B) | Standard | FALSE | [9 empty] | 42130 | Not Yet Verified | Not Yet Verified | NotYetVerified | Internal driver; operates off existing fluorescent ballast | 3.1 | 1929 | 109 | 17.7 | 8.75 | 0.9936 | 5000 | 81.6
PCTPQFYX | Green Lighting LED | GREEN LIGHTING LED | USHC-T8-4FT-18W-ZY BIXX (5000K Clear) | Linear Replacement Lamp | Four-Foot | Internal Driver Lamp-Style Retrofit Kits (UL Type B) | Standard | FALSE | [9 empty] | 42130 | Not Yet Verified | Not Yet Verified | NotYetVerified |  | 3.1 | 2104 | 125.2 | 16.8 | 13.19 | 0.9849 | 5000 | 81.1
P6QM4NK2 | Green Lighting LED | GREEN LIGHTING LED | USHC-T8-4FT-18W-ZY BIXX (5000K Frost) | Linear Replacement Lamp | Four-Foot | Internal Driver Lamp-Style Retrofit Kits (UL Type B) | Standard | FALSE | [9 empty] | 42130 | Not Yet Verified | Not Yet Verified | NotYetVerified |  | 3.1 | 2104 | 125.2 | 16.8 | 13.19 | 0.9849 | 5000 | 81.1
PJMZ5KK3 | Green Lighting LED | GREEN LIGHTING LED | USHC-T8-4FT-15W-ZY BIXX (5000K Frost) | Linear Replacement Lamp | Four-Foot | Internal Driver Lamp-Style Retrofit Kits (UL Type B) | Standard | FALSE | [9 empty] | 42130 | Not Yet Verified | Not Yet Verified | NotYetVerified |  | 3.1 | 1850 | 108 | 16.2 |  | 0.9 | 5000 | 70
P8P1SWDS | Green Lighting LED | GREEN LIGHTING LED | USHC-T8-4FT-15W-ZY BIXX (5000K Clear) | Linear Replacement Lamp | Four-Foot | Internal Driver Lamp-Style Retrofit Kits (UL Type B) | Standard | FALSE | [9 empty] | 42130 | Not Yet Verified | Not Yet Verified | NotYetVerified |  | 3.1 | 1850 | 108 | 16.2 |  | 0.9 | 5000 | 70
P16SPQ9U | Green Lighting LED | GREEN LIGHTING LED | USHC-T8-4FT-18W-BC-ZY BIXX (4000K Frosted) | Linear Replacement Lamp | Four-Foot | Dual Mode Internal Driver (UL Type A and Type B) | Standard | FALSE | [9 empty] | 42130 | Not Yet Verified | Not Yet Verified | NotYetVerified |  | 3 | 2212 | 105.8 | 20.9 | 7.68 | 0.9928 | 4000 | 82.4
PVQBEHM4 | Green Lighting LED | GREEN LIGHTING LED | USHC-T8-4FT-15W-BC-ZY BIXX (4000K Clear) | Linear Replacement Lamp | Four-Foot | Dual Mode Internal Driver (UL Type A and Type B) | Standard | FALSE | [9 empty] | 42130 | Not Yet Verified | Not Yet Verified | NotYetVerified | Internal driver; operates off existing fluorescent ballast | 3.1 | 1929 | 109 | 17.7 | 8.75 | 0.9936 | 4000 | 81.6
PER7CZ9G | Green Lighting LED | GREEN LIGHTING LED | USHC-T8-4FT-15W-BC-ZY BIXX (4000K Frosted) | Linear Replacement Lamp | Four-Foot | Dual Mode Internal Driver (UL Type A and Type B) | Standard | FALSE | [9 empty] | 42130 | Not Yet Verified | Not Yet Verified | NotYetVerified | Internal driver; operates off existing fluorescent ballast | 3.1 | 1929 | 109 | 17.7 | 8.75 | 0.9936 | 4000 | 81.6
PPC6YHS8 | Green Lighting LED | GREEN LIGHTING LED | USHC-T8-4FT-18W-ZY BIXX (4000K Frost) | Linear Replacement Lamp | Four-Foot | Internal Driver Lamp-Style Retrofit Kits (UL Type B) | Standard | FALSE | [9 empty] | 42130 | Not Yet Verified | Not Yet Verified | NotYetVerified |  | 3.1 | 1940 | 107.8 | 18 | 16 | 0.9 | 4000 | 80
P1PZU566 | Green Lighting LED | GREEN LIGHTING LED | USHC-T8-4FT-18W-ZY BIXX (4000K Clear) | Linear Replacement Lamp | Four-Foot | Internal Driver Lamp-Style Retrofit Kits (UL Type B) | Standard | FALSE | [9 empty] | 42130 | Not Yet Verified | Not Yet Verified | NotYetVerified |  | 3.1 | 1940 | 107.8 | 18 | 16 | 0.9 | 4000 | 80
PGNT4BX4 | Green Lighting LED | GREEN LIGHTING LED | USHC-T8-4FT-15W-ZY BIXX (4000K Frost) | Linear Replacement Lamp | Four-Foot | Internal Driver Lamp-Style Retrofit Kits (UL Type B) | Standard | FALSE | [9 empty] | 42130 | Not Yet Verified | Not Yet Verified | NotYetVerified |  | 3.1 | 1850 | 108 | 16.2 |  | 0.9 | 4000 | 70
P2ZB4AG6 | Green Lighting LED | GREEN LIGHTING LED | USHC-T8-4FT-15W-ZY BIXX (4000K Clear) | Linear Replacement Lamp | Four-Foot | Internal Driver Lamp-Style Retrofit Kits (UL Type B) | Standard | FALSE | [9 empty] | 42130 | Not Yet Verified | Not Yet Verified | NotYetVerified |  | 3.1 | 1850 | 108 | 16.2 |  | 0.9 | 4000 | 70
PX5WZCSE | Green Lighting LED | GREEN LIGHTING LED | USHC-T8-4FT-18W-ZY BIXX (3000K Clear) | Linear Replacement Lamp | Four-Foot | Internal Driver Lamp-Style Retrofit Kits (UL Type B) | Standard | FALSE | [9 empty] | 42130 | Not Yet Verified | Not Yet Verified | NotYetVerified |  | 3.1 | 1943 | 115.7 | 16.8 | 15.12 | 0.984 | 3000 | 82.6
P63U8PFX | Green Lighting LED | GREEN LIGHTING LED | USHC-T8-4FT-15W-ZY BIXX (3000K Clear) | Linear Replacement Lamp | Four-Foot | Internal Driver Lamp-Style Retrofit Kits (UL Type B) | Standard | FALSE | [9 empty] | 42130 | Not Yet Verified | Not Yet Verified | NotYetVerified |  | 3.1 | 1750 | 108 | 16.2 |  | 0.9 | 3000 | 70
P1SNPWAZ | Green Lighting LED | GREEN LIGHTING LED | USHC-T8-4FT-18W-BC-ZY BIXX (4000K Clear) | Linear Replacement Lamp | Four-Foot | Dual Mode Internal Driver (UL Type A and Type B) | Standard | FALSE | [9 empty] | 42130 | Not Yet Verified | Not Yet Verified | NotYetVerified |  | 3 | 2212 | 105.8 | 20.9 | 7.68 | 0.9928 | 2700 | 82.4