## QPL
DESIGNLIGHTS CONSORTIUM (DLC) |  |  |  | Language/Langue:
QUALIFED PRODUCTS LIST (QPL) |  |  |  | English
**This list is for the use of sponsors of the DesignLights Consortium (DLC) in operation of their commercial lighting programs. The QPL is updated regularly. Please refer to the date last updated, below, and check www.designlights.org to ensure you are using the most current version.
NOTES: (1) White rows represent product models that actual test reports were evaluated. Gray rows represent the corresponding family models, of a particular model number, which test reports were not evaluated. (2) "X" in the model number represents wildcard characters for multiple product variations. In these cases, all variations are considered approved. This is done to save space on the QPL.
Last Updated: | 2017-03-31 | By: www.designlights.org
DLC Product Code | Manufacturer Name | Brand Name | Model Number | Category | General Application | Primary Use | Classification | Parent Product | Tested Light Output (lm) | Tested Efficacy (lm/W) | Tested Wattage (W) | Tested Total Harmonic Distortion (THD) | Tested Power Factor | Tested CCT (K) | Tested CRI | Warranty (years) | Rated Lifetime (hours) | Date Qualified | Dimming Status | Dimming Type | Has Intergated Controls | Notes | Technical Requirements Version Number | Reported Light Output (lm) | Reported Luminaire Efficacy (lm/W) | Reported Wattage (W) | Reported Total Harmonic Distortion (THD) | Reported Power Factor | Reported CCT (K) | Reported CRI
P4QUDR2G | Hess Lighting Inc | Hess Viking Series | VIKING VK4-UNV-4000K-4FT-PC-DF-DIM-OCC | Outdoor Luminaires | Low Output | Stairwell and Passageway Luminaires | Standard | TRUE | 4222 | 115.1 | 36.69 | 13.1 | 0.961 | 4071 | 83.8 | 5 | 50000 | 42816 |  |  | Yes |  | 4.1 | 4222 | 115.1 | 36.69 | 13.1 | 0.96 | 4071 | 83.8
PMBF56FF | Hess Lighting Inc | Hess Viking Series | VIKING HO VK-HO-6-UNV-4000K-4FT-PC-DF-DIM-OCC | Outdoor Luminaires | Mid Output | Stairwell and Passageway Luminaires | Standard | FALSE | [9 empty] | 42816 |  |  | Yes |  | 4.1 | 5688 | 119.7 | 47.54 | 14.7 | 0.96 | 4048 | 83
PZ7VHJC8 | NINGHAI SUNLUX LIGHTING AND ELECTRONIC CO. LTD | AMAX | ACLPS-040W-50K-[blank123]-[blankPC]-G-H | Outdoor Luminaires | Low Output | Stairwell and Passageway Luminaires | Premium | TRUE | 4785 | 126.49 | 37.83 | 20.63 | 0.9147 | 5132 | 75.9 | 5 | 50000 | 42814 | Not Dimmable | Not Dimmable | Yes |  | 4.1 | 4874 | 129.73 | 37.57 | 20.63 | 0.91 | 5000 | 70
PE7E9AK6 | NINGHAI SUNLUX LIGHTING AND ELECTRONIC CO. LTD | AMAX | ACODL2-090W-50K-[blank123]-[blankPC]-G-H | Outdoor Luminaires | High Output | Stairwell and Passageway Luminaires | Premium | FALSE | [9 empty] | 42814 | Not Dimmable | Not Dimmable | Yes |  | 4.1 | 11698 | 122.19 | 95.74 | 10.7 | 0.96 | 5000 | 70
PPJXFBY6 | NINGHAI SUNLUX LIGHTING AND ELECTRONIC CO. LTD | AMAX | ACODL2-060W-50K-[blank123]-[blankPC]-G-H | Outdoor Luminaires | Mid Output | Stairwell and Passageway Luminaires | Premium | FALSE | [9 empty] | 42814 | Not Dimmable | Not Dimmable | Yes |  | 4.1 | 7435 | 129.24 | 57.53 | 10.59 | 0.91 | 5000 | 70
PGTD6W6A | NINGHAI SUNLUX LIGHTING AND ELECTRONIC CO. LTD | AMAX | ACODL2-090W-50K-D-[blank123]-[blankPC]-G-H | Outdoor Luminaires | High Output | Stairwell and Passageway Luminaires | Premium | FALSE | [9 empty] | 42814 | Dimmable | Continuous (Can dim down to ? 10% (W)) | Yes |  | 4.1 | 12177 | 128.57 | 94.71 | 14.3 | 0.92 | 5000 | 70
P3W14GKV | NINGHAI SUNLUX LIGHTING AND ELECTRONIC CO. LTD | AMAX | ACODL2-060W-50K-D-[blank123]-[blankPC]-G-H | Outdoor Luminaires | Mid Output | Stairwell and Passageway Luminaires | Premium | FALSE | [9 empty] | 42814 | Dimmable | Continuous (Can dim down to ? 10% (W)) | Yes |  | 4.1 | 7665 | 132.89 | 57.68 | 11.09 | 0.95 | 5000 | 70
P3MXQRVX | NINGHAI SUNLUX LIGHTING AND ELECTRONIC CO. LTD | AMAX | ACODL2-060W-40K-[blank123]-[blankPC]-G-H | Outdoor Luminaires | Mid Output | Stairwell and Passageway Luminaires | Premium | FALSE | [9 empty] | 42814 | Not Dimmable | Not Dimmable | Yes |  | 4.1 | 7065.3 | 123.5 | 57.21 | 10.81 | 0.91 | 4000 | 70
PR795F8Q | NINGHAI SUNLUX LIGHTING AND ELECTRONIC CO. LTD | AMAX | ACODL2-090W-40K-[blank123]-[blankPC]-G-H | Outdoor Luminaires | High Output | Stairwell and Passageway Luminaires | Premium | FALSE | [9 empty] | 42814 | Not Dimmable | Not Dimmable | Yes |  | 4.1 | 11070 | 116.5 | 95.02 | 10.48 | 0.96 | 4000 | 70
PJX57T7W | NINGHAI SUNLUX LIGHTING AND ELECTRONIC CO. LTD | AMAX | ACODL2-090W-40K-D-[blank123]-[blankPC]-G-H | Outdoor Luminaires | High Output | Stairwell and Passageway Luminaires | Premium | FALSE | [9 empty] | 42814 | Dimmable | Continuous (Can dim down to ? 10% (W)) | Yes |  | 4.1 | 11589 | 122.62 | 94.51 | 14.1 | 0.92 | 4000 | 70
PKQ9QBC6 | NINGHAI SUNLUX LIGHTING AND ELECTRONIC CO. LTD | AMAX | ACODL2-060W-40K-D-[blank123]-[blankPC]-G-H | Outdoor Luminaires | Mid Output | Stairwell and Passageway Luminaires | Premium | FALSE | [9 empty] | 42814 | Dimmable | Continuous (Can dim down to ? 10% (W)) | Yes |  | 4.1 | 7341.2 | 127.74 | 57.47 | 10.69 | 0.96 | 4000 | 70
P6HS2TK1 | Hubbell Lighting | Beacon Products | CLO-24NB-55-5K-T5QM-UNV-XX-XXX | Outdoor Luminaires | Mid Output | Stairwell and Passageway Luminaires | Standard | FALSE | [9 empty] | 42803 |  |  | Yes | Updated on 3/9/2017 | 4.1 | 5945 | 103 | 57.8 | 6.7 | 1 | 5044 | 73
PYT6MW3A | Hubbell Lighting | Beacon Products | CLO-24NB-55-4K-T5QM-UNV-XX-XXX | Outdoor Luminaires | Mid Output | Stairwell and Passageway Luminaires | Standard | FALSE | [9 empty] | 42803 |  |  | Yes | Updated on 3/9/2017 | 4.1 | 6005 | 104 | 57.8 | 6.7 | 1 | 3980 | 74
PFEG4ABU | Hubbell Lighting | Beacon Products | CLO-24NB-55-5K-T5R-UNV-XX-XXX | Outdoor Luminaires | Mid Output | Stairwell and Passageway Luminaires | Standard | FALSE | [9 empty] | 42803 |  |  | Yes | Updated on 3/9/2017 | 4.1 | 6059 | 105 | 57.8 | 6.7 | 1 | 5044 | 73
PGGGWCCF | Hubbell Lighting | Beacon Products | CLO-24NB-55-4K-T5R-UNV-XX-XXX | Outdoor Luminaires | Mid Output | Stairwell and Passageway Luminaires | Standard | FALSE | [9 empty] | 42803 |  |  | Yes | Updated on 3/9/2017 | 4.1 | 6120 | 106 | 57.8 | 6.7 | 1 | 3980 | 74
PHY62NEP | Hubbell Lighting | Beacon Products | CLO-24NB-55-5K-3X5-UNV-XX-XXX | Outdoor Luminaires | Mid Output | Stairwell and Passageway Luminaires | Standard | TRUE | 5670 | 98.1 | 57.8 | 10.4 | 0.91 | 3980 | 74 | 5 | 50000 | 42803 | Dimmable | Continuous Below 10 | Yes |  | 4.1 | 5613 | 97 | 57.8 | 6.7 | 1 | 5044 | 73
PMNAJ7PE | Hubbell Lighting | Beacon Products | CLO-24NB-55-4K-3X5-UNV-XX-XXX | Outdoor Luminaires | Mid Output | Stairwell and Passageway Luminaires | Standard | TRUE | 5981 | 103.8 | 57.6 | 10.4 | 0.91 | 5044 | 73 | 5 | 50000 | 42803 | Dimmable | Continuous Below 10 | Yes |  | 4.1 | 5670 | 98 | 57.8 | 6.7 | 1 | 3980 | 74
P4ATNNTN | Hubbell Lighting | Beacon Products | CLO-24NB-55-5K-T5QN-UNV-XX-XXX | Outdoor Luminaires | Mid Output | Stairwell and Passageway Luminaires | Standard | FALSE | [9 empty] | 42803 | Dimmable | Continuous Below 10 | Yes |  | 4.1 | 6008 | 104 | 57.8 | 6.7 | 1 | 5044 | 73
PKNMTBXV | Hubbell Lighting | Beacon Products | CLO-24NB-55-5K-T5W-UNV-XX-XXX | Outdoor Luminaires | Mid Output | Stairwell and Passageway Luminaires | Standard | FALSE | [9 empty] | 42803 | Dimmable | Continuous Below 10 | Yes |  | 4.1 | 5915 | 102 | 57.8 | 6.7 | 1 | 5044 | 73
P5HSDNEA | Hubbell Lighting | Beacon Products | CLO-24NB-55-5K-5X5-UNV-XX-XXX | Outdoor Luminaires | Mid Output | Stairwell and Passageway Luminaires | Standard | FALSE | [9 empty] | 42803 | Dimmable | Continuous Below 10 | Yes |  | 4.1 | 5841 | 101 | 57.7 | 6.7 | 1 | 5044 | 73
PK9N6Z9M | Hubbell Lighting | Beacon Products | CLO-24NB-55-4K-T5QN-UNV-XX-XXX | Outdoor Luminaires | Mid Output | Stairwell and Passageway Luminaires | Standard | FALSE | [9 empty] | 42803 | Dimmable | Continuous Below 10 | Yes |  | 4.1 | 6069 | 105 | 57.8 | 6.7 | 1 | 3980 | 74
PFWQ8DVA | Hubbell Lighting | Beacon Products | CLO-24NB-55-4K-T5W-UNV-XX-XXX | Outdoor Luminaires | Mid Output | Stairwell and Passageway Luminaires | Standard | FALSE | [9 empty] | 42803 | Dimmable | Continuous Below 10 | Yes |  | 4.1 | 5974 | 103 | 57.8 | 6.7 | 1 | 3980 | 74
PKXBQCEQ | Hubbell Lighting | Beacon Products | CLO-24NB-55-4K-5X5-UNV-XX-XXX | Outdoor Luminaires | Mid Output | Stairwell and Passageway Luminaires | Standard | FALSE | [9 empty] | 42803 | Dimmable | Continuous Below 10 | Yes |  | 4.1 | 5900 | 102 | 57.7 | 6.7 | 1 | 3980 | 74
PVXZP81Z | NINGHAI SUNLUX LIGHTING AND ELECTRONIC CO. LTD | AMAX | AGLPL-080W-40K-[blank123]-[blankPC]-G-H | Outdoor Luminaires | Mid Output | Stairwell and Passageway Luminaires | Premium | TRUE | 10448 | 129.69 | 80.56 | 12.21 | 0.9479 | 4159 | 73.4 | 5 | 50000 | 42800 | Not Dimmable | Not Dimmable | Yes |  | 4.1 | 10614 | 129.85 | 81.74 | 12.21 | 0.95 | 4000 | 70
PFH7CC2R | NINGHAI SUNLUX LIGHTING AND ELECTRONIC CO. LTD | AMAX | AGLPL-080W-50K-[blank123]-[blankPC]-G-H | Outdoor Luminaires | High Output | Stairwell and Passageway Luminaires | Premium | TRUE | 10931 | 136.15 | 80.29 | 12.55 | 0.946 | 5213 | 76 | 5 | 50000 | 42800 | Dimmable | Continuous Below 10 | Yes |  | 4.1 | 11108 | 136.53 | 81.36 | 12.55 | 0.95 | 5000 | 70
PX4SK7NE | NINGHAI SUNLUX LIGHTING AND ELECTRONIC CO. LTD | AMAX | AGLPL-060W-40K-D-[blank123]-[blankPC]-G-H | Outdoor Luminaires | Mid Output | Stairwell and Passageway Luminaires | Premium | TRUE | 7753.1 | 133.42 | 58.11 | 18.39 | 0.9128 | 4193 | 73 | 5 | 50000 | 42800 | Not Dimmable | Not Dimmable | Yes |  | 4.1 | 7515.7 | 131.14 | 57.31 | 18.42 | 0.96 | 4000 | 70
P8N9XACG | NINGHAI SUNLUX LIGHTING AND ELECTRONIC CO. LTD | AMAX | AGLPL-060W-50K-D-[blank123]-[blankPC]-G-H | Outdoor Luminaires | Mid Output | Stairwell and Passageway Luminaires | Premium | FALSE | [9 empty] | 42800 | Not Dimmable | Not Dimmable | Yes |  | 4.1 | 7891 | 136.88 | 57.65 | 18.69 | 0.96 | 5000 | 70
PCYPAWJS | NINGHAI SUNLUX LIGHTING AND ELECTRONIC CO. LTD | AMAX | AGLPL-080W-50K-D-[blank123]-[blankPC]-G-H | Outdoor Luminaires | Mid Output | Stairwell and Passageway Luminaires | Premium | FALSE | [9 empty] | 42800 | Not Dimmable | Not Dimmable | Yes |  | 4.1 | 10561 | 140.64 | 75.09 | 15.39 | 0.92 | 5000 | 70
PYCSG6QA | NINGHAI SUNLUX LIGHTING AND ELECTRONIC CO. LTD | AMAX | AGLPL-060W-50K-[blank123]-[blankPC]-G-H | Outdoor Luminaires | Mid Output | Stairwell and Passageway Luminaires | Premium | FALSE | [9 empty] | 42800 | Dimmable | Continuous Below 10 | Yes |  | 4.1 | 8119 | 140.18 | 57.92 | 18.4 | 0.91 | 5000 | 70
PRTVVMES | NINGHAI SUNLUX LIGHTING AND ELECTRONIC CO. LTD | AMAX | AGLPL-060W-40K-[blank123]-[blankPC]-G-H | Outdoor Luminaires | Mid Output | Stairwell and Passageway Luminaires | Premium | FALSE | [9 empty] | 42800 | Dimmable | Continuous Below 10 | Yes |  | 4.1 | 7793.7 | 134.65 | 57.88 | 18.39 | 0.91 | 4000 | 70
PZW1MUX2 | NINGHAI SUNLUX LIGHTING AND ELECTRONIC CO. LTD | AMAX | AGLPL-080W-40K-D-[blank123]-[blankPC]-G-H | Outdoor Luminaires | Mid Output | Stairwell and Passageway Luminaires | Premium | FALSE | [9 empty] | 42800 | Dimmable | Continuous Below 10 | Yes |  | 4.1 | 10058 | 134.38 | 74.85 | 15.56 | 0.92 | 4000 | 70
PUWA91H8 | Acuity Brands Lighting | Lithonia | FEM L48 3000LM IMAFL WD 120 GZ10 30K 90CRI | Outdoor Luminaires | Low Output | Stairwell and Passageway Luminaires | Standard | TRUE | 2219 | 98.97 | 22.42 | 8.62 | 0.99 | 3072 | 94.22 | 5 | 100000 | 42797 |  |  | Yes |  | 4.1 | 2188.37 | 98.8 | 22.15 | 10 | 0.98 | 3000 | 94
PAKJQ5SG | Acuity Brands Lighting | Lithonia | FEM L48 6000LM IMAFD WD 120 GZ10 50K 90CRI | Outdoor Luminaires | Mid Output | Stairwell and Passageway Luminaires | Standard | TRUE | 4907 | 110.17 | 44.54 | 4.6 | 0.95 | 5121 | 93.23 | 5 | 100000 | 42797 |  |  | Yes |  | 4.1 | 5013.89 | 112.47 | 44.58 | 10 | 0.98 | 5000 | 94
PS7H8USY | Acuity Brands Lighting | Lithonia | FEM L96 12000LM IMAFL WD [MVOLT120277] GZ10 40K 80CRI | Outdoor Luminaires | High Output | Stairwell and Passageway Luminaires | Standard | TRUE | 10417 | 121.28 | 85.89 | 9.169 | 0.874 | 4061 | 84.3 | 5 | 100000 | 42797 |  |  | Yes |  | 4.1 | 10659.62 | 124.19 | 85.83 | 10 | 0.98 | 4000 | 84
PB37RAW6 | Acuity Brands Lighting | Lithonia | FEM L96 12000LM IMAFL MD [MVOLT120277] GZ10 50K 90CRI | Outdoor Luminaires | Mid Output | Stairwell and Passageway Luminaires | Standard | FALSE | [9 empty] | 42797 |  |  | Yes |  | 4.1 | 9994.1 | 116.44 | 85.83 | 10 | 0.98 | 5000 | 94
PE92JPPH | Acuity Brands Lighting | Lithonia | FEM L96 12000LM IMACD WD [MVOLT120277] GZ10 50K 90CRI | Outdoor Luminaires | Mid Output | Stairwell and Passageway Luminaires | Standard | FALSE | [9 empty] | 42797 |  |  | Yes |  | 4.1 | 9743.14 | 113.52 | 85.83 | 10 | 0.98 | 5000 | 94
PTYXJ32Q | Acuity Brands Lighting | Lithonia | FEM L96 12000LM IMAFD WD [MVOLT120277] GZ10 50K 90CRI | Outdoor Luminaires | Mid Output | Stairwell and Passageway Luminaires | Standard | FALSE | [9 empty] | 42797 |  |  | Yes |  | 4.1 | 9622.09 | 112.11 | 85.83 | 10 | 0.98 | 5000 | 94
PVTNM3S2 | Acuity Brands Lighting | Lithonia | FEM L96 12000LM IMAFL WD [MVOLT120277] GZ10 50K 90CRI | Outdoor Luminaires | Mid Output | Stairwell and Passageway Luminaires | Standard | FALSE | [9 empty] | 42797 |  |  | Yes |  | 4.1 | 9024.71 | 105.15 | 85.83 | 10 | 0.98 | 5000 | 94
PGAP618U | Acuity Brands Lighting | Lithonia | FEM L48 10000LM LPACL MD [MVOLT120277] GZ10 50K 90CRI | Outdoor Luminaires | Mid Output | Stairwell and Passageway Luminaires | Standard | FALSE | [9 empty] | 42797 |  |  | Yes |  | 4.1 | 8984.39 | 112.93 | 79.56 | 10 | 0.98 | 5000 | 94
PSH42RTM | Acuity Brands Lighting | Lithonia | FEM L48 10000LM IMACD MD [MVOLT120277] GZ10 50K 90CRI | Outdoor Luminaires | Mid Output | Stairwell and Passageway Luminaires | Standard | FALSE | [9 empty] | 42797 |  |  | Yes |  | 4.1 | 8946.29 | 112.45 | 79.56 | 10 | 0.98 | 5000 | 94
PMXQDJS6 | Acuity Brands Lighting | Lithonia | FEM L48 10000LM LPPCL MD [MVOLT120277] GZ10 50K 90CRI | Outdoor Luminaires | Mid Output | Stairwell and Passageway Luminaires | Standard | FALSE | [9 empty] | 42797 |  |  | Yes |  | 4.1 | 8883.64 | 111.66 | 79.56 | 10 | 0.98 | 5000 | 94
PAT52526 | Acuity Brands Lighting | Lithonia | FEM L48 10000LM IMAFD MD [MVOLT120277] GZ10 50K 90CRI | Outdoor Luminaires | Mid Output | Stairwell and Passageway Luminaires | Standard | FALSE | [9 empty] | 42797 |  |  | Yes |  | 4.1 | 8835.39 | 111.05 | 79.56 | 10 | 0.98 | 5000 | 94
PMX6SX4K | Acuity Brands Lighting | Lithonia | FEM L48 10000LM LPPFL MD [MVOLT120277] GZ10 50K 90CRI | Outdoor Luminaires | Mid Output | Stairwell and Passageway Luminaires | Standard | FALSE | [9 empty] | 42797 |  |  | Yes |  | 4.1 | 8771.04 | 110.24 | 79.56 | 10 | 0.98 | 5000 | 94
P2JFFC42 | Acuity Brands Lighting | Lithonia | FEM L48 10000LM LPAFL MD [MVOLT120277] GZ10 50K 90CRI | Outdoor Luminaires | Mid Output | Stairwell and Passageway Luminaires | Standard | FALSE | [9 empty] | 42797 |  |  | Yes |  | 4.1 | 8732.94 | 109.77 | 79.56 | 10 | 0.98 | 5000 | 94
PPK3SPKW | Acuity Brands Lighting | Lithonia | FEM L48 10000LM IMAFL MD [MVOLT120277] GZ10 50K 90CRI | Outdoor Luminaires | Mid Output | Stairwell and Passageway Luminaires | Standard | FALSE | [9 empty] | 42797 |  |  | Yes |  | 4.1 | 8597.48 | 108.06 | 79.56 | 10 | 0.98 | 5000 | 94
P94A1R5U | Acuity Brands Lighting | Lithonia | FEM L48 10000LM IMACD WD [MVOLT120277] GZ10 50K 90CRI | Outdoor Luminaires | Mid Output | Stairwell and Passageway Luminaires | Standard | FALSE | [9 empty] | 42797 |  |  | Yes |  | 4.1 | 8381.6 | 105.35 | 79.56 | 10 | 0.98 | 5000 | 94
PWJYMU13 | Acuity Brands Lighting | Lithonia | FEM L48 10000LM IMAFD WD [MVOLT120277] GZ10 50K 90CRI | Outdoor Luminaires | Mid Output | Stairwell and Passageway Luminaires | Standard | FALSE | [9 empty] | 42797 |  |  | Yes |  | 4.1 | 8277.46 | 104.04 | 79.56 | 10 | 0.98 | 5000 | 94
PJ2E479V | Acuity Brands Lighting | Lithonia | FEM L96 9000LM IMACD MD [MVOLT120277] GZ10 50K 90CRI | Outdoor Luminaires | Mid Output | Stairwell and Passageway Luminaires | Standard | FALSE | [9 empty] | 42797 |  |  | Yes |  | 4.1 | 7974.05 | 124.54 | 64.03 | 10 | 0.98 | 5000 | 94
P4CJ8WCU | Acuity Brands Lighting | Lithonia | FEM L96 9000LM IMAFD MD [MVOLT120277] GZ10 50K 90CRI | Outdoor Luminaires | Mid Output | Stairwell and Passageway Luminaires | Standard | FALSE | [9 empty] | 42797 |  |  | Yes |  | 4.1 | 7875.2 | 122.99 | 64.03 | 10 | 0.98 | 5000 | 94
PSUW8M9J | Acuity Brands Lighting | Lithonia | FEM L96 9000LM IMAFL MD [MVOLT120277] GZ10 50K 90CRI | Outdoor Luminaires | Mid Output | Stairwell and Passageway Luminaires | Standard | FALSE | [9 empty] | 42797 |  |  | Yes |  | 4.1 | 7663.15 | 119.68 | 64.03 | 10 | 0.98 | 5000 | 94
PGGU7DJP | Acuity Brands Lighting | Lithonia | FEM L96 9000LM IMACD WD [MVOLT120277] GZ10 50K 90CRI | Outdoor Luminaires | Mid Output | Stairwell and Passageway Luminaires | Standard | FALSE | [9 empty] | 42797 |  |  | Yes |  | 4.1 | 7470.72 | 116.68 | 64.03 | 10 | 0.98 | 5000 | 94
PB6UBZNC | Acuity Brands Lighting | Lithonia | FEM L96 9000LM IMAFD WD [MVOLT120277] GZ10 50K 90CRI | Outdoor Luminaires | Mid Output | Stairwell and Passageway Luminaires | Standard | FALSE | [9 empty] | 42797 |  |  | Yes |  | 4.1 | 7377.9 | 115.23 | 64.03 | 10 | 0.98 | 5000 | 94
PQSNNJFF | Acuity Brands Lighting | Lithonia | FEM L48 8000LM LPACL MD [MVOLT120277] GZ10 50K 90CRI | Outdoor Luminaires | Mid Output | Stairwell and Passageway Luminaires | Standard | FALSE | [9 empty] | 42797 |  |  | Yes |  | 4.1 | 6974.03 | 117.76 | 59.22 | 10 | 0.98 | 5000 | 94
P1D15W79 | Acuity Brands Lighting | Lithonia | FEM L48 8000LM IMACD MD [MVOLT120277] GZ10 50K 90CRI | Outdoor Luminaires | Mid Output | Stairwell and Passageway Luminaires | Standard | FALSE | [9 empty] | 42797 |  |  | Yes |  | 4.1 | 6944.46 | 117.27 | 59.22 | 10 | 0.98 | 5000 | 94
PEKC93XF | Acuity Brands Lighting | Lithonia | FEM L96 9000LM IMAFL WD [MVOLT120277] GZ10 50K 90CRI | Outdoor Luminaires | Mid Output | Stairwell and Passageway Luminaires | Standard | FALSE | [9 empty] | 42797 |  |  | Yes |  | 4.1 | 6919.85 | 108.07 | 64.03 | 10 | 0.98 | 5000 | 94
PYFBA1RA | Acuity Brands Lighting | Lithonia | FEM L48 8000LM LPPCL MD [MVOLT120277] GZ10 50K 90CRI | Outdoor Luminaires | Mid Output | Stairwell and Passageway Luminaires | Standard | FALSE | [9 empty] | 42797 |  |  | Yes |  | 4.1 | 6895.82 | 116.44 | 59.22 | 10 | 0.98 | 5000 | 94
P579HSV4 | Acuity Brands Lighting | Lithonia | FEM L48 8000LM IMAFD MD [MVOLT120277] GZ10 50K 90CRI | Outdoor Luminaires | Mid Output | Stairwell and Passageway Luminaires | Standard | FALSE | [9 empty] | 42797 |  |  | Yes |  | 4.1 | 6858.36 | 115.81 | 59.22 | 10 | 0.98 | 5000 | 94
PY5AVJN2 | Acuity Brands Lighting | Lithonia | FEM L48 8000LM LPPFL MD [MVOLT120277] GZ10 50K 90CRI | Outdoor Luminaires | Mid Output | Stairwell and Passageway Luminaires | Standard | FALSE | [9 empty] | 42797 |  |  | Yes |  | 4.1 | 6808.42 | 114.97 | 59.22 | 10 | 0.98 | 5000 | 94
P1R5QTPM | Acuity Brands Lighting | Lithonia | FEM L48 8000LM LPAFL MD [MVOLT120277] GZ10 50K 90CRI | Outdoor Luminaires | Mid Output | Stairwell and Passageway Luminaires | Standard | FALSE | [9 empty] | 42797 |  |  | Yes |  | 4.1 | 6778.85 | 114.47 | 59.22 | 10 | 0.98 | 5000 | 94
PQMD8SPW | Acuity Brands Lighting | Lithonia | FEM L48 8000LM IMAFL MD [MVOLT120277] GZ10 50K 90CRI | Outdoor Luminaires | Mid Output | Stairwell and Passageway Luminaires | Standard | FALSE | [9 empty] | 42797 |  |  | Yes |  | 4.1 | 6673.7 | 112.69 | 59.22 | 10 | 0.98 | 5000 | 94
PNV63PYK | Acuity Brands Lighting | Lithonia | FEM L48 8000LM IMACD WD [MVOLT120277] GZ10 50K 90CRI | Outdoor Luminaires | Mid Output | Stairwell and Passageway Luminaires | Standard | FALSE | [9 empty] | 42797 |  |  | Yes |  | 4.1 | 6506.11 | 109.86 | 59.22 | 10 | 0.98 | 5000 | 94
P8VFYG95 | Acuity Brands Lighting | Lithonia | FEM L48 8000LM IMAFD WD [MVOLT120277] GZ10 50K 90CRI | Outdoor Luminaires | Mid Output | Stairwell and Passageway Luminaires | Standard | FALSE | [9 empty] | 42797 |  |  | Yes |  | 4.1 | 6425.28 | 108.5 | 59.22 | 10 | 0.98 | 5000 | 94
PY2Y4XVV | Acuity Brands Lighting | Lithonia | FEM L48 8000LM IMAFL WD [MVOLT120277] GZ10 50K 90CRI | Outdoor Luminaires | Mid Output | Stairwell and Passageway Luminaires | Standard | FALSE | [9 empty] | 42797 |  |  | Yes |  | 4.1 | 6026.37 | 101.76 | 59.22 | 10 | 0.98 | 5000 | 94
PZQN8DFH | Acuity Brands Lighting | Lithonia | FEM L48 6000LM LPACL MD 120 GZ10 50K 90CRI | Outdoor Luminaires | Mid Output | Stairwell and Passageway Luminaires | Premium | FALSE | [9 empty] | 42797 |  |  | Yes |  | 4.1 | 5442.1 | 122.07 | 44.58 | 10 | 0.98 | 5000 | 94
PZ59UD83 | Acuity Brands Lighting | Lithonia | FEM L48 6000LM IMACD MD 120 GZ10 50K 90CRI | Outdoor Luminaires | Mid Output | Stairwell and Passageway Luminaires | Premium | FALSE | [9 empty] | 42797 |  |  | Yes |  | 4.1 | 5419.03 | 121.56 | 44.58 | 10 | 0.98 | 5000 | 94
PV9F9J7G | Acuity Brands Lighting | Lithonia | FEM L48 6000LM LPPCL MD 120 GZ10 50K 90CRI | Outdoor Luminaires | Mid Output | Stairwell and Passageway Luminaires | Premium | FALSE | [9 empty] | 42797 |  |  | Yes |  | 4.1 | 5381.08 | 120.71 | 44.58 | 10 | 0.98 | 5000 | 94
PBUUQHSS | Acuity Brands Lighting | Lithonia | FEM L48 6000LM IMAFD MD 120 GZ10 50K 90CRI | Outdoor Luminaires | Mid Output | Stairwell and Passageway Luminaires | Premium | FALSE | [9 empty] | 42797 |  |  | Yes |  | 4.1 | 5351.85 | 120.05 | 44.58 | 10 | 0.98 | 5000 | 94
PYJGS78V | Acuity Brands Lighting | Lithonia | FEM L48 6000LM LPPFL MD 120 GZ10 50K 90CRI | Outdoor Luminaires | Mid Output | Stairwell and Passageway Luminaires | Premium | FALSE | [9 empty] | 42797 |  |  | Yes |  | 4.1 | 5312.87 | 119.18 | 44.58 | 10 | 0.98 | 5000 | 94
P9RTAD9M | Acuity Brands Lighting | Lithonia | FEM L48 6000LM LPAFL MD 120 GZ10 50K 90CRI | Outdoor Luminaires | Mid Output | Stairwell and Passageway Luminaires | Premium | FALSE | [9 empty] | 42797 |  |  | Yes |  | 4.1 | 5289.79 | 118.66 | 44.58 | 10 | 0.98 | 5000 | 94
PGWWATE6 | Acuity Brands Lighting | Lithonia | FEM L48 6000LM IMAFL MD 120 GZ10 50K 90CRI | Outdoor Luminaires | Mid Output | Stairwell and Passageway Luminaires | Premium | FALSE | [9 empty] | 42797 |  |  | Yes |  | 4.1 | 5207.74 | 116.82 | 44.58 | 10 | 0.98 | 5000 | 94
PZT8FMHB | Acuity Brands Lighting | Lithonia | FEM L48 6000LM IMACD WD 120 GZ10 50K 90CRI | Outdoor Luminaires | Mid Output | Stairwell and Passageway Luminaires | Standard | FALSE | [9 empty] | 42797 |  |  | Yes |  | 4.1 | 5076.97 | 113.88 | 44.58 | 10 | 0.98 | 5000 | 94
PJVB8YT6 | Acuity Brands Lighting | Lithonia | FEM L48 6000LM IMAFL WD 120 GZ10 50K 90CRI | Outdoor Luminaires | Low Output | Stairwell and Passageway Luminaires | Standard | FALSE | [9 empty] | 42797 |  |  | Yes |  | 4.1 | 4702.61 | 105.49 | 44.58 | 10 | 0.98 | 5000 | 94
PTV665JM | Acuity Brands Lighting | Lithonia | FEM L48 4000LM LPACL MD [MVOLT120277] GZ10 50K 90CRI | Outdoor Luminaires | Low Output | Stairwell and Passageway Luminaires | Premium | FALSE | [9 empty] | 42797 |  |  | Yes |  | 4.1 | 3691.86 | 123.97 | 29.78 | 10 | 0.98 | 5000 | 94
PABUGKDZ | Acuity Brands Lighting | Lithonia | FEM L48 4000LM IMACD MD [MVOLT120277] GZ10 50K 90CRI | Outdoor Luminaires | Low Output | Stairwell and Passageway Luminaires | Premium | FALSE | [9 empty] | 42797 |  |  | Yes |  | 4.1 | 3676.2 | 123.45 | 29.78 | 10 | 0.98 | 5000 | 94
PRGTC6SQ | Acuity Brands Lighting | Lithonia | FEM L48 4000LM LPPCL MD [MVOLT120277] GZ10 50K 90CRI | Outdoor Luminaires | Low Output | Stairwell and Passageway Luminaires | Premium | FALSE | [9 empty] | 42797 |  |  | Yes |  | 4.1 | 3650.46 | 122.58 | 29.78 | 10 | 0.98 | 5000 | 94
P5D3VPTK | Acuity Brands Lighting | Lithonia | FEM L48 4000LM IMAFD MD [MVOLT120277] GZ10 50K 90CRI | Outdoor Luminaires | Low Output | Stairwell and Passageway Luminaires | Premium | FALSE | [9 empty] | 42797 |  |  | Yes |  | 4.1 | 3630.63 | 121.92 | 29.78 | 10 | 0.98 | 5000 | 94
P1BH3BF8 | Acuity Brands Lighting | Lithonia | FEM L48 4000LM LPPFL MD [MVOLT120277] GZ10 50K 90CRI | Outdoor Luminaires | Low Output | Stairwell and Passageway Luminaires | Premium | FALSE | [9 empty] | 42797 |  |  | Yes |  | 4.1 | 3604.19 | 121.03 | 29.78 | 10 | 0.98 | 5000 | 94
PAMFNFX1 | Acuity Brands Lighting | Lithonia | FEM L48 4000LM LPAFL MD [MVOLT120277] GZ10 50K 90CRI | Outdoor Luminaires | Low Output | Stairwell and Passageway Luminaires | Premium | FALSE | [9 empty] | 42797 |  |  | Yes |  | 4.1 | 3588.54 | 120.5 | 29.78 | 10 | 0.98 | 5000 | 94
PTXRBYZA | Acuity Brands Lighting | Lithonia | FEM L48 4000LM IMAFL MD [MVOLT120277] GZ10 50K 90CRI | Outdoor Luminaires | Low Output | Stairwell and Passageway Luminaires | Premium | FALSE | [9 empty] | 42797 |  |  | Yes |  | 4.1 | 3532.87 | 118.63 | 29.78 | 10 | 0.98 | 5000 | 94
PUFTBK3V | Acuity Brands Lighting | Lithonia | FEM L48 4000LM IMACD WD [MVOLT120277] GZ10 50K 90CRI | Outdoor Luminaires | Low Output | Stairwell and Passageway Luminaires | Premium | FALSE | [9 empty] | 42797 |  |  | Yes |  | 4.1 | 3444.16 | 115.65 | 29.78 | 10 | 0.98 | 5000 | 94
P6UJAZ5S | Acuity Brands Lighting | Lithonia | FEM L48 4000LM IMAFD WD [MVOLT120277] GZ10 50K 90CRI | Outdoor Luminaires | Low Output | Stairwell and Passageway Luminaires | Premium | FALSE | [9 empty] | 42797 |  |  | Yes |  | 4.1 | 3401.37 | 114.22 | 29.78 | 10 | 0.98 | 5000 | 94
PBZYDT1X | Acuity Brands Lighting | Lithonia | FEM L48 4000LM IMAFL WD [MVOLT120277] GZ10 50K 90CRI | Outdoor Luminaires | Low Output | Stairwell and Passageway Luminaires | Standard | FALSE | [9 empty] | 42797 |  |  | Yes |  | 4.1 | 3190.2 | 107.13 | 29.78 | 10 | 0.98 | 5000 | 94
P5D1P1FH | Acuity Brands Lighting | Lithonia | FEM L48 3000LM LPACL MD 120 GZ10 50K 90CRI | Outdoor Luminaires | Low Output | Stairwell and Passageway Luminaires | Premium | FALSE | [9 empty] | 42797 |  |  | Yes |  | 4.1 | 2730.34 | 123.27 | 22.15 | 10 | 0.98 | 5000 | 94
PW55QY3R | Acuity Brands Lighting | Lithonia | FEM L48 3000LM IMACD MD 120 GZ10 50K 90CRI | Outdoor Luminaires | Low Output | Stairwell and Passageway Luminaires | Premium | FALSE | [9 empty] | 42797 |  |  | Yes |  | 4.1 | 2718.76 | 122.74 | 22.15 | 10 | 0.98 | 5000 | 94
PHFWZA96 | Acuity Brands Lighting | Lithonia | FEM L48 3000LM LPPCL MD 120 GZ10 50K 90CRI | Outdoor Luminaires | Low Output | Stairwell and Passageway Luminaires | Premium | FALSE | [9 empty] | 42797 |  |  | Yes |  | 4.1 | 2699.72 | 121.88 | 22.15 | 10 | 0.98 | 5000 | 94
P865UFCJ | Acuity Brands Lighting | Lithonia | FEM L48 3000LM IMAFD MD 120 GZ10 50K 90CRI | Outdoor Luminaires | Low Output | Stairwell and Passageway Luminaires | Premium | FALSE | [9 empty] | 42797 |  |  | Yes |  | 4.1 | 2685.06 | 121.22 | 22.15 | 10 | 0.98 | 5000 | 94
P9QTXUTQ | Acuity Brands Lighting | Lithonia | FEM L48 3000LM LPPFL MD 120 GZ10 50K 90CRI | Outdoor Luminaires | Low Output | Stairwell and Passageway Luminaires | Premium | FALSE | [9 empty] | 42797 |  |  | Yes |  | 4.1 | 2665.5 | 120.34 | 22.15 | 10 | 0.98 | 5000 | 94
P46M62E5 | Acuity Brands Lighting | Lithonia | FEM L48 3000LM LPAFL MD 120 GZ10 50K 90CRI | Outdoor Luminaires | Low Output | Stairwell and Passageway Luminaires | Premium | FALSE | [9 empty] | 42797 |  |  | Yes |  | 4.1 | 2653.93 | 119.82 | 22.15 | 10 | 0.98 | 5000 | 94
PQ2GQQT7 | Acuity Brands Lighting | Lithonia | FEM L48 3000LM IMAFL MD 120 GZ10 50K 90CRI | Outdoor Luminaires | Low Output | Stairwell and Passageway Luminaires | Premium | FALSE | [9 empty] | 42797 |  |  | Yes |  | 4.1 | 2612.76 | 117.96 | 22.15 | 10 | 0.98 | 5000 | 94
PGA85UB6 | Acuity Brands Lighting | Lithonia | FEM L48 3000LM IMACD WD 120 GZ10 50K 90CRI | Outdoor Luminaires | Low Output | Stairwell and Passageway Luminaires | Premium | FALSE | [9 empty] | 42797 |  |  | Yes |  | 4.1 | 2547.15 | 115 | 22.15 | 10 | 0.98 | 5000 | 94
PYHC6P61 | Acuity Brands Lighting | Lithonia | FEM L48 3000LM IMAFD WD 120 GZ10 50K 90CRI | Outdoor Luminaires | Low Output | Stairwell and Passageway Luminaires | Premium | FALSE | [9 empty] | 42797 |  |  | Yes |  | 4.1 | 2515.51 | 113.57 | 22.15 | 10 | 0.98 | 5000 | 94
PHFQHQ5Y | Acuity Brands Lighting | Lithonia | FEM L48 3000LM IMAFL WD 120 GZ10 50K 90CRI | Outdoor Luminaires | Low Output | Stairwell and Passageway Luminaires | Standard | FALSE | [9 empty] | 42797 |  |  | Yes |  | 4.1 | 2359.33 | 106.52 | 22.15 | 10 | 0.98 | 5000 | 94
PRBN6WYW | Acuity Brands Lighting | Lithonia | FEM L96 20000LM IMACD MD [MVOLT120277] GZ10 50K 90CRI | Outdoor Luminaires | High Output | Stairwell and Passageway Luminaires | Standard | FALSE | [9 empty] | 42797 |  |  | Yes |  | 4.1 | 17664.1 | 109.34 | 161.55 | 10 | 0.98 | 5000 | 94
PTDNMTV1 | Acuity Brands Lighting | Lithonia | FEM L96 20000LM IMAFD MD [MVOLT120277] GZ10 50K 90CRI | Outdoor Luminaires | High Output | Stairwell and Passageway Luminaires | Standard | FALSE | [9 empty] | 42797 |  |  | Yes |  | 4.1 | 17445.11 | 107.99 | 161.55 | 10 | 0.98 | 5000 | 94
PRQRH7QV | Acuity Brands Lighting | Lithonia | FEM L96 20000LM IMAFL MD [MVOLT120277] GZ10 50K 90CRI | Outdoor Luminaires | High Output | Stairwell and Passageway Luminaires | Standard | FALSE | [9 empty] | 42797 |  |  | Yes |  | 4.1 | 16975.39 | 105.08 | 161.55 | 10 | 0.98 | 5000 | 94
PTSPHKCF | Acuity Brands Lighting | Lithonia | FEM L96 20000LM IMACD WD [MVOLT120277] GZ10 50K 90CRI | Outdoor Luminaires | High Output | Stairwell and Passageway Luminaires | Standard | FALSE | [9 empty] | 42797 |  |  | Yes |  | 4.1 | 16549.12 | 102.44 | 161.55 | 10 | 0.98 | 5000 | 94
PGPV9663 | Acuity Brands Lighting | Lithonia | FEM L96 20000LM IMAFD WD [MVOLT120277] GZ10 50K 90CRI | Outdoor Luminaires | High Output | Stairwell and Passageway Luminaires | Standard | FALSE | [9 empty] | 42797 |  |  | Yes |  | 4.1 | 16343.51 | 101.17 | 161.55 | 10 | 0.98 | 5000 | 94
PP2QJQ2X | Acuity Brands Lighting | Lithonia | FEM L96 18000LM IMACD MD [MVOLT120277] GZ10 50K 90CRI | Outdoor Luminaires | High Output | Stairwell and Passageway Luminaires | Standard | FALSE | [9 empty] | 42797 |  |  | Yes |  | 4.1 | 15423.59 | 125.33 | 123.06 | 10 | 0.98 | 5000 | 94
PHQ2YB2K | Acuity Brands Lighting | Lithonia | FEM L96 18000LM IMAFD MD [MVOLT120277] GZ10 50K 90CRI | Outdoor Luminaires | High Output | Stairwell and Passageway Luminaires | Standard | FALSE | [9 empty] | 42797 |  |  | Yes |  | 4.1 | 15232.39 | 123.78 | 123.06 | 10 | 0.98 | 5000 | 94
P3ZMP7P8 | Acuity Brands Lighting | Lithonia | FEM L96 18000LM IMAFL MD [MVOLT120277] GZ10 50K 90CRI | Outdoor Luminaires | High Output | Stairwell and Passageway Luminaires | Standard | FALSE | [9 empty] | 42797 |  |  | Yes |  | 4.1 | 14822.24 | 120.45 | 123.06 | 10 | 0.98 | 5000 | 94
PCARG28N | Acuity Brands Lighting | Lithonia | FEM L96 18000LM IMACD WD [MVOLT120277] GZ10 50K 90CRI | Outdoor Luminaires | High Output | Stairwell and Passageway Luminaires | Standard | FALSE | [9 empty] | 42797 |  |  | Yes |  | 4.1 | 14450.04 | 117.42 | 123.06 | 10 | 0.98 | 5000 | 94
PZ8UPRC1 | Acuity Brands Lighting | Lithonia | FEM L96 18000LM IMAFD WD [MVOLT120277] GZ10 50K 90CRI | Outdoor Luminaires | High Output | Stairwell and Passageway Luminaires | Standard | FALSE | [9 empty] | 42797 |  |  | Yes |  | 4.1 | 14270.51 | 115.96 | 123.06 | 10 | 0.98 | 5000 | 94
PCG95FMH | Acuity Brands Lighting | Lithonia | FEM L96 18000LM IMAFL WD [MVOLT120277] GZ10 50K 90CRI | Outdoor Luminaires | High Output | Stairwell and Passageway Luminaires | Standard | FALSE | [9 empty] | 42797 |  |  | Yes |  | 4.1 | 13384.53 | 108.76 | 123.06 | 10 | 0.98 | 5000 | 94
PYWVMT2N | Acuity Brands Lighting | Lithonia | FEM L96 15000LM IMACD MD [MVOLT120277] GZ10 50K 90CRI | Outdoor Luminaires | High Output | Stairwell and Passageway Luminaires | Standard | FALSE | [9 empty] | 42797 |  |  | Yes |  | 4.1 | 13045.25 | 117.79 | 110.75 | 10 | 0.98 | 5000 | 94
PXM9KURP | Acuity Brands Lighting | Lithonia | FEM L96 15000LM IMAFD MD [MVOLT120277] GZ10 50K 90CRI | Outdoor Luminaires | High Output | Stairwell and Passageway Luminaires | Standard | FALSE | [9 empty] | 42797 |  |  | Yes |  | 4.1 | 12883.53 | 116.33 | 110.75 | 10 | 0.98 | 5000 | 94
PGQ2GWP9 | Acuity Brands Lighting | Lithonia | FEM L96 15000LM IMAFL MD [MVOLT120277] GZ10 50K 90CRI | Outdoor Luminaires | High Output | Stairwell and Passageway Luminaires | Standard | FALSE | [9 empty] | 42797 |  |  | Yes |  | 4.1 | 12536.63 | 113.2 | 110.75 | 10 | 0.98 | 5000 | 94
PSV3X5M4 | Acuity Brands Lighting | Lithonia | FEM L96 15000LM IMACD WD [MVOLT120277] GZ10 50K 90CRI | Outdoor Luminaires | High Output | Stairwell and Passageway Luminaires | Standard | FALSE | [9 empty] | 42797 |  |  | Yes |  | 4.1 | 12221.82 | 110.36 | 110.75 | 10 | 0.98 | 5000 | 94
PRUKRJMQ | Acuity Brands Lighting | Lithonia | FEM L96 15000LM IMAFD WD [MVOLT120277] GZ10 50K 90CRI | Outdoor Luminaires | High Output | Stairwell and Passageway Luminaires | Standard | FALSE | [9 empty] | 42797 |  |  | Yes |  | 4.1 | 12069.98 | 108.98 | 110.75 | 10 | 0.98 | 5000 | 94
PTFC4NK6 | Acuity Brands Lighting | Lithonia | FEM L96 15000LM IMAFL WD [MVOLT120277] GZ10 50K 90CRI | Outdoor Luminaires | High Output | Stairwell and Passageway Luminaires | Standard | FALSE | [9 empty] | 42797 |  |  | Yes |  | 4.1 | 11320.62 | 102.22 | 110.75 | 10 | 0.98 | 5000 | 94
P4YFYDXC | Acuity Brands Lighting | Lithonia | FEM L96 12000LM IMACD MD [MVOLT120277] GZ10 50K 90CRI | Outdoor Luminaires | High Output | Stairwell and Passageway Luminaires | Standard | FALSE | [9 empty] | 42797 |  |  | Yes |  | 4.1 | 10399.57 | 121.16 | 85.83 | 10 | 0.98 | 5000 | 94
PP5XJTDH | Acuity Brands Lighting | Lithonia | FEM L96 12000LM IMAFD MD [MVOLT120277] GZ10 50K 90CRI | Outdoor Luminaires | High Output | Stairwell and Passageway Luminaires | Standard | FALSE | [9 empty] | 42797 |  |  | Yes |  | 4.1 | 10270.65 | 119.66 | 85.83 | 10 | 0.98 | 5000 | 94
PYK3XTHM | Acuity Brands Lighting | Lithonia | FEM L96 9000LM IMACD MD [MVOLT120277] GZ10 50K 80CRI | Outdoor Luminaires | Mid Output | Stairwell and Passageway Luminaires | Standard | FALSE | [9 empty] | 42797 |  |  | Yes |  | 4.1 | 9765.32 | 152.51 | 64.03 | 10 | 0.98 | 5000 | 84
PQA4WJMJ | Acuity Brands Lighting | Lithonia | FEM L96 9000LM IMAFD MD [MVOLT120277] GZ10 50K 80CRI | Outdoor Luminaires | Mid Output | Stairwell and Passageway Luminaires | Standard | FALSE | [9 empty] | 42797 |  |  | Yes |  | 4.1 | 9644.26 | 150.62 | 64.03 | 10 | 0.98 | 5000 | 84
PTK7SBMP | Acuity Brands Lighting | Lithonia | FEM L48 10000LM IMAFL WD [MVOLT120277] GZ10 50K 80CRI | Outdoor Luminaires | Mid Output | Stairwell and Passageway Luminaires | Standard | FALSE | [9 empty] | 42797 |  |  | Yes |  | 4.1 | 9507.55 | 119.5 | 79.56 | 10 | 0.98 | 5000 | 84
PKYNNHXE | Acuity Brands Lighting | Lithonia | FEM L96 9000LM IMAFL MD [MVOLT120277] GZ10 50K 80CRI | Outdoor Luminaires | Mid Output | Stairwell and Passageway Luminaires | Standard | FALSE | [9 empty] | 42797 |  |  | Yes |  | 4.1 | 9384.58 | 146.57 | 64.03 | 10 | 0.98 | 5000 | 84
PRPX6VH9 | Acuity Brands Lighting | Lithonia | FEM L96 9000LM IMACD WD [MVOLT120277] GZ10 50K 80CRI | Outdoor Luminaires | Mid Output | Stairwell and Passageway Luminaires | Standard | FALSE | [9 empty] | 42797 |  |  | Yes |  | 4.1 | 9148.93 | 142.89 | 64.03 | 10 | 0.98 | 5000 | 84
P2QU4MWQ | Acuity Brands Lighting | Lithonia | FEM L96 9000LM IMAFD WD [MVOLT120277] GZ10 50K 80CRI | Outdoor Luminaires | Mid Output | Stairwell and Passageway Luminaires | Standard | FALSE | [9 empty] | 42797 |  |  | Yes |  | 4.1 | 9035.26 | 141.11 | 64.03 | 10 | 0.98 | 5000 | 84
PA3Z4KYX | Acuity Brands Lighting | Lithonia | FEM L48 8000LM LPACL MD [MVOLT120277] GZ10 50K 80CRI | Outdoor Luminaires | Mid Output | Stairwell and Passageway Luminaires | Standard | FALSE | [9 empty] | 42797 |  |  | Yes |  | 4.1 | 8540.66 | 144.22 | 59.22 | 10 | 0.98 | 5000 | 84
PAEXCHFE | Acuity Brands Lighting | Lithonia | FEM L48 8000LM IMACD MD [MVOLT120277] GZ10 50K 80CRI | Outdoor Luminaires | Mid Output | Stairwell and Passageway Luminaires | Standard | FALSE | [9 empty] | 42797 |  |  | Yes |  | 4.1 | 8504.44 | 143.61 | 59.22 | 10 | 0.98 | 5000 | 84
PMVFQEPX | Acuity Brands Lighting | Lithonia | FEM L96 9000LM IMAFL WD [MVOLT120277] GZ10 50K 80CRI | Outdoor Luminaires | Mid Output | Stairwell and Passageway Luminaires | Standard | FALSE | [9 empty] | 42797 |  |  | Yes |  | 4.1 | 8474.31 | 132.35 | 64.03 | 10 | 0.98 | 5000 | 84
PWCB5BB9 | Acuity Brands Lighting | Lithonia | FEM L48 8000LM LPPCL MD [MVOLT120277] GZ10 50K 80CRI | Outdoor Luminaires | Mid Output | Stairwell and Passageway Luminaires | Standard | FALSE | [9 empty] | 42797 |  |  | Yes |  | 4.1 | 8444.89 | 142.6 | 59.22 | 10 | 0.98 | 5000 | 84
PE3NH995 | Acuity Brands Lighting | Lithonia | FEM L48 8000LM IMAFD MD [MVOLT120277] GZ10 50K 80CRI | Outdoor Luminaires | Mid Output | Stairwell and Passageway Luminaires | Standard | FALSE | [9 empty] | 42797 |  |  | Yes |  | 4.1 | 8399.01 | 141.83 | 59.22 | 10 | 0.98 | 5000 | 84
P6EQNNJP | Acuity Brands Lighting | Lithonia | FEM L48 8000LM LPPFL MD [MVOLT120277] GZ10 50K 80CRI | Outdoor Luminaires | Mid Output | Stairwell and Passageway Luminaires | Standard | FALSE | [9 empty] | 42797 |  |  | Yes |  | 4.1 | 8337.85 | 140.79 | 59.22 | 10 | 0.98 | 5000 | 84
PRT4GS7J | Acuity Brands Lighting | Lithonia | FEM L48 8000LM LPAFL MD [MVOLT120277] GZ10 50K 80CRI | Outdoor Luminaires | Mid Output | Stairwell and Passageway Luminaires | Standard | FALSE | [9 empty] | 42797 |  |  | Yes |  | 4.1 | 8301.63 | 140.18 | 59.22 | 10 | 0.98 | 5000 | 84
P7GCB4MA | Acuity Brands Lighting | Lithonia | FEM L48 8000LM IMAFL MD [MVOLT120277] GZ10 50K 80CRI | Outdoor Luminaires | Mid Output | Stairwell and Passageway Luminaires | Standard | FALSE | [9 empty] | 42797 |  |  | Yes |  | 4.1 | 8172.86 | 138.01 | 59.22 | 10 | 0.98 | 5000 | 84
P9DHH9AT | Acuity Brands Lighting | Lithonia | FEM L48 8000LM IMACD WD [MVOLT120277] GZ10 50K 80CRI | Outdoor Luminaires | Mid Output | Stairwell and Passageway Luminaires | Standard | FALSE | [9 empty] | 42797 |  |  | Yes |  | 4.1 | 7967.63 | 134.54 | 59.22 | 10 | 0.98 | 5000 | 84
PW5127PE | Acuity Brands Lighting | Lithonia | FEM L48 8000LM IMAFD WD [MVOLT120277] GZ10 50K 80CRI | Outdoor Luminaires | Mid Output | Stairwell and Passageway Luminaires | Standard | FALSE | [9 empty] | 42797 |  |  | Yes |  | 4.1 | 7868.64 | 132.87 | 59.22 | 10 | 0.98 | 5000 | 84
PN8VWZ5W | Acuity Brands Lighting | Lithonia | FEM L48 8000LM IMAFL WD [MVOLT120277] GZ10 50K 80CRI | Outdoor Luminaires | Mid Output | Stairwell and Passageway Luminaires | Standard | FALSE | [9 empty] | 42797 |  |  | Yes |  | 4.1 | 7380.12 | 124.62 | 59.22 | 10 | 0.98 | 5000 | 84
P464RAP1 | Acuity Brands Lighting | Lithonia | FEM L48 6000LM LPACL MD 120 GZ10 50K 80CRI | Outdoor Luminaires | Mid Output | Stairwell and Passageway Luminaires | Premium | FALSE | [9 empty] | 42797 |  |  | Yes |  | 4.1 | 6664.6 | 149.5 | 44.58 | 10 | 0.98 | 5000 | 84
PUGQKUW6 | Acuity Brands Lighting | Lithonia | FEM L48 6000LM IMACD MD 120 GZ10 50K 80CRI | Outdoor Luminaires | Mid Output | Stairwell and Passageway Luminaires | Premium | FALSE | [9 empty] | 42797 |  |  | Yes |  | 4.1 | 6636.34 | 148.86 | 44.58 | 10 | 0.98 | 5000 | 84
PQ3SZUVM | Acuity Brands Lighting | Lithonia | FEM L48 6000LM LPPCL MD 120 GZ10 50K 80CRI | Outdoor Luminaires | Mid Output | Stairwell and Passageway Luminaires | Premium | FALSE | [9 empty] | 42797 |  |  | Yes |  | 4.1 | 6589.87 | 147.82 | 44.58 | 10 | 0.98 | 5000 | 84
PP4U7JBM | Acuity Brands Lighting | Lithonia | FEM L48 6000LM IMAFD MD 120 GZ10 50K 80CRI | Outdoor Luminaires | Mid Output | Stairwell and Passageway Luminaires | Premium | FALSE | [9 empty] | 42797 |  |  | Yes |  | 4.1 | 6554.07 | 147.02 | 44.58 | 10 | 0.98 | 5000 | 84
PYS7N1HB | Acuity Brands Lighting | Lithonia | FEM L48 6000LM LPPFL MD 120 GZ10 50K 80CRI | Outdoor Luminaires | Mid Output | Stairwell and Passageway Luminaires | Premium | FALSE | [9 empty] | 42797 |  |  | Yes |  | 4.1 | 6506.34 | 145.95 | 44.58 | 10 | 0.98 | 5000 | 84
PS5RMGBB | Acuity Brands Lighting | Lithonia | FEM L48 6000LM LPAFL MD 120 GZ10 50K 80CRI | Outdoor Luminaires | Mid Output | Stairwell and Passageway Luminaires | Premium | FALSE | [9 empty] | 42797 |  |  | Yes |  | 4.1 | 6478.08 | 145.31 | 44.58 | 10 | 0.98 | 5000 | 84
PRX9CARA | Acuity Brands Lighting | Lithonia | FEM L48 6000LM IMAFL MD 120 GZ10 50K 80CRI | Outdoor Luminaires | Mid Output | Stairwell and Passageway Luminaires | Premium | FALSE | [9 empty] | 42797 |  |  | Yes |  | 4.1 | 6377.6 | 143.06 | 44.58 | 10 | 0.98 | 5000 | 84
PD7QE5CM | Acuity Brands Lighting | Lithonia | FEM L48 6000LM IMACD WD 120 GZ10 50K 80CRI | Outdoor Luminaires | Mid Output | Stairwell and Passageway Luminaires | Premium | FALSE | [9 empty] | 42797 |  |  | Yes |  | 4.1 | 6217.45 | 139.47 | 44.58 | 10 | 0.98 | 5000 | 84
PKR3DHEN | Acuity Brands Lighting | Lithonia | FEM L48 6000LM IMAFD WD 120 GZ10 50K 80CRI | Outdoor Luminaires | Mid Output | Stairwell and Passageway Luminaires | Premium | FALSE | [9 empty] | 42797 |  |  | Yes |  | 4.1 | 6140.2 | 137.73 | 44.58 | 10 | 0.98 | 5000 | 84
P9H2AQ1E | Acuity Brands Lighting | Lithonia | FEM L48 6000LM IMAFL WD 120 GZ10 50K 80CRI | Outdoor Luminaires | Mid Output | Stairwell and Passageway Luminaires | Premium | FALSE | [9 empty] | 42797 |  |  | Yes |  | 4.1 | 5758.99 | 129.18 | 44.58 | 10 | 0.98 | 5000 | 84
PNYRK78M | Acuity Brands Lighting | Lithonia | FEM L48 4000LM LPACL MD [MVOLT120277] GZ10 50K 80CRI | Outdoor Luminaires | Low Output | Stairwell and Passageway Luminaires | Premium | FALSE | [9 empty] | 42797 |  |  | Yes |  | 4.1 | 4521.19 | 151.82 | 29.78 | 10 | 0.98 | 5000 | 84
PG7FG28Y | Acuity Brands Lighting | Lithonia | FEM L48 4000LM IMACD MD [MVOLT120277] GZ10 50K 80CRI | Outdoor Luminaires | Low Output | Stairwell and Passageway Luminaires | Premium | FALSE | [9 empty] | 42797 |  |  | Yes |  | 4.1 | 4502.02 | 151.18 | 29.78 | 10 | 0.98 | 5000 | 84
P72UQHXP | Acuity Brands Lighting | Lithonia | FEM L48 4000LM LPPCL MD [MVOLT120277] GZ10 50K 80CRI | Outdoor Luminaires | Low Output | Stairwell and Passageway Luminaires | Premium | FALSE | [9 empty] | 42797 |  |  | Yes |  | 4.1 | 4470.49 | 150.12 | 29.78 | 10 | 0.98 | 5000 | 84
P9XZ1RVW | Acuity Brands Lighting | Lithonia | FEM L48 4000LM IMAFD MD [MVOLT120277] GZ10 50K 80CRI | Outdoor Luminaires | Low Output | Stairwell and Passageway Luminaires | Premium | FALSE | [9 empty] | 42797 |  |  | Yes |  | 4.1 | 4446.21 | 149.3 | 29.78 | 10 | 0.98 | 5000 | 84
PD73BS9E | Acuity Brands Lighting | Lithonia | FEM L48 4000LM LPPFL MD [MVOLT120277] GZ10 50K 80CRI | Outdoor Luminaires | Low Output | Stairwell and Passageway Luminaires | Premium | FALSE | [9 empty] | 42797 |  |  | Yes |  | 4.1 | 4413.83 | 148.21 | 29.78 | 10 | 0.98 | 5000 | 84
P9J8BKCC | Acuity Brands Lighting | Lithonia | FEM L48 4000LM LPAFL MD [MVOLT120277] GZ10 50K 80CRI | Outdoor Luminaires | Low Output | Stairwell and Passageway Luminaires | Premium | FALSE | [9 empty] | 42797 |  |  | Yes |  | 4.1 | 4394.66 | 147.57 | 29.78 | 10 | 0.98 | 5000 | 84
PENYE6M5 | Acuity Brands Lighting | Lithonia | FEM L48 4000LM IMAFL MD [MVOLT120277] GZ10 50K 80CRI | Outdoor Luminaires | Low Output | Stairwell and Passageway Luminaires | Premium | FALSE | [9 empty] | 42797 |  |  | Yes |  | 4.1 | 4326.49 | 145.28 | 29.78 | 10 | 0.98 | 5000 | 84
P1N2SWU3 | Acuity Brands Lighting | Lithonia | FEM L48 4000LM IMACD WD [MVOLT120277] GZ10 50K 80CRI | Outdoor Luminaires | Low Output | Stairwell and Passageway Luminaires | Premium | FALSE | [9 empty] | 42797 |  |  | Yes |  | 4.1 | 4217.85 | 141.63 | 29.78 | 10 | 0.98 | 5000 | 84
P1NVY1K9 | Acuity Brands Lighting | Lithonia | FEM L48 4000LM IMAFD WD [MVOLT120277] GZ10 50K 80CRI | Outdoor Luminaires | Low Output | Stairwell and Passageway Luminaires | Premium | FALSE | [9 empty] | 42797 |  |  | Yes |  | 4.1 | 4165.44 | 139.87 | 29.78 | 10 | 0.98 | 5000 | 84
P2QPQRT8 | Acuity Brands Lighting | Lithonia | FEM L48 4000LM IMAFL WD [MVOLT120277] GZ10 50K 80CRI | Outdoor Luminaires | Low Output | Stairwell and Passageway Luminaires | Premium | FALSE | [9 empty] | 42797 |  |  | Yes |  | 4.1 | 3906.83 | 131.19 | 29.78 | 10 | 0.98 | 5000 | 84
P9AUZ71W | Acuity Brands Lighting | Lithonia | FEM L48 3000LM LPACL MD 120 GZ10 50K 80CRI | Outdoor Luminaires | Low Output | Stairwell and Passageway Luminaires | Premium | FALSE | [9 empty] | 42797 |  |  | Yes |  | 4.1 | 3343.68 | 150.96 | 22.15 | 10 | 0.98 | 5000 | 84
PSCSHQFN | Acuity Brands Lighting | Lithonia | FEM L48 3000LM IMACD MD 120 GZ10 50K 80CRI | Outdoor Luminaires | Low Output | Stairwell and Passageway Luminaires | Premium | FALSE | [9 empty] | 42797 |  |  | Yes |  | 4.1 | 3329.5 | 150.32 | 22.15 | 10 | 0.98 | 5000 | 84
PU22BW1K | Acuity Brands Lighting | Lithonia | FEM L48 3000LM LPPCL MD 120 GZ10 50K 80CRI | Outdoor Luminaires | Low Output | Stairwell and Passageway Luminaires | Premium | FALSE | [9 empty] | 42797 |  |  | Yes |  | 4.1 | 3306.18 | 149.26 | 22.15 | 10 | 0.98 | 5000 | 84
P398VKQR | Acuity Brands Lighting | Lithonia | FEM L48 3000LM IMAFD MD 120 GZ10 50K 80CRI | Outdoor Luminaires | Low Output | Stairwell and Passageway Luminaires | Premium | FALSE | [9 empty] | 42797 |  |  | Yes |  | 4.1 | 3288.22 | 148.45 | 22.15 | 10 | 0.98 | 5000 | 84
PPN391JV | Acuity Brands Lighting | Lithonia | FEM L48 3000LM LPPFL MD 120 GZ10 50K 80CRI | Outdoor Luminaires | Low Output | Stairwell and Passageway Luminaires | Premium | FALSE | [9 empty] | 42797 |  |  | Yes |  | 4.1 | 3264.28 | 147.37 | 22.15 | 10 | 0.98 | 5000 | 84
PDNGM6P2 | Acuity Brands Lighting | Lithonia | FEM L48 3000LM LPAFL MD 120 GZ10 50K 80CRI | Outdoor Luminaires | Low Output | Stairwell and Passageway Luminaires | Premium | FALSE | [9 empty] | 42797 |  |  | Yes |  | 4.1 | 3250.1 | 146.73 | 22.15 | 10 | 0.98 | 5000 | 84
P5DTFF2S | Acuity Brands Lighting | Lithonia | FEM L48 3000LM IMAFL MD 120 GZ10 50K 80CRI | Outdoor Luminaires | Low Output | Stairwell and Passageway Luminaires | Premium | FALSE | [9 empty] | 42797 |  |  | Yes |  | 4.1 | 3199.69 | 144.46 | 22.15 | 10 | 0.98 | 5000 | 84
PMC64JP2 | Acuity Brands Lighting | Lithonia | FEM L48 3000LM IMACD WD 120 GZ10 50K 80CRI | Outdoor Luminaires | Low Output | Stairwell and Passageway Luminaires | Premium | FALSE | [9 empty] | 42797 |  |  | Yes |  | 4.1 | 3119.34 | 140.83 | 22.15 | 10 | 0.98 | 5000 | 84
PTTXDHNM | Acuity Brands Lighting | Lithonia | FEM L48 3000LM IMAFD WD 120 GZ10 50K 80CRI | Outdoor Luminaires | Low Output | Stairwell and Passageway Luminaires | Premium | FALSE | [9 empty] | 42797 |  |  | Yes |  | 4.1 | 3080.58 | 139.08 | 22.15 | 10 | 0.98 | 5000 | 84
P43ERX9U | Acuity Brands Lighting | Lithonia | FEM L48 3000LM IMAFL WD 120 GZ10 50K 80CRI | Outdoor Luminaires | Low Output | Stairwell and Passageway Luminaires | Premium | FALSE | [9 empty] | 42797 |  |  | Yes |  | 4.1 | 2889.33 | 130.44 | 22.15 | 10 | 0.98 | 5000 | 84
PZ8UBW3N | Acuity Brands Lighting | Lithonia | FEM L96 20000LM IMACD MD [MVOLT120277] GZ10 50K 80CRI | Outdoor Luminaires | High Output | Stairwell and Passageway Luminaires | Standard | FALSE | [9 empty] | 42797 |  |  | Yes |  | 4.1 | 21632.12 | 133.9 | 161.55 | 10 | 0.98 | 5000 | 84
PRK3FF6P | Acuity Brands Lighting | Lithonia | FEM L96 20000LM IMAFD MD [MVOLT120277] GZ10 50K 80CRI | Outdoor Luminaires | High Output | Stairwell and Passageway Luminaires | Standard | FALSE | [9 empty] | 42797 |  |  | Yes |  | 4.1 | 21363.94 | 132.24 | 161.55 | 10 | 0.98 | 5000 | 84
PV6AWADQ | Acuity Brands Lighting | Lithonia | FEM L96 20000LM IMAFL MD [MVOLT120277] GZ10 50K 80CRI | Outdoor Luminaires | High Output | Stairwell and Passageway Luminaires | Standard | FALSE | [9 empty] | 42797 |  |  | Yes |  | 4.1 | 20788.7 | 128.68 | 161.55 | 10 | 0.98 | 5000 | 84
PTPF93PX | Acuity Brands Lighting | Lithonia | FEM L96 20000LM IMACD WD [MVOLT120277] GZ10 50K 80CRI | Outdoor Luminaires | High Output | Stairwell and Passageway Luminaires | Standard | FALSE | [9 empty] | 42797 |  |  | Yes |  | 4.1 | 20266.68 | 125.45 | 161.55 | 10 | 0.98 | 5000 | 84
PGYNABQX | Acuity Brands Lighting | Lithonia | FEM L96 20000LM IMAFD WD [MVOLT120277] GZ10 50K 80CRI | Outdoor Luminaires | High Output | Stairwell and Passageway Luminaires | Standard | FALSE | [9 empty] | 42797 |  |  | Yes |  | 4.1 | 20014.88 | 123.89 | 161.55 | 10 | 0.98 | 5000 | 84
PTNSP58N | Acuity Brands Lighting | Lithonia | FEM L96 18000LM IMACD MD [MVOLT120277] GZ10 50K 80CRI | Outdoor Luminaires | High Output | Stairwell and Passageway Luminaires | Standard | FALSE | [9 empty] | 42797 |  |  | Yes |  | 4.1 | 18888.31 | 153.49 | 123.06 | 10 | 0.98 | 5000 | 84
PMU3EDD7 | Acuity Brands Lighting | Lithonia | FEM L96 20000LM IMAFL WD [MVOLT120277] GZ10 50K 80CRI | Outdoor Luminaires | High Output | Stairwell and Passageway Luminaires | Standard | FALSE | [9 empty] | 42797 |  |  | Yes |  | 4.1 | 18772.27 | 116.2 | 161.55 | 10 | 0.98 | 5000 | 84
PXP5WXCK | Acuity Brands Lighting | Lithonia | FEM L96 18000LM IMAFD MD [MVOLT120277] GZ10 50K 80CRI | Outdoor Luminaires | High Output | Stairwell and Passageway Luminaires | Standard | FALSE | [9 empty] | 42797 |  |  | Yes |  | 4.1 | 18654.15 | 151.59 | 123.06 | 10 | 0.98 | 5000 | 84
PKGWDKSB | Acuity Brands Lighting | Lithonia | FEM L96 18000LM IMAFL MD [MVOLT120277] GZ10 50K 80CRI | Outdoor Luminaires | High Output | Stairwell and Passageway Luminaires | Standard | FALSE | [9 empty] | 42797 |  |  | Yes |  | 4.1 | 18151.87 | 147.5 | 123.06 | 10 | 0.98 | 5000 | 84
PYEGEE1E | Acuity Brands Lighting | Lithonia | FEM L96 18000LM IMACD WD [MVOLT120277] GZ10 50K 80CRI | Outdoor Luminaires | High Output | Stairwell and Passageway Luminaires | Standard | FALSE | [9 empty] | 42797 |  |  | Yes |  | 4.1 | 17696.06 | 143.8 | 123.06 | 10 | 0.98 | 5000 | 84
PAVU44VC | Acuity Brands Lighting | Lithonia | FEM L96 18000LM IMAFD WD [MVOLT120277] GZ10 50K 80CRI | Outdoor Luminaires | High Output | Stairwell and Passageway Luminaires | Standard | FALSE | [9 empty] | 42797 |  |  | Yes |  | 4.1 | 17476.2 | 142.01 | 123.06 | 10 | 0.98 | 5000 | 84
PKWBKUE4 | Acuity Brands Lighting | Lithonia | FEM L96 18000LM IMAFL WD [MVOLT120277] GZ10 50K 80CRI | Outdoor Luminaires | High Output | Stairwell and Passageway Luminaires | Standard | FALSE | [9 empty] | 42797 |  |  | Yes |  | 4.1 | 16391.2 | 133.2 | 123.06 | 10 | 0.98 | 5000 | 84
PN8UPZK5 | Acuity Brands Lighting | Lithonia | FEM L96 15000LM IMACD MD [MVOLT120277] GZ10 50K 80CRI | Outdoor Luminaires | High Output | Stairwell and Passageway Luminaires | Standard | FALSE | [9 empty] | 42797 |  |  | Yes |  | 4.1 | 15975.71 | 144.25 | 110.75 | 10 | 0.98 | 5000 | 84
P3A9GFJ9 | Acuity Brands Lighting | Lithonia | FEM L96 15000LM IMAFD MD [MVOLT120277] GZ10 50K 80CRI | Outdoor Luminaires | High Output | Stairwell and Passageway Luminaires | Standard | FALSE | [9 empty] | 42797 |  |  | Yes |  | 4.1 | 15777.66 | 142.46 | 110.75 | 10 | 0.98 | 5000 | 84
P6TAWVF6 | Acuity Brands Lighting | Lithonia | FEM L96 15000LM IMAFL MD [MVOLT120277] GZ10 50K 80CRI | Outdoor Luminaires | High Output | Stairwell and Passageway Luminaires | Standard | FALSE | [9 empty] | 42797 |  |  | Yes |  | 4.1 | 15352.83 | 138.63 | 110.75 | 10 | 0.98 | 5000 | 84
P1SJ3C16 | Acuity Brands Lighting | Lithonia | FEM L96 15000LM IMACD WD [MVOLT120277] GZ10 50K 80CRI | Outdoor Luminaires | High Output | Stairwell and Passageway Luminaires | Standard | FALSE | [9 empty] | 42797 |  |  | Yes |  | 4.1 | 14967.31 | 135.14 | 110.75 | 10 | 0.98 | 5000 | 84
PGSXNPXV | Acuity Brands Lighting | Lithonia | FEM L96 15000LM IMAFD WD [MVOLT120277] GZ10 50K 80CRI | Outdoor Luminaires | High Output | Stairwell and Passageway Luminaires | Standard | FALSE | [9 empty] | 42797 |  |  | Yes |  | 4.1 | 14781.35 | 133.47 | 110.75 | 10 | 0.98 | 5000 | 84
P9HBSBHM | Acuity Brands Lighting | Lithonia | FEM L96 15000LM IMAFL WD [MVOLT120277] GZ10 50K 80CRI | Outdoor Luminaires | High Output | Stairwell and Passageway Luminaires | Standard | FALSE | [9 empty] | 42797 |  |  | Yes |  | 4.1 | 13863.66 | 125.18 | 110.75 | 10 | 0.98 | 5000 | 84
P6W4N94V | Acuity Brands Lighting | Lithonia | FEM L96 12000LM IMACD MD [MVOLT120277] GZ10 50K 80CRI | Outdoor Luminaires | High Output | Stairwell and Passageway Luminaires | Standard | FALSE | [9 empty] | 42797 |  |  | Yes |  | 4.1 | 12735.71 | 148.38 | 85.83 | 10 | 0.98 | 5000 | 84
P8T3QAV1 | Acuity Brands Lighting | Lithonia | FEM L96 12000LM IMAFD MD [MVOLT120277] GZ10 50K 80CRI | Outdoor Luminaires | High Output | Stairwell and Passageway Luminaires | Standard | FALSE | [9 empty] | 42797 |  |  | Yes |  | 4.1 | 12577.82 | 146.54 | 85.83 | 10 | 0.98 | 5000 | 84
P9CDG68Q | Acuity Brands Lighting | Lithonia | FEM L96 12000LM IMAFL MD [MVOLT120277] GZ10 50K 80CRI | Outdoor Luminaires | High Output | Stairwell and Passageway Luminaires | Standard | FALSE | [9 empty] | 42797 |  |  | Yes |  | 4.1 | 12239.15 | 142.6 | 85.83 | 10 | 0.98 | 5000 | 84
PVHTZCVY | Acuity Brands Lighting | Lithonia | FEM L96 12000LM IMACD WD [MVOLT120277] GZ10 50K 80CRI | Outdoor Luminaires | High Output | Stairwell and Passageway Luminaires | Standard | FALSE | [9 empty] | 42797 |  |  | Yes |  | 4.1 | 11931.81 | 139.02 | 85.83 | 10 | 0.98 | 5000 | 84
P98EGS2A | Acuity Brands Lighting | Lithonia | FEM L96 12000LM IMAFD WD [MVOLT120277] GZ10 50K 80CRI | Outdoor Luminaires | High Output | Stairwell and Passageway Luminaires | Standard | FALSE | [9 empty] | 42797 |  |  | Yes |  | 4.1 | 11783.57 | 137.29 | 85.83 | 10 | 0.98 | 5000 | 84
P4FA9U2Y | Acuity Brands Lighting | Lithonia | FEM L96 12000LM IMAFL WD [MVOLT120277] GZ10 50K 80CRI | Outdoor Luminaires | High Output | Stairwell and Passageway Luminaires | Standard | FALSE | [9 empty] | 42797 |  |  | Yes |  | 4.1 | 11051.99 | 128.77 | 85.83 | 10 | 0.98 | 5000 | 84
P44P6UU4 | Acuity Brands Lighting | Lithonia | FEM L48 10000LM LPACL MD [MVOLT120277] GZ10 50K 80CRI | Outdoor Luminaires | High Output | Stairwell and Passageway Luminaires | Standard | FALSE | [9 empty] | 42797 |  |  | Yes |  | 4.1 | 11002.63 | 138.29 | 79.56 | 10 | 0.98 | 5000 | 84
P9MGS1AU | Acuity Brands Lighting | Lithonia | FEM L48 10000LM IMACD MD [MVOLT120277] GZ10 50K 80CRI | Outdoor Luminaires | High Output | Stairwell and Passageway Luminaires | Standard | FALSE | [9 empty] | 42797 |  |  | Yes |  | 4.1 | 10955.97 | 137.71 | 79.56 | 10 | 0.98 | 5000 | 84
PS4AQBP1 | Acuity Brands Lighting | Lithonia | FEM L48 10000LM LPPCL MD [MVOLT120277] GZ10 50K 80CRI | Outdoor Luminaires | High Output | Stairwell and Passageway Luminaires | Standard | FALSE | [9 empty] | 42797 |  |  | Yes |  | 4.1 | 10879.25 | 136.74 | 79.56 | 10 | 0.98 | 5000 | 84
PAZDXYVZ | Acuity Brands Lighting | Lithonia | FEM L48 10000LM IMAFD MD [MVOLT120277] GZ10 50K 80CRI | Outdoor Luminaires | High Output | Stairwell and Passageway Luminaires | Standard | FALSE | [9 empty] | 42797 |  |  | Yes |  | 4.1 | 10820.15 | 136 | 79.56 | 10 | 0.98 | 5000 | 84
PZ9S8C98 | Acuity Brands Lighting | Lithonia | FEM L48 10000LM LPPFL MD [MVOLT120277] GZ10 50K 80CRI | Outdoor Luminaires | High Output | Stairwell and Passageway Luminaires | Standard | FALSE | [9 empty] | 42797 |  |  | Yes |  | 4.1 | 10741.35 | 135.01 | 79.56 | 10 | 0.98 | 5000 | 84
PZXB66AV | Acuity Brands Lighting | Lithonia | FEM L48 10000LM LPAFL MD [MVOLT120277] GZ10 50K 80CRI | Outdoor Luminaires | High Output | Stairwell and Passageway Luminaires | Standard | FALSE | [9 empty] | 42797 |  |  | Yes |  | 4.1 | 10694.69 | 134.42 | 79.56 | 10 | 0.98 | 5000 | 84
PGWUDGVY | Acuity Brands Lighting | Lithonia | FEM L48 10000LM IMAFL MD [MVOLT120277] GZ10 50K 80CRI | Outdoor Luminaires | High Output | Stairwell and Passageway Luminaires | Standard | FALSE | [9 empty] | 42797 |  |  | Yes |  | 4.1 | 10528.8 | 132.34 | 79.56 | 10 | 0.98 | 5000 | 84
PB48EKWD | Acuity Brands Lighting | Lithonia | FEM L48 10000LM IMACD WD [MVOLT120277] GZ10 50K 80CRI | Outdoor Luminaires | High Output | Stairwell and Passageway Luminaires | Standard | FALSE | [9 empty] | 42797 |  |  | Yes |  | 4.1 | 10264.42 | 129.01 | 79.56 | 10 | 0.98 | 5000 | 84
PJS1M6EV | Acuity Brands Lighting | Lithonia | FEM L48 10000LM IMAFD WD [MVOLT120277] GZ10 50K 80CRI | Outdoor Luminaires | High Output | Stairwell and Passageway Luminaires | Standard | FALSE | [9 empty] | 42797 |  |  | Yes |  | 4.1 | 10136.89 | 127.41 | 79.56 | 10 | 0.98 | 5000 | 84
PFGERWHW | Acuity Brands Lighting | Lithonia | FEM L96 12000LM IMAFL MD [MVOLT120277] GZ10 40K 90CRI | Outdoor Luminaires | Mid Output | Stairwell and Passageway Luminaires | Standard | FALSE | [9 empty] | 42797 |  |  | Yes |  | 4.1 | 9776.84 | 113.91 | 85.83 | 10 | 0.98 | 4000 | 94
P8TEH3B6 | Acuity Brands Lighting | Lithonia | FEM L96 12000LM IMACD WD [MVOLT120277] GZ10 40K 90CRI | Outdoor Luminaires | Mid Output | Stairwell and Passageway Luminaires | Standard | FALSE | [9 empty] | 42797 |  |  | Yes |  | 4.1 | 9531.33 | 111.05 | 85.83 | 10 | 0.98 | 4000 | 94
PEZRGH3B | Acuity Brands Lighting | Lithonia | FEM L96 12000LM IMAFD WD [MVOLT120277] GZ10 40K 90CRI | Outdoor Luminaires | Mid Output | Stairwell and Passageway Luminaires | Standard | FALSE | [9 empty] | 42797 |  |  | Yes |  | 4.1 | 9412.91 | 109.67 | 85.83 | 10 | 0.98 | 4000 | 94
PG9P3V75 | Acuity Brands Lighting | Lithonia | FEM L96 12000LM IMAFL WD [MVOLT120277] GZ10 40K 90CRI | Outdoor Luminaires | Mid Output | Stairwell and Passageway Luminaires | Standard | FALSE | [9 empty] | 42797 |  |  | Yes |  | 4.1 | 8828.52 | 102.86 | 85.83 | 10 | 0.98 | 4000 | 94
PE1E7KSH | Acuity Brands Lighting | Lithonia | FEM L48 10000LM LPACL MD [MVOLT120277] GZ10 40K 90CRI | Outdoor Luminaires | Mid Output | Stairwell and Passageway Luminaires | Standard | FALSE | [9 empty] | 42797 |  |  | Yes |  | 4.1 | 8789.08 | 110.47 | 79.56 | 10 | 0.98 | 4000 | 94
PYDZP32N | Acuity Brands Lighting | Lithonia | FEM L48 10000LM IMACD MD [MVOLT120277] GZ10 40K 90CRI | Outdoor Luminaires | Mid Output | Stairwell and Passageway Luminaires | Standard | FALSE | [9 empty] | 42797 |  |  | Yes |  | 4.1 | 8751.81 | 110 | 79.56 | 10 | 0.98 | 4000 | 94
PFR7FJ8W | Acuity Brands Lighting | Lithonia | FEM L48 10000LM LPPCL MD [MVOLT120277] GZ10 40K 90CRI | Outdoor Luminaires | Mid Output | Stairwell and Passageway Luminaires | Standard | FALSE | [9 empty] | 42797 |  |  | Yes |  | 4.1 | 8690.52 | 109.23 | 79.56 | 10 | 0.98 | 4000 | 94
PTAJ3MT4 | Acuity Brands Lighting | Lithonia | FEM L48 10000LM IMAFD MD [MVOLT120277] GZ10 40K 90CRI | Outdoor Luminaires | Mid Output | Stairwell and Passageway Luminaires | Standard | FALSE | [9 empty] | 42797 |  |  | Yes |  | 4.1 | 8643.31 | 108.64 | 79.56 | 10 | 0.98 | 4000 | 94
PSVH6RMX | Acuity Brands Lighting | Lithonia | FEM L48 10000LM LPPFL MD [MVOLT120277] GZ10 40K 90CRI | Outdoor Luminaires | Mid Output | Stairwell and Passageway Luminaires | Standard | FALSE | [9 empty] | 42797 |  |  | Yes |  | 4.1 | 8580.37 | 107.85 | 79.56 | 10 | 0.98 | 4000 | 94
PFCDWUH5 | Acuity Brands Lighting | Lithonia | FEM L48 10000LM LPAFL MD [MVOLT120277] GZ10 40K 90CRI | Outdoor Luminaires | Mid Output | Stairwell and Passageway Luminaires | Standard | FALSE | [9 empty] | 42797 |  |  | Yes |  | 4.1 | 8543.1 | 107.38 | 79.56 | 10 | 0.98 | 4000 | 94
PF8KP6ZD | Acuity Brands Lighting | Lithonia | FEM L48 10000LM IMAFL MD [MVOLT120277] GZ10 40K 90CRI | Outdoor Luminaires | Mid Output | Stairwell and Passageway Luminaires | Standard | FALSE | [9 empty] | 42797 |  |  | Yes |  | 4.1 | 8410.58 | 105.71 | 79.56 | 10 | 0.98 | 4000 | 94
PP1NQBZR | Acuity Brands Lighting | Lithonia | FEM L48 10000LM IMACD WD [MVOLT120277] GZ10 40K 90CRI | Outdoor Luminaires | Mid Output | Stairwell and Passageway Luminaires | Standard | FALSE | [9 empty] | 42797 |  |  | Yes |  | 4.1 | 8199.39 | 103.06 | 79.56 | 10 | 0.98 | 4000 | 94
PAEDPRZG | Acuity Brands Lighting | Lithonia | FEM L48 10000LM IMAFD WD [MVOLT120277] GZ10 40K 90CRI | Outdoor Luminaires | Mid Output | Stairwell and Passageway Luminaires | Standard | FALSE | [9 empty] | 42797 |  |  | Yes |  | 4.1 | 8097.52 | 101.78 | 79.56 | 10 | 0.98 | 4000 | 94
PQT7DJDE | Acuity Brands Lighting | Lithonia | FEM L96 9000LM IMACD MD [MVOLT120277] GZ10 40K 90CRI | Outdoor Luminaires | Mid Output | Stairwell and Passageway Luminaires | Standard | FALSE | [9 empty] | 42797 |  |  | Yes |  | 4.1 | 7800.7 | 121.83 | 64.03 | 10 | 0.98 | 4000 | 94
PEQUWMRC | Acuity Brands Lighting | Lithonia | FEM L96 9000LM IMAFD MD [MVOLT120277] GZ10 40K 90CRI | Outdoor Luminaires | Mid Output | Stairwell and Passageway Luminaires | Standard | FALSE | [9 empty] | 42797 |  |  | Yes |  | 4.1 | 7704 | 120.32 | 64.03 | 10 | 0.98 | 4000 | 94
P95SJZHU | Acuity Brands Lighting | Lithonia | FEM L96 9000LM IMAFL MD [MVOLT120277] GZ10 40K 90CRI | Outdoor Luminaires | Mid Output | Stairwell and Passageway Luminaires | Standard | FALSE | [9 empty] | 42797 |  |  | Yes |  | 4.1 | 7496.56 | 117.08 | 64.03 | 10 | 0.98 | 4000 | 94
PUDJPUET | Acuity Brands Lighting | Lithonia | FEM L96 9000LM IMACD WD [MVOLT120277] GZ10 40K 90CRI | Outdoor Luminaires | Mid Output | Stairwell and Passageway Luminaires | Standard | FALSE | [9 empty] | 42797 |  |  | Yes |  | 4.1 | 7308.31 | 114.14 | 64.03 | 10 | 0.98 | 4000 | 94
PNBXGB5S | Acuity Brands Lighting | Lithonia | FEM L96 9000LM IMAFD WD [MVOLT120277] GZ10 40K 90CRI | Outdoor Luminaires | Mid Output | Stairwell and Passageway Luminaires | Standard | FALSE | [9 empty] | 42797 |  |  | Yes |  | 4.1 | 7217.51 | 112.72 | 64.03 | 10 | 0.98 | 4000 | 94
PTG596YF | Acuity Brands Lighting | Lithonia | FEM L48 8000LM LPACL MD [MVOLT120277] GZ10 40K 90CRI | Outdoor Luminaires | Mid Output | Stairwell and Passageway Luminaires | Standard | FALSE | [9 empty] | 42797 |  |  | Yes |  | 4.1 | 6822.42 | 115.2 | 59.22 | 10 | 0.98 | 4000 | 94
P8MTPS1V | Acuity Brands Lighting | Lithonia | FEM L48 8000LM IMACD MD [MVOLT120277] GZ10 40K 90CRI | Outdoor Luminaires | Mid Output | Stairwell and Passageway Luminaires | Standard | FALSE | [9 empty] | 42797 |  |  | Yes |  | 4.1 | 6793.49 | 114.72 | 59.22 | 10 | 0.98 | 4000 | 94
P3HY8FS8 | Acuity Brands Lighting | Lithonia | FEM L96 9000LM IMAFL WD [MVOLT120277] GZ10 40K 90CRI | Outdoor Luminaires | Mid Output | Stairwell and Passageway Luminaires | Standard | FALSE | [9 empty] | 42797 |  |  | Yes |  | 4.1 | 6769.42 | 105.72 | 64.03 | 10 | 0.98 | 4000 | 94
PDU352A4 | Acuity Brands Lighting | Lithonia | FEM L48 8000LM LPPCL MD [MVOLT120277] GZ10 40K 90CRI | Outdoor Luminaires | Mid Output | Stairwell and Passageway Luminaires | Standard | FALSE | [9 empty] | 42797 |  |  | Yes |  | 4.1 | 6745.92 | 113.91 | 59.22 | 10 | 0.98 | 4000 | 94
PJ9QXZE3 | Acuity Brands Lighting | Lithonia | FEM L48 8000LM IMAFD MD [MVOLT120277] GZ10 40K 90CRI | Outdoor Luminaires | Mid Output | Stairwell and Passageway Luminaires | Standard | FALSE | [9 empty] | 42797 |  |  | Yes |  | 4.1 | 6709.27 | 113.29 | 59.22 | 10 | 0.98 | 4000 | 94
P6SSE316 | Acuity Brands Lighting | Lithonia | FEM L48 8000LM LPPFL MD [MVOLT120277] GZ10 40K 90CRI | Outdoor Luminaires | Mid Output | Stairwell and Passageway Luminaires | Standard | FALSE | [9 empty] | 42797 |  |  | Yes |  | 4.1 | 6660.41 | 112.47 | 59.22 | 10 | 0.98 | 4000 | 94
P9WU9XBK | Acuity Brands Lighting | Lithonia | FEM L48 8000LM LPAFL MD [MVOLT120277] GZ10 40K 90CRI | Outdoor Luminaires | Mid Output | Stairwell and Passageway Luminaires | Standard | FALSE | [9 empty] | 42797 |  |  | Yes |  | 4.1 | 6631.48 | 111.98 | 59.22 | 10 | 0.98 | 4000 | 94
PKHZSM8J | Acuity Brands Lighting | Lithonia | FEM L48 8000LM IMAFL MD [MVOLT120277] GZ10 40K 90CRI | Outdoor Luminaires | Mid Output | Stairwell and Passageway Luminaires | Standard | FALSE | [9 empty] | 42797 |  |  | Yes |  | 4.1 | 6528.62 | 110.24 | 59.22 | 10 | 0.98 | 4000 | 94
PU9CNWSY | Acuity Brands Lighting | Lithonia | FEM L48 8000LM IMACD WD [MVOLT120277] GZ10 40K 90CRI | Outdoor Luminaires | Mid Output | Stairwell and Passageway Luminaires | Standard | FALSE | [9 empty] | 42797 |  |  | Yes |  | 4.1 | 6364.68 | 107.48 | 59.22 | 10 | 0.98 | 4000 | 94
PJS6QYNM | Acuity Brands Lighting | Lithonia | FEM L48 8000LM IMAFD WD [MVOLT120277] GZ10 40K 90CRI | Outdoor Luminaires | Mid Output | Stairwell and Passageway Luminaires | Standard | FALSE | [9 empty] | 42797 |  |  | Yes |  | 4.1 | 6285.6 | 106.14 | 59.22 | 10 | 0.98 | 4000 | 94
PWCMVTG9 | Acuity Brands Lighting | Lithonia | FEM L48 8000LM IMAFL WD [MVOLT120277] GZ10 40K 90CRI | Outdoor Luminaires | Mid Output | Stairwell and Passageway Luminaires | Standard | FALSE | [9 empty] | 42797 |  |  | Yes |  | 4.1 | 5895.36 | 99.55 | 59.22 | 10 | 0.98 | 4000 | 94
PBGUQ7ZR | Acuity Brands Lighting | Lithonia | FEM L48 6000LM LPACL MD 120 GZ10 40K 90CRI | Outdoor Luminaires | Mid Output | Stairwell and Passageway Luminaires | Premium | FALSE | [9 empty] | 42797 |  |  | Yes |  | 4.1 | 5323.8 | 119.42 | 44.58 | 10 | 0.98 | 4000 | 94
PJSW3XBC | Acuity Brands Lighting | Lithonia | FEM L48 6000LM IMACD MD 120 GZ10 40K 90CRI | Outdoor Luminaires | Mid Output | Stairwell and Passageway Luminaires | Premium | FALSE | [9 empty] | 42797 |  |  | Yes |  | 4.1 | 5301.22 | 118.91 | 44.58 | 10 | 0.98 | 4000 | 94
PFX9EN13 | Acuity Brands Lighting | Lithonia | FEM L48 6000LM LPPCL MD 120 GZ10 40K 90CRI | Outdoor Luminaires | Mid Output | Stairwell and Passageway Luminaires | Premium | FALSE | [9 empty] | 42797 |  |  | Yes |  | 4.1 | 5264.1 | 118.08 | 44.58 | 10 | 0.98 | 4000 | 94
PJ8WGK58 | Acuity Brands Lighting | Lithonia | FEM L48 6000LM IMAFD MD 120 GZ10 40K 90CRI | Outdoor Luminaires | Mid Output | Stairwell and Passageway Luminaires | Premium | FALSE | [9 empty] | 42797 |  |  | Yes |  | 4.1 | 5235.5 | 117.44 | 44.58 | 10 | 0.98 | 4000 | 94
P1UBENP6 | Acuity Brands Lighting | Lithonia | FEM L48 6000LM LPPFL MD 120 GZ10 40K 90CRI | Outdoor Luminaires | Mid Output | Stairwell and Passageway Luminaires | Premium | FALSE | [9 empty] | 42797 |  |  | Yes |  | 4.1 | 5197.37 | 116.59 | 44.58 | 10 | 0.98 | 4000 | 94
PA439YBD | Acuity Brands Lighting | Lithonia | FEM L48 6000LM LPAFL MD 120 GZ10 40K 90CRI | Outdoor Luminaires | Mid Output | Stairwell and Passageway Luminaires | Premium | FALSE | [9 empty] | 42797 |  |  | Yes |  | 4.1 | 5174.8 | 116.08 | 44.58 | 10 | 0.98 | 4000 | 94
PWHMUG3D | Acuity Brands Lighting | Lithonia | FEM L48 6000LM IMAFL MD 120 GZ10 40K 90CRI | Outdoor Luminaires | Mid Output | Stairwell and Passageway Luminaires | Standard | FALSE | [9 empty] | 42797 |  |  | Yes |  | 4.1 | 5094.53 | 114.28 | 44.58 | 10 | 0.98 | 4000 | 94
P23X7GM2 | Acuity Brands Lighting | Lithonia | FEM L48 6000LM IMACD WD 120 GZ10 40K 90CRI | Outdoor Luminaires | Low Output | Stairwell and Passageway Luminaires | Premium | FALSE | [9 empty] | 42797 |  |  | Yes |  | 4.1 | 4966.6 | 111.41 | 44.58 | 10 | 0.98 | 4000 | 94
PR213KKF | Acuity Brands Lighting | Lithonia | FEM L48 6000LM IMAFD WD 120 GZ10 40K 90CRI | Outdoor Luminaires | Low Output | Stairwell and Passageway Luminaires | Premium | FALSE | [9 empty] | 42797 |  |  | Yes |  | 4.1 | 4904.9 | 110.02 | 44.58 | 10 | 0.98 | 4000 | 94
PSXSYFQK | Acuity Brands Lighting | Lithonia | FEM L48 6000LM IMAFL WD 120 GZ10 40K 90CRI | Outdoor Luminaires | Low Output | Stairwell and Passageway Luminaires | Standard | FALSE | [9 empty] | 42797 |  |  | Yes |  | 4.1 | 4600.38 | 103.19 | 44.58 | 10 | 0.98 | 4000 | 94
P5DEJUT3 | Acuity Brands Lighting | Lithonia | FEM L48 4000LM LPACL MD [MVOLT120277] GZ10 40K 90CRI | Outdoor Luminaires | Low Output | Stairwell and Passageway Luminaires | Premium | FALSE | [9 empty] | 42797 |  |  | Yes |  | 4.1 | 3611.6 | 121.28 | 29.78 | 10 | 0.98 | 4000 | 94
PTRJVWZR | Acuity Brands Lighting | Lithonia | FEM L48 4000LM IMACD MD [MVOLT120277] GZ10 40K 90CRI | Outdoor Luminaires | Low Output | Stairwell and Passageway Luminaires | Premium | FALSE | [9 empty] | 42797 |  |  | Yes |  | 4.1 | 3596.29 | 120.76 | 29.78 | 10 | 0.98 | 4000 | 94
PX8T2J6C | Acuity Brands Lighting | Lithonia | FEM L48 4000LM LPPCL MD [MVOLT120277] GZ10 40K 90CRI | Outdoor Luminaires | Low Output | Stairwell and Passageway Luminaires | Premium | FALSE | [9 empty] | 42797 |  |  | Yes |  | 4.1 | 3571.1 | 119.92 | 29.78 | 10 | 0.98 | 4000 | 94
PHBCWD7T | Acuity Brands Lighting | Lithonia | FEM L48 4000LM IMAFD MD [MVOLT120277] GZ10 40K 90CRI | Outdoor Luminaires | Low Output | Stairwell and Passageway Luminaires | Premium | FALSE | [9 empty] | 42797 |  |  | Yes |  | 4.1 | 3551.7 | 119.26 | 29.78 | 10 | 0.98 | 4000 | 94
PDUSZYW3 | Acuity Brands Lighting | Lithonia | FEM L48 4000LM LPPFL MD [MVOLT120277] GZ10 40K 90CRI | Outdoor Luminaires | Low Output | Stairwell and Passageway Luminaires | Premium | FALSE | [9 empty] | 42797 |  |  | Yes |  | 4.1 | 3525.84 | 118.4 | 29.78 | 10 | 0.98 | 4000 | 94
PFGRBAUF | Acuity Brands Lighting | Lithonia | FEM L48 4000LM LPAFL MD [MVOLT120277] GZ10 40K 90CRI | Outdoor Luminaires | Low Output | Stairwell and Passageway Luminaires | Premium | FALSE | [9 empty] | 42797 |  |  | Yes |  | 4.1 | 3510.52 | 117.88 | 29.78 | 10 | 0.98 | 4000 | 94
PDZB3K51 | Acuity Brands Lighting | Lithonia | FEM L48 4000LM IMAFL MD [MVOLT120277] GZ10 40K 90CRI | Outdoor Luminaires | Low Output | Stairwell and Passageway Luminaires | Premium | FALSE | [9 empty] | 42797 |  |  | Yes |  | 4.1 | 3456.07 | 116.05 | 29.78 | 10 | 0.98 | 4000 | 94
PKT3BZ1A | Acuity Brands Lighting | Lithonia | FEM L48 4000LM IMACD WD [MVOLT120277] GZ10 40K 90CRI | Outdoor Luminaires | Low Output | Stairwell and Passageway Luminaires | Premium | FALSE | [9 empty] | 42797 |  |  | Yes |  | 4.1 | 3369.29 | 113.14 | 29.78 | 10 | 0.98 | 4000 | 94
PU3J2N4V | Acuity Brands Lighting | Lithonia | FEM L48 4000LM IMAFD WD [MVOLT120277] GZ10 40K 90CRI | Outdoor Luminaires | Low Output | Stairwell and Passageway Luminaires | Premium | FALSE | [9 empty] | 42797 |  |  | Yes |  | 4.1 | 3327.42 | 111.73 | 29.78 | 10 | 0.98 | 4000 | 94
PBR9AERG | Acuity Brands Lighting | Lithonia | FEM L48 4000LM IMAFL WD [MVOLT120277] GZ10 40K 90CRI | Outdoor Luminaires | Low Output | Stairwell and Passageway Luminaires | Standard | FALSE | [9 empty] | 42797 |  |  | Yes |  | 4.1 | 3120.84 | 104.8 | 29.78 | 10 | 0.98 | 4000 | 94
PY4K8P1R | Acuity Brands Lighting | Lithonia | FEM L48 3000LM LPACL MD 120 GZ10 40K 90CRI | Outdoor Luminaires | Low Output | Stairwell and Passageway Luminaires | Premium | FALSE | [9 empty] | 42797 |  |  | Yes |  | 4.1 | 2670.99 | 120.59 | 22.15 | 10 | 0.98 | 4000 | 94
PQRAPK3T | Acuity Brands Lighting | Lithonia | FEM L48 3000LM IMACD MD 120 GZ10 40K 90CRI | Outdoor Luminaires | Low Output | Stairwell and Passageway Luminaires | Premium | FALSE | [9 empty] | 42797 |  |  | Yes |  | 4.1 | 2659.66 | 120.07 | 22.15 | 10 | 0.98 | 4000 | 94
PJ32S561 | Acuity Brands Lighting | Lithonia | FEM L48 3000LM LPPCL MD 120 GZ10 40K 90CRI | Outdoor Luminaires | Low Output | Stairwell and Passageway Luminaires | Premium | FALSE | [9 empty] | 42797 |  |  | Yes |  | 4.1 | 2641.03 | 119.23 | 22.15 | 10 | 0.98 | 4000 | 94
PCA8PPPD | Acuity Brands Lighting | Lithonia | FEM L48 3000LM IMAFD MD 120 GZ10 40K 90CRI | Outdoor Luminaires | Low Output | Stairwell and Passageway Luminaires | Premium | FALSE | [9 empty] | 42797 |  |  | Yes |  | 4.1 | 2626.69 | 118.59 | 22.15 | 10 | 0.98 | 4000 | 94
PS9SFQKG | Acuity Brands Lighting | Lithonia | FEM L48 3000LM LPPFL MD 120 GZ10 40K 90CRI | Outdoor Luminaires | Low Output | Stairwell and Passageway Luminaires | Premium | FALSE | [9 empty] | 42797 |  |  | Yes |  | 4.1 | 2607.56 | 117.72 | 22.15 | 10 | 0.98 | 4000 | 94
PMGBEZQZ | Acuity Brands Lighting | Lithonia | FEM L48 3000LM LPAFL MD 120 GZ10 40K 90CRI | Outdoor Luminaires | Low Output | Stairwell and Passageway Luminaires | Premium | FALSE | [9 empty] | 42797 |  |  | Yes |  | 4.1 | 2596.23 | 117.21 | 22.15 | 10 | 0.98 | 4000 | 94
PX2FYWZC | Acuity Brands Lighting | Lithonia | FEM L48 3000LM IMAFL MD 120 GZ10 40K 90CRI | Outdoor Luminaires | Low Output | Stairwell and Passageway Luminaires | Premium | FALSE | [9 empty] | 42797 |  |  | Yes |  | 4.1 | 2555.96 | 115.39 | 22.15 | 10 | 0.98 | 4000 | 94
PD5FQ8Y4 | Acuity Brands Lighting | Lithonia | FEM L48 3000LM IMACD WD 120 GZ10 40K 90CRI | Outdoor Luminaires | Low Output | Stairwell and Passageway Luminaires | Premium | FALSE | [9 empty] | 42797 |  |  | Yes |  | 4.1 | 2491.78 | 112.5 | 22.15 | 10 | 0.98 | 4000 | 94
PC39N2DW | Acuity Brands Lighting | Lithonia | FEM L48 3000LM IMAFD WD 120 GZ10 40K 90CRI | Outdoor Luminaires | Low Output | Stairwell and Passageway Luminaires | Premium | FALSE | [9 empty] | 42797 |  |  | Yes |  | 4.1 | 2460.82 | 111.1 | 22.15 | 10 | 0.98 | 4000 | 94
PETSTAVM | Acuity Brands Lighting | Lithonia | FEM L48 3000LM IMAFL WD 120 GZ10 40K 90CRI | Outdoor Luminaires | Low Output | Stairwell and Passageway Luminaires | Standard | FALSE | [9 empty] | 42797 |  |  | Yes |  | 4.1 | 2308.04 | 104.2 | 22.15 | 10 | 0.98 | 4000 | 94
PHKYDRCB | Acuity Brands Lighting | Lithonia | FEM L96 20000LM IMACD MD [MVOLT120277] GZ10 40K 90CRI | Outdoor Luminaires | High Output | Stairwell and Passageway Luminaires | Standard | FALSE | [9 empty] | 42797 |  |  | Yes |  | 4.1 | 17280.1 | 106.96 | 161.55 | 10 | 0.98 | 4000 | 94
P484KVH2 | Acuity Brands Lighting | Lithonia | FEM L96 20000LM IMAFD MD [MVOLT120277] GZ10 40K 90CRI | Outdoor Luminaires | High Output | Stairwell and Passageway Luminaires | Standard | FALSE | [9 empty] | 42797 |  |  | Yes |  | 4.1 | 17065.87 | 105.64 | 161.55 | 10 | 0.98 | 4000 | 94
PT8UWH7F | Acuity Brands Lighting | Lithonia | FEM L96 20000LM IMAFL MD [MVOLT120277] GZ10 40K 90CRI | Outdoor Luminaires | High Output | Stairwell and Passageway Luminaires | Standard | FALSE | [9 empty] | 42797 |  |  | Yes |  | 4.1 | 16606.36 | 102.79 | 161.55 | 10 | 0.98 | 4000 | 94
PA84YU9V | Acuity Brands Lighting | Lithonia | FEM L96 20000LM IMACD WD [MVOLT120277] GZ10 40K 90CRI | Outdoor Luminaires | High Output | Stairwell and Passageway Luminaires | Standard | FALSE | [9 empty] | 42797 |  |  | Yes |  | 4.1 | 16189.36 | 100.21 | 161.55 | 10 | 0.98 | 4000 | 94
PXNPWAXY | Acuity Brands Lighting | Lithonia | FEM L96 20000LM IMAFD WD [MVOLT120277] GZ10 40K 90CRI | Outdoor Luminaires | High Output | Stairwell and Passageway Luminaires | Standard | FALSE | [9 empty] | 42797 |  |  | Yes |  | 4.1 | 15988.22 | 98.97 | 161.55 | 10 | 0.98 | 4000 | 94
PFH3XH8U | Acuity Brands Lighting | Lithonia | FEM L96 18000LM IMACD MD [MVOLT120277] GZ10 40K 90CRI | Outdoor Luminaires | High Output | Stairwell and Passageway Luminaires | Standard | FALSE | [9 empty] | 42797 |  |  | Yes |  | 4.1 | 15088.3 | 122.61 | 123.06 | 10 | 0.98 | 4000 | 94
PCWABBDZ | Acuity Brands Lighting | Lithonia | FEM L96 18000LM IMAFD MD [MVOLT120277] GZ10 40K 90CRI | Outdoor Luminaires | High Output | Stairwell and Passageway Luminaires | Standard | FALSE | [9 empty] | 42797 |  |  | Yes |  | 4.1 | 14901.25 | 121.09 | 123.06 | 10 | 0.98 | 4000 | 94
P167PQBW | Acuity Brands Lighting | Lithonia | FEM L96 18000LM IMAFL MD [MVOLT120277] GZ10 40K 90CRI | Outdoor Luminaires | High Output | Stairwell and Passageway Luminaires | Standard | FALSE | [9 empty] | 42797 |  |  | Yes |  | 4.1 | 14500.02 | 117.83 | 123.06 | 10 | 0.98 | 4000 | 94
P9EBB4RN | Acuity Brands Lighting | Lithonia | FEM L96 18000LM IMACD WD [MVOLT120277] GZ10 40K 90CRI | Outdoor Luminaires | High Output | Stairwell and Passageway Luminaires | Standard | FALSE | [9 empty] | 42797 |  |  | Yes |  | 4.1 | 14135.91 | 114.87 | 123.06 | 10 | 0.98 | 4000 | 94
P98S1CS4 | Acuity Brands Lighting | Lithonia | FEM L96 18000LM IMAFD WD [MVOLT120277] GZ10 40K 90CRI | Outdoor Luminaires | High Output | Stairwell and Passageway Luminaires | Standard | FALSE | [9 empty] | 42797 |  |  | Yes |  | 4.1 | 13960.28 | 113.44 | 123.06 | 10 | 0.98 | 4000 | 94
PR3GS9AK | Acuity Brands Lighting | Lithonia | FEM L96 18000LM IMAFL WD [MVOLT120277] GZ10 40K 90CRI | Outdoor Luminaires | High Output | Stairwell and Passageway Luminaires | Standard | FALSE | [9 empty] | 42797 |  |  | Yes |  | 4.1 | 13093.56 | 106.4 | 123.06 | 10 | 0.98 | 4000 | 94
P23F81D2 | Acuity Brands Lighting | Lithonia | FEM L96 15000LM IMACD MD [MVOLT120277] GZ10 40K 90CRI | Outdoor Luminaires | High Output | Stairwell and Passageway Luminaires | Standard | FALSE | [9 empty] | 42797 |  |  | Yes |  | 4.1 | 12761.66 | 115.23 | 110.75 | 10 | 0.98 | 4000 | 94
PUPGKQWZ | Acuity Brands Lighting | Lithonia | FEM L96 15000LM IMAFD MD [MVOLT120277] GZ10 40K 90CRI | Outdoor Luminaires | High Output | Stairwell and Passageway Luminaires | Standard | FALSE | [9 empty] | 42797 |  |  | Yes |  | 4.1 | 12603.45 | 113.8 | 110.75 | 10 | 0.98 | 4000 | 94
PMFQ9MDT | Acuity Brands Lighting | Lithonia | FEM L96 15000LM IMAFL MD [MVOLT120277] GZ10 40K 90CRI | Outdoor Luminaires | High Output | Stairwell and Passageway Luminaires | Standard | FALSE | [9 empty] | 42797 |  |  | Yes |  | 4.1 | 12264.09 | 110.74 | 110.75 | 10 | 0.98 | 4000 | 94
P1JRW6Z1 | Acuity Brands Lighting | Lithonia | FEM L96 15000LM IMACD WD [MVOLT120277] GZ10 40K 90CRI | Outdoor Luminaires | High Output | Stairwell and Passageway Luminaires | Standard | FALSE | [9 empty] | 42797 |  |  | Yes |  | 4.1 | 11956.13 | 107.96 | 110.75 | 10 | 0.98 | 4000 | 94
PTB7GMC9 | Acuity Brands Lighting | Lithonia | FEM L96 15000LM IMAFD WD [MVOLT120277] GZ10 40K 90CRI | Outdoor Luminaires | High Output | Stairwell and Passageway Luminaires | Standard | FALSE | [9 empty] | 42797 |  |  | Yes |  | 4.1 | 11807.59 | 106.61 | 110.75 | 10 | 0.98 | 4000 | 94
P8KGTSXM | Acuity Brands Lighting | Lithonia | FEM L96 15000LM IMAFL WD [MVOLT120277] GZ10 40K 90CRI | Outdoor Luminaires | High Output | Stairwell and Passageway Luminaires | Standard | FALSE | [9 empty] | 42797 |  |  | Yes |  | 4.1 | 11074.52 | 100 | 110.75 | 10 | 0.98 | 4000 | 94
PTN9QXY5 | Acuity Brands Lighting | Lithonia | FEM L96 12000LM IMACD MD [MVOLT120277] GZ10 40K 90CRI | Outdoor Luminaires | High Output | Stairwell and Passageway Luminaires | Standard | FALSE | [9 empty] | 42797 |  |  | Yes |  | 4.1 | 10173.49 | 118.53 | 85.83 | 10 | 0.98 | 4000 | 94
PE45PVZ4 | Acuity Brands Lighting | Lithonia | FEM L96 12000LM IMAFD MD [MVOLT120277] GZ10 40K 90CRI | Outdoor Luminaires | High Output | Stairwell and Passageway Luminaires | Standard | FALSE | [9 empty] | 42797 |  |  | Yes |  | 4.1 | 10047.37 | 117.06 | 85.83 | 10 | 0.98 | 4000 | 94
PRWJQPAA | Acuity Brands Lighting | Lithonia | FEM L48 10000LM IMACD WD [MVOLT120277] GZ10 40K 80CRI | Outdoor Luminaires | Mid Output | Stairwell and Passageway Luminaires | Standard | FALSE | [9 empty] | 42797 |  |  | Yes |  | 4.1 | 9900 | 124.43 | 79.56 | 10 | 0.98 | 4000 | 84
PZJSNJFY | Acuity Brands Lighting | Lithonia | FEM L48 10000LM IMAFD WD [MVOLT120277] GZ10 40K 80CRI | Outdoor Luminaires | Mid Output | Stairwell and Passageway Luminaires | Standard | FALSE | [9 empty] | 42797 |  |  | Yes |  | 4.1 | 9777 | 122.89 | 79.56 | 10 | 0.98 | 4000 | 84
PMFXRY79 | Acuity Brands Lighting | Lithonia | FEM L96 9000LM IMACD MD [MVOLT120277] GZ10 40K 80CRI | Outdoor Luminaires | Mid Output | Stairwell and Passageway Luminaires | Standard | FALSE | [9 empty] | 42797 |  |  | Yes |  | 4.1 | 9418.63 | 147.1 | 64.03 | 10 | 0.98 | 4000 | 84
PU58JMRG | Acuity Brands Lighting | Lithonia | FEM L96 9000LM IMAFD MD [MVOLT120277] GZ10 40K 80CRI | Outdoor Luminaires | Mid Output | Stairwell and Passageway Luminaires | Standard | FALSE | [9 empty] | 42797 |  |  | Yes |  | 4.1 | 9301.86 | 145.27 | 64.03 | 10 | 0.98 | 4000 | 84
P6R6TDVH | Acuity Brands Lighting | Lithonia | FEM L48 10000LM IMAFL WD [MVOLT120277] GZ10 40K 80CRI | Outdoor Luminaires | Mid Output | Stairwell and Passageway Luminaires | Standard | FALSE | [9 empty] | 42797 |  |  | Yes |  | 4.1 | 9170 | 115.26 | 79.56 | 10 | 0.98 | 4000 | 84
PP38E18S | Acuity Brands Lighting | Lithonia | FEM L96 9000LM IMAFL MD [MVOLT120277] GZ10 40K 80CRI | Outdoor Luminaires | Mid Output | Stairwell and Passageway Luminaires | Standard | FALSE | [9 empty] | 42797 |  |  | Yes |  | 4.1 | 9051.4 | 141.36 | 64.03 | 10 | 0.98 | 4000 | 84
PC8G3297 | Acuity Brands Lighting | Lithonia | FEM L96 9000LM IMACD WD [MVOLT120277] GZ10 40K 80CRI | Outdoor Luminaires | Mid Output | Stairwell and Passageway Luminaires | Standard | FALSE | [9 empty] | 42797 |  |  | Yes |  | 4.1 | 8824.11 | 137.81 | 64.03 | 10 | 0.98 | 4000 | 84
PV416KCB | Acuity Brands Lighting | Lithonia | FEM L96 9000LM IMAFD WD [MVOLT120277] GZ10 40K 80CRI | Outdoor Luminaires | Mid Output | Stairwell and Passageway Luminaires | Standard | FALSE | [9 empty] | 42797 |  |  | Yes |  | 4.1 | 8714.48 | 136.1 | 64.03 | 10 | 0.98 | 4000 | 84
PJMKNTX2 | Acuity Brands Lighting | Lithonia | FEM L48 8000LM LPACL MD [MVOLT120277] GZ10 40K 80CRI | Outdoor Luminaires | Mid Output | Stairwell and Passageway Luminaires | Standard | FALSE | [9 empty] | 42797 |  |  | Yes |  | 4.1 | 8237.44 | 139.1 | 59.22 | 10 | 0.98 | 4000 | 84
PA4GZBRN | Acuity Brands Lighting | Lithonia | FEM L48 8000LM IMACD MD [MVOLT120277] GZ10 40K 80CRI | Outdoor Luminaires | Mid Output | Stairwell and Passageway Luminaires | Standard | FALSE | [9 empty] | 42797 |  |  | Yes |  | 4.1 | 8202.51 | 138.51 | 59.22 | 10 | 0.98 | 4000 | 84
P3AM24KV | Acuity Brands Lighting | Lithonia | FEM L96 9000LM IMAFL WD [MVOLT120277] GZ10 40K 80CRI | Outdoor Luminaires | Mid Output | Stairwell and Passageway Luminaires | Standard | FALSE | [9 empty] | 42797 |  |  | Yes |  | 4.1 | 8173.45 | 127.65 | 64.03 | 10 | 0.98 | 4000 | 84
PZVNEY7P | Acuity Brands Lighting | Lithonia | FEM L48 8000LM LPPCL MD [MVOLT120277] GZ10 40K 80CRI | Outdoor Luminaires | Mid Output | Stairwell and Passageway Luminaires | Standard | FALSE | [9 empty] | 42797 |  |  | Yes |  | 4.1 | 8145.07 | 137.54 | 59.22 | 10 | 0.98 | 4000 | 84
PGT59JTH | Acuity Brands Lighting | Lithonia | FEM L48 8000LM IMAFD MD [MVOLT120277] GZ10 40K 80CRI | Outdoor Luminaires | Mid Output | Stairwell and Passageway Luminaires | Standard | FALSE | [9 empty] | 42797 |  |  | Yes |  | 4.1 | 8100.82 | 136.79 | 59.22 | 10 | 0.98 | 4000 | 84
PYTFXKCH | Acuity Brands Lighting | Lithonia | FEM L48 8000LM LPPFL MD [MVOLT120277] GZ10 40K 80CRI | Outdoor Luminaires | Mid Output | Stairwell and Passageway Luminaires | Standard | FALSE | [9 empty] | 42797 |  |  | Yes |  | 4.1 | 8041.83 | 135.8 | 59.22 | 10 | 0.98 | 4000 | 84
PP5M26XS | Acuity Brands Lighting | Lithonia | FEM L48 8000LM LPAFL MD [MVOLT120277] GZ10 40K 80CRI | Outdoor Luminaires | Mid Output | Stairwell and Passageway Luminaires | Standard | FALSE | [9 empty] | 42797 |  |  | Yes |  | 4.1 | 8006.9 | 135.21 | 59.22 | 10 | 0.98 | 4000 | 84
PUBGYNAU | Acuity Brands Lighting | Lithonia | FEM L48 8000LM IMAFL MD [MVOLT120277] GZ10 40K 80CRI | Outdoor Luminaires | Mid Output | Stairwell and Passageway Luminaires | Standard | FALSE | [9 empty] | 42797 |  |  | Yes |  | 4.1 | 7882.7 | 133.11 | 59.22 | 10 | 0.98 | 4000 | 84
P9HYSGK6 | Acuity Brands Lighting | Lithonia | FEM L48 8000LM IMACD WD [MVOLT120277] GZ10 40K 80CRI | Outdoor Luminaires | Mid Output | Stairwell and Passageway Luminaires | Standard | FALSE | [9 empty] | 42797 |  |  | Yes |  | 4.1 | 7684.76 | 129.77 | 59.22 | 10 | 0.98 | 4000 | 84
PS71VAPU | Acuity Brands Lighting | Lithonia | FEM L48 8000LM IMAFD WD [MVOLT120277] GZ10 40K 80CRI | Outdoor Luminaires | Mid Output | Stairwell and Passageway Luminaires | Standard | FALSE | [9 empty] | 42797 |  |  | Yes |  | 4.1 | 7589.28 | 128.15 | 59.22 | 10 | 0.98 | 4000 | 84
PWCKZDHP | Acuity Brands Lighting | Lithonia | FEM L48 8000LM IMAFL WD [MVOLT120277] GZ10 40K 80CRI | Outdoor Luminaires | Mid Output | Stairwell and Passageway Luminaires | Standard | FALSE | [9 empty] | 42797 |  |  | Yes |  | 4.1 | 7118.1 | 120.2 | 59.22 | 10 | 0.98 | 4000 | 84
PBR6STPZ | Acuity Brands Lighting | Lithonia | FEM L48 6000LM LPACL MD 120 GZ10 40K 80CRI | Outdoor Luminaires | Mid Output | Stairwell and Passageway Luminaires | Premium | FALSE | [9 empty] | 42797 |  |  | Yes |  | 4.1 | 6427.99 | 144.19 | 44.58 | 10 | 0.98 | 4000 | 84
P25QCDC3 | Acuity Brands Lighting | Lithonia | FEM L48 6000LM IMACD MD 120 GZ10 40K 80CRI | Outdoor Luminaires | Mid Output | Stairwell and Passageway Luminaires | Premium | FALSE | [9 empty] | 42797 |  |  | Yes |  | 4.1 | 6400.73 | 143.58 | 44.58 | 10 | 0.98 | 4000 | 84
PVG2VKRM | Acuity Brands Lighting | Lithonia | FEM L48 6000LM LPPCL MD 120 GZ10 40K 80CRI | Outdoor Luminaires | Mid Output | Stairwell and Passageway Luminaires | Premium | FALSE | [9 empty] | 42797 |  |  | Yes |  | 4.1 | 6355.91 | 142.57 | 44.58 | 10 | 0.98 | 4000 | 84
PPU4YXN8 | Acuity Brands Lighting | Lithonia | FEM L48 6000LM IMAFD MD 120 GZ10 40K 80CRI | Outdoor Luminaires | Mid Output | Stairwell and Passageway Luminaires | Premium | FALSE | [9 empty] | 42797 |  |  | Yes |  | 4.1 | 6321.38 | 141.8 | 44.58 | 10 | 0.98 | 4000 | 84
P94FX6GT | Acuity Brands Lighting | Lithonia | FEM L48 6000LM LPPFL MD 120 GZ10 40K 80CRI | Outdoor Luminaires | Mid Output | Stairwell and Passageway Luminaires | Premium | FALSE | [9 empty] | 42797 |  |  | Yes |  | 4.1 | 6275.35 | 140.77 | 44.58 | 10 | 0.98 | 4000 | 84
P1F8PCCS | Acuity Brands Lighting | Lithonia | FEM L48 6000LM LPAFL MD 120 GZ10 40K 80CRI | Outdoor Luminaires | Mid Output | Stairwell and Passageway Luminaires | Premium | FALSE | [9 empty] | 42797 |  |  | Yes |  | 4.1 | 6248.09 | 140.15 | 44.58 | 10 | 0.98 | 4000 | 84
PKE3R3ZT | Acuity Brands Lighting | Lithonia | FEM L48 6000LM IMAFL MD 120 GZ10 40K 80CRI | Outdoor Luminaires | Mid Output | Stairwell and Passageway Luminaires | Premium | FALSE | [9 empty] | 42797 |  |  | Yes |  | 4.1 | 6151.17 | 137.98 | 44.58 | 10 | 0.98 | 4000 | 84
P53UHJ6V | Acuity Brands Lighting | Lithonia | FEM L48 6000LM IMACD WD 120 GZ10 40K 80CRI | Outdoor Luminaires | Mid Output | Stairwell and Passageway Luminaires | Premium | FALSE | [9 empty] | 42797 |  |  | Yes |  | 4.1 | 5996.71 | 134.52 | 44.58 | 10 | 0.98 | 4000 | 84
PM92PB3R | Acuity Brands Lighting | Lithonia | FEM L48 6000LM IMAFD WD 120 GZ10 40K 80CRI | Outdoor Luminaires | Mid Output | Stairwell and Passageway Luminaires | Premium | FALSE | [9 empty] | 42797 |  |  | Yes |  | 4.1 | 5922.21 | 132.84 | 44.58 | 10 | 0.98 | 4000 | 84
PYJ69H3H | Acuity Brands Lighting | Lithonia | FEM L48 6000LM IMAFL WD 120 GZ10 40K 80CRI | Outdoor Luminaires | Mid Output | Stairwell and Passageway Luminaires | Premium | FALSE | [9 empty] | 42797 |  |  | Yes |  | 4.1 | 5554.53 | 124.6 | 44.58 | 10 | 0.98 | 4000 | 84
PDQ9YRY5 | Acuity Brands Lighting | Lithonia | FEM L48 4000LM LPACL MD [MVOLT120277] GZ10 40K 80CRI | Outdoor Luminaires | Low Output | Stairwell and Passageway Luminaires | Premium | FALSE | [9 empty] | 42797 |  |  | Yes |  | 4.1 | 4360.68 | 146.43 | 29.78 | 10 | 0.98 | 4000 | 84
PDB5PXJN | Acuity Brands Lighting | Lithonia | FEM L48 4000LM IMACD MD [MVOLT120277] GZ10 40K 80CRI | Outdoor Luminaires | Low Output | Stairwell and Passageway Luminaires | Premium | FALSE | [9 empty] | 42797 |  |  | Yes |  | 4.1 | 4342.18 | 145.81 | 29.78 | 10 | 0.98 | 4000 | 84
PK1ET7EE | Acuity Brands Lighting | Lithonia | FEM L48 4000LM LPPCL MD [MVOLT120277] GZ10 40K 80CRI | Outdoor Luminaires | Low Output | Stairwell and Passageway Luminaires | Premium | FALSE | [9 empty] | 42797 |  |  | Yes |  | 4.1 | 4311.78 | 144.79 | 29.78 | 10 | 0.98 | 4000 | 84
P49N5PHE | Acuity Brands Lighting | Lithonia | FEM L48 4000LM IMAFD MD [MVOLT120277] GZ10 40K 80CRI | Outdoor Luminaires | Low Output | Stairwell and Passageway Luminaires | Premium | FALSE | [9 empty] | 42797 |  |  | Yes |  | 4.1 | 4288.35 | 144 | 29.78 | 10 | 0.98 | 4000 | 84
PDSQKDBQ | Acuity Brands Lighting | Lithonia | FEM L48 4000LM LPPFL MD [MVOLT120277] GZ10 40K 80CRI | Outdoor Luminaires | Low Output | Stairwell and Passageway Luminaires | Premium | FALSE | [9 empty] | 42797 |  |  | Yes |  | 4.1 | 4257.12 | 142.95 | 29.78 | 10 | 0.98 | 4000 | 84
PM42HCTA | Acuity Brands Lighting | Lithonia | FEM L48 4000LM LPAFL MD [MVOLT120277] GZ10 40K 80CRI | Outdoor Luminaires | Low Output | Stairwell and Passageway Luminaires | Premium | FALSE | [9 empty] | 42797 |  |  | Yes |  | 4.1 | 4238.63 | 142.33 | 29.78 | 10 | 0.98 | 4000 | 84
PFYTV5AD | Acuity Brands Lighting | Lithonia | FEM L48 4000LM IMAFL MD [MVOLT120277] GZ10 40K 80CRI | Outdoor Luminaires | Low Output | Stairwell and Passageway Luminaires | Premium | FALSE | [9 empty] | 42797 |  |  | Yes |  | 4.1 | 4172.88 | 140.12 | 29.78 | 10 | 0.98 | 4000 | 84
PTHG1QMM | Acuity Brands Lighting | Lithonia | FEM L48 4000LM IMACD WD [MVOLT120277] GZ10 40K 80CRI | Outdoor Luminaires | Low Output | Stairwell and Passageway Luminaires | Premium | FALSE | [9 empty] | 42797 |  |  | Yes |  | 4.1 | 4068.1 | 136.61 | 29.78 | 10 | 0.98 | 4000 | 84
PYDRU1FK | Acuity Brands Lighting | Lithonia | FEM L48 4000LM IMAFD WD [MVOLT120277] GZ10 40K 80CRI | Outdoor Luminaires | Low Output | Stairwell and Passageway Luminaires | Premium | FALSE | [9 empty] | 42797 |  |  | Yes |  | 4.1 | 4017.56 | 134.91 | 29.78 | 10 | 0.98 | 4000 | 84
PDN8M9XV | Acuity Brands Lighting | Lithonia | FEM L48 4000LM IMAFL WD [MVOLT120277] GZ10 40K 80CRI | Outdoor Luminaires | Low Output | Stairwell and Passageway Luminaires | Premium | FALSE | [9 empty] | 42797 |  |  | Yes |  | 4.1 | 3768.13 | 126.53 | 29.78 | 10 | 0.98 | 4000 | 84
PKBXHKMK | Acuity Brands Lighting | Lithonia | FEM L48 3000LM LPACL MD 120 GZ10 40K 80CRI | Outdoor Luminaires | Low Output | Stairwell and Passageway Luminaires | Premium | FALSE | [9 empty] | 42797 |  |  | Yes |  | 4.1 | 3224.97 | 145.6 | 22.15 | 10 | 0.98 | 4000 | 84
PNY21UVW | Acuity Brands Lighting | Lithonia | FEM L48 3000LM IMACD MD 120 GZ10 40K 80CRI | Outdoor Luminaires | Low Output | Stairwell and Passageway Luminaires | Premium | FALSE | [9 empty] | 42797 |  |  | Yes |  | 4.1 | 3211.29 | 144.98 | 22.15 | 10 | 0.98 | 4000 | 84
PZVP7RQP | Acuity Brands Lighting | Lithonia | FEM L48 3000LM LPPCL MD 120 GZ10 40K 80CRI | Outdoor Luminaires | Low Output | Stairwell and Passageway Luminaires | Premium | FALSE | [9 empty] | 42797 |  |  | Yes |  | 4.1 | 3188.8 | 143.96 | 22.15 | 10 | 0.98 | 4000 | 84
PKVCWBRF | Acuity Brands Lighting | Lithonia | FEM L48 3000LM IMAFD MD 120 GZ10 40K 80CRI | Outdoor Luminaires | Low Output | Stairwell and Passageway Luminaires | Premium | FALSE | [9 empty] | 42797 |  |  | Yes |  | 4.1 | 3171.48 | 143.18 | 22.15 | 10 | 0.98 | 4000 | 84
PKYZJJTQ | Acuity Brands Lighting | Lithonia | FEM L48 3000LM LPPFL MD 120 GZ10 40K 80CRI | Outdoor Luminaires | Low Output | Stairwell and Passageway Luminaires | Premium | FALSE | [9 empty] | 42797 |  |  | Yes |  | 4.1 | 3148.39 | 142.14 | 22.15 | 10 | 0.98 | 4000 | 84
PR2QWF6A | Acuity Brands Lighting | Lithonia | FEM L48 3000LM LPAFL MD 120 GZ10 40K 80CRI | Outdoor Luminaires | Low Output | Stairwell and Passageway Luminaires | Premium | FALSE | [9 empty] | 42797 |  |  | Yes |  | 4.1 | 3134.71 | 141.52 | 22.15 | 10 | 0.98 | 4000 | 84
P2PCK5FZ | Acuity Brands Lighting | Lithonia | FEM L48 3000LM IMAFL MD 120 GZ10 40K 80CRI | Outdoor Luminaires | Low Output | Stairwell and Passageway Luminaires | Premium | FALSE | [9 empty] | 42797 |  |  | Yes |  | 4.1 | 3086.09 | 139.33 | 22.15 | 10 | 0.98 | 4000 | 84
PU51A9Y5 | Acuity Brands Lighting | Lithonia | FEM L48 3000LM IMACD WD 120 GZ10 40K 80CRI | Outdoor Luminaires | Low Output | Stairwell and Passageway Luminaires | Premium | FALSE | [9 empty] | 42797 |  |  | Yes |  | 4.1 | 3008.59 | 135.83 | 22.15 | 10 | 0.98 | 4000 | 84
PRRD5JR2 | Acuity Brands Lighting | Lithonia | FEM L48 3000LM IMAFD WD 120 GZ10 40K 80CRI | Outdoor Luminaires | Low Output | Stairwell and Passageway Luminaires | Premium | FALSE | [9 empty] | 42797 |  |  | Yes |  | 4.1 | 2971.21 | 134.14 | 22.15 | 10 | 0.98 | 4000 | 84
PP6SRH75 | Acuity Brands Lighting | Lithonia | FEM L48 3000LM IMAFL WD 120 GZ10 40K 80CRI | Outdoor Luminaires | Low Output | Stairwell and Passageway Luminaires | Premium | FALSE | [9 empty] | 42797 |  |  | Yes |  | 4.1 | 2786.75 | 125.81 | 22.15 | 10 | 0.98 | 4000 | 84
P549RJZ5 | Acuity Brands Lighting | Lithonia | FEM L96 20000LM IMACD MD [MVOLT120277] GZ10 40K 80CRI | Outdoor Luminaires | High Output | Stairwell and Passageway Luminaires | Standard | FALSE | [9 empty] | 42797 |  |  | Yes |  | 4.1 | 20864.12 | 129.15 | 161.55 | 10 | 0.98 | 4000 | 84
PF1G41M4 | Acuity Brands Lighting | Lithonia | FEM L96 20000LM IMAFD MD [MVOLT120277] GZ10 40K 80CRI | Outdoor Luminaires | High Output | Stairwell and Passageway Luminaires | Standard | FALSE | [9 empty] | 42797 |  |  | Yes |  | 4.1 | 20605.46 | 127.55 | 161.55 | 10 | 0.98 | 4000 | 84
P5HCF2DU | Acuity Brands Lighting | Lithonia | FEM L96 20000LM IMAFL MD [MVOLT120277] GZ10 40K 80CRI | Outdoor Luminaires | High Output | Stairwell and Passageway Luminaires | Standard | FALSE | [9 empty] | 42797 |  |  | Yes |  | 4.1 | 20050.64 | 124.11 | 161.55 | 10 | 0.98 | 4000 | 84
PY48GPDY | Acuity Brands Lighting | Lithonia | FEM L96 20000LM IMACD WD [MVOLT120277] GZ10 40K 80CRI | Outdoor Luminaires | High Output | Stairwell and Passageway Luminaires | Standard | FALSE | [9 empty] | 42797 |  |  | Yes |  | 4.1 | 19547.15 | 121 | 161.55 | 10 | 0.98 | 4000 | 84
P84CH6E9 | Acuity Brands Lighting | Lithonia | FEM L96 20000LM IMAFD WD [MVOLT120277] GZ10 40K 80CRI | Outdoor Luminaires | High Output | Stairwell and Passageway Luminaires | Standard | FALSE | [9 empty] | 42797 |  |  | Yes |  | 4.1 | 19304.29 | 119.49 | 161.55 | 10 | 0.98 | 4000 | 84
PFK1N5GA | Acuity Brands Lighting | Lithonia | FEM L96 18000LM IMACD MD [MVOLT120277] GZ10 40K 80CRI | Outdoor Luminaires | High Output | Stairwell and Passageway Luminaires | Standard | FALSE | [9 empty] | 42797 |  |  | Yes |  | 4.1 | 18217.72 | 148.04 | 123.06 | 10 | 0.98 | 4000 | 84
PRNZY58R | Acuity Brands Lighting | Lithonia | FEM L96 20000LM IMAFL WD [MVOLT120277] GZ10 40K 80CRI | Outdoor Luminaires | High Output | Stairwell and Passageway Luminaires | Standard | FALSE | [9 empty] | 42797 |  |  | Yes |  | 4.1 | 18105.8 | 112.08 | 161.55 | 10 | 0.98 | 4000 | 84
PC9Q77EN | Acuity Brands Lighting | Lithonia | FEM L96 18000LM IMAFD MD [MVOLT120277] GZ10 40K 80CRI | Outdoor Luminaires | High Output | Stairwell and Passageway Luminaires | Standard | FALSE | [9 empty] | 42797 |  |  | Yes |  | 4.1 | 17991.88 | 146.2 | 123.06 | 10 | 0.98 | 4000 | 84
P4XFKFU8 | Acuity Brands Lighting | Lithonia | FEM L96 18000LM IMAFL MD [MVOLT120277] GZ10 40K 80CRI | Outdoor Luminaires | High Output | Stairwell and Passageway Luminaires | Standard | FALSE | [9 empty] | 42797 |  |  | Yes |  | 4.1 | 17507.43 | 142.27 | 123.06 | 10 | 0.98 | 4000 | 84
PYTYKGY8 | Acuity Brands Lighting | Lithonia | FEM L96 18000LM IMACD WD [MVOLT120277] GZ10 40K 80CRI | Outdoor Luminaires | High Output | Stairwell and Passageway Luminaires | Standard | FALSE | [9 empty] | 42797 |  |  | Yes |  | 4.1 | 17067.8 | 138.69 | 123.06 | 10 | 0.98 | 4000 | 84
P1MMST5S | Acuity Brands Lighting | Lithonia | FEM L96 18000LM IMAFD WD [MVOLT120277] GZ10 40K 80CRI | Outdoor Luminaires | High Output | Stairwell and Passageway Luminaires | Standard | FALSE | [9 empty] | 42797 |  |  | Yes |  | 4.1 | 16855.75 | 136.97 | 123.06 | 10 | 0.98 | 4000 | 84
PVS3GEHS | Acuity Brands Lighting | Lithonia | FEM L96 18000LM IMAFL WD [MVOLT120277] GZ10 40K 80CRI | Outdoor Luminaires | High Output | Stairwell and Passageway Luminaires | Standard | FALSE | [9 empty] | 42797 |  |  | Yes |  | 4.1 | 15809.27 | 128.47 | 123.06 | 10 | 0.98 | 4000 | 84
PPHP3EE5 | Acuity Brands Lighting | Lithonia | FEM L96 15000LM IMACD MD [MVOLT120277] GZ10 40K 80CRI | Outdoor Luminaires | High Output | Stairwell and Passageway Luminaires | Standard | FALSE | [9 empty] | 42797 |  |  | Yes |  | 4.1 | 15408.52 | 139.13 | 110.75 | 10 | 0.98 | 4000 | 84
P5WMNU5F | Acuity Brands Lighting | Lithonia | FEM L96 15000LM IMAFD MD [MVOLT120277] GZ10 40K 80CRI | Outdoor Luminaires | High Output | Stairwell and Passageway Luminaires | Standard | FALSE | [9 empty] | 42797 |  |  | Yes |  | 4.1 | 15217.5 | 137.4 | 110.75 | 10 | 0.98 | 4000 | 84
P7ZYV23Y | Acuity Brands Lighting | Lithonia | FEM L96 15000LM IMAFL MD [MVOLT120277] GZ10 40K 80CRI | Outdoor Luminaires | High Output | Stairwell and Passageway Luminaires | Standard | FALSE | [9 empty] | 42797 |  |  | Yes |  | 4.1 | 14807.76 | 133.7 | 110.75 | 10 | 0.98 | 4000 | 84
PBK6EDKA | Acuity Brands Lighting | Lithonia | FEM L96 15000LM IMACD WD [MVOLT120277] GZ10 40K 80CRI | Outdoor Luminaires | High Output | Stairwell and Passageway Luminaires | Standard | FALSE | [9 empty] | 42797 |  |  | Yes |  | 4.1 | 14435.92 | 130.35 | 110.75 | 10 | 0.98 | 4000 | 84
P13EUF51 | Acuity Brands Lighting | Lithonia | FEM L96 15000LM IMAFD WD [MVOLT120277] GZ10 40K 80CRI | Outdoor Luminaires | High Output | Stairwell and Passageway Luminaires | Standard | FALSE | [9 empty] | 42797 |  |  | Yes |  | 4.1 | 14256.57 | 128.73 | 110.75 | 10 | 0.98 | 4000 | 84
P1XRJS87 | Acuity Brands Lighting | Lithonia | FEM L96 15000LM IMAFL WD [MVOLT120277] GZ10 40K 80CRI | Outdoor Luminaires | High Output | Stairwell and Passageway Luminaires | Standard | FALSE | [9 empty] | 42797 |  |  | Yes |  | 4.1 | 13371.45 | 120.74 | 110.75 | 10 | 0.98 | 4000 | 84
P74AS6W1 | Acuity Brands Lighting | Lithonia | FEM L96 12000LM IMACD MD [MVOLT120277] GZ10 40K 80CRI | Outdoor Luminaires | High Output | Stairwell and Passageway Luminaires | Standard | FALSE | [9 empty] | 42797 |  |  | Yes |  | 4.1 | 12283.55 | 143.11 | 85.83 | 10 | 0.98 | 4000 | 84
PACA4YDM | Acuity Brands Lighting | Lithonia | FEM L96 12000LM IMAFD MD [MVOLT120277] GZ10 40K 80CRI | Outdoor Luminaires | High Output | Stairwell and Passageway Luminaires | Standard | FALSE | [9 empty] | 42797 |  |  | Yes |  | 4.1 | 12131.27 | 141.34 | 85.83 | 10 | 0.98 | 4000 | 84
P75U6CMX | Acuity Brands Lighting | Lithonia | FEM L96 12000LM IMAFL MD [MVOLT120277] GZ10 40K 80CRI | Outdoor Luminaires | High Output | Stairwell and Passageway Luminaires | Standard | FALSE | [9 empty] | 42797 |  |  | Yes |  | 4.1 | 11804.62 | 137.53 | 85.83 | 10 | 0.98 | 4000 | 84
PUW4MYHM | Acuity Brands Lighting | Lithonia | FEM L96 12000LM IMACD WD [MVOLT120277] GZ10 40K 80CRI | Outdoor Luminaires | High Output | Stairwell and Passageway Luminaires | Standard | FALSE | [9 empty] | 42797 |  |  | Yes |  | 4.1 | 11508.2 | 134.08 | 85.83 | 10 | 0.98 | 4000 | 84
PTEZU5QH | Acuity Brands Lighting | Lithonia | FEM L96 12000LM IMAFD WD [MVOLT120277] GZ10 40K 80CRI | Outdoor Luminaires | High Output | Stairwell and Passageway Luminaires | Standard | FALSE | [9 empty] | 42797 |  |  | Yes |  | 4.1 | 11365.22 | 132.42 | 85.83 | 10 | 0.98 | 4000 | 84
P6B72S4K | Acuity Brands Lighting | Lithonia | FEM L48 10000LM LPACL MD [MVOLT120277] GZ10 40K 80CRI | Outdoor Luminaires | High Output | Stairwell and Passageway Luminaires | Standard | FALSE | [9 empty] | 42797 |  |  | Yes |  | 4.1 | 10612 | 133.38 | 79.56 | 10 | 0.98 | 4000 | 84
PB9D7XWE | Acuity Brands Lighting | Lithonia | FEM L48 10000LM IMACD MD [MVOLT120277] GZ10 40K 80CRI | Outdoor Luminaires | High Output | Stairwell and Passageway Luminaires | Standard | FALSE | [9 empty] | 42797 |  |  | Yes |  | 4.1 | 10567 | 132.82 | 79.56 | 10 | 0.98 | 4000 | 84
PABZ725F | Acuity Brands Lighting | Lithonia | FEM L48 10000LM LPPCL MD [MVOLT120277] GZ10 40K 80CRI | Outdoor Luminaires | High Output | Stairwell and Passageway Luminaires | Standard | FALSE | [9 empty] | 42797 |  |  | Yes |  | 4.1 | 10493 | 131.89 | 79.56 | 10 | 0.98 | 4000 | 84
PWDDQGKX | Acuity Brands Lighting | Lithonia | FEM L48 10000LM IMAFD MD [MVOLT120277] GZ10 40K 80CRI | Outdoor Luminaires | High Output | Stairwell and Passageway Luminaires | Standard | FALSE | [9 empty] | 42797 |  |  | Yes |  | 4.1 | 10436 | 131.17 | 79.56 | 10 | 0.98 | 4000 | 84
PB8U62D2 | Acuity Brands Lighting | Lithonia | FEM L48 10000LM LPPFL MD [MVOLT120277] GZ10 40K 80CRI | Outdoor Luminaires | High Output | Stairwell and Passageway Luminaires | Standard | FALSE | [9 empty] | 42797 |  |  | Yes |  | 4.1 | 10360 | 130.22 | 79.56 | 10 | 0.98 | 4000 | 84
PWRFV9UZ | Acuity Brands Lighting | Lithonia | FEM L48 10000LM LPAFL MD [MVOLT120277] GZ10 40K 80CRI | Outdoor Luminaires | High Output | Stairwell and Passageway Luminaires | Standard | FALSE | [9 empty] | 42797 |  |  | Yes |  | 4.1 | 10315 | 129.65 | 79.56 | 10 | 0.98 | 4000 | 84
P82AME2E | Acuity Brands Lighting | Lithonia | FEM L48 10000LM IMAFL MD [MVOLT120277] GZ10 40K 80CRI | Outdoor Luminaires | High Output | Stairwell and Passageway Luminaires | Standard | FALSE | [9 empty] | 42797 |  |  | Yes |  | 4.1 | 10155 | 127.64 | 79.56 | 10 | 0.98 | 4000 | 84
PVW6KZMZ | Acuity Brands Lighting | Lithonia | FEM L48 10000LM IMAFL MD [MVOLT120277] GZ10 35K 80CRI | Outdoor Luminaires | Mid Output | Stairwell and Passageway Luminaires | Standard | FALSE | [9 empty] | 42797 |  |  | Yes |  | 4.1 | 9999.25 | 125.68 | 79.56 | 10 | 0.98 | 3500 | 84
PR1TMDXK | Acuity Brands Lighting | Lithonia | FEM L48 10000LM IMACD WD [MVOLT120277] GZ10 35K 80CRI | Outdoor Luminaires | Mid Output | Stairwell and Passageway Luminaires | Standard | FALSE | [9 empty] | 42797 |  |  | Yes |  | 4.1 | 9748.16 | 122.53 | 79.56 | 10 | 0.98 | 3500 | 84
P1UUKAQG | Acuity Brands Lighting | Lithonia | FEM L48 10000LM IMAFD WD [MVOLT120277] GZ10 35K 80CRI | Outdoor Luminaires | Mid Output | Stairwell and Passageway Luminaires | Standard | FALSE | [9 empty] | 42797 |  |  | Yes |  | 4.1 | 9627.05 | 121 | 79.56 | 10 | 0.98 | 3500 | 84
PQ5R9TFQ | Acuity Brands Lighting | Lithonia | FEM L96 9000LM IMACD MD [MVOLT120277] GZ10 35K 80CRI | Outdoor Luminaires | Mid Output | Stairwell and Passageway Luminaires | Standard | FALSE | [9 empty] | 42797 |  |  | Yes |  | 4.1 | 9274.17 | 144.84 | 64.03 | 10 | 0.98 | 3500 | 84
P1DPG57S | Acuity Brands Lighting | Lithonia | FEM L96 9000LM IMAFD MD [MVOLT120277] GZ10 35K 80CRI | Outdoor Luminaires | Mid Output | Stairwell and Passageway Luminaires | Standard | FALSE | [9 empty] | 42797 |  |  | Yes |  | 4.1 | 9159.2 | 143.05 | 64.03 | 10 | 0.98 | 3500 | 84
PQWCNC64 | Acuity Brands Lighting | Lithonia | FEM L48 10000LM IMAFL WD [MVOLT120277] GZ10 35K 80CRI | Outdoor Luminaires | Mid Output | Stairwell and Passageway Luminaires | Standard | FALSE | [9 empty] | 42797 |  |  | Yes |  | 4.1 | 9029.36 | 113.49 | 79.56 | 10 | 0.98 | 3500 | 84
PWDXSDGE | Acuity Brands Lighting | Lithonia | FEM L96 9000LM IMAFL MD [MVOLT120277] GZ10 35K 80CRI | Outdoor Luminaires | Mid Output | Stairwell and Passageway Luminaires | Standard | FALSE | [9 empty] | 42797 |  |  | Yes |  | 4.1 | 8912.58 | 139.19 | 64.03 | 10 | 0.98 | 3500 | 84
PYQ3QSTC | Acuity Brands Lighting | Lithonia | FEM L96 9000LM IMACD WD [MVOLT120277] GZ10 35K 80CRI | Outdoor Luminaires | Mid Output | Stairwell and Passageway Luminaires | Standard | FALSE | [9 empty] | 42797 |  |  | Yes |  | 4.1 | 8688.77 | 135.7 | 64.03 | 10 | 0.98 | 3500 | 84
PSMA16Z6 | Acuity Brands Lighting | Lithonia | FEM L96 9000LM IMAFD WD [MVOLT120277] GZ10 35K 80CRI | Outdoor Luminaires | Mid Output | Stairwell and Passageway Luminaires | Standard | FALSE | [9 empty] | 42797 |  |  | Yes |  | 4.1 | 8580.82 | 134.01 | 64.03 | 10 | 0.98 | 3500 | 84
P37SFTXX | Acuity Brands Lighting | Lithonia | FEM L48 8000LM LPACL MD [MVOLT120277] GZ10 35K 80CRI | Outdoor Luminaires | Mid Output | Stairwell and Passageway Luminaires | Standard | FALSE | [9 empty] | 42797 |  |  | Yes |  | 4.1 | 8111.1 | 136.97 | 59.22 | 10 | 0.98 | 3500 | 84
PMWF6RXB | Acuity Brands Lighting | Lithonia | FEM L48 8000LM IMACD MD [MVOLT120277] GZ10 35K 80CRI | Outdoor Luminaires | Mid Output | Stairwell and Passageway Luminaires | Standard | FALSE | [9 empty] | 42797 |  |  | Yes |  | 4.1 | 8076.7 | 136.38 | 59.22 | 10 | 0.98 | 3500 | 84
PM8DNP4C | Acuity Brands Lighting | Lithonia | FEM L96 9000LM IMAFL WD [MVOLT120277] GZ10 35K 80CRI | Outdoor Luminaires | Mid Output | Stairwell and Passageway Luminaires | Standard | FALSE | [9 empty] | 42797 |  |  | Yes |  | 4.1 | 8048.09 | 125.69 | 64.03 | 10 | 0.98 | 3500 | 84
P69J8D5M | Acuity Brands Lighting | Lithonia | FEM L48 8000LM LPPCL MD [MVOLT120277] GZ10 35K 80CRI | Outdoor Luminaires | Mid Output | Stairwell and Passageway Luminaires | Standard | FALSE | [9 empty] | 42797 |  |  | Yes |  | 4.1 | 8020.14 | 135.43 | 59.22 | 10 | 0.98 | 3500 | 84
PYB4DPYG | Acuity Brands Lighting | Lithonia | FEM L48 8000LM IMAFD MD [MVOLT120277] GZ10 35K 80CRI | Outdoor Luminaires | Mid Output | Stairwell and Passageway Luminaires | Standard | FALSE | [9 empty] | 42797 |  |  | Yes |  | 4.1 | 7976.58 | 134.69 | 59.22 | 10 | 0.98 | 3500 | 84
PZ1SQHMR | Acuity Brands Lighting | Lithonia | FEM L48 8000LM LPPFL MD [MVOLT120277] GZ10 35K 80CRI | Outdoor Luminaires | Mid Output | Stairwell and Passageway Luminaires | Standard | FALSE | [9 empty] | 42797 |  |  | Yes |  | 4.1 | 7918.49 | 133.71 | 59.22 | 10 | 0.98 | 3500 | 84
PWUW6MG7 | Acuity Brands Lighting | Lithonia | FEM L48 8000LM LPAFL MD [MVOLT120277] GZ10 35K 80CRI | Outdoor Luminaires | Mid Output | Stairwell and Passageway Luminaires | Standard | FALSE | [9 empty] | 42797 |  |  | Yes |  | 4.1 | 7884.09 | 133.13 | 59.22 | 10 | 0.98 | 3500 | 84
PSHGZ6VF | Acuity Brands Lighting | Lithonia | FEM L48 8000LM IMAFL MD [MVOLT120277] GZ10 35K 80CRI | Outdoor Luminaires | Mid Output | Stairwell and Passageway Luminaires | Standard | FALSE | [9 empty] | 42797 |  |  | Yes |  | 4.1 | 7761.8 | 131.07 | 59.22 | 10 | 0.98 | 3500 | 84
P8SG4WZP | Acuity Brands Lighting | Lithonia | FEM L48 8000LM IMACD WD [MVOLT120277] GZ10 35K 80CRI | Outdoor Luminaires | Mid Output | Stairwell and Passageway Luminaires | Standard | FALSE | [9 empty] | 42797 |  |  | Yes |  | 4.1 | 7566.89 | 127.78 | 59.22 | 10 | 0.98 | 3500 | 84
PJ55AFPE | Acuity Brands Lighting | Lithonia | FEM L48 8000LM IMAFD WD [MVOLT120277] GZ10 35K 80CRI | Outdoor Luminaires | Mid Output | Stairwell and Passageway Luminaires | Standard | FALSE | [9 empty] | 42797 |  |  | Yes |  | 4.1 | 7472.88 | 126.19 | 59.22 | 10 | 0.98 | 3500 | 84
P9YVCX8W | Acuity Brands Lighting | Lithonia | FEM L48 8000LM IMAFL WD [MVOLT120277] GZ10 35K 80CRI | Outdoor Luminaires | Mid Output | Stairwell and Passageway Luminaires | Standard | FALSE | [9 empty] | 42797 |  |  | Yes |  | 4.1 | 7008.93 | 118.35 | 59.22 | 10 | 0.98 | 3500 | 84
P3JX98X3 | Acuity Brands Lighting | Lithonia | FEM L48 6000LM LPACL MD 120 GZ10 35K 80CRI | Outdoor Luminaires | Mid Output | Stairwell and Passageway Luminaires | Premium | FALSE | [9 empty] | 42797 |  |  | Yes |  | 4.1 | 6329.4 | 141.98 | 44.58 | 10 | 0.98 | 3500 | 84
PYZJ2548 | Acuity Brands Lighting | Lithonia | FEM L48 6000LM IMACD MD 120 GZ10 35K 80CRI | Outdoor Luminaires | Mid Output | Stairwell and Passageway Luminaires | Premium | FALSE | [9 empty] | 42797 |  |  | Yes |  | 4.1 | 6302.56 | 141.38 | 44.58 | 10 | 0.98 | 3500 | 84
PTJEYXV3 | Acuity Brands Lighting | Lithonia | FEM L48 6000LM LPPCL MD 120 GZ10 35K 80CRI | Outdoor Luminaires | Mid Output | Stairwell and Passageway Luminaires | Premium | FALSE | [9 empty] | 42797 |  |  | Yes |  | 4.1 | 6258.43 | 140.39 | 44.58 | 10 | 0.98 | 3500 | 84
PUE91PKR | Acuity Brands Lighting | Lithonia | FEM L48 6000LM IMAFD MD 120 GZ10 35K 80CRI | Outdoor Luminaires | Mid Output | Stairwell and Passageway Luminaires | Premium | FALSE | [9 empty] | 42797 |  |  | Yes |  | 4.1 | 6224.43 | 139.62 | 44.58 | 10 | 0.98 | 3500 | 84
PR7Z5R3X | Acuity Brands Lighting | Lithonia | FEM L48 6000LM LPPFL MD 120 GZ10 35K 80CRI | Outdoor Luminaires | Mid Output | Stairwell and Passageway Luminaires | Premium | FALSE | [9 empty] | 42797 |  |  | Yes |  | 4.1 | 6179.1 | 138.61 | 44.58 | 10 | 0.98 | 3500 | 84
P8ZMEXCR | Acuity Brands Lighting | Lithonia | FEM L48 6000LM LPAFL MD 120 GZ10 35K 80CRI | Outdoor Luminaires | Mid Output | Stairwell and Passageway Luminaires | Premium | FALSE | [9 empty] | 42797 |  |  | Yes |  | 4.1 | 6152.26 | 138 | 44.58 | 10 | 0.98 | 3500 | 84
PJ6RZ3DC | Acuity Brands Lighting | Lithonia | FEM L48 6000LM IMAFL MD 120 GZ10 35K 80CRI | Outdoor Luminaires | Mid Output | Stairwell and Passageway Luminaires | Premium | FALSE | [9 empty] | 42797 |  |  | Yes |  | 4.1 | 6056.83 | 135.86 | 44.58 | 10 | 0.98 | 3500 | 84
PQ6X75TC | Acuity Brands Lighting | Lithonia | FEM L48 6000LM IMACD WD 120 GZ10 35K 80CRI | Outdoor Luminaires | Mid Output | Stairwell and Passageway Luminaires | Premium | FALSE | [9 empty] | 42797 |  |  | Yes |  | 4.1 | 5904.74 | 132.45 | 44.58 | 10 | 0.98 | 3500 | 84
PBUZUP9R | Acuity Brands Lighting | Lithonia | FEM L48 6000LM IMAFD WD 120 GZ10 35K 80CRI | Outdoor Luminaires | Mid Output | Stairwell and Passageway Luminaires | Premium | FALSE | [9 empty] | 42797 |  |  | Yes |  | 4.1 | 5831.38 | 130.81 | 44.58 | 10 | 0.98 | 3500 | 84
P5D6Q3DQ | Acuity Brands Lighting | Lithonia | FEM L48 6000LM IMAFL WD 120 GZ10 35K 80CRI | Outdoor Luminaires | Mid Output | Stairwell and Passageway Luminaires | Premium | FALSE | [9 empty] | 42797 |  |  | Yes |  | 4.1 | 5469.34 | 122.69 | 44.58 | 10 | 0.98 | 3500 | 84
P5XCAYQ6 | Acuity Brands Lighting | Lithonia | FEM L48 4000LM LPACL MD [MVOLT120277] GZ10 35K 80CRI | Outdoor Luminaires | Low Output | Stairwell and Passageway Luminaires | Premium | FALSE | [9 empty] | 42797 |  |  | Yes |  | 4.1 | 4293.79 | 144.18 | 29.78 | 10 | 0.98 | 3500 | 84
PP7RF3J1 | Acuity Brands Lighting | Lithonia | FEM L48 4000LM IMACD MD [MVOLT120277] GZ10 35K 80CRI | Outdoor Luminaires | Low Output | Stairwell and Passageway Luminaires | Premium | FALSE | [9 empty] | 42797 |  |  | Yes |  | 4.1 | 4275.59 | 143.57 | 29.78 | 10 | 0.98 | 3500 | 84
PY77DNU1 | Acuity Brands Lighting | Lithonia | FEM L48 4000LM LPPCL MD [MVOLT120277] GZ10 35K 80CRI | Outdoor Luminaires | Low Output | Stairwell and Passageway Luminaires | Premium | FALSE | [9 empty] | 42797 |  |  | Yes |  | 4.1 | 4245.64 | 142.57 | 29.78 | 10 | 0.98 | 3500 | 84
PUNBMDK6 | Acuity Brands Lighting | Lithonia | FEM L48 4000LM IMAFD MD [MVOLT120277] GZ10 35K 80CRI | Outdoor Luminaires | Low Output | Stairwell and Passageway Luminaires | Premium | FALSE | [9 empty] | 42797 |  |  | Yes |  | 4.1 | 4222.58 | 141.79 | 29.78 | 10 | 0.98 | 3500 | 84
PG4VV7H3 | Acuity Brands Lighting | Lithonia | FEM L48 4000LM LPPFL MD [MVOLT120277] GZ10 35K 80CRI | Outdoor Luminaires | Low Output | Stairwell and Passageway Luminaires | Premium | FALSE | [9 empty] | 42797 |  |  | Yes |  | 4.1 | 4191.83 | 140.76 | 29.78 | 10 | 0.98 | 3500 | 84
P3WWTWAB | Acuity Brands Lighting | Lithonia | FEM L48 4000LM LPAFL MD [MVOLT120277] GZ10 35K 80CRI | Outdoor Luminaires | Low Output | Stairwell and Passageway Luminaires | Premium | FALSE | [9 empty] | 42797 |  |  | Yes |  | 4.1 | 4173.62 | 140.15 | 29.78 | 10 | 0.98 | 3500 | 84
PWVWKCC4 | Acuity Brands Lighting | Lithonia | FEM L48 4000LM IMAFL MD [MVOLT120277] GZ10 35K 80CRI | Outdoor Luminaires | Low Output | Stairwell and Passageway Luminaires | Premium | FALSE | [9 empty] | 42797 |  |  | Yes |  | 4.1 | 4108.88 | 137.97 | 29.78 | 10 | 0.98 | 3500 | 84
P8EG6A9K | Acuity Brands Lighting | Lithonia | FEM L48 4000LM IMACD WD [MVOLT120277] GZ10 35K 80CRI | Outdoor Luminaires | Low Output | Stairwell and Passageway Luminaires | Premium | FALSE | [9 empty] | 42797 |  |  | Yes |  | 4.1 | 4005.71 | 134.51 | 29.78 | 10 | 0.98 | 3500 | 84
P1C8QH6T | Acuity Brands Lighting | Lithonia | FEM L48 4000LM IMAFD WD [MVOLT120277] GZ10 35K 80CRI | Outdoor Luminaires | Low Output | Stairwell and Passageway Luminaires | Premium | FALSE | [9 empty] | 42797 |  |  | Yes |  | 4.1 | 3955.94 | 132.84 | 29.78 | 10 | 0.98 | 3500 | 84
PYC6M4JG | Acuity Brands Lighting | Lithonia | FEM L48 4000LM IMAFL WD [MVOLT120277] GZ10 35K 80CRI | Outdoor Luminaires | Low Output | Stairwell and Passageway Luminaires | Premium | FALSE | [9 empty] | 42797 |  |  | Yes |  | 4.1 | 3710.34 | 124.59 | 29.78 | 10 | 0.98 | 3500 | 84
PD3UYSAB | Acuity Brands Lighting | Lithonia | FEM L48 3000LM LPACL MD 120 GZ10 35K 80CRI | Outdoor Luminaires | Low Output | Stairwell and Passageway Luminaires | Premium | FALSE | [9 empty] | 42797 |  |  | Yes |  | 4.1 | 3175.51 | 143.36 | 22.15 | 10 | 0.98 | 3500 | 84
PFG4R1C2 | Acuity Brands Lighting | Lithonia | FEM L48 3000LM IMACD MD 120 GZ10 35K 80CRI | Outdoor Luminaires | Low Output | Stairwell and Passageway Luminaires | Premium | FALSE | [9 empty] | 42797 |  |  | Yes |  | 4.1 | 3162.04 | 142.76 | 22.15 | 10 | 0.98 | 3500 | 84
PWW5V26B | Acuity Brands Lighting | Lithonia | FEM L48 3000LM LPPCL MD 120 GZ10 35K 80CRI | Outdoor Luminaires | Low Output | Stairwell and Passageway Luminaires | Premium | FALSE | [9 empty] | 42797 |  |  | Yes |  | 4.1 | 3139.9 | 141.76 | 22.15 | 10 | 0.98 | 3500 | 84
PPSRHPY4 | Acuity Brands Lighting | Lithonia | FEM L48 3000LM IMAFD MD 120 GZ10 35K 80CRI | Outdoor Luminaires | Low Output | Stairwell and Passageway Luminaires | Premium | FALSE | [9 empty] | 42797 |  |  | Yes |  | 4.1 | 3122.84 | 140.99 | 22.15 | 10 | 0.98 | 3500 | 84
PD6U136K | Acuity Brands Lighting | Lithonia | FEM L48 3000LM LPPFL MD 120 GZ10 35K 80CRI | Outdoor Luminaires | Low Output | Stairwell and Passageway Luminaires | Premium | FALSE | [9 empty] | 42797 |  |  | Yes |  | 4.1 | 3100.1 | 139.96 | 22.15 | 10 | 0.98 | 3500 | 84
PVNH5WKS | Acuity Brands Lighting | Lithonia | FEM L48 3000LM LPAFL MD 120 GZ10 35K 80CRI | Outdoor Luminaires | Low Output | Stairwell and Passageway Luminaires | Premium | FALSE | [9 empty] | 42797 |  |  | Yes |  | 4.1 | 3086.63 | 139.35 | 22.15 | 10 | 0.98 | 3500 | 84
PNWVXQFY | Acuity Brands Lighting | Lithonia | FEM L48 3000LM IMAFL MD 120 GZ10 35K 80CRI | Outdoor Luminaires | Low Output | Stairwell and Passageway Luminaires | Premium | FALSE | [9 empty] | 42797 |  |  | Yes |  | 4.1 | 3038.75 | 137.19 | 22.15 | 10 | 0.98 | 3500 | 84
PFHPM2PN | Acuity Brands Lighting | Lithonia | FEM L48 3000LM IMACD WD 120 GZ10 35K 80CRI | Outdoor Luminaires | Low Output | Stairwell and Passageway Luminaires | Premium | FALSE | [9 empty] | 42797 |  |  | Yes |  | 4.1 | 2962.45 | 133.74 | 22.15 | 10 | 0.98 | 3500 | 84
PM419CXZ | Acuity Brands Lighting | Lithonia | FEM L48 3000LM IMAFD WD 120 GZ10 35K 80CRI | Outdoor Luminaires | Low Output | Stairwell and Passageway Luminaires | Premium | FALSE | [9 empty] | 42797 |  |  | Yes |  | 4.1 | 2925.64 | 132.08 | 22.15 | 10 | 0.98 | 3500 | 84
PX6CJYRU | Acuity Brands Lighting | Lithonia | FEM L48 3000LM IMAFL WD 120 GZ10 35K 80CRI | Outdoor Luminaires | Low Output | Stairwell and Passageway Luminaires | Premium | FALSE | [9 empty] | 42797 |  |  | Yes |  | 4.1 | 2744.01 | 123.88 | 22.15 | 10 | 0.98 | 3500 | 84
PRUDXZS1 | Acuity Brands Lighting | Lithonia | FEM L96 20000LM IMACD MD [MVOLT120277] GZ10 35K 80CRI | Outdoor Luminaires | High Output | Stairwell and Passageway Luminaires | Standard | FALSE | [9 empty] | 42797 |  |  | Yes |  | 4.1 | 20544.11 | 127.17 | 161.55 | 10 | 0.98 | 3500 | 84
PNHBH6H2 | Acuity Brands Lighting | Lithonia | FEM L96 20000LM IMAFD MD [MVOLT120277] GZ10 35K 80CRI | Outdoor Luminaires | High Output | Stairwell and Passageway Luminaires | Standard | FALSE | [9 empty] | 42797 |  |  | Yes |  | 4.1 | 20289.43 | 125.59 | 161.55 | 10 | 0.98 | 3500 | 84
P8H99JXM | Acuity Brands Lighting | Lithonia | FEM L96 20000LM IMAFL MD [MVOLT120277] GZ10 35K 80CRI | Outdoor Luminaires | High Output | Stairwell and Passageway Luminaires | Standard | FALSE | [9 empty] | 42797 |  |  | Yes |  | 4.1 | 19743.11 | 122.21 | 161.55 | 10 | 0.98 | 3500 | 84
PZZUC7N4 | Acuity Brands Lighting | Lithonia | FEM L96 20000LM IMACD WD [MVOLT120277] GZ10 35K 80CRI | Outdoor Luminaires | High Output | Stairwell and Passageway Luminaires | Standard | FALSE | [9 empty] | 42797 |  |  | Yes |  | 4.1 | 19247.35 | 119.14 | 161.55 | 10 | 0.98 | 3500 | 84
PKFFHWA6 | Acuity Brands Lighting | Lithonia | FEM L96 20000LM IMAFD WD [MVOLT120277] GZ10 35K 80CRI | Outdoor Luminaires | High Output | Stairwell and Passageway Luminaires | Standard | FALSE | [9 empty] | 42797 |  |  | Yes |  | 4.1 | 19008.21 | 117.66 | 161.55 | 10 | 0.98 | 3500 | 84
PYT3JUDC | Acuity Brands Lighting | Lithonia | FEM L96 18000LM IMACD MD [MVOLT120277] GZ10 35K 80CRI | Outdoor Luminaires | High Output | Stairwell and Passageway Luminaires | Standard | FALSE | [9 empty] | 42797 |  |  | Yes |  | 4.1 | 17938.31 | 145.77 | 123.06 | 10 | 0.98 | 3500 | 84
PP5BFH4P | Acuity Brands Lighting | Lithonia | FEM L96 20000LM IMAFL WD [MVOLT120277] GZ10 35K 80CRI | Outdoor Luminaires | High Output | Stairwell and Passageway Luminaires | Standard | FALSE | [9 empty] | 42797 |  |  | Yes |  | 4.1 | 17828.1 | 110.36 | 161.55 | 10 | 0.98 | 3500 | 84
PPM9ZCHS | Acuity Brands Lighting | Lithonia | FEM L96 18000LM IMAFD MD [MVOLT120277] GZ10 35K 80CRI | Outdoor Luminaires | High Output | Stairwell and Passageway Luminaires | Standard | FALSE | [9 empty] | 42797 |  |  | Yes |  | 4.1 | 17715.93 | 143.96 | 123.06 | 10 | 0.98 | 3500 | 84
PT9P6A36 | Acuity Brands Lighting | Lithonia | FEM L96 18000LM IMAFL MD [MVOLT120277] GZ10 35K 80CRI | Outdoor Luminaires | High Output | Stairwell and Passageway Luminaires | Standard | FALSE | [9 empty] | 42797 |  |  | Yes |  | 4.1 | 17238.91 | 140.09 | 123.06 | 10 | 0.98 | 3500 | 84
PV9Q4QBN | Acuity Brands Lighting | Lithonia | FEM L96 18000LM IMACD WD [MVOLT120277] GZ10 35K 80CRI | Outdoor Luminaires | High Output | Stairwell and Passageway Luminaires | Standard | FALSE | [9 empty] | 42797 |  |  | Yes |  | 4.1 | 16806.02 | 136.57 | 123.06 | 10 | 0.98 | 3500 | 84
PXVWFWKV | Acuity Brands Lighting | Lithonia | FEM L96 18000LM IMAFD WD [MVOLT120277] GZ10 35K 80CRI | Outdoor Luminaires | High Output | Stairwell and Passageway Luminaires | Standard | FALSE | [9 empty] | 42797 |  |  | Yes |  | 4.1 | 16597.22 | 134.87 | 123.06 | 10 | 0.98 | 3500 | 84
PGSB27W7 | Acuity Brands Lighting | Lithonia | FEM L96 18000LM IMAFL WD [MVOLT120277] GZ10 35K 80CRI | Outdoor Luminaires | High Output | Stairwell and Passageway Luminaires | Standard | FALSE | [9 empty] | 42797 |  |  | Yes |  | 4.1 | 15566.79 | 126.5 | 123.06 | 10 | 0.98 | 3500 | 84
P5CSP3MD | Acuity Brands Lighting | Lithonia | FEM L96 15000LM IMACD MD [MVOLT120277] GZ10 35K 80CRI | Outdoor Luminaires | High Output | Stairwell and Passageway Luminaires | Standard | FALSE | [9 empty] | 42797 |  |  | Yes |  | 4.1 | 15172.2 | 137 | 110.75 | 10 | 0.98 | 3500 | 84
PT34PK33 | Acuity Brands Lighting | Lithonia | FEM L96 15000LM IMAFD MD [MVOLT120277] GZ10 35K 80CRI | Outdoor Luminaires | High Output | Stairwell and Passageway Luminaires | Standard | FALSE | [9 empty] | 42797 |  |  | Yes |  | 4.1 | 14984.11 | 135.3 | 110.75 | 10 | 0.98 | 3500 | 84
PNUQ6MGJ | Acuity Brands Lighting | Lithonia | FEM L96 15000LM IMAFL MD [MVOLT120277] GZ10 35K 80CRI | Outdoor Luminaires | High Output | Stairwell and Passageway Luminaires | Standard | FALSE | [9 empty] | 42797 |  |  | Yes |  | 4.1 | 14580.64 | 131.65 | 110.75 | 10 | 0.98 | 3500 | 84
PWHW3ZB3 | Acuity Brands Lighting | Lithonia | FEM L96 15000LM IMACD WD [MVOLT120277] GZ10 35K 80CRI | Outdoor Luminaires | High Output | Stairwell and Passageway Luminaires | Standard | FALSE | [9 empty] | 42797 |  |  | Yes |  | 4.1 | 14214.51 | 128.35 | 110.75 | 10 | 0.98 | 3500 | 84
PNEZ8BG8 | Acuity Brands Lighting | Lithonia | FEM L96 15000LM IMAFD WD [MVOLT120277] GZ10 35K 80CRI | Outdoor Luminaires | High Output | Stairwell and Passageway Luminaires | Standard | FALSE | [9 empty] | 42797 |  |  | Yes |  | 4.1 | 14037.91 | 126.75 | 110.75 | 10 | 0.98 | 3500 | 84
P385WVPG | Acuity Brands Lighting | Lithonia | FEM L96 15000LM IMAFL WD [MVOLT120277] GZ10 35K 80CRI | Outdoor Luminaires | High Output | Stairwell and Passageway Luminaires | Standard | FALSE | [9 empty] | 42797 |  |  | Yes |  | 4.1 | 13166.37 | 118.88 | 110.75 | 10 | 0.98 | 3500 | 84
PZXTPFNB | Acuity Brands Lighting | Lithonia | FEM L96 12000LM IMACD MD [MVOLT120277] GZ10 35K 80CRI | Outdoor Luminaires | High Output | Stairwell and Passageway Luminaires | Standard | FALSE | [9 empty] | 42797 |  |  | Yes |  | 4.1 | 12095.15 | 140.92 | 85.83 | 10 | 0.98 | 3500 | 84
P65S5JYT | Acuity Brands Lighting | Lithonia | FEM L96 12000LM IMAFD MD [MVOLT120277] GZ10 35K 80CRI | Outdoor Luminaires | High Output | Stairwell and Passageway Luminaires | Standard | FALSE | [9 empty] | 42797 |  |  | Yes |  | 4.1 | 11945.21 | 139.17 | 85.83 | 10 | 0.98 | 3500 | 84
PJTRS2MM | Acuity Brands Lighting | Lithonia | FEM L96 12000LM IMAFL MD [MVOLT120277] GZ10 35K 80CRI | Outdoor Luminaires | High Output | Stairwell and Passageway Luminaires | Standard | FALSE | [9 empty] | 42797 |  |  | Yes |  | 4.1 | 11623.57 | 135.43 | 85.83 | 10 | 0.98 | 3500 | 84
P7PM8WV9 | Acuity Brands Lighting | Lithonia | FEM L96 12000LM IMACD WD [MVOLT120277] GZ10 35K 80CRI | Outdoor Luminaires | High Output | Stairwell and Passageway Luminaires | Standard | FALSE | [9 empty] | 42797 |  |  | Yes |  | 4.1 | 11331.69 | 132.02 | 85.83 | 10 | 0.98 | 3500 | 84
PEY1SB1M | Acuity Brands Lighting | Lithonia | FEM L96 12000LM IMAFD WD [MVOLT120277] GZ10 35K 80CRI | Outdoor Luminaires | High Output | Stairwell and Passageway Luminaires | Standard | FALSE | [9 empty] | 42797 |  |  | Yes |  | 4.1 | 11190.91 | 130.38 | 85.83 | 10 | 0.98 | 3500 | 84
PG53N3MU | Acuity Brands Lighting | Lithonia | FEM L96 12000LM IMAFL WD [MVOLT120277] GZ10 35K 80CRI | Outdoor Luminaires | High Output | Stairwell and Passageway Luminaires | Standard | FALSE | [9 empty] | 42797 |  |  | Yes |  | 4.1 | 10496.12 | 122.29 | 85.83 | 10 | 0.98 | 3500 | 84
PX5D9GHP | Acuity Brands Lighting | Lithonia | FEM L48 10000LM LPACL MD [MVOLT120277] GZ10 35K 80CRI | Outdoor Luminaires | High Output | Stairwell and Passageway Luminaires | Standard | FALSE | [9 empty] | 42797 |  |  | Yes |  | 4.1 | 10449.24 | 131.34 | 79.56 | 10 | 0.98 | 3500 | 84
P5A5UW6U | Acuity Brands Lighting | Lithonia | FEM L48 10000LM IMACD MD [MVOLT120277] GZ10 35K 80CRI | Outdoor Luminaires | High Output | Stairwell and Passageway Luminaires | Standard | FALSE | [9 empty] | 42797 |  |  | Yes |  | 4.1 | 10404.93 | 130.78 | 79.56 | 10 | 0.98 | 3500 | 84
PWAW9EWM | Acuity Brands Lighting | Lithonia | FEM L48 10000LM LPPCL MD [MVOLT120277] GZ10 35K 80CRI | Outdoor Luminaires | High Output | Stairwell and Passageway Luminaires | Standard | FALSE | [9 empty] | 42797 |  |  | Yes |  | 4.1 | 10332.06 | 129.87 | 79.56 | 10 | 0.98 | 3500 | 84
PH9WNAR4 | Acuity Brands Lighting | Lithonia | FEM L48 10000LM IMAFD MD [MVOLT120277] GZ10 35K 80CRI | Outdoor Luminaires | High Output | Stairwell and Passageway Luminaires | Standard | FALSE | [9 empty] | 42797 |  |  | Yes |  | 4.1 | 10275.94 | 129.16 | 79.56 | 10 | 0.98 | 3500 | 84
PKSK8TBN | Acuity Brands Lighting | Lithonia | FEM L48 10000LM LPPFL MD [MVOLT120277] GZ10 35K 80CRI | Outdoor Luminaires | High Output | Stairwell and Passageway Luminaires | Standard | FALSE | [9 empty] | 42797 |  |  | Yes |  | 4.1 | 10201.1 | 128.22 | 79.56 | 10 | 0.98 | 3500 | 84
P7R5J3VE | Acuity Brands Lighting | Lithonia | FEM L48 10000LM LPAFL MD [MVOLT120277] GZ10 35K 80CRI | Outdoor Luminaires | High Output | Stairwell and Passageway Luminaires | Standard | FALSE | [9 empty] | 42797 |  |  | Yes |  | 4.1 | 10156.79 | 127.66 | 79.56 | 10 | 0.98 | 3500 | 84
P6UF3AGR | Acuity Brands Lighting | Lithonia | FEM L96 9000LM IMAFL WD [MVOLT120277] GZ10 30K 90CRI | Outdoor Luminaires | Mid Output | Stairwell and Passageway Luminaires | Standard | FALSE | [9 empty] | 42797 |  |  | Yes |  | 4.1 | 6418.41 | 100.24 | 64.03 | 10 | 0.98 | 3000 | 94
PEB5SA84 | Acuity Brands Lighting | Lithonia | FEM L48 8000LM IMAFD WD [MVOLT120277] GZ10 30K 90CRI | Outdoor Luminaires | Mid Output | Stairwell and Passageway Luminaires | Standard | FALSE | [9 empty] | 42797 |  |  | Yes |  | 4.1 | 5959.68 | 100.64 | 59.22 | 10 | 0.98 | 3000 | 94
P1TRVXZE | Acuity Brands Lighting | Lithonia | FEM L48 6000LM IMACD MD 120 GZ10 30K 90CRI | Outdoor Luminaires | Mid Output | Stairwell and Passageway Luminaires | Standard | FALSE | [9 empty] | 42797 |  |  | Yes |  | 4.1 | 5026.34 | 112.75 | 44.58 | 10 | 0.98 | 3000 | 94
PGUMPYHX | Acuity Brands Lighting | Lithonia | FEM L96 15000LM IMAFD MD [MVOLT120277] GZ10 30K 90CRI | Outdoor Luminaires | High Output | Stairwell and Passageway Luminaires | Standard | FALSE | [9 empty] | 42797 |  |  | Yes |  | 4.1 | 11949.94 | 107.9 | 110.75 | 10 | 0.98 | 3000 | 94
P42RAXX5 | RC Lighting | RC Lighting | VAN1LED12NW RCL [120V ONLY] | Outdoor Luminaires | Low Output | Stairwell and Passageway Luminaires | Standard | TRUE | 1406 | 117.2 | 12 | 11.2 | 0.994 | 3011 | 84 | 5 | 50000 | 42779 | Not Dimmable | Not Dimmable | No |  | 4.1 | 1464 | 124.1 | 11.8 | 11.1 | 0.99 | 3861 | 83
PFPTE6MC | RC Lighting | RC Lighting | VAN1LED6W RCL [120V ONLY] | Outdoor Luminaires | Low Output | Stairwell and Passageway Luminaires | Standard | TRUE | 872 | 124.6 | 6.95 | 11.4 | 0.994 | 4898 | 85 | 5 | 50000 | 42779 | Not Dimmable | Not Dimmable | No |  | 4.1 | 872 | 124.6 | 6.95 | 11.4 | 0.99 | 4898 | 85
P3WY8DDX | RC Lighting | RC Lighting | VAN1LED6YW RCL [120V ONLY] | Outdoor Luminaires | Low Output | Stairwell and Passageway Luminaires | Standard | TRUE | 781 | 120.2 | 6.5 | 11.4 | 0.993 | 2981 | 84 | 5 | 50000 | 42779 | Not Dimmable | Not Dimmable | No |  | 4.1 | 781 | 120.2 | 6.47 | 11.4 | 0.99 | 2981 | 84
PK9A7MS8 | RC Lighting | RC Lighting | VAN1LED12W RCL [120V ONLY] | Outdoor Luminaires | Low Output | Stairwell and Passageway Luminaires | Standard | FALSE | [9 empty] | 42779 | Not Dimmable | Not Dimmable | No |  | 4.1 | 1569.82 | 121.7 | 12.89 | 11.2 | 0.99 | 4898 | 85
P3ECH8EY | RC Lighting | RC Lighting | VAN1LED6NW RCL [120V ONLY] | Outdoor Luminaires | Low Output | Stairwell and Passageway Luminaires | Standard | FALSE | [9 empty] | 42779 | Not Dimmable | Not Dimmable | No |  | 4.1 | 813.22 | 127.8 | 6.36 | 11.4 | 0.99 | 3861 | 83
PYVGZC67 | RC Lighting | RC Lighting | VAN1LED12YW RCL [120V ONLY] | Outdoor Luminaires | Low Output | Stairwell and Passageway Luminaires | Standard | FALSE | [9 empty] | 42779 | Not Dimmable | Not Dimmable | No |  | 4.1 | 1406 | 117.2 | 12 | 11.2 | 0.99 | 3011 | 84
PH5XGK8U | Louvers International Inc | Louvers LED | LSD-LED-4-8/26-840 | Outdoor Luminaires | Low Output | Stairwell and Passageway Luminaires | Standard | TRUE | 3255.471 | 118.136 | 27.557 | 8.07 | 0.9218 | 3993 | 84.9 | 5 | 50000 | 42779 | Dimmable | Stepped | NotYetVerified |  | 3 | 3000 | 115 | 26 | 8.07 | 0.9 | 4000 | 80
PC2YMUZ7 | Louvers International Inc | Louvers LED | LSD-LED-4-8/26-850 | Outdoor Luminaires | Low Output | Stairwell and Passageway Luminaires | Standard | FALSE | [9 empty] | 42779 | Dimmable | Stepped | NotYetVerified |  | 3 | 3000 | 115 | 26 | 8.07 | 0.9 | 5000 | 80
PZNVDKHR | MaxLite Inc | MaxLED | LSV4U3040CLMS | Outdoor Luminaires | Low Output | Stairwell and Passageway Luminaires | Premium | TRUE | 4817 | 148 | 32.62 | 11.2 | 0.8812 | 4181 | 86.9 | 5 | 50000 | 42775 | Dimmable | Continuous Below 10 | Yes |  | 4.1 | 4817 | 148 | 32.6 | 14.8 | 0.98 | 4181 | 87
PK875TAT | MaxLite Inc | MaxLED | LSV4U5050CLMSC | Outdoor Luminaires | Mid Output | Stairwell and Passageway Luminaires | Premium | FALSE | [9 empty] | 42775 | Dimmable | Continuous Below 10 | Yes |  | 4.1 | 7185 | 145 | 49.5 | 4.9 | 0.99 | 5464 | 86
P8DQKJEH | MaxLite Inc | MaxLED | LSV4U5050CLMS | Outdoor Luminaires | Mid Output | Stairwell and Passageway Luminaires | Premium | FALSE | [9 empty] | 42775 | Dimmable | Continuous Below 10 | Yes |  | 4.1 | 7185 | 145 | 49.5 | 4.9 | 0.99 | 5464 | 86
P564Q69V | MaxLite Inc | MaxLED | LSV4U5050CLMSO | Outdoor Luminaires | Mid Output | Stairwell and Passageway Luminaires | Premium | FALSE | [9 empty] | 42775 | Dimmable | Continuous Below 10 | Yes |  | 4.1 | 7185 | 145 | 49.5 | 4.9 | 0.99 | 5464 | 86
PEKBHXBJ | MaxLite Inc | MaxLED | LSV4U3050CLMSC | Outdoor Luminaires | Low Output | Stairwell and Passageway Luminaires | Premium | FALSE | [9 empty] | 42775 | Dimmable | Continuous Below 10 | Yes |  | 4.1 | 4952 | 152 | 32.5 | 13.8 | 0.95 | 5292 | 86
PAT8UDH5 | MaxLite Inc | MaxLED | LSV4U3050CLMSO | Outdoor Luminaires | Low Output | Stairwell and Passageway Luminaires | Premium | FALSE | [9 empty] | 42775 | Dimmable | Continuous Below 10 | Yes |  | 4.1 | 4952 | 152 | 32.5 | 13.8 | 0.95 | 5292 | 86
PABT9WQD | MaxLite Inc | MaxLED | LSV4U3050CLMS | Outdoor Luminaires | Low Output | Stairwell and Passageway Luminaires | Premium | FALSE | [9 empty] | 42775 | Dimmable | Continuous Below 10 | Yes |  | 4.1 | 4952 | 152 | 32.5 | 13.8 | 0.95 | 5292 | 86
PSXXAK9Z | MaxLite Inc | MaxLED | LSV4U5040CLMSO | Outdoor Luminaires | Mid Output | Stairwell and Passageway Luminaires | Premium | FALSE | [9 empty] | 42775 | Dimmable | Continuous Below 10 | Yes |  | 4.1 | 6951 | 142 | 48.9 | 5 | 0.99 | 4208 | 86
PR1VC27D | MaxLite Inc | MaxLED | LSV4U5040CLMS | Outdoor Luminaires | Mid Output | Stairwell and Passageway Luminaires | Premium | FALSE | [9 empty] | 42775 | Dimmable | Continuous Below 10 | Yes |  | 4.1 | 6951 | 142 | 48.9 | 5 | 0.99 | 4208 | 86
PKBDZ3N9 | MaxLite Inc | MaxLED | LSV4U5040CLMSC | Outdoor Luminaires | Mid Output | Stairwell and Passageway Luminaires | Premium | FALSE | [9 empty] | 42775 | Dimmable | Continuous Below 10 | Yes |  | 4.1 | 6951 | 142 | 48.9 | 5 | 0.99 | 4208 | 86
PNE7CB8H | MaxLite Inc | MaxLED | LSV4U3040CLMSC | Outdoor Luminaires | Low Output | Stairwell and Passageway Luminaires | Premium | FALSE | [9 empty] | 42775 | Dimmable | Continuous Below 10 | Yes |  | 4.1 | 4817 | 148 | 32.6 | 14.8 | 0.98 | 4181 | 87
P9SC8QT9 | MaxLite Inc | MaxLED | LSV4U3040CLMSO | Outdoor Luminaires | Low Output | Stairwell and Passageway Luminaires | Premium | FALSE | [9 empty] | 42775 | Dimmable | Continuous Below 10 | Yes |  | 4.1 | 4817 | 148 | 32.6 | 14.8 | 0.98 | 4181 | 87
PX9Z3RB9 | MaxLite Inc | MaxLED | LSU2U2040[MS MSO MSC] | Outdoor Luminaires | Low Output | Stairwell and Passageway Luminaires | Premium | TRUE | 2639 | 120 | 22.05 | 13.956 | 0.8778 | 4143 | 85.8 | 5 | 50000 | 42774 | Dimmable | Continuous Below 10 | No |  | 4.1 | 2639 | 120 | 22.05 | 9.35 | 0.99 | 4143 | 86
P3FVD365 | MaxLite Inc | MaxLED | LSU2U2050[MS MSO MSC] | Outdoor Luminaires | Low Output | Stairwell and Passageway Luminaires | Premium | FALSE | [9 empty] | 42774 | Dimmable | Continuous Below 10 | No |  | 4.1 | 2745 | 126 | 21.82 | 4.48 | 0.98 | 5000 | 85
PTKRGUN8 | MaxLite Inc | MaxLED | LSV2U2040[MS MSO MSC] | Outdoor Luminaires | Low Output | Stairwell and Passageway Luminaires | Premium | TRUE | 2966 | 134 | 22.11 | 13.575 | 0.8811 | 4089 | 86.2 | 5 | 50000 | 42772 |  |  | Yes |  | 4.1 | 2966 | 134 | 22.11 | 9.15 | 0.99 | 4089 | 86
P5QYDH1V | MaxLite Inc | MaxLED | LSV2U2050[MS MSO MSC] | Outdoor Luminaires | Low Output | Stairwell and Passageway Luminaires | Premium | FALSE | [9 empty] | 42772 |  |  | Yes |  | 4.1 | 2850 | 131 | 21.82 | 8.34 | 0.98 | 5096 | 85
PP5EXB3M | Texas Fluorescents | Texas Fluorescents | SS213A48LE30W4100LDMV30K-xx | Outdoor Luminaires | Low Output | Stairwell and Passageway Luminaires | Premium | TRUE | 3772 | 128.7 | 29.3 | 18.1 | 0.9111 | 3061 | 82 | 5 | 50000 | 42769 | Dimmable | Continuous Below 10 | Yes |  | 4 | 3772 | 128.74 | 29.27 | 18.1 | 0.91 | 3061 | 82
P1Q52FTP | Texas Fluorescents | Texas Fluorescents | SS213A48LE57W6900LDMV50K-xx | Outdoor Luminaires | Mid Output | Stairwell and Passageway Luminaires | Premium | FALSE | [9 empty] | 42769 | Dimmable | Continuous Below 10 | Yes |  | 4 | 7352 | 126.85 | 57.96 | 7.6 | 0.99 | 5097 | 83
PT4AFVQH | Texas Fluorescents | Texas Fluorescents | SS213A48LE48W6000LDMV50K-xx | Outdoor Luminaires | Mid Output | Stairwell and Passageway Luminaires | Premium | FALSE | [9 empty] | 42769 | Dimmable | Continuous Below 10 | Yes |  | 4 | 6371 | 132.73 | 48 | 7.6 | 0.99 | 5097 | 83
PVPPCKJ8 | Texas Fluorescents | Texas Fluorescents | SS213A48LE30W4100LDMV50K-xx | Outdoor Luminaires | Low Output | Stairwell and Passageway Luminaires | Premium | FALSE | [9 empty] | 42769 | Dimmable | Continuous Below 10 | Yes |  | 4 | 4213.32 | 143.95 | 29.27 | 18.1 | 0.91 | 5000 | 83
PG8GXTVY | Texas Fluorescents | Texas Fluorescents | SS213A48LE30W4100LDMV40K-xx | Outdoor Luminaires | Low Output | Stairwell and Passageway Luminaires | Premium | FALSE | [9 empty] | 42769 | Dimmable | Continuous Below 10 | Yes |  | 4 | 4066.22 | 138.92 | 29.27 | 18.1 | 0.91 | 4000 | 82
PWMVMUYR | Texas Fluorescents | Texas Fluorescents | SS213A48LE57W6900LDMV40K-xx | Outdoor Luminaires | Mid Output | Stairwell and Passageway Luminaires | Premium | FALSE | [9 empty] | 42769 | Dimmable | Continuous Below 10 | Yes |  | 4 | 6858 | 118.32 | 57.96 | 7.6 | 0.99 | 4000 | 82
PEY8GUCR | Texas Fluorescents | Texas Fluorescents | SS213A48LE48W6000LDMV40K-xx | Outdoor Luminaires | Mid Output | Stairwell and Passageway Luminaires | Premium | FALSE | [9 empty] | 42769 | Dimmable | Continuous Below 10 | Yes |  | 4 | 5985 | 124.69 | 48 | 7.6 | 0.99 | 4000 | 82
PK81GRA2 | Texas Fluorescents | Texas Fluorescents | SS213A48LE30W4100LDMV35K-xx | Outdoor Luminaires | Low Output | Stairwell and Passageway Luminaires | Premium | FALSE | [9 empty] | 42769 | Dimmable | Continuous Below 10 | Yes |  | 4 | 3953.06 | 135.05 | 29.27 | 18.1 | 0.91 | 3500 | 82
P6YBJPWE | Texas Fluorescents | Texas Fluorescents | SS213A48LE57W6900LDMV35K-xx | Outdoor Luminaires | Mid Output | Stairwell and Passageway Luminaires | Premium | FALSE | [9 empty] | 42769 | Dimmable | Continuous Below 10 | Yes |  | 4 | 6730 | 116.11 | 57.96 | 7.6 | 0.99 | 3500 | 82
PBM6BFB9 | Texas Fluorescents | Texas Fluorescents | SS213A48LE48W6000LDMV35K-xx | Outdoor Luminaires | Mid Output | Stairwell and Passageway Luminaires | Premium | FALSE | [9 empty] | 42769 | Dimmable | Continuous Below 10 | Yes |  | 4 | 5876 | 122.42 | 48 | 7.6 | 0.99 | 3500 | 82
PAHV9M2P | Texas Fluorescents | Texas Fluorescents | SS213A48LE57W6900LDMV30K-xx | Outdoor Luminaires | Mid Output | Stairwell and Passageway Luminaires | Premium | FALSE | [9 empty] | 42769 | Dimmable | Continuous Below 10 | Yes |  | 4 | 6540 | 112.84 | 57.96 | 7.6 | 0.99 | 3061 | 82
P6CCEFWE | Texas Fluorescents | Texas Fluorescents | SS213A48LE48W6000LDMV30K-xx | Outdoor Luminaires | Mid Output | Stairwell and Passageway Luminaires | Premium | FALSE | [9 empty] | 42769 | Dimmable | Continuous Below 10 | Yes |  | 4 | 5708 | 118.92 | 48 | 7.6 | 0.99 | 3061 | 82
P84918K1 | RAB Lighting | RAB Lighting | VAN1LED12NW [120V ONLY] | Outdoor Luminaires | Low Output | Stairwell and Passageway Luminaires | Standard | TRUE | 1406 | 117.2 | 12 | 11.2 | 0.994 | 3011 | 84 | 5 | 50000 | 42769 | Not Dimmable | Not Dimmable | No |  | 4.1 | 1464 | 124.1 | 11.8 | 11.1 | 0.99 | 3861 | 83
P3V7SCVH | RAB Lighting | RAB Lighting | VAN1LED6W [120V ONLY] | Outdoor Luminaires | Low Output | Stairwell and Passageway Luminaires | Standard | TRUE | 872 | 124.6 | 6.95 | 11.4 | 0.994 | 4898 | 85 | 5 | 50000 | 42769 | Not Dimmable | Not Dimmable | No |  | 4.1 | 872 | 124.6 | 6.95 | 11.4 | 0.99 | 4898 | 85
PZH7XY1J | RAB Lighting | RAB Lighting | VAN1LED6YW [120V ONLY] | Outdoor Luminaires | Low Output | Stairwell and Passageway Luminaires | Standard | TRUE | 781 | 120.2 | 6.5 | 11.4 | 0.993 | 2981 | 84 | 5 | 50000 | 42769 | Not Dimmable | Not Dimmable | No |  | 4.1 | 781 | 120.2 | 6.47 | 11.4 | 0.99 | 2981 | 84
P4Y3N513 | RAB Lighting | RAB Lighting | VAN1LED12W [120V ONLY] | Outdoor Luminaires | Low Output | Stairwell and Passageway Luminaires | Standard | FALSE | [9 empty] | 42769 | Not Dimmable | Not Dimmable | No |  | 4.1 | 1569.82 | 121.7 | 12.89 | 11.2 | 0.99 | 4898 | 85
PZB356ZE | RAB Lighting | RAB Lighting | VAN1LED6NW [120V ONLY] | Outdoor Luminaires | Low Output | Stairwell and Passageway Luminaires | Standard | FALSE | [9 empty] | 42769 | Not Dimmable | Not Dimmable | No |  | 4.1 | 813.22 | 127.8 | 6.36 | 11.4 | 0.99 | 3861 | 83
P24RSB12 | RAB Lighting | RAB Lighting | VAN1LED12YW [120V ONLY] | Outdoor Luminaires | Low Output | Stairwell and Passageway Luminaires | Standard | FALSE | [9 empty] | 42769 | Not Dimmable | Not Dimmable | No |  | 4.1 | 1406 | 117.2 | 12 | 11.2 | 0.99 | 3011 | 84
PVFZSF1W | MaxLite Inc | MaxLED | LSV4U2040CL[MS MSO MSC] | Outdoor Luminaires | Low Output | Stairwell and Passageway Luminaires | Premium | TRUE | 3235 | 153 | 21.15 | 19.004 | 0.8719 | 4127 | 86.9 | 5 | 50000 | 42760 |  |  | Yes |  | 4.1 | 3235 | 153 | 21.15 | 14 | 0.97 | 4127 | 87
PZ834H2F | MaxLite Inc | MaxLED | LSV4U2050CL[MS MSO MSC] | Outdoor Luminaires | Low Output | Stairwell and Passageway Luminaires | Premium | FALSE | [9 empty] | 42760 |  |  | Yes |  | 4.1 | 3369 | 159 | 21.22 | 14 | 0.97 | 5320 | 86
PZZDHZGR | RemPhos Technologies LLC | Remphos | RPT-LIVC-24IN-1800LM-3000K-OCC-L | Outdoor Luminaires | Low Output | Stairwell and Passageway Luminaires | Standard | TRUE | 1637 | 95.34 | 17.17 | 8.82 | 0.907 | 3093 | 84 | 5 | 50000 | 42740 | Dimmable | Continuous Below 10 | Yes |  | 3 | 1523 | 89 | 17.17 | 8.82 | 0.907 | 3093 | 84
PZHQ5ZQF | RemPhos Technologies LLC | Remphos | RPT-LIVC-24IN-1800LM-5000K-OCC-L | Outdoor Luminaires | Low Output | Stairwell and Passageway Luminaires | Standard | TRUE | 1739 | 101.87 | 17.07 | 8.96 | 0.903 | 5297 | 83.6 | 5 | 50000 | 42740 | Dimmable | Continuous Below 10 | Yes |  | 3 | 1691 | 98 | 17.17 | 8.96 | 0.903 | 5297 | 83.6
P6PQBGRA | RemPhos Technologies LLC | Remphos | RPT-LIVC-48IN-2800LM-5000K-OCC-LR | Outdoor Luminaires | Low Output | Stairwell and Passageway Luminaires | Standard | FALSE | [9 empty] | 42740 | Dimmable | Continuous Below 10 | Yes |  | 3 | 3140 | 101 | 31.1 | 7.8 | 0.958 | 5410 | 83.9
PY5ATRFD | RemPhos Technologies LLC | Remphos | RPT-LIVC-48IN-1800LM-5000K-OCC-L | Outdoor Luminaires | Low Output | Stairwell and Passageway Luminaires | Standard | FALSE | [9 empty] | 42740 | Dimmable | Continuous Below 10 | Yes |  | 3 | 1812 | 109 | 16.67 | 8.69 | 0.902 | 5253 | 83.2
PDXVU4GF | RemPhos Technologies LLC | Remphos | RPT-LIVC-48IN-2800LM-5000K-OCC-L | Outdoor Luminaires | Low Output | Stairwell and Passageway Luminaires | Standard | FALSE | [9 empty] | 42740 | Dimmable | Continuous Below 10 | Yes |  | 3 | 3407 | 106 | 31.1 | 7.94 | 0.956 | 5000 | 84
PXPPDZKE | RemPhos Technologies LLC | Remphos | RPT-LIVC-48IN-1800LM-4000K-OCC-L | Outdoor Luminaires | Low Output | Stairwell and Passageway Luminaires | Standard | FALSE | [9 empty] | 42740 | Dimmable | Continuous Below 10 | Yes |  | 3 | 1741 | 104 | 16.67 | 9.12 | 0.902 | 4000 | 80
PF2BZPZW | RemPhos Technologies LLC | Remphos | RPT-LIVC-24IN-1800LM-4000K-OCC-L | Outdoor Luminaires | Low Output | Stairwell and Passageway Luminaires | Standard | FALSE | [9 empty] | 42740 | Dimmable | Continuous Below 10 | Yes |  | 3 | 1624 | 95 | 17.17 | 9 | 0.907 | 4000 | 80
P4NSKDWF | RemPhos Technologies LLC | Remphos | RPT-LIVC-48IN-2800LM-4000K-OCC-L | Outdoor Luminaires | Low Output | Stairwell and Passageway Luminaires | Standard | FALSE | [9 empty] | 42740 | Dimmable | Continuous Below 10 | Yes |  | 3 | 3273 | 102 | 31.1 | 7.94 | 0.956 | 4000 | 80
PUVU4F9A | RemPhos Technologies LLC | Remphos | RPT-LIVC-48IN-2800LM-4000K-OCC-LR | Outdoor Luminaires | Low Output | Stairwell and Passageway Luminaires | Standard | FALSE | [9 empty] | 42740 | Dimmable | Continuous Below 10 | Yes |  | 3 | 3016 | 97 | 31.1 | 7.94 | 0.956 | 4000 | 80
PZUNPHT9 | RemPhos Technologies LLC | Remphos | RPT-LIVC-24IN-1800LM-3500K-OCC-L | Outdoor Luminaires | Low Output | Stairwell and Passageway Luminaires | Standard | FALSE | [9 empty] | 42740 | Dimmable | Continuous Below 10 | Yes |  | 3 | 1570 | 91 | 17.17 | 9 | 0.907 | 3500 | 80
P9A7TF54 | RemPhos Technologies LLC | Remphos | RPT-LIVC-48IN-2800LM-3500K-OCC-L | Outdoor Luminaires | Low Output | Stairwell and Passageway Luminaires | Standard | FALSE | [9 empty] | 42740 | Dimmable | Continuous Below 10 | Yes |  | 3 | 3165 | 99 | 31.1 | 7.94 | 0.956 | 3500 | 80
PGEXKJAM | RemPhos Technologies LLC | Remphos | RPT-LIVC-48IN-2800LM-3500K-OCC-LR | Outdoor Luminaires | Low Output | Stairwell and Passageway Luminaires | Standard | FALSE | [9 empty] | 42740 | Dimmable | Continuous Below 10 | Yes |  | 3 | 2917 | 94 | 31.1 | 7.94 | 0.956 | 3500 | 80
P96M67GC | RemPhos Technologies LLC | Remphos | RPT-LIVC-48IN-2800LM-3000K-OCC-LR | Outdoor Luminaires | Low Output | Stairwell and Passageway Luminaires | Standard | FALSE | [9 empty] | 42740 | Dimmable | Continuous Below 10 | Yes |  | 3 | 2829 | 91 | 31.1 | 7.94 | 0.956 | 3113 | 83.9
PYASKK68 | RemPhos Technologies LLC | Remphos | RPT-LIVC-48IN-1800LM-3000K-OCC-L | Outdoor Luminaires | Low Output | Stairwell and Passageway Luminaires | Standard | FALSE | [9 empty] | 42740 | Dimmable | Continuous Below 10 | Yes |  | 3 | 1633 | 98 | 16.67 | 9.12 | 0.902 | 3080 | 84
PUCU5DCJ | RemPhos Technologies LLC | Remphos | RPT-LIVC-48IN-2800LM-3000K-OCC-L | Outdoor Luminaires | Low Output | Stairwell and Passageway Luminaires | Standard | FALSE | [9 empty] | 42740 | Dimmable | Continuous Below 10 | Yes |  | 3 | 3070 | 96 | 31.1 | 7.94 | 0.956 | 3000 | 83.6
PNSGZQWA | Once Inc. | Once Inc. | MLL-FSWR-BU-180-012-120 | Outdoor Luminaires | Low Output | Stairwell and Passageway Luminaires | Standard | TRUE | 987.42 | 88.08 | 11.21 | 11.08 | 0.9939 | 5112 | 83.67 | 5 | 50000 | 42695 |  |  | No |  | 4 | 1002 | 89.38 | 11.21 | 11.08 | 0.99 | 5112 | 83.67
PGWRQUBN | Once Inc. | Once Inc. | MLM-FSWB-BU-180-010-120 | Outdoor Luminaires | Low Output | Stairwell and Passageway Luminaires | Standard | FALSE | [9 empty] | 42695 |  |  | No |  | 4 | 1061 | 108.04 | 9.82 | 12.02 | 0.99 | 5134 | 82.94
PFUP1D6K | Once Inc. | Once Inc. | MLM-SSWR-BU-180-010-120 | Outdoor Luminaires | Low Output | Stairwell and Passageway Luminaires | Standard | FALSE | [9 empty] | 42695 |  |  | No |  | 4 | 1061 | 109.6 | 9.68 | 12.06 | 0.99 | 5073 | 83.04
PG4K39WQ | Once Inc. | Once Inc. | MLB-FSWB-BU-180-012-120 | Outdoor Luminaires | Low Output | Stairwell and Passageway Luminaires | Standard | FALSE | [9 empty] | 42695 |  |  | No |  | 4 | 1004 | 90.36 | 11.11 | 10.88 | 0.99 | 4847 | 81.96
PRM1YTD2 | Jarvis Lighting | Jarvis Lights | CL-250 | Outdoor Luminaires | Low Output | Stairwell and Passageway Luminaires | Standard | TRUE | 5302 | 92.03 | 57.61 | 6.4 | 0.988 | 5019 | 80.8 | 5 | 50000 | 42692 |  |  | Yes |  | 4 | 5302 | 92.03 | 57.61 | 5.4 | 1 | 5019 | 80.8
P2D1ECM9 | Jarvis Lighting | Jarvis Lights | CL-175 | Outdoor Luminaires | Low Output | Stairwell and Passageway Luminaires | Standard | TRUE | 4228 | 98.64 | 42.86 | 15.43 | 0.934 | 4984 | 80.5 | 5 | 50000 | 42692 |  |  | Yes |  | 4 | 4288 | 98.64 | 42.86 | 9.95 | 0.99 | 4984 | 80.5
PAQU7NES | Mobern Lighting Co | Mobern Lighting | 155SW-48LED30DMV30-xx | Outdoor Luminaires | Low Output | Stairwell and Passageway Luminaires | Premium | TRUE | 3772 | 128.7 | 29.3 | 18.1 | 0.9111 | 3061 | 82 | 5 | 50000 | 42676 |  |  | Yes |  | 4 | 3772 | 128.74 | 29.27 | 18.1 | 0.91 | 3061 | 82
P9GKGCUY | Mobern Lighting Co | Mobern Lighting | 155SW-48LED57DMV50-xx | Outdoor Luminaires | Mid Output | Stairwell and Passageway Luminaires | Premium | FALSE | [9 empty] | 42676 |  |  | Yes |  | 4 | 7352 | 126.85 | 57.96 | 7.6 | 0.99 | 5097 | 83
PWAUJ1FS | Mobern Lighting Co | Mobern Lighting | 155SW-48LED48DMV50-xx | Outdoor Luminaires | Mid Output | Stairwell and Passageway Luminaires | Premium | FALSE | [9 empty] | 42676 |  |  | Yes |  | 4 | 6371 | 132.73 | 48 | 7.6 | 0.99 | 5097 | 83
PUDGHB9F | Mobern Lighting Co | Mobern Lighting | 155SW-48LED30DMV50-xx | Outdoor Luminaires | Low Output | Stairwell and Passageway Luminaires | Premium | FALSE | [9 empty] | 42676 |  |  | Yes |  | 4 | 4213.32 | 143.95 | 29.27 | 18.1 | 0.91 | 5000 | 83
P8D3BFE2 | Mobern Lighting Co | Mobern Lighting | 155SW-48LED30DMV40-xx | Outdoor Luminaires | Low Output | Stairwell and Passageway Luminaires | Premium | FALSE | [9 empty] | 42676 |  |  | Yes |  | 4 | 4066.22 | 138.92 | 29.27 | 18.1 | 0.91 | 4000 | 82
P8MHH5K1 | Mobern Lighting Co | Mobern Lighting | 155SW-48LED57DMV40-xx | Outdoor Luminaires | Mid Output | Stairwell and Passageway Luminaires | Premium | FALSE | [9 empty] | 42676 |  |  | Yes |  | 4 | 6858 | 118.32 | 57.96 | 7.6 | 0.99 | 4000 | 82
P3D9857W | Mobern Lighting Co | Mobern Lighting | 155SW-48LED48DMV40-xx | Outdoor Luminaires | Mid Output | Stairwell and Passageway Luminaires | Premium | FALSE | [9 empty] | 42676 |  |  | Yes |  | 4 | 5985 | 124.69 | 48 | 7.6 | 0.99 | 4000 | 82
PTU3G376 | Mobern Lighting Co | Mobern Lighting | 155SW-48LED30DMV35-xx | Outdoor Luminaires | Low Output | Stairwell and Passageway Luminaires | Premium | FALSE | [9 empty] | 42676 |  |  | Yes |  | 4 | 3953.06 | 135.05 | 29.27 | 18.1 | 0.91 | 3500 | 82
PQGRKGK1 | Mobern Lighting Co | Mobern Lighting | 155SW-48LED57DMV35-xx | Outdoor Luminaires | Mid Output | Stairwell and Passageway Luminaires | Premium | FALSE | [9 empty] | 42676 |  |  | Yes |  | 4 | 6730 | 116.11 | 57.96 | 7.6 | 0.99 | 3500 | 82
PGES37KR | Mobern Lighting Co | Mobern Lighting | 155SW-48LED48DMV35-xx | Outdoor Luminaires | Mid Output | Stairwell and Passageway Luminaires | Premium | FALSE | [9 empty] | 42676 |  |  | Yes |  | 4 | 5876 | 122.42 | 48 | 7.6 | 0.99 | 3500 | 82
PMMYKEMJ | Mobern Lighting Co | Mobern Lighting | 155SW-48LED57DMV30-xx | Outdoor Luminaires | Mid Output | Stairwell and Passageway Luminaires | Premium | FALSE | [9 empty] | 42676 |  |  | Yes |  | 4 | 6540 | 112.84 | 57.96 | 7.6 | 0.99 | 3061 | 82
PJDW2TZV | Mobern Lighting Co | Mobern Lighting | 155SW-48LED48DMV30-xx | Outdoor Luminaires | Mid Output | Stairwell and Passageway Luminaires | Premium | FALSE | [9 empty] | 42676 |  |  | Yes |  | 4 | 5708 | 118.92 | 48 | 7.6 | 0.99 | 3061 | 82
PR6PZRAE | Independence LED | Independence LED | HF-20927K-RB | Outdoor Luminaires | Low Output | Stairwell and Passageway Luminaires | Premium | TRUE | 1124 | 119.2 | 9.43 | 20.2 | 0.895 | 2756 | 83.2 | 5 | 50000 | 42671 |  |  | Yes |  | 4 | 1124 | 119 | 9 | 19.9 | 0.89 | 2700 | 82
P8VQYP86 | Independence LED | Independence LED | HF-20950K-RB | Outdoor Luminaires | Low Output | Stairwell and Passageway Luminaires | Premium | FALSE | [9 empty] | 42671 |  |  | Yes |  | 3.1 | 1225 | 129.82 | 9 | 19.9 | 0.89 | 5000 | 82
PAVZKP1F | Independence LED | Independence LED | HF-20940K-RB | Outdoor Luminaires | Low Output | Stairwell and Passageway Luminaires | Premium | FALSE | [9 empty] | 42671 |  |  | Yes |  | 3.1 | 1200 | 126.61 | 9 | 19.9 | 0.89 | 4000 | 82
PSEX2PBF | Independence LED | Independence LED | HF-20935K-RB | Outdoor Luminaires | Low Output | Stairwell and Passageway Luminaires | Premium | FALSE | [9 empty] | 42671 |  |  | Yes |  | 3.1 | 1150 | 123 | 9 | 19.9 | 0.89 | 3500 | 82
PDNTW82H | Independence LED | Independence LED | HF-20930K-RB | Outdoor Luminaires | Low Output | Stairwell and Passageway Luminaires | Premium | FALSE | [9 empty] | 42671 |  |  | Yes |  | 3.1 | 1150 | 121.2 | 9 | 19.9 | 0.89 | 3000 | 82
PGM3E7GG | RAB Lighting | RAB Lighting | TSLED2-28/D10/[E BLANK] [US BL LC BLANK] | Outdoor Luminaires | Low Output | Stairwell and Passageway Luminaires | Premium | TRUE | 3455 | 120.4 | 28.7 | 21 | 0.949 | 5042 | 83 | 5 | 50000 | 42667 |  |  | Yes | Updated 10/24/2016 | 4 | 3455 | 120.4 | 28.73 | 15.9 | 0.98 | 5042 | 83
PDPZXBNZ | RAB Lighting | RAB Lighting | TSLED2-28Y/D10/[E BLANK] [US BL LC BLANK] | Outdoor Luminaires | Low Output | Stairwell and Passageway Luminaires | Premium | TRUE | 3081 | 108.1 | 28.5 | 20.7 | 0.949 | 3085 | 81 | 5 | 50000 | 42667 |  |  | Yes | Updated 10/24/2016 | 4 | 3081 | 108.1 | 28.46 | 15.6 | 0.98 | 3085 | 81
PVTN22RF | RAB Lighting | RAB Lighting | TSLED2-28YN/D10/[E BLANK] [US BL LC BLANK] | Outdoor Luminaires | Low Output | Stairwell and Passageway Luminaires | Standard | TRUE | 2836 | 100.6 | 28.2 | 20.9 | 0.948 | 3493 | 83 | 5 | 50000 | 42667 |  |  | Yes |  | 4 | 2836 | 100.6 | 28.23 | 15.8 | 0.98 | 3493 | 83
PEWQDBRN | RAB Lighting | RAB Lighting | TSLED4-36/D10/[E BLANK] [US BL LC BLANK] | Outdoor Luminaires | Low Output | Stairwell and Passageway Luminaires | Premium | FALSE | [9 empty] | 42667 |  |  | Yes | Updated 10/24/2016 | 4 | 4650 | 133.2 | 34.91 | 21 | 0.93 | 5028 | 83
PUZZM37Q | RAB Lighting | RAB Lighting | TSLED2-28N/D10/[E BLANK] [US BL LC BLANK] | Outdoor Luminaires | Low Output | Stairwell and Passageway Luminaires | Standard | FALSE | [9 empty] | 42667 |  |  | Yes |  | 4 | 2998 | 105.6 | 28.4 | 16.2 | 0.98 | 4002 | 84
P2HEJX2W | RAB Lighting | RAB Lighting | TSLED4-36N/D10/[E BLANK] [US BL LC BLANK] | Outdoor Luminaires | Low Output | Stairwell and Passageway Luminaires | Premium | FALSE | [9 empty] | 42667 |  |  | Yes | Updated 10/24/2016 | 4 | 4004 | 114.7 | 34.88 | 20.9 | 0.93 | 3999 | 84
PDGM7361 | RAB Lighting | RAB Lighting | TSLED4-36YN/D10/[E BLANK] [US BL LC BLANK] | Outdoor Luminaires | Low Output | Stairwell and Passageway Luminaires | Premium | FALSE | [9 empty] | 42667 |  |  | Yes | Updated 10/24/2016 | 4 | 3926 | 112.5 | 34.93 | 20.9 | 0.93 | 3485 | 83
PBX5MFZD | RAB Lighting | RAB Lighting | TSLED4-36Y/D10/[E BLANK] [US BL LC BLANK] | Outdoor Luminaires | Low Output | Stairwell and Passageway Luminaires | Premium | FALSE | [9 empty] | 42667 |  |  | Yes | Updated 10/24/2016 | 4 | 4245 | 120.3 | 35.28 | 20.8 | 0.93 | 3109 | 82
PVPEDJV4 | MaxLite Inc | MaxLED | LSV4U2050[MSMSOMSC] | Outdoor Luminaires | Low Output | Stairwell and Passageway Luminaires | Premium | TRUE | 2752.7 | 130.15 | 21.24 | 21.15 | 0.9116 | 5179 | 85.5 | 5 | 50000 | 42654 |  |  | Yes |  | 4 | 2977 | 140.1 | 21.24 | 16 | 0.9 | 5179 | 86
PQJJ1BWY | MaxLite Inc | MaxLED | LSV4U5040[MSMSOMSC] | Outdoor Luminaires | Mid Output | Stairwell and Passageway Luminaires | Premium | TRUE | 6403.8 | 127.3 | 50.3 | 14.971 | 0.9094 | 4168 | 86.9 | 5 | 50000 | 42654 |  |  | Yes |  | 4 | 6404 | 127.3 | 50.3 | 5 | 0.99 | 4168 | 87
P7UWBTC7 | MaxLite Inc | MaxLED | LSV4U2040[MSMSOMSC] | Outdoor Luminaires | Low Output | Stairwell and Passageway Luminaires | Premium | TRUE | 2912.2 | 137.75 | 21.14 | 21.919 | 0.8973 | 4073 | 86.9 | 5 | 50000 | 42654 |  |  | Yes |  | 4 | 2912 | 137.8 | 21.14 | 17 | 0.96 | 4073 | 87
P3KZRC19 | MaxLite Inc | MaxLED | LSV4U5050[MSMSOMSC] | Outdoor Luminaires | Mid Output | Stairwell and Passageway Luminaires | Premium | FALSE | [9 empty] | 42654 |  |  | Yes |  | 4 | 6337 | 128.4 | 49.4 | 6 | 0.99 | 5327 | 86
PBKP9SMH | MaxLite Inc | MaxLED | LSV4U3050[MSMSOMSC] | Outdoor Luminaires | Low Output | Stairwell and Passageway Luminaires | Premium | FALSE | [9 empty] | 42654 |  |  | Yes |  | 4 | 4363 | 134.2 | 32.5 | 9 | 0.99 | 4195 | 85
PFP5AHUS | MaxLite Inc | MaxLED | LSV4U3040[MSMSOMSC] | Outdoor Luminaires | Low Output | Stairwell and Passageway Luminaires | Premium | FALSE | [9 empty] | 42654 |  |  | Yes |  | 4 | 4377 | 133.3 | 32.9 | 9 | 0.99 | 4122 | 87
PGXEB8ZH | MaxLite Inc | MaxLED | LSU4U5040MS | Outdoor Luminaires | Mid Output | Stairwell and Passageway Luminaires | Premium | TRUE | 5951.3 | 118.27 | 50.32 | 15.434 | 0.9079 | 4190 | 86.2 | 5 | 50000 | 42653 |  |  | No |  | 4 | 5951 | 118.3 | 50.32 | 6 | 0.99 | 4190 | 86
PDP4MZNF | MaxLite Inc | MaxLED | LSU4U2040MS | Outdoor Luminaires | Low Output | Stairwell and Passageway Luminaires | Premium | TRUE | 2794.2 | 130.39 | 21.43 | 24.15 | 0.8832 | 4132 | 86.2 | 5 | 50000 | 42653 |  |  | No |  | 4 | 2794 | 130.4 | 21.43 | 19 | 0.96 | 4132 | 86
PZFANH4B | MaxLite Inc | MaxLED | LSU4U3050MSO | Outdoor Luminaires | Low Output | Stairwell and Passageway Luminaires | Premium | FALSE | [9 empty] | 42653 |  |  | No |  | 4 | 4187 | 126.7 | 33.05 | 8 | 0.99 | 5301 | 85
PTK97537 | MaxLite Inc | MaxLED | LSU4U3050MSC | Outdoor Luminaires | Low Output | Stairwell and Passageway Luminaires | Premium | FALSE | [9 empty] | 42653 |  |  | No |  | 4 | 4187 | 126.7 | 33.05 | 8 | 0.99 | 5301 | 85
PNT1U8ZN | MaxLite Inc | MaxLED | LSU4U3050MS | Outdoor Luminaires | Low Output | Stairwell and Passageway Luminaires | Premium | FALSE | [9 empty] | 42653 |  |  | No |  | 4 | 4187 | 126.7 | 33.05 | 8 | 0.99 | 5301 | 85
PM2QB9G7 | MaxLite Inc | MaxLED | LSU4U2050MS | Outdoor Luminaires | Low Output | Stairwell and Passageway Luminaires | Premium | FALSE | [9 empty] | 42653 |  |  | No |  | 4 | 2843 | 135.3 | 21.02 | 15 | 0.98 | 5260 | 85
PAC65TUS | MaxLite Inc | MaxLED | LSU4U2050MSO | Outdoor Luminaires | Low Output | Stairwell and Passageway Luminaires | Premium | FALSE | [9 empty] | 42653 |  |  | No |  | 4 | 2843 | 135.3 | 21.02 | 15 | 0.98 | 5260 | 85
P44P3T83 | MaxLite Inc | MaxLED | LSU4U2050MSC | Outdoor Luminaires | Low Output | Stairwell and Passageway Luminaires | Premium | FALSE | [9 empty] | 42653 |  |  | No |  | 4 | 2843 | 135.3 | 21.02 | 15 | 0.98 | 5260 | 85
PZHNH21D | MaxLite Inc | MaxLED | LSU4U5050MS | Outdoor Luminaires | Mid Output | Stairwell and Passageway Luminaires | Premium | FALSE | [9 empty] | 42653 |  |  | No |  | 4 | 6132 | 123.1 | 49.8 | 8 | 0.99 | 5260 | 85
PDK3KSKE | MaxLite Inc | MaxLED | LSU4U5050MSO | Outdoor Luminaires | Mid Output | Stairwell and Passageway Luminaires | Premium | FALSE | [9 empty] | 42653 |  |  | No |  | 4 | 6132 | 123.1 | 49.8 | 8 | 0.99 | 5260 | 85
P6VSAAEJ | MaxLite Inc | MaxLED | LSU4U5050MSC | Outdoor Luminaires | Mid Output | Stairwell and Passageway Luminaires | Premium | FALSE | [9 empty] | 42653 |  |  | No |  | 4 | 6132 | 123.1 | 49.8 | 8 | 0.99 | 5260 | 85
PRDDNZV7 | MaxLite Inc | MaxLED | LSU4U5040MSO | Outdoor Luminaires | Mid Output | Stairwell and Passageway Luminaires | Premium | FALSE | [9 empty] | 42653 |  |  | No |  | 4 | 5951 | 118.3 | 50.32 | 6 | 0.99 | 4190 | 86
P1QUDW3P | MaxLite Inc | MaxLED | LSU4U5040MSC | Outdoor Luminaires | Mid Output | Stairwell and Passageway Luminaires | Premium | FALSE | [9 empty] | 42653 |  |  | No |  | 4 | 5951 | 118.3 | 50.32 | 6 | 0.99 | 4190 | 86
PWPJZFJH | MaxLite Inc | MaxLED | LSU4U3040MSC | Outdoor Luminaires | Low Output | Stairwell and Passageway Luminaires | Premium | FALSE | [9 empty] | 42653 |  |  | No |  | 4 | 4059 | 125.4 | 32.38 | 8 | 0.99 | 4149 | 86
PJHECCME | MaxLite Inc | MaxLED | LSU4U3040MS | Outdoor Luminaires | Low Output | Stairwell and Passageway Luminaires | Premium | FALSE | [9 empty] | 42653 |  |  | No |  | 4 | 4059 | 125.4 | 32.38 | 8 | 0.99 | 4149 | 86
PD6JZRV3 | MaxLite Inc | MaxLED | LSU4U3040MSO | Outdoor Luminaires | Low Output | Stairwell and Passageway Luminaires | Premium | FALSE | [9 empty] | 42653 |  |  | No |  | 4 | 4059 | 125.4 | 32.38 | 8 | 0.99 | 4149 | 86
PJQPVBTG | MaxLite Inc | MaxLED | LSU4U2040MSO | Outdoor Luminaires | Low Output | Stairwell and Passageway Luminaires | Premium | FALSE | [9 empty] | 42653 |  |  | No |  | 4 | 2794 | 130.4 | 21.43 | 19 | 0.96 | 4132 | 86
PGUV45GX | MaxLite Inc | MaxLED | LSU4U2040MSC | Outdoor Luminaires | Low Output | Stairwell and Passageway Luminaires | Premium | FALSE | [9 empty] | 42653 |  |  | No |  | 4 | 2794 | 130.4 | 21.43 | 19 | 0.96 | 4132 | 86
PZB1E6TS | Nexus Electrical (Jiaxing) LTD | Luceco | LVPTXSSXX22MG140D-XX | Outdoor Luminaires | Low Output | Stairwell and Passageway Luminaires | Standard | TRUE | 2299.5 | 99.42 | 23.13 | 14.38 | 0.9538 | 3988 | 85 | 5 | 50000 | 42642 |  |  | No |  | 4 | 2300 | 100 | 23 | 14.38 | 0.95 | 4000 | 80
P9U7YZ4E | Nexus Electrical (Jiaxing) LTD | Luceco | LVPTSSXX44MG140N-XX | Outdoor Luminaires | Low Output | Stairwell and Passageway Luminaires | Standard | FALSE | [9 empty] | 42642 | Not Dimmable | Not Dimmable | No |  | 4 | 4600 | 103 | 45 | 19.89 | 0.93 | 4000 | 80
PU9PFA55 | Nexus Electrical (Jiaxing) LTD | Luceco | LVPTSSXX22MG140N-XX | Outdoor Luminaires | Low Output | Stairwell and Passageway Luminaires | Standard | FALSE | [9 empty] | 42642 | Not Dimmable | Not Dimmable | No |  | 4 | 2300 | 105 | 22 | 14.38 | 0.95 | 4000 | 80
PAC7VS7U | Nexus Electrical (Jiaxing) LTD | Luceco | LVPTXSSXX44MG140DMS-XX | Outdoor Luminaires | Low Output | Stairwell and Passageway Luminaires | Standard | FALSE | [9 empty] | 42642 | Dimmable | Continuous Below 10 | Yes |  | 4 | 4600 | 99 | 46 | 19.89 | 0.93 | 4000 | 80
PW7JU878 | Nexus Electrical (Jiaxing) LTD | Luceco | LVPTXSSXX44MG140DE-XX | Outdoor Luminaires | Low Output | Stairwell and Passageway Luminaires | Standard | FALSE | [9 empty] | 42642 | Dimmable | Continuous Below 10 | No |  | 4 | 4600 | 99 | 46 | 19.89 | 0.93 | 4000 | 80
P2HZE146 | Nexus Electrical (Jiaxing) LTD | Luceco | LVPTXSSXX44MG140D-XX | Outdoor Luminaires | Low Output | Stairwell and Passageway Luminaires | Standard | FALSE | [9 empty] | 42642 | Dimmable | Continuous Below 10 | No |  | 4 | 4600 | 99 | 46 | 19.89 | 0.93 | 4000 | 80
PA3X41B7 | Nexus Electrical (Jiaxing) LTD | Luceco | LVPTXSSXX22MG140DMS-XX | Outdoor Luminaires | Low Output | Stairwell and Passageway Luminaires | Standard | FALSE | [9 empty] | 42642 | Dimmable | Continuous Below 10 | Yes |  | 4 | 2300 | 100 | 23 | 14.38 | 0.95 | 4000 | 80
PKY1YTKC | Nexus Electrical (Jiaxing) LTD | Luceco | LVPTXSSXX22MG140DE-XX | Outdoor Luminaires | Low Output | Stairwell and Passageway Luminaires | Standard | FALSE | [9 empty] | 42642 | Dimmable | Continuous Below 10 | No |  | 4 | 2300 | 100 | 23 | 14.38 | 0.95 | 4000 | 80
PBK8Y4FU | Litecorr | litecorr | LCG-CL-35W-50K-U | Outdoor Luminaires | Low Output | Stairwell and Passageway Luminaires | Standard | TRUE | 3521.892 | 102.146 | 34.479 | 22.05 | 0.897 | 4973 | 85.6 | 5 | 50000 | 42636 |  |  | NotYetVerified | 9/19/16: updated rated data | 3 | 3000 | 85.7143 | 34.479 | 25 | 0.95 | 5000 | 80
PSAY2A45 | Litecorr | litecorr | LCG-CL-90W-50K-U | Outdoor Luminaires | Mid Output | Stairwell and Passageway Luminaires | Standard | TRUE | 8770.914 | 96.82 | 90.59 | 18.95 | 0.8839 | 5028 | 85.4 | 5 | 50000 | 42636 |  |  | NotYetVerified | 9/19/16: updated rated data | 3 | 8700 | 96.6667 | 90.59 | 25 | 0.95 | 5000 | 75
P3GCNKQ3 | Litecorr | litecorr | LCG-CL-60W-50K-U | Outdoor Luminaires | Mid Output | Stairwell and Passageway Luminaires | Standard | TRUE | 6129.923 | 100.573 | 60.95 | 15.63 | 0.871 | 4997 | 85.4 | 5 | 50000 | 42636 |  |  | NotYetVerified | 9/19/16: updated rated data | 3 | 6100 | 101.6667 | 60.95 | 25 | 0.95 | 5000 | 75
P65V7X8B | Digital Lumens | Digital Lumens | LLE-B1-ST-D-850-[00 to 12] | Outdoor Luminaires | Low Output | Stairwell and Passageway Luminaires | Premium | FALSE | [9 empty] | 42635 | Dimmable | Continuous Below 10 | Yes |  | 3 | 4164 | 124.18 | 32.53 | 10.03 | 0.93 | 5117 | 82.52
PNDE4QAQ | Digital Lumens | Digital Lumens | LLE-D1-ST-D-850-[00 to 12] | Outdoor Luminaires | Mid Output | Stairwell and Passageway Luminaires | Premium | FALSE | [9 empty] | 42635 |  |  | Yes |  | 3 | 6519 | 125.34 | 52.01 | 13.74 | 0.88 | 5018 | 82.07
P8PYEWPZ | Digital Lumens | Digital Lumens | LLE-B1-ST-D-840-[00 to 12] | Outdoor Luminaires | Low Output | Stairwell and Passageway Luminaires | Premium | FALSE | [9 empty] | 42635 | Dimmable | Continuous Below 10 | Yes |  | 3 | 3983 | 116.97 | 34.05 | 9.01 | 0.93 | 4002 | 83.65
PG93H7R9 | Digital Lumens | Digital Lumens | LLE-D1-ST-D-840-[00 to 12] | Outdoor Luminaires | Mid Output | Stairwell and Passageway Luminaires | Premium | FALSE | [9 empty] | 42635 |  |  | Yes |  | 3 | 6266 | 123.1 | 50.9 | 14.07 | 0.88 | 3900 | 83.37
P7R9KEWA | Luminaire LED Inc. | Anyx 13 | ARV13-25W-4000K-120-277-CP-XXX-OCC-TX/SD | Outdoor Luminaires | Low Output | Stairwell and Passageway Luminaires | Standard | FALSE | [9 empty] | 42632 |  |  | Yes |  | 4 | 3422 | 121.1 | 28.26 | 6.2 | 0.93 | 4160 | 86
PAAST5F6 | Cree Inc. | Essentia by Cree S-WR Series | S-WR2-20L-30K-10V-xxxx | Outdoor Luminaires | Low Output | Stairwell and Passageway Luminaires | Premium | TRUE | 1952.2 | 107.2 | 18.21 | 15.19 | 0.933 | 3051 | 83 | 5 | 50000 | 42619 |  |  | Yes | w/S-WRAC-OC-1 (sensor) | 3.1 | 2000 | 111.1 | 18 | 20 | 0.9 | 3000 | 80
P6SXE5W8 | Cree Inc. | Essentia by Cree S-WR Series | S-WR4-40L-40K-10V-xxxx | Outdoor Luminaires | Low Output | Stairwell and Passageway Luminaires | Premium | FALSE | [9 empty] | 42619 |  |  | Yes | w/S-WRAC-OC-1 (sensor) | 3.1 | 4000 | 114.3 | 35 | 20 | 0.9 | 4000 | 80
PQN2EU2K | Cree Inc. | Essentia by Cree S-WR Series | S-WR2-20L-40K-10V-xxxx | Outdoor Luminaires | Low Output | Stairwell and Passageway Luminaires | Premium | FALSE | [9 empty] | 42619 |  |  | Yes | w/S-WRAC-OC-1 (sensor) | 3.1 | 2000 | 111.1 | 18 | 20 | 0.9 | 4000 | 80
PSMDBCGN | Cree Inc. | Essentia by Cree S-WR Series | S-WR4-40L-35K-10V-xxxx | Outdoor Luminaires | Low Output | Stairwell and Passageway Luminaires | Premium | FALSE | [9 empty] | 42619 |  |  | Yes | w/S-WRAC-OC-1 (sensor) | 3.1 | 4000 | 114.3 | 35 | 20 | 0.9 | 3500 | 80
PTZ5D6CP | Cree Inc. | Essentia by Cree S-WR Series | S-WR2-20L-35K-10V-xxxx | Outdoor Luminaires | Low Output | Stairwell and Passageway Luminaires | Premium | FALSE | [9 empty] | 42619 |  |  | Yes | w/S-WRAC-OC-1 (sensor) | 3.1 | 2000 | 111.1 | 18 | 20 | 0.9 | 3500 | 80
P6RY8632 | Cree Inc. | Essentia by Cree S-WR Series | S-WR4-40L-30K-10V-xxxx | Outdoor Luminaires | Low Output | Stairwell and Passageway Luminaires | Premium | FALSE | [9 empty] | 42619 |  |  | Yes | w/S-WRAC-OC-1 (sensor) | 3.1 | 4000 | 114.3 | 35 | 20 | 0.9 | 3000 | 80
PTZKFHNE | Verbatim Americas LLC | Verbatim | BAT-4FT-W26-C40-MS-NON-EM | Outdoor Luminaires | Low Output | Stairwell and Passageway Luminaires | Standard | TRUE | 3157.878 | 116.699 | 27.06 | 8.05 | 0.917 | 4016 | 84.7 | 5 | 50000 | 42597 |  |  | Yes |  | 3 | 3000 | 115 | 26 | 8 | 0.9 | 4000 | 80
PA5HK9AA | Verbatim Americas LLC | Verbatim | BAT-4FT-W26-C50-MS-NON-EM | Outdoor Luminaires | Low Output | Stairwell and Passageway Luminaires | Standard | FALSE | [9 empty] | 42597 |  |  | Yes |  | 3 | 3000 | 115 | 26 | 8 | 0.9 | 5000 | 80
PD52Z56T | GE Lighting Solutions | Lumination | ALM20A2SW4DVBSTNW | Outdoor Luminaires | Low Output | Stairwell and Passageway Luminaires | Standard | TRUE | 4206.6 | 99.6 | 42.2 | 19.5 | 0.94 | 3448 | 82.3 | 5 | 60000 | 42591 |  |  | Yes |  | 3.1 | 4206.9 | 100.1 | 42 | 20 | 0.9 | 3500 | 80
PMMTU6MR | GE Lighting Solutions | Lumination | ALM20A2LW4DVBSTNW | Outdoor Luminaires | Low Output | Stairwell and Passageway Luminaires | Standard | TRUE | 3840.1 | 99.7 | 38.5 | 20.5 | 0.93 | 3444 | 82.4 | 5 | 60000 | 42591 |  |  | Yes |  | 3.1 | 3875.7 | 100.7 | 38.5 | 20 | 0.9 | 3500 | 80
P9ER9J47 | GE Lighting Solutions | Lumination | ALM20A2HW4DVBSTNW | Outdoor Luminaires | Mid Output | Stairwell and Passageway Luminaires | Standard | FALSE | [9 empty] | 42591 |  |  | Yes |  | 3.1 | 7447 | 104.2 | 71.5 | 20 | 0.9 | 3500 | 80
PZGHMG8Q | GE Lighting Solutions | Lumination | ALM20A2TW4DVBSTNW | Outdoor Luminaires | Mid Output | Stairwell and Passageway Luminaires | Standard | FALSE | [9 empty] | 42591 |  |  | Yes |  | 3.1 | 5716.2 | 107.5 | 53.2 | 20 | 0.9 | 3500 | 80
PKCTQBET | Luminaire LED Inc. | Anyx 13 | ARV13-25W-3500K-120-277-CP-XXX-OCC-TX/SD | Outdoor Luminaires | Low Output | Stairwell and Passageway Luminaires | Standard | TRUE | 3009 | 113.5 | 26.5 | 6.2 | 0.934 | 3260 | 85 | 5 | 50000 | 42587 |  |  | Yes |  | 4 | 3009 | 106.5 | 28.26 | 6.2 | 0.93 | 3260 | 85
PFZXP123 | Independence LED | IndependenceLED | HF-41350K-RB | Outdoor Luminaires | Low Output | Stairwell and Passageway Luminaires | Premium | TRUE | 1784 | 132 | 13.47 | 6.7 | 0.997 | 4994 | 82 | 5 | 50000 | 42563 |  |  | Yes |  | 3.1 | 1784 | 132 | 13 | 19.9 | 0.89 | 5000 | 82
P89TZVVF | Independence LED | IndependenceLED | HF-41327K-RB | Outdoor Luminaires | Low Output | Stairwell and Passageway Luminaires | Premium | TRUE | 1635 | 121 | 13.52 | 19.9 | 0.891 | 2756 | 82.4 | 5 | 50000 | 42563 |  |  | Yes |  | 3.1 | 1635 | 121 | 13 | 19.9 | 0.89 | 2700 | 82
PZJEA156 | Independence LED | IndependenceLED | HF-40927K-RB | Outdoor Luminaires | Low Output | Stairwell and Passageway Luminaires | Premium | TRUE | 1165 | 127 | 9.166 | 19.9 | 0.891 | 2750 | 82.5 | 5 | 50000 | 42563 |  |  | Yes |  | 3.1 | 1165 | 127 | 9 | 19.9 | 0.89 | 2700 | 82
PTXHQ9NS | Independence LED | IndependenceLED | HF-40950K-RB | Outdoor Luminaires | Low Output | Stairwell and Passageway Luminaires | Premium | FALSE | [9 empty] | 42563 |  |  | Yes |  | 3.1 | 1250 | 138.55 | 9 | 19.9 | 0.89 | 5000 | 82
PV951256 | Independence LED | IndependenceLED | HF-41340K-RB | Outdoor Luminaires | Low Output | Stairwell and Passageway Luminaires | Premium | FALSE | [9 empty] | 42563 |  |  | Yes |  | 3.1 | 1725 | 128.61 | 13 | 19.9 | 0.89 | 4000 | 82
PVM9MJHT | Independence LED | IndependenceLED | HF-40940K-RB | Outdoor Luminaires | Low Output | Stairwell and Passageway Luminaires | Premium | FALSE | [9 empty] | 42563 |  |  | Yes |  | 3.1 | 1225 | 135.3 | 9 | 19.9 | 0.89 | 4000 | 82
PQNTC5QN | Independence LED | IndependenceLED | HF-41335K-RB | Outdoor Luminaires | Low Output | Stairwell and Passageway Luminaires | Premium | FALSE | [9 empty] | 42563 |  |  | Yes |  | 3.1 | 1700 | 125 | 13 | 19.9 | 0.89 | 3500 | 82
PYWNZPY5 | Independence LED | IndependenceLED | HF-40935K-RB | Outdoor Luminaires | Low Output | Stairwell and Passageway Luminaires | Premium | FALSE | [9 empty] | 42563 |  |  | Yes |  | 3.1 | 1175 | 131.37 | 9 | 19.9 | 0.89 | 3500 | 82
PFT6R8QA | Independence LED | IndependenceLED | HF-41330K-RB | Outdoor Luminaires | Low Output | Stairwell and Passageway Luminaires | Premium | FALSE | [9 empty] | 42563 |  |  | Yes |  | 3.1 | 1675 | 123.2 | 13 | 19.9 | 0.89 | 3000 | 82
PNAPWNBD | Independence LED | IndependenceLED | HF-40930K-RB | Outdoor Luminaires | Low Output | Stairwell and Passageway Luminaires | Premium | FALSE | [9 empty] | 42563 |  |  | Yes |  | 3.1 | 1175 | 129.4 | 9 | 19.9 | 0.89 | 3000 | 82
PHC17N1K | Mirus Lighting | Mirus lighting | MOTUS-2-13WT-8-40K-D-OS-EMR | Outdoor Luminaires | Low Output | Stairwell and Passageway Luminaires | Standard | TRUE | 1586.484 | 119.644 | 13.26 | 11.48 | 0.908 | 4036 | 83.7 | 5 | 50000 | 42549 |  |  | Yes |  | 3 | 1500 | 115 | 13 | 11.5 | 0.9 | 4000 | 80
P8AGHFW7 | Mirus Lighting | Mirus lighting | MOTUS-2-13WT-8-40K-D-OS | Outdoor Luminaires | Low Output | Stairwell and Passageway Luminaires | Standard | TRUE | 1597.221 | 123.271 | 12.957 | 9.39 | 0.9035 | 4011 | 83.8 | 5 | 50000 | 42549 |  |  | NotYetVerified |  | 3 | 1500 | 115 | 13 | 9.4 | 0.9 | 4000 | 80
PVC9W1MX | Mirus Lighting | Mirus lighting | MOTUS-2-13WT-8-50K-D-OS-EMR | Outdoor Luminaires | Low Output | Stairwell and Passageway Luminaires | Standard | FALSE | [9 empty] | 42549 | Dimmable | Stepped | Yes |  | 3 | 1500 | 115 | 13 | 11.5 | 0.9 | 5000 | 80
PJ34SRPN | Mirus Lighting | Mirus lighting | MOTUS-2-13WT-8-50K-D-OS | Outdoor Luminaires | Low Output | Stairwell and Passageway Luminaires | Standard | FALSE | [9 empty] | 42549 | Dimmable | Stepped | NotYetVerified |  | 3 | 1500 | 115 | 13 | 9.4 | 0.9 | 5000 | 80
PESMHDQ6 | Hubbell Lighting | Columbia Lighting | LBIL4-35LW-EU | Outdoor Luminaires | Mid Output | Stairwell and Passageway Luminaires | Standard | TRUE | 5062.34 | 98 | 51.91 | 18 | 0.94 | 3492 | 85 | 5 | 60000 | 42548 |  |  | Yes | XX can be SH/SL/US representing occupancy sensor options | 3 | 5290.1 | 103 | 51.32 | 19 | 0.93 | 3502 | 84
PUZ483A5 | ECO Lighting Solutions | ECO Parking Lights | FT-GL-100M-U-50-24L-W | Outdoor Luminaires | Mid Output | Stairwell and Passageway Luminaires | Standard | TRUE | 9904 | 114.5 | 86.48 | 15.76 | 0.924 | 5196 | 72.6 | 5 | 50000 | 42548 |  |  | Yes |  | 4 | 9904 | 114.5 | 86.48 | 15.76 | 0.92 | 5196 | 72.6
P5GDM614 | Hubbell Lighting | Columbia Lighting | LBIL4-50LW-EU | Outdoor Luminaires | Mid Output | Stairwell and Passageway Luminaires | Standard | FALSE | [9 empty] | 42548 |  |  | Yes | XX can be SH/SL/US representing occupancy sensor options | 3 | 5377 | 104 | 52.62 | 19 | 0.99 | 5208 | 86
PFYRRQ9N | Hubbell Lighting | Columbia Lighting | LBIL8-40LW-EU | Outdoor Luminaires | High Output | Stairwell and Passageway Luminaires | Standard | FALSE | [9 empty] | 42548 |  |  | Yes | XX can be SH/SL/US representing occupancy sensor options | 3 | 10544 | 101.5604 | 103.82 | 8.1 | 0.98 | 4000 | 84
P4DG6HB3 | Hubbell Lighting | Columbia Lighting | LBIL4-40LW-EU | Outdoor Luminaires | Mid Output | Stairwell and Passageway Luminaires | Standard | FALSE | [9 empty] | 42548 |  |  | Yes | XX can be SH/SL/US representing occupancy sensor options | 3 | 5272 | 104 | 50.41 | 19 | 0.933 | 3790 | 84
PBVBM42S | Hubbell Lighting | Columbia Lighting | LBIL8-35LW-EU | Outdoor Luminaires | High Output | Stairwell and Passageway Luminaires | Standard | FALSE | [9 empty] | 42548 |  |  | Yes | XX can be SH/SL/US representing occupancy sensor options | 3 | 10124.68 | 97.5215 | 103.82 | 8.1 | 0.98 | 3500 | 84
PEFZGJ95 | MHT Lighting | MHT Lighting | MHTL-VT-4FT-40E-5K-U-OS-Dim | Outdoor Luminaires | Low Output | Stairwell and Passageway Luminaires | Standard | TRUE | 4586.77 | 122.25 | 37.52 | 13.55 | 0.979 | 4976 | 83.1 | 5 | 78000 | 42544 |  |  | Yes |  | 3.1 | 4586.77 | 122.25 | 37.52 | 13.55 | 0.979 | 4976 | 83.1
PCK3S3E9 | ECO Lighting Solutions | ECO Parking Lights | FT-GL-45M-U-50-24G-W | Outdoor Luminaires | Low Output | Stairwell and Passageway Luminaires | Standard | TRUE | 4912 | 109.8 | 44.69 | 19.12 | 0.87 | 4912 | 70.5 | 5 | 50000 | 42543 |  |  | Yes |  | 4 | 4912 | 109.8 | 44.75 | 19.12 | 0.87 | 4912 | 70.5
P71MJKCV | GE Lighting Solutions | Lumination | ALM20A3LW4DVBaabc | Outdoor Luminaires | Low Output | Stairwell and Passageway Luminaires | Standard | TRUE | 4285.5 | 100.7 | 42.5 | 19.2 | 0.93 | 3943 | 82.9 | 5 | 60000 | 42503 |  |  | Yes |  | 3.1 | 4000 | 91 | 44 | 20 | 0.9 | 4000 | 80
P9XXJNHH | GE Lighting Solutions | Lumination | ALM20A3HW4DVBaabc | Outdoor Luminaires | Low Output | Stairwell and Passageway Luminaires | Standard | FALSE | [9 empty] | 42503 |  |  | Yes |  | 3.1 | 7600 | 103 | 74 | 20 | 0.9 | 4000 | 80
P1PTS3FF | GE Lighting Solutions | Lumination | ALM20A3HW4DVNaabc | Outdoor Luminaires | Low Output | Stairwell and Passageway Luminaires | Standard | FALSE | [9 empty] | 42503 |  |  | Yes |  | 3.1 | 7600 | 119 | 64 | 20 | 0.9 | 4000 | 80
PUVFPC7P | GE Lighting Solutions | Lumination | ALM20A3TW4DVNaabc | Outdoor Luminaires | Low Output | Stairwell and Passageway Luminaires | Premium | FALSE | [9 empty] | 42503 |  |  | Yes |  | 3.1 | 5900 | 126 | 47 | 20 | 0.9 | 4000 | 80
PPV62UMD | GE Lighting Solutions | Lumination | ALM20A3TW4DVBaabc | Outdoor Luminaires | Low Output | Stairwell and Passageway Luminaires | Premium | FALSE | [9 empty] | 42503 |  |  | Yes |  | 3.1 | 5900 | 104 | 57 | 20 | 0.9 | 4000 | 80
PN9VAJNH | GE Lighting Solutions | Lumination | ALM20A3SW4DVBaabc | Outdoor Luminaires | Low Output | Stairwell and Passageway Luminaires | Standard | FALSE | [9 empty] | 42503 |  |  | Yes |  | 3.1 | 4400 | 92 | 48 | 20 | 0.9 | 4000 | 80
PG6K864M | GE Lighting Solutions | Lumination | ALM20A3SW4DVNaabc | Outdoor Luminaires | Low Output | Stairwell and Passageway Luminaires | Standard | FALSE | [9 empty] | 42503 |  |  | Yes |  | 3.1 | 4400 | 116 | 38 | 20 | 0.9 | 4000 | 80
PW6FXBHS | GE Lighting Solutions | Lumination | ALM20A3LW4DVNaabc | Outdoor Luminaires | Low Output | Stairwell and Passageway Luminaires | Standard | FALSE | [9 empty] | 42503 |  |  | Yes |  | 3.1 | 4000 | 118 | 34 | 20 | 0.9 | 4000 | 80
PDYKTXXZ | Mirus Lighting | Mirus lighting | MOTUS-4-26WT-8-40K-D-OS-EMR | Outdoor Luminaires | Low Output | Stairwell and Passageway Luminaires | Standard | TRUE | 3157.878 | 116.699 | 27.06 | 8.05 | 0.917 | 4016 | 84.7 | 5 | 50000 | 42489 |  |  | Yes |  | 3 | 3000 | 115 | 26 | 8 | 0.9 | 4000 | 80
PZKEGVM8 | Mirus Lighting | Mirus lighting | MOTUS-4-26WT-8-50K-D-OS-EMR | Outdoor Luminaires | Low Output | Stairwell and Passageway Luminaires | Standard | FALSE | [9 empty] | 42489 | Dimmable | Stepped | Yes |  | 3 | 3000 | 115 | 26 | 8 | 0.9 | 5000 | 80
PUG4TSEJ | Mirus Lighting | Mirus lighting | MOTUS-4-26WT-8-40K-D-OS | Outdoor Luminaires | Low Output | Stairwell and Passageway Luminaires | Standard | TRUE | 3255.471 | 118.136 | 27.557 | 8.07 | 0.9218 | 3993 | 84.9 | 5 | 50000 | 42487 |  |  | NotYetVerified |  | 3 | 3000 | 115 | 26 | 8.07 | 0.9 | 4000 | 80
PY38CM89 | Mirus Lighting | Mirus lighting | MOTUS-4-26WT-8-50K-D-OS | Outdoor Luminaires | Low Output | Stairwell and Passageway Luminaires | Standard | FALSE | [9 empty] | 42487 | Dimmable | Stepped | NotYetVerified |  | 3 | 3000 | 115 | 26 | 8.07 | 0.9 | 5000 | 80
PY1XXAD5 | SKYLER LED Lighting | SKYLER | SKT-OJ-LL-40-SP-DS-4K | Outdoor Luminaires | Low Output | Stairwell and Passageway Luminaires | Standard | TRUE | 4016.279 | 95.26 | 42.16 | 17.68 | 0.9176 | 3924 | 82.6 | 5 | 50000 | 42474 |  |  | Yes |  | 3.1 | 4000 | 100 | 40 | 17.68 | 0.991 | 4000 | 80
PZMQHD2N | SKYLER LED Lighting | SKYLER | SKT-OJ-LL-40-SP-DS-5K | Outdoor Luminaires | Low Output | Stairwell and Passageway Luminaires | Standard | FALSE | [9 empty] | 42474 | Dimmable | Continuous Below 10 | Yes |  | 3.1 | 4000 | 100 | 40 | 17.68 | 0.994 | 5000 | 80
P91U8SAG | Aura Light US Inc. | Aura Alpinia | IQ-4455MB 465216 (3K) | Outdoor Luminaires | Low Output | Stairwell and Passageway Luminaires | Standard | TRUE | 1731 | 81.4 | 21.28 | 14.8 | 0.879 | 3043 | 84.6 | 5 | 50000 | 42451 |  |  | Yes |  | 3.1 | 1731 | 81.344 | 21.28 | 14.8 | 0.879 | 3043 | 84.6
PY4VQXQJ | Aura Light US Inc. | Aura Alpinia | IQ-4455MB 465219 (4K) | Outdoor Luminaires | Low Output | Stairwell and Passageway Luminaires | Standard | FALSE | [9 empty] | 42451 |  |  | Yes |  | 3.1 | 2286 | 105.7354 | 21.62 | 14.8 | 0.879 | 4118 | 83.4
PZTDYTE9 | #1 Advance LEDs | Advance | USA-PG-20W | Outdoor Luminaires | Low Output | Stairwell and Passageway Luminaires | Standard | TRUE | 1804.085 | 89.09 | 20.25 | 13.41 | 0.906 | 5150 | 74.3 | 5 | 50000 | 42437 |  |  | NotYetVerified |  | 3 | 1400 |  |  | 5 | 0.9 |  | 75
P9SZHXW2 | Lamar Lighting | Lamar Lighting | DSLED48H-40 | Outdoor Luminaires | Low Output | Stairwell and Passageway Luminaires | Standard | TRUE | 3255.471 | 118.136 | 27.557 | 8.07 | 0.9218 | 3993 | 84.9 | 5 | 50000 | 42430 |  |  | NotYetVerified |  | 3 | 3000 | 115 | 26 | 8.07 | 0.9 | 4000 | 80
PHFB9SXJ | MLEDTECH LLC | MLED | MOG-ST-40W(4000K) | Outdoor Luminaires | Low Output | Stairwell and Passageway Luminaires | Standard | TRUE | 4016.279 | 95.26 | 42.16 | 17.68 | 0.9176 | 3924 | 82.6 | 5 | 50000 | 42430 |  |  | Yes |  | 3.1 | 4000 | 100 | 40 | 17.68 | 0.991 | 4000 | 80
PTMCT7RE | MLEDTECH LLC | MLED | MOG-DLST-40W(4000K) | Outdoor Luminaires | Low Output | Stairwell and Passageway Luminaires | Standard | TRUE | 4251.565 | 99.92 | 42.55 | 20.98 | 0.8992 | 4002 | 82.5 | 5 | 50000 | 42430 |  |  | Yes |  | 3.1 | 4000 | 100 | 40 | 20.98 | 0.991 | 4000 | 80
PE26Y32W | Lamar Lighting | Lamar Lighting | DSLED48H-50 | Outdoor Luminaires | Low Output | Stairwell and Passageway Luminaires | Standard | FALSE | [9 empty] | 42430 |  |  | NotYetVerified |  | 3 | 3000 | 115 | 26 | 8.07 | 0.9 | 5000 | 80
PE36VUD6 | MLEDTECH LLC | MLED | MOG-DLST-40W(5000K) | Outdoor Luminaires | Low Output | Stairwell and Passageway Luminaires | Standard | FALSE | [9 empty] | 42430 | Dimmable | Continuous Below 10 | Yes |  | 3.1 | 4000 | 100 | 40 | 20.98 | 0.992 | 5000 | 80
PPRZXXMU | MLEDTECH LLC | MLED | MOG-ST-40W(5000K) | Outdoor Luminaires | Low Output | Stairwell and Passageway Luminaires | Standard | FALSE | [9 empty] | 42430 | Dimmable | Continuous Below 10 | Yes |  | 3.1 | 4000 | 100 | 40 | 17.68 | 0.994 | 5000 | 80
P2JSJ77K | Jiangmen OGJG Lighting and Electronic Co. Ltd. | OGJG Lighting | OG-LED220-SPC-DS(4000K) | Outdoor Luminaires | Low Output | Stairwell and Passageway Luminaires | Standard | TRUE | 4016.279 | 95.26 | 42.16 | 17.68 | 0.9176 | 3924 | 82.6 | 5 | 50000 | 42411 |  |  | Yes |  | 3.1 | 4000 | 100 | 40 | 17.68 | 0.991 | 4000 | 80
PHT8HYKM | Jiangmen OGJG Lighting and Electronic Co. Ltd. | OGJG Lighting | OG-LED220-WPC-DS(4000K) | Outdoor Luminaires | Low Output | Stairwell and Passageway Luminaires | Standard | TRUE | 4251.565 | 99.92 | 42.55 | 20.98 | 0.8992 | 4002 | 82.5 | 5 | 50000 | 42411 |  |  | Yes |  | 3.1 | 4000 | 100 | 40 | 20.98 | 0.991 | 4000 | 80
P3FSWJW1 | Lumax Lighting | Lumax Lighting | VTMXLED45L5K50-9FP | Outdoor Luminaires | Low Output | Stairwell and Passageway Luminaires | Standard | TRUE | 4545 | 97.93 | 46.6 | 17.43 | 0.892 | 5223 | 74 | 5 |  | 42411 |  |  | NotYetVerified |  | 3 | 4672 | 100 | 46
PHUET77F | Jiangmen OGJG Lighting and Electronic Co. Ltd. | OGJG Lighting | OG-LED220-WPC-DS(5000K) | Outdoor Luminaires | Low Output | Stairwell and Passageway Luminaires | Standard | FALSE | [9 empty] | 42411 | Dimmable | Continuous Below 10 | Yes |  | 3.1 | 4000 | 100 | 40 | 20.98 | 0.992 | 5000 | 80
P926UMXP | Jiangmen OGJG Lighting and Electronic Co. Ltd. | OGJG Lighting | OG-LED220-SPC-DS(5000K) | Outdoor Luminaires | Low Output | Stairwell and Passageway Luminaires | Standard | FALSE | [9 empty] | 42411 | Dimmable | Continuous Below 10 | Yes |  | 3.1 | 4000 | 100 | 40 | 17.68 | 0.994 | 5000 | 80
PX9DYVX4 | Louvers International Inc | LouversLEd | ADV4-2-LED-48W-5K-[U EM]-FR-XX-XX-[OS OA] Revision1 | Outdoor Luminaires | Low Output | Stairwell and Passageway Luminaires | Standard | TRUE | 4635 | 95.96 | 48.3 | 8.28 | 0.972 | 5115 | 83.6 | 5 | 50000 | 42410 |  |  | Yes |  | 3.1 | 4635 | 95.96 | 48.3 | 8.32 | 0.971 | 5022 | 83.2
PU5DC46W | Louvers International Inc | LouversLEd | ADV8-2-LED-96W-5K-[U EM]-FR-XX-XX-[DS DA] Revision1 | Outdoor Luminaires | Low Output | Stairwell and Passageway Luminaires | Standard | FALSE | [9 empty] | 42410 |  |  | Yes |  | 3.1 | 9332 | 96.8 | 96.4 | 8.28 | 0.972 | 5115 | 83.6
PUTWB7XV | Louvers International Inc | LouversLEd | ADV8-2-LED-96W-5K-[U EM]-FR-XX-XX-[OS OA] Revision1 | Outdoor Luminaires | Low Output | Stairwell and Passageway Luminaires | Standard | FALSE | [9 empty] | 42410 |  |  | Yes |  | 3.1 | 9332 | 96.8 | 96.4 | 8.28 | 0.972 | 5115 | 83.6
PNTBP191 | Louvers International Inc | LouversLEd | ADV4-2-LED-48W-5K-[U EM]-FR-XX-XX-[DS DA] Revision1 | Outdoor Luminaires | Low Output | Stairwell and Passageway Luminaires | Standard | FALSE | [9 empty] | 42410 |  |  | Yes |  | 3.1 | 4635 | 95.96 | 48.3 | 8.32 | 0.971 | 5022 | 83.2
PDF6W35U | Philips Day-Brite | Philips Day-Brite | LF4FR6030USZT(FH360) | Outdoor Luminaires | Mid Output | Stairwell and Passageway Luminaires | Standard | TRUE | 5822.1 | 110.69 | 52.6 | 16.2 | 0.947 | 3064 | 80.4 | 5 | 50000 | 42401 |  |  | Yes |  | 3.1 | 5705 | 105.65 | 54 | 20 | 0.9 | 3000 | 80
P6R8K6X5 | Philips Day-Brite | Philips Day-Brite | LF4FR6050USZT(FH360) | Outdoor Luminaires | Mid Output | Stairwell and Passageway Luminaires | Standard | FALSE | [9 empty] | 42401 |  |  | Yes |  | 3.1 | 6047.3 | 111.99 | 54 | 20 | 0.9 | 5000 | 80
PFH3FPDB | Philips Day-Brite | Philips Day-Brite | LF4FR6040USZT(FH360) | Outdoor Luminaires | Mid Output | Stairwell and Passageway Luminaires | Standard | FALSE | [9 empty] | 42401 |  |  | Yes |  | 3.1 | 5990.25 | 110.93 | 54 | 20 | 0.9 | 4000 | 80
PMQN9GJN | Philips Day-Brite | Philips Day-Brite | LF4FR6035USZT(FH360) | Outdoor Luminaires | Mid Output | Stairwell and Passageway Luminaires | Standard | FALSE | [9 empty] | 42401 |  |  | Yes |  | 3.1 | 5876.15 | 108.82 | 54 | 20 | 0.9 | 3500 | 80
PETVXCVZ | Shenzhen Hipower Optoelectronic Co. Ltd | LED VISION | SP-SCL35W-DW | Outdoor Luminaires | Low Output | Stairwell and Passageway Luminaires | Standard | TRUE | 3521.892 | 102.146 | 34.479 | 22.05 | 0.897 | 4973 | 85.6 | 5 | 50000 | 42388 |  |  | NotYetVerified |  | 3
P87V49A6 | Shenzhen Hipower Optoelectronic Co. Ltd | LED VISION | SP-SCL90W-DW | Outdoor Luminaires | Mid Output | Stairwell and Passageway Luminaires | Standard | TRUE | 8770.914 | 96.82 | 90.59 | 18.95 | 0.8839 | 5028 | 85.4 | 5 | 50000 | 42388 |  |  | NotYetVerified |  | 3
PQ5TJV7S | Shenzhen Hipower Optoelectronic Co. Ltd | LED VISION | SP-SCL60W-DW | Outdoor Luminaires | Mid Output | Stairwell and Passageway Luminaires | Standard | TRUE | 6129.923 | 100.573 | 60.95 | 15.63 | 0.871 | 4997 | 85.4 | 5 | 50000 | 42388 |  |  | NotYetVerified |  | 3
P4QZNF7Y | Verbatim Americas LLC | Verbatim | BAT-4FT-W26-C40-MS-NON | Outdoor Luminaires | Low Output | Stairwell and Passageway Luminaires | Standard | TRUE | 3255.471 | 118.136 | 27.557 | 8.07 | 0.9218 | 3993 | 84.9 | 5 | 50000 | 42374 |  |  | NotYetVerified |  | 3 | 3000 | 115 | 26 | 8.07 | 0.9 | 4000 | 80
PCX9TYTM | Verbatim Americas LLC | Verbatim | BAT-4FT-W26-C50-MS-NON | Outdoor Luminaires | Low Output | Stairwell and Passageway Luminaires | Standard | FALSE | [9 empty] | 42374 |  |  | NotYetVerified |  | 3 | 3000 | 115 | 26 | 8.07 | 0.9 | 5000 | 80
PUXBW46X | TechBrite LLC | TechBrite | TB-SCL035W27-50K | Outdoor Luminaires | Low Output | Stairwell and Passageway Luminaires | Standard | TRUE | 3521.892 | 102.146 | 34.479 | 22.05 | 0.897 | 4973 | 85.6 | 5 | 50000 | 42339 |  |  | NotYetVerified |  | 3
P7MEGJJN | TechBrite LLC | TechBrite | TB-SCL09W27-50K | Outdoor Luminaires | Mid Output | Stairwell and Passageway Luminaires | Standard | TRUE | 8770.914 | 96.82 | 90.59 | 18.95 | 0.8839 | 5028 | 85.4 | 5 | 50000 | 42339 |  |  | NotYetVerified |  | 3
PU2A9QQD | TechBrite LLC | TechBrite | TB-SCL06W27-50K | Outdoor Luminaires | Mid Output | Stairwell and Passageway Luminaires | Standard | TRUE | 6129.923 | 100.573 | 60.95 | 15.63 | 0.871 | 4997 | 85.4 | 5 | 50000 | 42339 |  |  | NotYetVerified |  | 3
PSE2PM4X | RC Lighting | RC Lighting | SHARK4-36Y/[All Housing Colors]/D10 RCL | Outdoor Luminaires | Low Output | Stairwell and Passageway Luminaires | Standard | TRUE | 4172 | 112.2 | 37.24 | 8.5 | 0.959 | 3098 | 72 | 5 | 100000 | 42327 |  |  | No |  | 3
PHHKW3D1 | RC Lighting | RC Lighting | SHARK4-50Y/[All Housing Colors]/D10 RCL | Outdoor Luminaires | Mid Output | Stairwell and Passageway Luminaires | Standard | TRUE | 5080 | 105.6 | 48.075 | 8.3 | 0.954 | 3104 | 72 | 5 | 100000 | 42327 |  |  | No |  | 3
P2Q9C7PY | RC Lighting | RC Lighting | SHARK4-50/[All Housing Colors]/D10 RCL | Outdoor Luminaires | Mid Output | Stairwell and Passageway Luminaires | Standard | TRUE | 5161 | 107.5 | 48 | 8.9 | 0.952 | 5153 | 75 | 5 | 100000 | 42327 |  |  | No |  | 3
PT4SCGD2 | RC Lighting | RC Lighting | SHARK2-25Y/[All Housing Colors]/D10 RCL | Outdoor Luminaires | Low Output | Stairwell and Passageway Luminaires | Standard | TRUE | 2561 | 100.8 | 25.431 | 13.2 | 0.936 | 3074 | 74 | 5 | 100000 | 42327 |  |  | No |  | 3
PJQWKY73 | RC Lighting | RC Lighting | SHARK2-18Y/[All Housing Colors]/D10 RCL | Outdoor Luminaires | Low Output | Stairwell and Passageway Luminaires | Standard | TRUE | 2076 | 108.7 | 19.1 | 11.4 | 0.907 | 3061 | 74 | 5 | 100000 | 42327 |  |  | No |  | 3
PKGYWUAK | RC Lighting | RC Lighting | SHARK4-36/[All Housing Colors]/D10 RCL | Outdoor Luminaires | Low Output | Stairwell and Passageway Luminaires | Standard | FALSE | [9 empty] | 42327 |  |  | No |  | 3 | 4192 | 113.9 | 36.83 | 8.2 | 0.956 | 5142 | 75
PPZ6AQ3X | RC Lighting | RC Lighting | SHARK2-18/[All Housing Colors]/D10 RCL | Outdoor Luminaires | Low Output | Stairwell and Passageway Luminaires | Standard | FALSE | [9 empty] | 42327 |  |  | No |  | 3 | 2218 | 116.1 | 19.078 | 7.6 | 0.945 | 4970 | 74
P81B7ZR4 | RC Lighting | RC Lighting | SHARK2-25/[All Housing Colors]/D10 RCL | Outdoor Luminaires | Low Output | Stairwell and Passageway Luminaires | Standard | FALSE | [9 empty] | 42327 |  |  | No |  | 3 | 2697 | 105.8 | 25.507 | 12.4 | 0.911 | 4962 | 74
P21BTKQ5 | RC Lighting | RC Lighting | SHARK4-36N/[All Housing Colors]/D10 RCL | Outdoor Luminaires | Low Output | Stairwell and Passageway Luminaires | Standard | FALSE | [9 empty] | 42327 |  |  | No |  | 3 | 4134 | 112.6 | 36.724 | 8.5 | 0.953 | 3947 | 74
PF38DR9G | RC Lighting | RC Lighting | SHARK4-50N/[All Housing Colors]/D10 RCL | Outdoor Luminaires | Mid Output | Stairwell and Passageway Luminaires | Standard | FALSE | [9 empty] | 42327 |  |  | No |  | 3 | 5102 | 106.7 | 47.843 | 8.1 | 0.953 | 3946 | 74
PE4TQ6U7 | RC Lighting | RC Lighting | SHARK2-25N/[All Housing Colors]/D10 RCL | Outdoor Luminaires | Low Output | Stairwell and Passageway Luminaires | Standard | FALSE | [9 empty] | 42327 |  |  | No |  | 3 | 2722 | 105.5 | 25.781 | 12.2 | 0.941 | 3926 | 73
PVGSQ9AE | RC Lighting | RC Lighting | SHARK2-18N/[All Housing Colors]/D10 RCL | Outdoor Luminaires | Low Output | Stairwell and Passageway Luminaires | Standard | FALSE | [9 empty] | 42327 |  |  | No |  | 3 | 2179 | 114.1 | 19.123 | 7.8 | 0.945 | 3918 | 73
PAD1ARTZ | RC Lighting | RC Lighting | SHARK2-25YN/[All Housing Colors]/D10 RCL | Outdoor Luminaires | Low Output | Stairwell and Passageway Luminaires | Standard | FALSE | [9 empty] | 42327 |  |  | No |  | 3 | 2636 | 104.2 | 25.286 | 11.5 | 0.932 | 3517 | 75
PDPSVXSJ | RC Lighting | RC Lighting | SHARK2-18YN/[All Housing Colors]/D10 RCL | Outdoor Luminaires | Low Output | Stairwell and Passageway Luminaires | Standard | FALSE | [9 empty] | 42327 |  |  | No |  | 3 | 2170 | 113 | 19.195 | 10.2 | 0.912 | 3512 | 75
PTVCKP1U | RC Lighting | RC Lighting | SHARK4-50YN/[All Housing Colors]/D10 RCL | Outdoor Luminaires | Mid Output | Stairwell and Passageway Luminaires | Standard | FALSE | [9 empty] | 42327 |  |  | No |  | 3 | 5265 | 110.4 | 47.746 | 8.2 | 0.946 | 3464 | 74
PVJUU5PJ | RC Lighting | RC Lighting | SHARK4-36YN/[All Housing Colors]/D10 RCL | Outdoor Luminaires | Low Output | Stairwell and Passageway Luminaires | Standard | FALSE | [9 empty] | 42327 |  |  | No |  | 3 | 4234 | 117.3 | 36.087 | 8.1 | 0.958 | 3464 | 73
PWC458VC | Precision Paragon [P2] | precision Paragon [P2] | RLL-1x8-XL-F-UL-50K- SH | Outdoor Luminaires | Mid Output | Stairwell and Passageway Luminaires | Standard | FALSE | [9 empty] | 42300 |  |  | Yes |  | 3 | 6837.7583 | 104.2341 | 65.6 | 8.1 | 0.98 | 5000 | 84
PH5BQN2T | Precision Paragon [P2] | precision Paragon [P2] | RLL-1x8-XL-F-UL-50K- SL | Outdoor Luminaires | Mid Output | Stairwell and Passageway Luminaires | Standard | FALSE | [9 empty] | 42300 |  |  | Yes |  | 3 | 6837.7583 | 104.2341 | 65.6 | 8.1 | 0.98 | 5000 | 84
PA3QFNK9 | Precision Paragon [P2] | precision Paragon [P2] | RLL-1x8-XL-F-UL-50K- US | Outdoor Luminaires | Mid Output | Stairwell and Passageway Luminaires | Standard | FALSE | [9 empty] | 42300 |  |  | Yes |  | 3 | 6837.7583 | 104.2341 | 65.6 | 8.1 | 0.98 | 5000 | 84
PP5M1VDD | Precision Paragon [P2] | precision Paragon [P2] | RLL-1x8-LW-F-UL-50K- XX | Outdoor Luminaires | High Output | Stairwell and Passageway Luminaires | Standard | FALSE | [9 empty] | 42300 |  |  | Yes | XX can be SH/SL/US representing occupancy sensor options | 3 | 10754 | 103.5831 | 103.82 | 8.1 | 0.98 | 5000 | 84
PNJNWGTK | Precision Paragon [P2] | precision Paragon [P2] | RLL-1x8-XL-DM-UL-50K-[Must Include -DH-SH or -SH-SL] | Outdoor Luminaires | Mid Output | Stairwell and Passageway Luminaires | Standard | FALSE | [9 empty] | 42300 |  |  | Yes |  | 3 | 6837.7583 | 104.2341 | 65.6 | 8.1 | 0.98 | 5000 | 84
PMB4PEB6 | Precision Paragon [P2] | precision Paragon [P2] | RLL-1x8-XL-BL-UL-50K-[Must Include -DB-SH or -DB-SL] | Outdoor Luminaires | Mid Output | Stairwell and Passageway Luminaires | Standard | FALSE | [9 empty] | 42300 |  |  | Yes |  | 3 | 6837.7583 | 104.2341 | 65.6 | 8.1 | 0.98 | 5000 | 84
PDRRNS1S | Precision Paragon [P2] | precision Paragon [P2] | RLL-1x8-LW-BL-UL-50K-[Must Include -DB-SH or -DB-SL] | Outdoor Luminaires | High Output | Stairwell and Passageway Luminaires | Standard | FALSE | [9 empty] | 42300 |  |  | Yes |  | 3 | 10754 | 103.5831 | 103.82 | 8.1 | 0.98 | 5000 | 84
P7CR2G6G | Precision Paragon [P2] | precision Paragon [P2] | RLL-1x8-LW-DM-UL-50K-[Must Include -DH-SH or -SH-SL] | Outdoor Luminaires | High Output | Stairwell and Passageway Luminaires | Standard | FALSE | [9 empty] | 42300 |  |  | Yes |  | 3 | 10754 | 103.5831 | 103.82 | 8.1 | 0.98 | 5000 | 84
PPT4K6U1 | Precision Paragon [P2] | precision Paragon [P2] | RLL-1x8-XL-F-UL-40K- US | Outdoor Luminaires | Mid Output | Stairwell and Passageway Luminaires | Standard | FALSE | [9 empty] | 42300 |  |  | Yes |  | 3 | 6447.339 | 98.2826 | 65.6 | 8.1 | 0.98 | 4000 | 84
PMMJABYU | Precision Paragon [P2] | precision Paragon [P2] | RLL-1x8-XL-F-UL-40K- SL | Outdoor Luminaires | Mid Output | Stairwell and Passageway Luminaires | Standard | FALSE | [9 empty] | 42300 |  |  | Yes |  | 3 | 6447.339 | 98.2826 | 65.6 | 8.1 | 0.98 | 4000 | 84
PKSZGYFF | Precision Paragon [P2] | precision Paragon [P2] | RLL-1x8-XL-F-UL-40K- SH | Outdoor Luminaires | Mid Output | Stairwell and Passageway Luminaires | Standard | FALSE | [9 empty] | 42300 |  |  | Yes |  | 3 | 6447.339 | 98.2826 | 65.6 | 8.1 | 0.98 | 4000 | 84
PDXGFE13 | Precision Paragon [P2] | precision Paragon [P2] | RLL-1x8-XL-DM-UL-40K-[Must Include -DH-SH -SH-SL] | Outdoor Luminaires | Mid Output | Stairwell and Passageway Luminaires | Standard | FALSE | [9 empty] | 42300 |  |  | Yes |  | 3 | 6447.339 | 98.2826 | 65.6 | 8.1 | 0.98 | 4000 | 84
PGS7R5CY | Precision Paragon [P2] | precision Paragon [P2] | RLL-1x8-LW-F-UL-40K- XX | Outdoor Luminaires | High Output | Stairwell and Passageway Luminaires | Standard | FALSE | [9 empty] | 42300 |  |  | Yes | XX can be SH/SL/US representing occupancy sensor options | 3 | 10544 | 101.5604 | 103.82 | 8.1 | 0.98 | 4000 | 84
P23ZZD8A | Precision Paragon [P2] | precision Paragon [P2] | RLL-1x8-LW-DM-UL-40K-[Must Include -DH-SH or -SH-SL] | Outdoor Luminaires | High Output | Stairwell and Passageway Luminaires | Standard | FALSE | [9 empty] | 42300 |  |  | Yes |  | 3 | 10544 | 101.5604 | 103.82 | 8.1 | 0.98 | 4000 | 84
PMY2A52Y | Precision Paragon [P2] | precision Paragon [P2] | RLL-1x8-XL-BL-UL-40K-[Must Include -DB-SH or -DB-SL] | Outdoor Luminaires | Mid Output | Stairwell and Passageway Luminaires | Standard | FALSE | [9 empty] | 42300 |  |  | Yes |  | 3 | 6447.339 | 98.2826 | 65.6 | 8.1 | 0.98 | 4000 | 84
PND8SZ5X | Precision Paragon [P2] | precision Paragon [P2] | RLL-1x8-LW-BL-UL-40K-[Must Include -DB-SH or -DB-SL] | Outdoor Luminaires | High Output | Stairwell and Passageway Luminaires | Standard | FALSE | [9 empty] | 42300 |  |  | Yes |  | 3 | 10544 | 101.5604 | 103.82 | 8.1 | 0.98 | 4000 | 84
PC37XMZW | Precision Paragon [P2] | precision Paragon [P2] | RLL-1x8-XL-DM-UL-35K-[Must Include -DH-SH or -SH-SL] | Outdoor Luminaires | Mid Output | Stairwell and Passageway Luminaires | Standard | FALSE | [9 empty] | 42300 |  |  | Yes |  | 3 | 6369.18 | 97.0912 | 65.6 | 8.1 | 0.98 | 3500 | 84
P3SSX4US | Precision Paragon [P2] | precision Paragon [P2] | RLL-1x8-XL-F-UL-35K- SH | Outdoor Luminaires | Mid Output | Stairwell and Passageway Luminaires | Standard | FALSE | [9 empty] | 42300 |  |  | Yes |  | 3 | 6369.18 | 97.0912 | 65.6 | 8.1 | 0.98 | 3500 | 84
PTZMHNQ3 | Precision Paragon [P2] | precision Paragon [P2] | RLL-1x8-XL-F-UL-35K- US | Outdoor Luminaires | Mid Output | Stairwell and Passageway Luminaires | Standard | FALSE | [9 empty] | 42300 |  |  | Yes |  | 3 | 6369 | 97.0884 | 65.6 | 8.1 | 0.98 | 3500 | 84
PM9VBG6A | Precision Paragon [P2] | precision Paragon [P2] | RLL-1x8-XL-F-UL-35K- SL | Outdoor Luminaires | Mid Output | Stairwell and Passageway Luminaires | Standard | FALSE | [9 empty] | 42300 |  |  | Yes |  | 3 | 6369 | 97.0884 | 65.6 | 8.1 | 0.98 | 3500 | 84
PBWASFCC | Precision Paragon [P2] | precision Paragon [P2] | RLL-1x8-XL-BL-UL-35K-[Must Include -DB-SH or -DB-SL] | Outdoor Luminaires | Mid Output | Stairwell and Passageway Luminaires | Standard | FALSE | [9 empty] | 42300 |  |  | Yes |  | 3 | 6369 | 97.0884 | 65.6 | 8.1 | 0.98 | 3500 | 84
PZQEUH18 | Precision Paragon [P2] | precision Paragon [P2] | RLL-1x8-LW-BL-UL-35K-[Must Include -DB-SH or -DB-SL] | Outdoor Luminaires | High Output | Stairwell and Passageway Luminaires | Standard | FALSE | [9 empty] | 42300 |  |  | Yes |  | 3 | 10124.68 | 97.5215 | 103.82 | 8.1 | 0.98 | 3500 | 84
PXMBEHSE | Precision Paragon [P2] | precision Paragon [P2] | RLL-1x8-LW-F-UL-35K- XX | Outdoor Luminaires | High Output | Stairwell and Passageway Luminaires | Standard | FALSE | [9 empty] | 42300 |  |  | Yes | XX can be SH/SL/US representing occupancy sensor options | 3 | 10124.68 | 97.5215 | 103.82 | 8.1 | 0.98 | 3500 | 84
PRHVZ6AP | Precision Paragon [P2] | precision Paragon [P2] | RLL-1x8-LW-DM-UL-35K-[Must Include -DH-SH or -SH-SL] | Outdoor Luminaires | High Output | Stairwell and Passageway Luminaires | Standard | FALSE | [9 empty] | 42300 |  |  | Yes |  | 3 | 10124.68 | 97.5215 | 103.82 | 8.1 | 0.98 | 3500 | 84
P98EHM7J | RAB Lighting | RAB Lighting | SHARK4-36Y/[All Housing Colors]/D10 | Outdoor Luminaires | Low Output | Stairwell and Passageway Luminaires | Standard | TRUE | 4172 | 112.2 | 37.24 | 8.5 | 0.959 | 3098 | 72 | 5 | 100000 | 42298 |  |  | No |  | 3
P9KH5VF8 | RAB Lighting | RAB Lighting | SHARK4-50Y/[All Housing Colors]/D10 | Outdoor Luminaires | Mid Output | Stairwell and Passageway Luminaires | Standard | TRUE | 5080 | 105.6 | 48.075 | 8.3 | 0.954 | 3104 | 72 | 5 | 100000 | 42298 |  |  | No |  | 3
PV941B8V | RAB Lighting | RAB Lighting | SHARK4-50/[All Housing Colors]/D10 | Outdoor Luminaires | Mid Output | Stairwell and Passageway Luminaires | Standard | TRUE | 5161 | 107.5 | 48 | 8.9 | 0.952 | 5153 | 75 | 5 | 100000 | 42298 |  |  | No |  | 3
P98CYZNX | RAB Lighting | RAB Lighting | SHARK2-25Y/[All Housing Colors]/D10 | Outdoor Luminaires | Low Output | Stairwell and Passageway Luminaires | Standard | TRUE | 2561 | 100.8 | 25.431 | 13.2 | 0.936 | 3074 | 74 | 5 | 100000 | 42298 |  |  | No |  | 3
PZVECSX7 | RAB Lighting | RAB Lighting | SHARK2-18Y/[All Housing Colors]/D10 | Outdoor Luminaires | Low Output | Stairwell and Passageway Luminaires | Standard | TRUE | 2076 | 108.7 | 19.1 | 11.4 | 0.907 | 3061 | 74 | 5 | 100000 | 42298 |  |  | No |  | 3
PXD2F4FB | RAB Lighting | RAB Lighting | SHARK4-36/[All Housing Colors]/D10 | Outdoor Luminaires | Low Output | Stairwell and Passageway Luminaires | Standard | FALSE | [9 empty] | 42298 |  |  | No |  | 3 | 4192 | 113.9 | 36.83 | 8.2 | 0.956 | 5142 | 75
PUGHKXK3 | RAB Lighting | RAB Lighting | SHARK2-18/[All Housing Colors]/D10 | Outdoor Luminaires | Low Output | Stairwell and Passageway Luminaires | Standard | FALSE | [9 empty] | 42298 |  |  | No |  | 3 | 2218 | 116.1 | 19.078 | 7.6 | 0.945 | 4970 | 74
PSB2DH4J | RAB Lighting | RAB Lighting | SHARK2-25/[All Housing Colors]/D10 | Outdoor Luminaires | Low Output | Stairwell and Passageway Luminaires | Standard | FALSE | [9 empty] | 42298 |  |  | No |  | 3 | 2697 | 105.8 | 25.507 | 12.4 | 0.911 | 4962 | 74
PY82R52S | RAB Lighting | RAB Lighting | SHARK4-36N/[All Housing Colors]/D10 | Outdoor Luminaires | Low Output | Stairwell and Passageway Luminaires | Standard | FALSE | [9 empty] | 42298 |  |  | No |  | 3 | 4134 | 112.6 | 36.724 | 8.5 | 0.953 | 3947 | 74
PSQ2QD7K | RAB Lighting | RAB Lighting | SHARK4-50N/[All Housing Colors]/D10 | Outdoor Luminaires | Mid Output | Stairwell and Passageway Luminaires | Standard | FALSE | [9 empty] | 42298 |  |  | No |  | 3 | 5102 | 106.7 | 47.843 | 8.1 | 0.953 | 3946 | 74
PHVG8HK9 | RAB Lighting | RAB Lighting | SHARK2-25N/[All Housing Colors]/D10 | Outdoor Luminaires | Low Output | Stairwell and Passageway Luminaires | Standard | FALSE | [9 empty] | 42298 |  |  | No |  | 3 | 2722 | 105.5 | 25.781 | 12.2 | 0.941 | 3926 | 73
PU115YYA | RAB Lighting | RAB Lighting | SHARK2-18N/[All Housing Colors]/D10 | Outdoor Luminaires | Low Output | Stairwell and Passageway Luminaires | Standard | FALSE | [9 empty] | 42298 |  |  | No |  | 3 | 2179 | 114.1 | 19.123 | 7.8 | 0.945 | 3918 | 73
P7S3JS2K | RAB Lighting | RAB Lighting | SHARK2-25YN/[All Housing Colors]/D10 | Outdoor Luminaires | Low Output | Stairwell and Passageway Luminaires | Standard | FALSE | [9 empty] | 42298 |  |  | No |  | 3 | 2636 | 104.2 | 25.286 | 11.5 | 0.932 | 3517 | 75
PHUDURSW | RAB Lighting | RAB Lighting | SHARK2-18YN/[All Housing Colors]/D10 | Outdoor Luminaires | Low Output | Stairwell and Passageway Luminaires | Standard | FALSE | [9 empty] | 42298 |  |  | No |  | 3 | 2170 | 113 | 19.195 | 10.2 | 0.912 | 3512 | 75
PUXBE4BB | RAB Lighting | RAB Lighting | SHARK4-50YN/[All Housing Colors]/D10 | Outdoor Luminaires | Mid Output | Stairwell and Passageway Luminaires | Standard | FALSE | [9 empty] | 42298 |  |  | No |  | 3 | 5265 | 110.4 | 47.746 | 8.2 | 0.946 | 3464 | 74
PWB51E9U | RAB Lighting | RAB Lighting | SHARK4-36YN/[All Housing Colors]/D10 | Outdoor Luminaires | Low Output | Stairwell and Passageway Luminaires | Standard | FALSE | [9 empty] | 42298 |  |  | No |  | 3 | 4234 | 117.3 | 36.087 | 8.1 | 0.958 | 3464 | 73
P4A9KNH4 | Lumax Lighting | Lumax Lighting | CLDLED50L3K48-9 | Outdoor Luminaires | Mid Output | Stairwell and Passageway Luminaires | Standard | TRUE | 5348 | 101.68 | 52.6 | 7.72 | 0.978 | 3126 | 83.4 | 5 | 50000 | 42297 |  |  | Yes |  | 3 | 5028 | 96 | 52.6 | 7.72 | 0.978 | 3126 | 83.4
PMBETP1B | Lumax Lighting | Lumax Lighting | CLDLED14L3K24-9SQ-(8) | Outdoor Luminaires | Low Output | Stairwell and Passageway Luminaires | Standard | TRUE | 1637 | 95.34 | 17.17 | 8.82 | 0.907 | 3093 | 84 | 5 | 50000 | 42297 |  |  | Yes |  | 3 | 1523 | 89 | 17.17 | 8.82 | 0.907 | 3093 | 84
P7REC54D | Lumax Lighting | Lumax Lighting | CLDLED16L5K24-9SQ-(8) | Outdoor Luminaires | Low Output | Stairwell and Passageway Luminaires | Standard | TRUE | 1739 | 101.87 | 17.07 | 8.96 | 0.903 | 5297 | 83.6 | 5 | 50000 | 42297 |  |  | Yes |  | 3 | 1691 | 98 | 17.17 | 8.96 | 0.903 | 5297 | 83.6
PMZER3WK | Lumax Lighting | Lumax Lighting | CLDLED31L5K48-9-(8) | Outdoor Luminaires | Low Output | Stairwell and Passageway Luminaires | Standard | FALSE | [9 empty] | 42297 |  |  | Yes |  | 3 | 3140 | 101 | 31.1 | 7.8 | 0.958 | 5410 | 83.9
P3KMX37T | Lumax Lighting | Lumax Lighting | CLDLED70L5K96-9-(8) | Outdoor Luminaires | High Output | Stairwell and Passageway Luminaires | Standard | FALSE | [9 empty] | 42297 |  |  | Yes |  | 3 | 6971 | 117 | 60.71 | 7.53 | 0.981 | 5403 | 83.8
PECDW12C | Lumax Lighting | Lumax Lighting | CLDLED112L5K96-9-(8) | Outdoor Luminaires | Mid Output | Stairwell and Passageway Luminaires | Standard | FALSE | [9 empty] | 42297 |  |  | Yes |  | 3 | 11160 | 117 | 105.2 | 7.55 | 0.978 | 5393 | 83.68
P1KU2G6T | Lumax Lighting | Lumax Lighting | CLDLED56L5K48-9-(8) | Outdoor Luminaires | Low Output | Stairwell and Passageway Luminaires | Standard | FALSE | [9 empty] | 42297 |  |  | Yes |  | 3 | 5580 | 106 | 52.28 | 7.55 | 0.978 | 5393 | 83.68
PXRJSVDD | Lumax Lighting | Lumax Lighting | CLDLED30L4K48-9-(8) | Outdoor Luminaires | Low Output | Stairwell and Passageway Luminaires | Standard | FALSE | [9 empty] | 42297 |  |  | Yes |  | 3 | 3016 | 97 | 31.1 | 7.94 | 0.956 | 4000 | 80
PP175W6U | Lumax Lighting | Lumax Lighting | CLDLED107L4K96-9-(8) | Outdoor Luminaires | Mid Output | Stairwell and Passageway Luminaires | Standard | FALSE | [9 empty] | 42297 |  |  | Yes |  | 3 | 10718 | 112 | 105.2 | 7.72 | 0.978 | 4000 | 80
P1ZYUYS2 | Lumax Lighting | Lumax Lighting | CLDLED54L4K48-9-(8) | Outdoor Luminaires | Low Output | Stairwell and Passageway Luminaires | Standard | FALSE | [9 empty] | 42297 |  |  | Yes |  | 3 | 5359 | 102 | 52.6 | 7.72 | 0.978 | 4000 | 80
PKM2Z2CT | Lumax Lighting | Lumax Lighting | CLDLED67L4K96-9-(8) | Outdoor Luminaires | High Output | Stairwell and Passageway Luminaires | Standard | FALSE | [9 empty] | 42297 |  |  | Yes |  | 3 | 6696 | 112 | 60.71 | 7.53 | 0.98 | 4000 | 80
PCQQAU3F | Lumax Lighting | Lumax Lighting | CLDLED29L35K48-9-(8) | Outdoor Luminaires | Low Output | Stairwell and Passageway Luminaires | Standard | FALSE | [9 empty] | 42297 |  |  | Yes |  | 3 | 2917 | 94 | 31.1 | 7.94 | 0.956 | 3500 | 80
PMDW91QH | Lumax Lighting | Lumax Lighting | CLDLED104L35K96-9-(8) | Outdoor Luminaires | Mid Output | Stairwell and Passageway Luminaires | Standard | FALSE | [9 empty] | 42297 |  |  | Yes |  | 3 | 10366 | 109 | 105.2 | 7.72 | 0.978 | 3500 | 80
PBXEAXPE | Lumax Lighting | Lumax Lighting | CLDLED52L35K48-9-(8) | Outdoor Luminaires | Low Output | Stairwell and Passageway Luminaires | Standard | FALSE | [9 empty] | 42297 |  |  | Yes |  | 3 | 5183 | 98 | 52.6 | 7.72 | 0.978 | 3500 | 80
PB9QEHED | Lumax Lighting | Lumax Lighting | CLDLED65L35K96-9-(8) | Outdoor Luminaires | High Output | Stairwell and Passageway Luminaires | Standard | FALSE | [9 empty] | 42297 |  |  | Yes |  | 3 | 6475 | 109 | 60.71 | 7.53 | 0.98 | 3500 | 80
P8YPAZ2N | Lumax Lighting | Lumax Lighting | CLDLED101L3K96-9 | Outdoor Luminaires | Mid Output | Stairwell and Passageway Luminaires | Standard | FALSE | [9 empty] | 42297 |  |  | Yes |  | 3 | 10056 | 105 | 105.2 | 7.72 | 0.978 | 3126 | 83.4
P3WN79S7 | Lumax Lighting | Lumax Lighting | CLDLED28L3K48-9-(8) | Outdoor Luminaires | Low Output | Stairwell and Passageway Luminaires | Standard | FALSE | [9 empty] | 42297 |  |  | Yes |  | 3 | 2829 | 91 | 31.1 | 7.94 | 0.956 | 3113 | 83.9
PUZSXWYP | Lumax Lighting | Lumax Lighting | CLDLED63L3K96-9 | Outdoor Luminaires | High Output | Stairwell and Passageway Luminaires | Standard | FALSE | [9 empty] | 42297 |  |  | Yes |  | 3 | 6281 | 105 | 59.86 | 7.35 | 0.98 | 3112 | 84
PQP75J6K | TerraLUX Inc. | Terralux | TLF-SL24A-A2540 [Only -OS and -OS-BB options qualified] | Outdoor Luminaires | Low Output | Stairwell and Passageway Luminaires | Premium | TRUE | 2382 | 98.35 | 24.22 | 17.4 | 0.928 | 4027 | 82.7 | 7 | 60000 | 42272 |  |  | Yes |  | 3 | 2444 | 100.9 | 24.22 | 17.3 | 0.93 | 4000 | 82
PKHU2K5F | TerraLUX Inc. | Terralux | TLF-SL48A-A2540 [Only -OS and -OS-BB options qualified] | Outdoor Luminaires | Low Output | Stairwell and Passageway Luminaires | Premium | FALSE | [9 empty] | 42272 |  |  | Yes |  | 3 | 2829 | 120.6 | 23.45 | 16.5 | 0.928 | 4000 | 83
P26NBR6Z | TerraLUX Inc. | Terralux | TLF-SL24A-A4040 [Only -OS and -OS-BB options qualified] | Outdoor Luminaires | Low Output | Stairwell and Passageway Luminaires | Premium | FALSE | [9 empty] | 42272 | Dimmable | Stepped | Yes |  | 3 | 3773 | 110.7 | 33.19 | 15.3 | 0.959 | 4000 | 83
PE53YNAD | TerraLUX Inc. | Terralux | TLF-SL48A-A4040 [Only -OS and -OS-BB options qualified] | Outdoor Luminaires | Low Output | Stairwell and Passageway Luminaires | Premium | FALSE | [9 empty] | 42272 |  |  | Yes |  | 3 | 3935 | 115.7 | 32.51 | 17.4 | 0.953 | 4000 | 82
PC1EDCWU | FSC Lighting | FSC / Mirus Lighting | L6048-HL-30K-EB [OS OSD PRGOS FSP-211 IR-TEC] | Outdoor Luminaires | Mid Output | Stairwell and Passageway Luminaires | Premium | TRUE | 5288.13 | 103 | 51.3 | 7 | 0.98 | 3129 | 84 | 5 | 50000 | 42263 | Dimmable | Continuous Below 10 | Yes |  | 3 | 5288.13 | 103 | 51.3 | 5 | 1 | 3129 | 84
PZ1ERNJY | FSC Lighting | FSC / Mirus Lighting | L6048-LL-30K-EB [OS OSD PRGOS FSP-211 IR-TEC] | Outdoor Luminaires | Low Output | Stairwell and Passageway Luminaires | Premium | TRUE | 3906.16 | 121 | 32.19 | 12 | 0.97 | 3079 | 84 | 5 | 50000 | 42263 |  |  | Yes |  | 3 | 3906.16 | 121 | 32.19 | 5 | 1 | 3079 | 84
PK2ZCG2V | FSC Lighting | FSC / Mirus Lighting | L6024-LL-30K-EB [OS OSD PRGOS FSP-211 IR-TEC] | Outdoor Luminaires | Low Output | Stairwell and Passageway Luminaires | Premium | TRUE | 1928.8 | 116 | 16.63 | 10 | 0.96 | 3084 | 84 | 5 | 50000 | 42263 |  |  | Yes |  | 3 | 1928.8 | 116 | 16.63 | 8 | 0.99 | 3084 | 84
PZCQ5MU3 | FSC Lighting | FSC / Mirus Lighting | L6024-HL-30K-EB [OS OSD PRGOS FSP-211 IR-TEC] | Outdoor Luminaires | Low Output | Stairwell and Passageway Luminaires | Premium | TRUE | 2618.51 | 97 | 27.08 | 9 | 0.95 | 3147 | 85 | 5 | 50000 | 42263 |  |  | Yes |  | 3 | 2618.51 | 97 | 27.08 | 6 | 1 | 3147 | 85
PV5AZXQT | FSC Lighting | FSC / Mirus Lighting | L6024-HL-50K-EB-OS [SDIM25 SDIM33 SDIM50] | Outdoor Luminaires | Low Output | Stairwell and Passageway Luminaires | Premium | FALSE | [9 empty] | 42263 |  |  | Yes |  | 3 | 2859.25 | 104 | 27.5 | 6 | 1 | 5000 | 85
P7X6WUFM | FSC Lighting | FSC / Mirus Lighting | L6024-LL-50K-EB-OS [SDIM25 SDIM33 SDIM50] | Outdoor Luminaires | Low Output | Stairwell and Passageway Luminaires | Premium | FALSE | [9 empty] | 42263 | Dimmable | Stepped | Yes |  | 3 | 2023.32 | 121 | 16.7 | 8 | 0.99 | 5000 | 84
P1RC2C47 | FSC Lighting | FSC / Mirus Lighting | L6048-HL-50K-EB-OS [SDIM25 SDIM33 SDIM50] | Outdoor Luminaires | Mid Output | Stairwell and Passageway Luminaires | Premium | FALSE | [9 empty] | 42263 | Dimmable | Stepped | Yes |  | 3 | 5864.26 | 111 | 53 | 5 | 1 | 5000 | 84
P5TC7XHD | FSC Lighting | FSC / Mirus Lighting | L6048-LL-50K-EB-OS [SDIM25 SDIM33 SDIM50] | Outdoor Luminaires | Low Output | Stairwell and Passageway Luminaires | Premium | FALSE | [9 empty] | 42263 | Dimmable | Stepped | Yes |  | 3 | 4103.86 | 127 | 32.19 | 5 | 1 | 5000 | 84
PGV1UPMS | FSC Lighting | FSC / Mirus Lighting | L6024-HL-50K-EB [OS OSD PRGOS FSP-211 IR-TEC] | Outdoor Luminaires | Low Output | Stairwell and Passageway Luminaires | Premium | FALSE | [9 empty] | 42263 |  |  | Yes |  | 3 | 2859.25 | 104 | 27.5 | 6 | 1 | 5000 | 85
P8BXXNQA | FSC Lighting | FSC / Mirus Lighting | L6024-LL-50K-EB [OS OSD PRGOS FSP-211 IR-TEC] | Outdoor Luminaires | Low Output | Stairwell and Passageway Luminaires | Premium | FALSE | [9 empty] | 42263 | Dimmable | Continuous Below 10 | Yes |  | 3 | 2023.32 | 121 | 16.7 | 8 | 0.99 | 5000 | 84
PFQPQAQ2 | FSC Lighting | FSC / Mirus Lighting | L6048-HL-50K-EB [OS OSD PRGOS FSP-211 IR-TEC] | Outdoor Luminaires | Mid Output | Stairwell and Passageway Luminaires | Premium | FALSE | [9 empty] | 42263 |  |  | Yes |  | 3 | 5864.26 | 111 | 53 | 5 | 1 | 5000 | 84
PWYQKHFB | FSC Lighting | FSC / Mirus Lighting | L6048-LL-50K-EB [OS OSD PRGOS FSP-211 IR-TEC] | Outdoor Luminaires | Low Output | Stairwell and Passageway Luminaires | Premium | FALSE | [9 empty] | 42263 |  |  | Yes |  | 3 | 4103.86 | 127 | 32.19 | 5 | 1 | 5000 | 84
P1T56VY4 | FSC Lighting | FSC / Mirus Lighting | L6024-HL-40K-EB-OS [SDIM25 SDIM33 SDIM50] | Outdoor Luminaires | Low Output | Stairwell and Passageway Luminaires | Premium | FALSE | [9 empty] | 42263 | Dimmable | Stepped | Yes |  | 3 | 2738.88 | 100 | 27.5 | 6 | 1 | 4000 | 85
PB4B63AZ | FSC Lighting | FSC / Mirus Lighting | L6024-LL-40K-EB-OS [SDIM25 SDIM33 SDIM50] | Outdoor Luminaires | Low Output | Stairwell and Passageway Luminaires | Premium | FALSE | [9 empty] | 42263 | Dimmable | Stepped | Yes |  | 3 | 1976.06 | 118 | 16.7 | 8 | 0.99 | 4000 | 84
PQSM3PCN | FSC Lighting | FSC / Mirus Lighting | L6048-HL-40K-EB-OS [SDIM25 SDIM33 SDIM50] | Outdoor Luminaires | Mid Output | Stairwell and Passageway Luminaires | Premium | FALSE | [9 empty] | 42263 |  |  | Yes |  | 3 | 5576.2 | 105 | 53 | 5 | 1 | 4000 | 84
PKS974EW | FSC Lighting | FSC / Mirus Lighting | L6048-LL-40K-EB-OS [SDIM25 SDIM33 SDIM50] | Outdoor Luminaires | Low Output | Stairwell and Passageway Luminaires | Premium | FALSE | [9 empty] | 42263 |  |  | Yes |  | 3 | 4005.01 | 124 | 32.19 | 5 | 1 | 4000 | 84
PDCAV4U7 | FSC Lighting | FSC / Mirus Lighting | L6024-HL-40K-EB [OS OSD PRGOS FSP-211 IR-TEC] | Outdoor Luminaires | Low Output | Stairwell and Passageway Luminaires | Premium | FALSE | [9 empty] | 42263 | Dimmable | Continuous Below 10 | Yes |  | 3 | 2738.88 | 100 | 27.5 | 6 | 1 | 4000 | 85
PATQ5SJ2 | FSC Lighting | FSC / Mirus Lighting | L6024-LL-40K-EB [OS OSD PRGOS FSP-211 IR-TEC] | Outdoor Luminaires | Low Output | Stairwell and Passageway Luminaires | Premium | FALSE | [9 empty] | 42263 | Dimmable | Continuous Below 10 | Yes |  | 3 | 1976.06 | 118 | 16.7 | 8 | 0.99 | 4000 | 84
PT3X56EK | FSC Lighting | FSC / Mirus Lighting | L6048-HL-40K-EB [OS OSD PRGOS FSP-211 IR-TEC] | Outdoor Luminaires | Mid Output | Stairwell and Passageway Luminaires | Premium | FALSE | [9 empty] | 42263 |  |  | Yes |  | 3 | 5576.2 | 105 | 53 | 5 | 1 | 4000 | 84
P6P16NTM | FSC Lighting | FSC / Mirus Lighting | L6048-LL-40K-EB [OS OSD PRGOS FSP-211 IR-TEC] | Outdoor Luminaires | Low Output | Stairwell and Passageway Luminaires | Premium | FALSE | [9 empty] | 42263 | Dimmable | Continuous Below 10 | Yes |  | 3 | 4005.01 | 124 | 32.19 | 5 | 1 | 4000 | 84
PM79U6QW | FSC Lighting | FSC / Mirus Lighting | L6024-HL-35K-EB-OS [SDIM25 SDIM33 SDIM50] | Outdoor Luminaires | Low Output | Stairwell and Passageway Luminaires | Premium | FALSE | [9 empty] | 42263 |  |  | Yes |  | 3 | 2697.06 | 98 | 27.5 | 6 | 1 | 3500 | 85
PAQN46RG | FSC Lighting | FSC / Mirus Lighting | L6024-LL-35K-EB-OS [SDIM25 SDIM33 SDIM50] | Outdoor Luminaires | Low Output | Stairwell and Passageway Luminaires | Premium | FALSE | [9 empty] | 42263 | Dimmable | Stepped | Yes |  | 3 | 1928.8 | 116 | 16.63 | 8 | 0.99 | 3500 | 84
PF2DQAXA | FSC Lighting | FSC / Mirus Lighting | L6048-HL-35K-EB-OS [SDIM25 SDIM33 SDIM50] | Outdoor Luminaires | Mid Output | Stairwell and Passageway Luminaires | Premium | FALSE | [9 empty] | 42263 |  |  | Yes |  | 3 | 5446.77 | 103 | 53 | 5 | 1 | 3500 | 84
PN67HTXG | FSC Lighting | FSC / Mirus Lighting | L6048-LL-35K-EB-OS [SDIM25 SDIM33 SDIM50] | Outdoor Luminaires | Low Output | Stairwell and Passageway Luminaires | Premium | FALSE | [9 empty] | 42263 |  |  | Yes |  | 3 | 3906.16 | 121 | 32.19 | 5 | 1 | 3500 | 84
PQDTB7RA | FSC Lighting | FSC / Mirus Lighting | L6024-HL-35K-EB [OS OSD PRGOS FSP-211 IR-TEC] | Outdoor Luminaires | Low Output | Stairwell and Passageway Luminaires | Premium | FALSE | [9 empty] | 42263 |  |  | Yes |  | 3 | 2697.06 | 98 | 27.5 | 6 | 1 | 3500 | 85
PGQS1SJM | FSC Lighting | FSC / Mirus Lighting | L6024-LL-35K-EB [OS OSD PRGOS FSP-211 IR-TEC] | Outdoor Luminaires | Low Output | Stairwell and Passageway Luminaires | Premium | FALSE | [9 empty] | 42263 |  |  | Yes |  | 3 | 1928.8 | 116 | 16.63 | 8 | 0.99 | 3500 | 84
PKCSWB2U | FSC Lighting | FSC / Mirus Lighting | L6048-HL-35K-EB [OS OSD PRGOS FSP-211 IR-TEC] | Outdoor Luminaires | Mid Output | Stairwell and Passageway Luminaires | Premium | FALSE | [9 empty] | 42263 |  |  | Yes |  | 3 | 5446.77 | 103 | 53 | 5 | 1 | 3500 | 84
PFVASNVE | FSC Lighting | FSC / Mirus Lighting | L6048-LL-35K-EB [OS OSD PRGOS FSP-211 IR-TEC] | Outdoor Luminaires | Low Output | Stairwell and Passageway Luminaires | Premium | FALSE | [9 empty] | 42263 |  |  | Yes |  | 3 | 3906.16 | 121 | 32.19 | 5 | 1 | 3500 | 84
PNSW6GUK | FSC Lighting | FSC / Mirus Lighting | L6024-HL-30K-EB-OS [SDIM25 SDIM33 SDIM50] | Outdoor Luminaires | Low Output | Stairwell and Passageway Luminaires | Premium | FALSE | [9 empty] | 42263 |  |  | Yes |  | 3 | 2618.81 | 97 | 27.08 | 6 | 1 | 3000 | 85
PQANGRN6 | FSC Lighting | FSC / Mirus Lighting | L6024-LL-30K-EB-OS [SDIM25 SDIM33 SDIM50] | Outdoor Luminaires | Low Output | Stairwell and Passageway Luminaires | Premium | FALSE | [9 empty] | 42263 |  |  | Yes |  | 3 | 1928.8 | 116 | 16.63 | 8 | 0.99 | 3000 | 84
P15CDKJJ | FSC Lighting | FSC / Mirus Lighting | L6048-HL-30K-EB-OS [SDIM25 SDIM33 SDIM50] | Outdoor Luminaires | Mid Output | Stairwell and Passageway Luminaires | Premium | FALSE | [9 empty] | 42263 | Dimmable | Stepped | Yes |  | 3 | 5288.13 | 103 | 51.3 | 5 | 1 | 3000 | 84
PXJ892UP | FSC Lighting | FSC / Mirus Lighting | L6048-LL-30K-EB-OS [SDIM25 SDIM33 SDIM50] | Outdoor Luminaires | Low Output | Stairwell and Passageway Luminaires | Premium | FALSE | [9 empty] | 42263 |  |  | Yes |  | 3 | 3906.16 | 121 | 32.19 | 5 | 1 | 3000 | 84
P5VHD3T5 | Canlet Lighting | Vapor Proof Jelly Jar | 6802-20W-LXF-OG-11 | Outdoor Luminaires | Low Output | Stairwell and Passageway Luminaires | Standard | TRUE | 1832 | 95.4 | 19.2 | 15.69 | 0.926 | 4030 | 82 | 5 | 50000 | 42249 |  |  | No |  | 3 | 1832 | 95.4 | 19.2 | 11.18 | 0.972 | 4000 | 82
PCWHMHC9 | Digital Lumens | Digital Lumens | LLE-3-ST-D-840-[00 to 12] | Outdoor Luminaires | Low Output | Stairwell and Passageway Luminaires | Premium | TRUE | 3181.12 | 102.99 | 30.886 | 10.83 | 0.9102 | 3952 | 82.75 | 10 | 120000 | 42249 | Dimmable | Continuous Below 10 | Yes | Updated 9/9/2016 | 3 | 3983 | 116.97 | 34.05 | 9.01 | 0.9292 | 4002 | 83.65
PFZPJ361 | Digital Lumens | Digital Lumens | LLE-6-ST-D-840-[00 to 12] | Outdoor Luminaires | Mid Output | Stairwell and Passageway Luminaires | Premium | TRUE | 6506 | 111.84 | 58.673 | 11.87 | 0.8998 | 3945 | 83.41 | 10 | 120000 | 42249 |  |  | Yes | Updated 9/9/2016 | 3 | 6266 | 123.1 | 50.9 | 14.07 | 0.8751 | 3900 | 83.37
PH9DZX1T | Digital Lumens | Digital Lumens | LLE-3-ST-D-850-[00 to 12] | Outdoor Luminaires | Low Output | Stairwell and Passageway Luminaires | Premium | FALSE | [9 empty] | 42249 |  |  | Yes | Updated 9/9/2016 | 3 | 4164 | 124.18 | 32.53 | 10.03 | 0.9276 | 5117 | 82.52
PSJ3M33Y | Digital Lumens | Digital Lumens | LLE-6-ST-D-850-[00 to 12] | Outdoor Luminaires | Mid Output | Stairwell and Passageway Luminaires | Premium | FALSE | [9 empty] | 42249 |  |  | Yes | Updated 9/9/2016 | 3 | 6519 | 125.34 | 52.01 | 13.74 | 0.8768 | 5018 | 82.07
PXJAKJ8H | Lamar Lighting | Lamar Lighting | DLLR48HRA30-XXAS | Outdoor Luminaires | Mid Output | Stairwell and Passageway Luminaires | Standard | TRUE | 5348 | 101.68 | 52.6 | 7.72 | 0.978 | 3126 | 83.4 | 5 | 50000 | 42243 |  |  | Yes |  | 3 | 5028 | 96 | 52.6 | 7.72 | 0.978 | 3126 | 83.4
PBF621QB | Lamar Lighting | Lamar Lighting | DLL48H50-XXAS | Outdoor Luminaires | Mid Output | Stairwell and Passageway Luminaires | Standard | TRUE | 6232 | 119.7 | 52.06 | 7.79 | 0.977 | 5332 | 84 | 5 | 50000 | 42243 |  |  | Yes |  | 3 | 6149 | 117 | 52.72 | 7.79 | 0.997 | 5332 | 84
P17FG1MX | Lamar Lighting | Lamar Lighting | DLL96L30-XXAS | Outdoor Luminaires | Low Output | Stairwell and Passageway Luminaires | Standard | TRUE | 3624 | 121.24 | 29.89 | 7.7 | 0.954 | 3090 | 84.3 | 5 | 50000 | 42243 |  |  | Yes |  | 3 | 3577 | 119 | 30.14 | 7.7 | 0.954 | 3090 | 84.3
PQE1GGNX | Lamar Lighting | Lamar Lighting | DLL24M30-XXAS | Outdoor Luminaires | Low Output | Stairwell and Passageway Luminaires | Standard | TRUE | 1637 | 95.34 | 17.17 | 8.82 | 0.907 | 3093 | 84 | 5 | 50000 | 42243 |  |  | Yes |  | 3 | 1523 | 89 | 17.17 | 8.82 | 0.907 | 3093 | 84
PZJPJUPY | Lamar Lighting | Lamar Lighting | DLL24M50-XXAS | Outdoor Luminaires | Low Output | Stairwell and Passageway Luminaires | Standard | TRUE | 1739 | 101.87 | 17.07 | 8.96 | 0.903 | 5297 | 83.6 | 5 | 50000 | 42243 |  |  | Yes |  | 3 | 1691 | 98 | 17.17 | 8.96 | 0.903 | 5297 | 83.6
PC3UD8CQ | Lamar Lighting | Lamar Lighting | DLLR48MRA50-XXAS | Outdoor Luminaires | Low Output | Stairwell and Passageway Luminaires | Standard | FALSE | [9 empty] | 42243 |  |  | Yes |  | 3 | 3140 | 101 | 31.1 | 7.8 | 0.958 | 5410 | 83.9
PQF7AU8P | Lamar Lighting | Lamar Lighting | DLLR96MRA50-XXAS | Outdoor Luminaires | Mid Output | Stairwell and Passageway Luminaires | Standard | FALSE | [9 empty] | 42243 |  |  | Yes |  | 3 | 6971 | 117 | 60.71 | 7.53 | 0.981 | 5403 | 83.8
PYVMPRZ9 | Lamar Lighting | Lamar Lighting | DLLR48HRA50-XXAS | Outdoor Luminaires | Mid Output | Stairwell and Passageway Luminaires | Standard | FALSE | [9 empty] | 42243 |  |  | Yes |  | 3 | 5580 | 106 | 52.28 | 7.55 | 0.978 | 5393 | 83.68
PKKGZ8EF | Lamar Lighting | Lamar Lighting | DLLR96HRA50-XXAS | Outdoor Luminaires | High Output | Stairwell and Passageway Luminaires | Standard | FALSE | [9 empty] | 42243 |  |  | Yes |  | 3 | 11160 | 117 | 105.2 | 7.55 | 0.978 | 5393 | 83.68
PXYX7UV7 | Lamar Lighting | Lamar Lighting | DLL96H50-XXAS | Outdoor Luminaires | High Output | Stairwell and Passageway Luminaires | Standard | FALSE | [9 empty] | 42243 |  |  | Yes |  | 3 | 12298 | 117 | 105.28 | 7.79 | 0.997 | 5332 | 83.4
PE9KH2VG | Lamar Lighting | Lamar Lighting | DLL96L50-XXAS | Outdoor Luminaires | Low Output | Stairwell and Passageway Luminaires | Standard | FALSE | [9 empty] | 42243 |  |  | Yes |  | 3 | 3969 | 132 | 30.14 | 7.62 | 0.955 | 5288 | 83.4
P8MA9FCS | Lamar Lighting | Lamar Lighting | DLL48L50-XXAS | Outdoor Luminaires | Low Output | Stairwell and Passageway Luminaires | Standard | FALSE | [9 empty] | 42243 |  |  | Yes |  | 3 | 1812 | 109 | 16.67 | 8.69 | 0.902 | 5253 | 83.2
PYQN94EG | Lamar Lighting | Lamar Lighting | DLL48M50-XXAS | Outdoor Luminaires | Low Output | Stairwell and Passageway Luminaires | Standard | FALSE | [9 empty] | 42243 |  |  | Yes |  | 3 | 3407 | 106 | 31.1 | 7.94 | 0.956 | 5000 | 84
PUQ4AG3A | Lamar Lighting | Lamar Lighting | DLL24H50-XXAS | Outdoor Luminaires | Low Output | Stairwell and Passageway Luminaires | Standard | FALSE | [9 empty] | 42243 |  |  | Yes |  | 3 | 2958 | 105 | 28.1 | 10 | 0.9 | 5000 | 80
P3WSGDVE | Lamar Lighting | Lamar Lighting | DLL96M50-XXAS | Outdoor Luminaires | Mid Output | Stairwell and Passageway Luminaires | Standard | FALSE | [9 empty] | 42243 |  |  | Yes |  | 3 | 7023 | 116 | 60.79 | 7.15 | 0.993 | 5000 | 80
PRXZM8Q1 | Lamar Lighting | Lamar Lighting | DLL24H40-XXAS | Outdoor Luminaires | Low Output | Stairwell and Passageway Luminaires | Standard | FALSE | [9 empty] | 42243 |  |  | Yes |  | 3 | 2843 | 101 | 28.1 | 10 | 0.9 | 4000 | 80
P857E38Q | Lamar Lighting | Lamar Lighting | DLL48L40-XXAS | Outdoor Luminaires | Low Output | Stairwell and Passageway Luminaires | Standard | FALSE | [9 empty] | 42243 |  |  | Yes |  | 3 | 1741 | 104 | 16.67 | 9.12 | 0.902 | 4000 | 80
PAHF2C6A | Lamar Lighting | Lamar Lighting | DLL24M40-XXAS | Outdoor Luminaires | Low Output | Stairwell and Passageway Luminaires | Standard | FALSE | [9 empty] | 42243 |  |  | Yes |  | 3 | 1624 | 95 | 17.17 | 9 | 0.907 | 4000 | 80
PKKCJUHV | Lamar Lighting | Lamar Lighting | DLL48M40-XXAS | Outdoor Luminaires | Low Output | Stairwell and Passageway Luminaires | Standard | FALSE | [9 empty] | 42243 |  |  | Yes |  | 3 | 3273 | 102 | 31.1 | 7.94 | 0.956 | 4000 | 80
PQNPHPJ9 | Lamar Lighting | Lamar Lighting | DLLR48MRA40-XXAS | Outdoor Luminaires | Low Output | Stairwell and Passageway Luminaires | Standard | FALSE | [9 empty] | 42243 |  |  | Yes |  | 3 | 3016 | 97 | 31.1 | 7.94 | 0.956 | 4000 | 80
PKQH938N | Lamar Lighting | Lamar Lighting | DLL48H40-XXAS | Outdoor Luminaires | Mid Output | Stairwell and Passageway Luminaires | Standard | FALSE | [9 empty] | 42243 |  |  | Yes |  | 3 | 5906 | 112 | 52.72 | 7.79 | 0.997 | 4000 | 80
PF6W2PAQ | Lamar Lighting | Lamar Lighting | DLL96H40-XXAS | Outdoor Luminaires | High Output | Stairwell and Passageway Luminaires | Standard | FALSE | [9 empty] | 42243 |  |  | Yes |  | 3 | 11812 | 112 | 105.28 | 7.79 | 0.997 | 4000 | 80
P6SAKZ3Z | Lamar Lighting | Lamar Lighting | DLLR48HRA40-XXAS | Outdoor Luminaires | Mid Output | Stairwell and Passageway Luminaires | Standard | FALSE | [9 empty] | 42243 |  |  | Yes |  | 3 | 5359 | 102 | 52.6 | 7.72 | 0.978 | 4000 | 80
PBY3ZVAB | Lamar Lighting | Lamar Lighting | DLLR96HRA40-XXAS | Outdoor Luminaires | High Output | Stairwell and Passageway Luminaires | Standard | FALSE | [9 empty] | 42243 |  |  | Yes |  | 3 | 10718 | 112 | 105.2 | 7.72 | 0.978 | 4000 | 80
PJEV37G5 | Lamar Lighting | Lamar Lighting | DLL96L40-XXAS | Outdoor Luminaires | Low Output | Stairwell and Passageway Luminaires | Standard | FALSE | [9 empty] | 42243 |  |  | Yes |  | 3 | 3813 | 126 | 30.14 | 7.7 | 0.955 | 4000 | 80
PWJAF115 | Lamar Lighting | Lamar Lighting | DLLR96MRA40-XXAS | Outdoor Luminaires | Mid Output | Stairwell and Passageway Luminaires | Standard | FALSE | [9 empty] | 42243 |  |  | Yes |  | 3 | 6696 | 112 | 60.71 | 7.53 | 0.98 | 4000 | 80
P1MXW5BW | Lamar Lighting | Lamar Lighting | DLL96M40-XXAS | Outdoor Luminaires | Mid Output | Stairwell and Passageway Luminaires | Standard | FALSE | [9 empty] | 42243 |  |  | Yes |  | 3 | 6747 | 111 | 60.79 | 7.15 | 0.993 | 4000 | 80
P78UHKCG | Lamar Lighting | Lamar Lighting | DLL24H35-XXAS | Outdoor Luminaires | Low Output | Stairwell and Passageway Luminaires | Standard | FALSE | [9 empty] | 42243 |  |  | Yes |  | 3 | 2748 | 98 | 28.1 | 10 | 0.9 | 3500 | 80
PD5QVGJF | Lamar Lighting | Lamar Lighting | DLL48L35-XXAS | Outdoor Luminaires | Low Output | Stairwell and Passageway Luminaires | Standard | FALSE | [9 empty] | 42243 |  |  | Yes |  | 3 | 1684 | 101 | 16.67 | 9.12 | 0.902 | 3500 | 80
P762YFDE | Lamar Lighting | Lamar Lighting | DLL24M35-XXAS | Outdoor Luminaires | Low Output | Stairwell and Passageway Luminaires | Standard | FALSE | [9 empty] | 42243 |  |  | Yes |  | 3 | 1570 | 91 | 17.17 | 9 | 0.907 | 3500 | 80
PJG6JCUZ | Lamar Lighting | Lamar Lighting | DLL48M35-XXAS | Outdoor Luminaires | Low Output | Stairwell and Passageway Luminaires | Standard | FALSE | [9 empty] | 42243 |  |  | Yes |  | 3 | 3165 | 99 | 31.1 | 7.94 | 0.956 | 3500 | 80
PZMXGY2Q | Lamar Lighting | Lamar Lighting | DLLR48MRA35-XXAS | Outdoor Luminaires | Low Output | Stairwell and Passageway Luminaires | Standard | FALSE | [9 empty] | 42243 |  |  | Yes |  | 3 | 2917 | 94 | 31.1 | 7.94 | 0.956 | 3500 | 80
P58GJEMR | Lamar Lighting | Lamar Lighting | DLL48H35-XXAS | Outdoor Luminaires | Mid Output | Stairwell and Passageway Luminaires | Standard | FALSE | [9 empty] | 42243 |  |  | Yes |  | 3 | 5712 | 108 | 52.72 | 7.79 | 0.997 | 3500 | 80
PU5UHZKN | Lamar Lighting | Lamar Lighting | DLL96H35-XXAS | Outdoor Luminaires | High Output | Stairwell and Passageway Luminaires | Standard | FALSE | [9 empty] | 42243 |  |  | Yes |  | 3 | 11424 | 109 | 105.28 | 7.79 | 0.997 | 3500 | 80
P8X1JDGT | Lamar Lighting | Lamar Lighting | DLLR48HRA35-XXAS | Outdoor Luminaires | Mid Output | Stairwell and Passageway Luminaires | Standard | FALSE | [9 empty] | 42243 |  |  | Yes |  | 3 | 5183 | 98 | 52.6 | 7.72 | 0.978 | 3500 | 80
PF9W7287 | Lamar Lighting | Lamar Lighting | DLLR96HRA35-XXAS | Outdoor Luminaires | High Output | Stairwell and Passageway Luminaires | Standard | FALSE | [9 empty] | 42243 |  |  | Yes |  | 3 | 10366 | 109 | 105.2 | 7.72 | 0.978 | 3500 | 80
PSDK97MM | Lamar Lighting | Lamar Lighting | DLL96L35-XXAS | Outdoor Luminaires | Low Output | Stairwell and Passageway Luminaires | Standard | FALSE | [9 empty] | 42243 |  |  | Yes |  | 3 | 3687 | 122 | 30.14 | 7.7 | 0.955 | 3500 | 80
P8RMSAGZ | Lamar Lighting | Lamar Lighting | DLLR96MRA35-XXAS | Outdoor Luminaires | Mid Output | Stairwell and Passageway Luminaires | Standard | FALSE | [9 empty] | 42243 |  |  | Yes |  | 3 | 6475 | 109 | 60.71 | 7.53 | 0.98 | 3500 | 80
P69ZFF44 | Lamar Lighting | Lamar Lighting | DLL96M35-XXAS | Outdoor Luminaires | Mid Output | Stairwell and Passageway Luminaires | Standard | FALSE | [9 empty] | 42243 |  |  | Yes |  | 3 | 6523 | 107 | 60.79 | 7.15 | 0.993 | 3500 | 80
PWVNK1CN | Lamar Lighting | Lamar Lighting | DLLR96HRA30-XXAS | Outdoor Luminaires | High Output | Stairwell and Passageway Luminaires | Standard | FALSE | [9 empty] | 42243 |  |  | Yes |  | 3 | 10056 | 105 | 105.2 | 7.72 | 0.978 | 3126 | 83.4
P6P6T5GT | Lamar Lighting | Lamar Lighting | DLLR48MRA30-XXAS | Outdoor Luminaires | Low Output | Stairwell and Passageway Luminaires | Standard | FALSE | [9 empty] | 42243 |  |  | Yes |  | 3 | 2829 | 91 | 31.1 | 7.94 | 0.956 | 3113 | 83.9
PVS2XFRV | Lamar Lighting | Lamar Lighting | DLLR96MRA30-XXAS | Outdoor Luminaires | Mid Output | Stairwell and Passageway Luminaires | Standard | FALSE | [9 empty] | 42243 |  |  | Yes |  | 3 | 6281 | 105 | 59.86 | 7.35 | 0.98 | 3112 | 84
PK4XWTFN | Lamar Lighting | Lamar Lighting | DLL48H30-XXAS | Outdoor Luminaires | Mid Output | Stairwell and Passageway Luminaires | Standard | FALSE | [9 empty] | 42243 |  |  | Yes |  | 3 | 5541 | 105 | 52.72 | 7.48 | 0.997 | 3101 | 83.6
PQ72APF2 | Lamar Lighting | Lamar Lighting | DLL96H30-XXAS | Outdoor Luminaires | High Output | Stairwell and Passageway Luminaires | Standard | FALSE | [9 empty] | 42243 |  |  | Yes |  | 3 | 11082 | 105 | 105.28 | 7.48 | 0.997 | 3101 | 83.6
P9J714JW | Lamar Lighting | Lamar Lighting | DLL48L30-XXAS | Outdoor Luminaires | Low Output | Stairwell and Passageway Luminaires | Standard | FALSE | [9 empty] | 42243 |  |  | Yes |  | 3 | 1633 | 98 | 16.67 | 9.12 | 0.902 | 3080 | 84
PFPGFHWN | Lamar Lighting | Lamar Lighting | DLL48M30-XXAS | Outdoor Luminaires | Low Output | Stairwell and Passageway Luminaires | Standard | FALSE | [9 empty] | 42243 |  |  | Yes |  | 3 | 3070 | 96 | 31.1 | 7.94 | 0.956 | 3000 | 83.6
P95GQRFK | Lamar Lighting | Lamar Lighting | DLL24H30-XXAS | Outdoor Luminaires | Low Output | Stairwell and Passageway Luminaires | Standard | FALSE | [9 empty] | 42243 |  |  | Yes |  | 3 | 2666 | 95 | 28.1 | 10 | 0.9 | 3000 | 80
P1VRQZWA | Lamar Lighting | Lamar Lighting | DLL96M30-XXAS | Outdoor Luminaires | Mid Output | Stairwell and Passageway Luminaires | Standard | FALSE | [9 empty] | 42243 |  |  | Yes |  | 3 | 6330 | 104 | 60.79 | 7.15 | 0.993 | 3000 | 80
PAH3198FN | TerraLUX Inc. | Terralux | TLF-SL12A-A1540 [Only -OS and -OS-BB options qualified] | Outdoor Luminaires | Low Output | Stairwell and Passageway Luminaires | Standard | TRUE | 1225 | 90.5 | 13.53 | 13 | 0.947 | 4038 | 82.5 | 7 | 60000 | 42230 |  |  | Yes |  | 3 | 1225 | 90.5 | 13.53 | 13 | 0.947 | 4000 | 82
PQQSSSGJ | Aztech Technologies Pte Ltd. | AZ e-lite | LF426HBS-840 | Outdoor Luminaires | Low Output | Stairwell and Passageway Luminaires | Standard | TRUE | 3157.878 | 116.699 | 27.06 | 8.05 | 0.917 | 4016 | 84.7 | 5 | 50000 | 42229 |  |  | Yes |  | 3 | 3000 | 115 | 26 | 8 | 0.9 | 4000 | 80
PN5XCMWW | Aztech Technologies Pte Ltd. | AZ e-lite | LF213HBS-840 | Outdoor Luminaires | Low Output | Stairwell and Passageway Luminaires | Standard | TRUE | 1586.484 | 119.644 | 13.26 | 11.48 | 0.908 | 4036 | 83.7 | 5 | 50000 | 42229 |  |  | Yes |  | 3 | 1500 | 115 | 13 | 11.5 | 0.9 | 4000 | 80
P335DZGR | Aztech Technologies Pte Ltd. | AZ e-lite | LF213HBS-850 | Outdoor Luminaires | Low Output | Stairwell and Passageway Luminaires | Standard | FALSE | [9 empty] | 42229 | Dimmable | Stepped | Yes |  | 3 | 1500 | 115 | 13 | 11.5 | 0.9 | 5000 | 80
P7XQCGEG | Aztech Technologies Pte Ltd. | AZ e-lite | LF426HBS-850 | Outdoor Luminaires | Low Output | Stairwell and Passageway Luminaires | Standard | FALSE | [9 empty] | 42229 | Dimmable | Stepped | Yes |  | 3 | 3000 | 115 | 26 | 8 | 0.9 | 5000 | 80
PW4535JW | Enertron Technologies Inc. | ENERTRON | 110BSH4X9[LED PC IS]-30 (120V Only) | Outdoor Luminaires | Low Output | Stairwell and Passageway Luminaires | Standard | TRUE | 3215.1 | 92.65 | 34.7 | 6.97 | 0.996 |  |  | 5 |  | 42219 |  |  | NotYetVerified |  | 3 | 3215.1 | 92.65 | 34.7 | 20 | 0.996 | 3000 | 80
PENGK2KK | Enertron Technologies Inc. | ENERTRON | 110BSH2X7[LED PC IS]-27 (120V Only) | Outdoor Luminaires | Low Output | Stairwell and Passageway Luminaires | Standard | TRUE | 1474 | 86.65 | 17.01 | 6.97 | 0.992 | 2741 | 82.6 | 5 |  | 42219 |  |  | NotYetVerified |  | 3 | 1474 | 86.65 | 17.01 | 7.701 | 0.9732 | 2741 | 82.6
PU75WYYY | Enertron Technologies Inc. | ENERTRON | 110BSH2X7[LED PC IS]-50 (120V Only) | Outdoor Luminaires | Low Output | Stairwell and Passageway Luminaires | Standard | FALSE | [9 empty] | 42219 | Dimmable | Continuous Below 10 | NotYetVerified |  | 3 | 1838 | 108.2 | 16.99 | 8.141 | 0.9678 | 5164 | 84.5
PBWPBPN6 | Enertron Technologies Inc. | ENERTRON | 110BSH4X9[LED PC IS]-50 (120V Only) | Outdoor Luminaires | Low Output | Stairwell and Passageway Luminaires | Standard | FALSE | [9 empty] | 42219 | Dimmable | Continuous Below 10 | NotYetVerified |  | 3 | 3630 | 104.61 | 34.7 | 20 | 0.9 | 5000 | 80
PXEVAFXQ | Enertron Technologies Inc. | ENERTRON | 110BSH4X7[LED PC IS]-50 (120V Only) | Outdoor Luminaires | Low Output | Stairwell and Passageway Luminaires | Standard | FALSE | [9 empty] | 42219 | Dimmable | Continuous Below 10 | NotYetVerified |  | 3 | 3538 | 124.9 | 28.31 | 20 | 0.9 | 5000 | 80
PSH8B688 | Enertron Technologies Inc. | ENERTRON | 110BSH3X9[LED PC IS]-50 (120V Only) | Outdoor Luminaires | Low Output | Stairwell and Passageway Luminaires | Standard | FALSE | [9 empty] | 42219 | Dimmable | Continuous Below 10 | NotYetVerified |  | 3 | 2722 | 104.57 | 26.03 | 20 | 0.9 | 5000 | 80
PG3M4U7A | Enertron Technologies Inc. | ENERTRON | 110BSH3X7[LED PC IS]-50 (120V Only) | Outdoor Luminaires | Low Output | Stairwell and Passageway Luminaires | Standard | FALSE | [9 empty] | 42219 | Dimmable | Continuous Below 10 | NotYetVerified |  | 3 | 2653 | 116.46 | 22.78 | 20 | 0.9 | 5000 | 80
PK6BNYKF | Enertron Technologies Inc. | ENERTRON | 110BSH2X9[LED PC IS]-50 (120V Only) | Outdoor Luminaires | Low Output | Stairwell and Passageway Luminaires | Standard | FALSE | [9 empty] | 42219 | Dimmable | Continuous Below 10 | NotYetVerified |  | 3 | 1815 | 104.61 | 17.35 | 20 | 0.9 | 5000 | 80
PF18NKBC | Enertron Technologies Inc. | ENERTRON | 110BSH4X9[LED PC IS]-40 (120V Only) | Outdoor Luminaires | Low Output | Stairwell and Passageway Luminaires | Standard | FALSE | [9 empty] | 42219 | Dimmable | Continuous Below 10 | NotYetVerified |  | 3 | 3457 | 99.63 | 34.7 | 20 | 0.9 | 4000 | 80
PM7CBEC6 | Enertron Technologies Inc. | ENERTRON | 110BSH4X7[LED PC IS]-40 (120V Only) | Outdoor Luminaires | Low Output | Stairwell and Passageway Luminaires | Standard | FALSE | [9 empty] | 42219 | Dimmable | Continuous Below 10 | NotYetVerified |  | 3 | 3369 | 119 | 28.31 | 20 | 0.9 | 4000 | 80
PNGFQHA3 | Enertron Technologies Inc. | ENERTRON | 110BSH3X9[LED PC IS]-40 (120V Only) | Outdoor Luminaires | Low Output | Stairwell and Passageway Luminaires | Standard | FALSE | [9 empty] | 42219 | Dimmable | Continuous Below 10 | NotYetVerified |  | 3 | 2593 | 99.62 | 26.03 | 20 | 0.9 | 4000 | 80
PF1UKY8M | Enertron Technologies Inc. | ENERTRON | 110BSH3X7[LED PC IS]-40 (120V Only) | Outdoor Luminaires | Low Output | Stairwell and Passageway Luminaires | Standard | FALSE | [9 empty] | 42219 | Dimmable | Continuous Below 10 | NotYetVerified |  | 3 | 2527 | 110.93 | 22.78 | 20 | 0.9 | 4000 | 80
P6KV3V48 | Enertron Technologies Inc. | ENERTRON | 110BSH2X9[LED PC IS]-40 (120V Only) | Outdoor Luminaires | Low Output | Stairwell and Passageway Luminaires | Standard | FALSE | [9 empty] | 42219 | Dimmable | Continuous Below 10 | NotYetVerified |  | 3 | 1729 | 99.65 | 17.35 | 20 | 0.9 | 4000 | 80
PVUAXW4H | Enertron Technologies Inc. | ENERTRON | 110BSH2X7[LED PC IS]-40 (120V Only) | Outdoor Luminaires | Low Output | Stairwell and Passageway Luminaires | Standard | FALSE | [9 empty] | 42219 | Dimmable | Continuous Below 10 | NotYetVerified |  | 3 | 1684 | 99.12 | 16.99 | 20 | 0.9 | 4000 | 80
P74VAXCW | Enertron Technologies Inc. | ENERTRON | 110BSH4X9[LED PC IS]-35 (120V Only) | Outdoor Luminaires | Low Output | Stairwell and Passageway Luminaires | Standard | FALSE | [9 empty] | 42219 | Dimmable | Continuous Below 10 | NotYetVerified |  | 3 | 3388 | 97.64 | 34.7 | 20 | 0.9 | 3500 | 80
PJWK5838 | Enertron Technologies Inc. | ENERTRON | 110BSH4X7[LED PC IS]-35 (120V Only) | Outdoor Luminaires | Low Output | Stairwell and Passageway Luminaires | Standard | FALSE | [9 empty] | 42219 | Dimmable | Continuous Below 10 | NotYetVerified |  | 3 | 3285 | 115.9 | 28.31 | 20 | 0.9 | 3500 | 80
PGC49TP7 | Enertron Technologies Inc. | ENERTRON | 110BSH3X9[LED PC IS]-35 (120V Only) | Outdoor Luminaires | Low Output | Stairwell and Passageway Luminaires | Standard | FALSE | [9 empty] | 42219 | Dimmable | Continuous Below 10 | NotYetVerified |  | 3 | 2541 | 97.62 | 26.03 | 20 | 0.9 | 3500 | 80
P7U5E7CB | Enertron Technologies Inc. | ENERTRON | 110BSH3X7[LED PC IS]-35 (120V Only) | Outdoor Luminaires | Low Output | Stairwell and Passageway Luminaires | Standard | FALSE | [9 empty] | 42219 | Dimmable | Continuous Below 10 | NotYetVerified |  | 3 | 2447 | 107.42 | 22.78 | 20 | 0.9 | 3500 | 80
PDD1SCFM | Enertron Technologies Inc. | ENERTRON | 110BSH2X9[LED PC IS]-35 (120V Only) | Outdoor Luminaires | Low Output | Stairwell and Passageway Luminaires | Standard | FALSE | [9 empty] | 42219 | Dimmable | Continuous Below 10 | NotYetVerified |  | 3 | 1694 | 97.64 | 17.35 | 20 | 0.9 | 3500 | 80
PMB2698D | Enertron Technologies Inc. | ENERTRON | 110BSH2X7[LED PC IS]-35 (120V Only) | Outdoor Luminaires | Low Output | Stairwell and Passageway Luminaires | Standard | FALSE | [9 empty] | 42219 | Dimmable | Continuous Below 10 | NotYetVerified |  | 3 | 1642 | 96.65 | 16.99 | 20 | 0.9 | 3500 | 80
PAU1EN2E | Enertron Technologies Inc. | ENERTRON | 110BSH4X7[LED PC IS]-30 (120V Only) | Outdoor Luminaires | Low Output | Stairwell and Passageway Luminaires | Standard | FALSE | [9 empty] | 42219 | Dimmable | Continuous Below 10 | NotYetVerified |  | 3 | 3159 | 111.5 | 28.31 | 20 | 0.9 | 3000 | 80
PJR3ZD8V | Enertron Technologies Inc. | ENERTRON | 110BSH3X7[LED PC IS]-30 (120V Only) | Outdoor Luminaires | Low Output | Stairwell and Passageway Luminaires | Standard | FALSE | [9 empty] | 42219 | Dimmable | Continuous Below 10 | NotYetVerified |  | 3 | 2369 | 103.99 | 22.78 | 20 | 0.9 | 3000 | 80
PMUER8RA | Enertron Technologies Inc. | ENERTRON | 110BSH3X9[LED PC IS]-30 (120V Only) | Outdoor Luminaires | Low Output | Stairwell and Passageway Luminaires | Standard | FALSE | [9 empty] | 42219 | Dimmable | Continuous Below 10 | NotYetVerified |  | 3 | 2333 | 89.63 | 26.03 | 20 | 0.9 | 3000 | 80
PZ1887WQ | Enertron Technologies Inc. | ENERTRON | 110BSH2X9[LED PC IS]-30 (120V Only) | Outdoor Luminaires | Low Output | Stairwell and Passageway Luminaires | Standard | FALSE | [9 empty] | 42219 | Dimmable | Continuous Below 10 | NotYetVerified |  | 3 | 1608 | 92.68 | 17.35 | 20 | 0.9 | 3000 | 80
PGGDY12B | Enertron Technologies Inc. | ENERTRON | 110BSH2X7[LED PC IS]-30 (120V Only) | Outdoor Luminaires | Low Output | Stairwell and Passageway Luminaires | Standard | FALSE | [9 empty] | 42219 | Dimmable | Continuous Below 10 | NotYetVerified |  | 3 | 1579 | 92.93 | 16.99 | 20 | 0.9 | 3000 | 80
PZ4W7S71 | Enertron Technologies Inc. | ENERTRON | 110BSH4X7[LED PC IS]-27 (120V Only) | Outdoor Luminaires | Low Output | Stairwell and Passageway Luminaires | Standard | FALSE | [9 empty] | 42219 | Dimmable | Continuous Below 10 | NotYetVerified |  | 3 | 2948 | 104.1 | 28.31 | 20 | 0.9 | 2700 | 80
PEDP1Y2Z | Enertron Technologies Inc. | ENERTRON | 110BSH3X7[LED PC IS]-27 (120V Only) | Outdoor Luminaires | Low Output | Stairwell and Passageway Luminaires | Standard | FALSE | [9 empty] | 42219 | Dimmable | Continuous Below 10 | NotYetVerified |  | 3 | 2211 | 97.06 | 22.78 | 20 | 0.9 | 2700 | 80
PPH4MVRP | Ohyama Lights LLC | Ohyama Lights | OLLN4-30N-UNV-M | Outdoor Luminaires | Low Output | Stairwell and Passageway Luminaires | Standard | TRUE | 3255.471 | 118.136 | 27.557 | 8.07 | 0.9218 | 3993 | 84.9 | 5 | 50000 | 42204 |  |  | NotYetVerified |  | 3 | 3000 | 115 | 26 | 8.07 | 0.9 | 4000 | 80
PWEMQMVA | Ohyama Lights LLC | Ohyama LightsÂ | OLLN4-30N-UNV-M-EB | Outdoor Luminaires | Low Output | Stairwell and Passageway Luminaires | Standard | TRUE | 3157.878 | 116.699 | 27.06 | 8.05 | 0.917 | 4016 | 84.7 | 5 | 50000 | 42204 |  |  | Yes |  | 3 | 3000 | 115 | 26 | 8 | 0.9 | 4000 | 80
PCPD2ARA | Ohyama Lights LLC | Ohyama Lights | OLLN4-30C-UNV-M | Outdoor Luminaires | Low Output | Stairwell and Passageway Luminaires | Standard | FALSE | [9 empty] | 42204 |  |  | NotYetVerified |  | 3 | 3000 | 115 | 26 | 8.07 | 0.9 | 5000 | 80
P9GKV627 | Ohyama Lights LLC | Ohyama Lights | OLLN4-30C-UNV-M-EB | Outdoor Luminaires | Low Output | Stairwell and Passageway Luminaires | Standard | FALSE | [9 empty] | 42204 |  |  | Yes |  | 3 | 3000 | 115 | 26 | 8 | 0.9 | 5000 | 80
P7T7FJ1U | Eaton (formerly Cooper Lighting) | Metalux | 4SNLED-LD4-41SL-LC-[Voltages include 120-277V]-[Emergency include blank EL EL10W]-[Wiring include blank PI/CPI]-SA-EMRS-L850-SD1-[Packaging] | Outdoor Luminaires | Low Output | Stairwell and Passageway Luminaires | Standard | FALSE | [9 empty] | 42194 |  |  | NotYetVerified |  | 3 | 4542.13 | 119.22 | 38.1 | 13.3 | 0.988 | 5000 | 82
PEWPPGYV | Eaton (formerly Cooper Lighting) | Metalux | 4SNLED-LD4-41SL-LN-[Voltages include 120-277V]-[Emergency include blank EL EL10W]-[Wiring include blank PI/CPI]-SA-EMRS-L850-SD1-[Packaging] | Outdoor Luminaires | Low Output | Stairwell and Passageway Luminaires | Standard | FALSE | [9 empty] | 42194 |  |  | NotYetVerified |  | 3 | 4528.35 | 118.85 | 38.1 | 13.3 | 0.988 | 5000 | 82
PWD9XHEF | Eaton (formerly Cooper Lighting) | Metalux | 4SNLED-LD4-37SL-LW-[Voltages include 120-277V]-[Emergency include blank EL EL10W]-[Wiring include blank PI/CPI]-SA-EMRS-L850-SD1-[Packaging] | Outdoor Luminaires | Low Output | Stairwell and Passageway Luminaires | Standard | FALSE | [9 empty] | 42194 |  |  | NotYetVerified |  | 3 | 4053.96 | 106.4 | 38.1 | 13.3 | 0.988 | 5000 | 82
P53UUXDH | Eaton (formerly Cooper Lighting) | Metalux | 8TSNLED-LD4-90SL-LC-[Voltages include 120-277V]-[Emergency include blank EL EL10W]-[Wiring include blank PI/CPI]-SA-EMRS-L850-SD2-[Packaging] | Outdoor Luminaires | Mid Output | Stairwell and Passageway Luminaires | Standard | FALSE | [9 empty] | 42194 |  |  | NotYetVerified |  | 3 | 9900.34 | 117.29 | 84.41 | 12.5 | 0.99 | 5000 | 82
P4VRBYBZ | Eaton (formerly Cooper Lighting) | Metalux | 8TSNLED-LD4-91SL-LN-[Voltages include 120-277V]-[Emergency include blank EL EL10W]-[Wiring include blank PI/CPI]-SA-EMRS-L850-SD2-[Packaging] | Outdoor Luminaires | Mid Output | Stairwell and Passageway Luminaires | Standard | FALSE | [9 empty] | 42194 |  |  | NotYetVerified |  | 3 | 9869.14 | 116.92 | 84.41 | 12.5 | 0.99 | 5000 | 82
P4CM2GNN | Eaton (formerly Cooper Lighting) | Metalux | 8TSNLED-LD4-81SL-LW-[Voltages include 120-277V]-[Emergency include blank EL EL10W]-[Wiring include blank PI/CPI]-SA-EMRS-L850-SD2-[Packaging] | Outdoor Luminaires | Mid Output | Stairwell and Passageway Luminaires | Standard | FALSE | [9 empty] | 42194 |  |  | NotYetVerified |  | 3 | 8839.59 | 104.72 | 84.41 | 12.5 | 0.99 | 5000 | 82
PXXXGGGG | Eaton (formerly Cooper Lighting) | Metalux | 4SNLED-LD4-46SL-LC-[Voltages include 120-277V]-[Emergency include blank EL EL10W]-[Wiring include blank PI/CPI]-SA-EMRS-L850-SD1-[Packaging] | Outdoor Luminaires | Low Output | Stairwell and Passageway Luminaires | Standard | FALSE | [9 empty] | 42194 |  |  | NotYetVerified |  | 3 | 4951.9 | 117.33 | 42.21 | 12.5 | 0.99 | 5000 | 82
PXWCTGFJ | Eaton (formerly Cooper Lighting) | Metalux | 4SNLED-LD4-46SL-LN-[Voltages include 120-277V]-[Emergency include blank EL EL10W]-[Wiring include blank PI/CPI]-SA-EMRS-L850-SD1-[Packaging] | Outdoor Luminaires | Low Output | Stairwell and Passageway Luminaires | Standard | FALSE | [9 empty] | 42194 |  |  | NotYetVerified |  | 3 | 4936.87 | 116.97 | 42.21 | 12.5 | 0.99 | 5000 | 82
PR7Y6EUG | Eaton (formerly Cooper Lighting) | Metalux | 4SNLED-LD4-41SL-LW-[Voltages include 120-277V]-[Emergency include blank EL EL10W]-[Wiring include blank PI/CPI]-SA-EMRS-L850-SD1-[Packaging] | Outdoor Luminaires | Low Output | Stairwell and Passageway Luminaires | Standard | FALSE | [9 empty] | 42194 |  |  | NotYetVerified |  | 3 | 4419.69 | 104.72 | 42.21 | 12.5 | 0.99 | 5000 | 82
P23QVMNU | Eaton (formerly Cooper Lighting) | Metalux | 8TSNLED-LD4-88SL-LW-[Voltages include 120-277V]-[Emergency include blank EL EL10W]-[Wiring include blank PI/CPI]-SA-EMRS-L850-SD2-[Packaging] | Outdoor Luminaires | Mid Output | Stairwell and Passageway Luminaires | Standard | FALSE | [9 empty] | 42194 |  |  | NotYetVerified |  | 3 | 9565.58 | 102.8 | 93.05 | 11.8 | 0.991 | 5000 | 82
PDYWSM1G | Eaton (formerly Cooper Lighting) | Metalux | 4SNLED-LD4-49SL-LC-[Voltages include 120-277V]-[Emergency include blank EL EL10W]-[Wiring include blank PI/CPI]-SA-EMRS-L850-SD1-[Packaging] | Outdoor Luminaires | Mid Output | Stairwell and Passageway Luminaires | Standard | FALSE | [9 empty] | 42194 |  |  | NotYetVerified |  | 3 | 5358.59 | 115.18 | 46.53 | 11.8 | 0.991 | 5000 | 82
PQDCWM6B | Eaton (formerly Cooper Lighting) | Metalux | 4SNLED-LD4-49SL-LN-[Voltages include 120-277V]-[Emergency include blank EL EL10W]-[Wiring include blank PI/CPI]-SA-EMRS-L850-SD1-[Packaging] | Outdoor Luminaires | Mid Output | Stairwell and Passageway Luminaires | Standard | FALSE | [9 empty] | 42194 |  |  | NotYetVerified |  | 3 | 5342.34 | 114.83 | 46.53 | 11.8 | 0.991 | 5000 | 82
PGN71FX6 | Eaton (formerly Cooper Lighting) | Metalux | 4SNLED-LD4-44SL-LW-[Voltages include 120-277V]-[Emergency include blank EL EL10W]-[Wiring include blank PI/CPI]-SA-EMRS-L850-SD1-[Packaging] | Outdoor Luminaires | Low Output | Stairwell and Passageway Luminaires | Standard | FALSE | [9 empty] | 42194 |  |  | NotYetVerified |  | 3 | 4782.67 | 102.8 | 46.53 | 11.8 | 0.991 | 5000 | 82
PNUQF8U2 | Eaton (formerly Cooper Lighting) | Metalux | 8TSNLED-LD4-98SL-LC-[Voltages include 120-277V]-[Emergency include blank EL EL10W]-[Wiring include blank PI/CPI]-SA-EMRS-L850-SD2-[Packaging] | Outdoor Luminaires | High Output | Stairwell and Passageway Luminaires | Standard | FALSE | [9 empty] | 42194 |  |  | NotYetVerified |  | 3 | 10713.45 | 115.14 | 93.05 | 11.8 | 0.991 | 5000 | 82
PEY46Q9A | Eaton (formerly Cooper Lighting) | Metalux | 8TSNLED-LD4-98SL-LN-[Voltages include 120-277V]-[Emergency include blank EL EL10W]-[Wiring include blank PI/CPI]-SA-EMRS-L850-SD2-[Packaging] | Outdoor Luminaires | High Output | Stairwell and Passageway Luminaires | Standard | FALSE | [9 empty] | 42194 |  |  | NotYetVerified |  | 3 | 10679.69 | 114.77 | 93.05 | 11.8 | 0.991 | 5000 | 82
P8VCFA9P | Eaton (formerly Cooper Lighting) | Metalux | 4SNLED-LD4-52SL-LC-[Voltages include 120-277V]-[Emergency include blank EL EL10W]-[Wiring include blank PI/CPI]-SA-EMRS-L850-SD1-[Packaging] | Outdoor Luminaires | Mid Output | Stairwell and Passageway Luminaires | Standard | FALSE | [9 empty] | 42194 |  |  | NotYetVerified |  | 3 | 5747.92 | 113.15 | 50.8 | 11.2 | 0.992 | 5000 | 82
PUFJYPPP | Eaton (formerly Cooper Lighting) | Metalux | 4SNLED-LD4-53SL-LN-[Voltages include 120-277V]-[Emergency include blank EL EL10W]-[Wiring include blank PI/CPI]-SA-EMRS-L850-SD1-[Packaging] | Outdoor Luminaires | Mid Output | Stairwell and Passageway Luminaires | Standard | FALSE | [9 empty] | 42194 |  |  | NotYetVerified |  | 3 | 5730.48 | 112.8 | 50.8 | 11.2 | 0.992 | 5000 | 82
PZY96P2R | Eaton (formerly Cooper Lighting) | Metalux | 4SNLED-LD4-47SL-LW-[Voltages include 120-277V]-[Emergency include blank EL EL10W]-[Wiring include blank PI/CPI]-SA-EMRS-L850-SD1-[Packaging] | Outdoor Luminaires | Mid Output | Stairwell and Passageway Luminaires | Standard | FALSE | [9 empty] | 42194 |  |  | NotYetVerified |  | 3 | 5130.16 | 100.99 | 50.8 | 11.2 | 0.992 | 5000 | 82
PU5K26ZX | Eaton (formerly Cooper Lighting) | Metalux | 8TSNLED-LD4-105SL-LC-[Voltages include 120-277V]-[Emergency include blank EL EL10W]-[Wiring include blank PI/CPI]-SA-EMRS-L850-SD2-[Packaging] | Outdoor Luminaires | High Output | Stairwell and Passageway Luminaires | Standard | FALSE | [9 empty] | 42194 |  |  | NotYetVerified |  | 3 | 11491.83 | 113.11 | 101.6 | 11.2 | 0.992 | 5000 | 82
PANK77EB | Eaton (formerly Cooper Lighting) | Metalux | 8TSNLED-LD4-106SL-LN-[Voltages include 120-277V]-[Emergency include blank EL EL10W]-[Wiring include blank PI/CPI]-SA-EMRS-L850-SD2-[Packaging] | Outdoor Luminaires | High Output | Stairwell and Passageway Luminaires | Standard | FALSE | [9 empty] | 42194 |  |  | NotYetVerified |  | 3 | 11455.62 | 112.75 | 101.6 | 11.2 | 0.992 | 5000 | 82
PMM4BMM2 | Eaton (formerly Cooper Lighting) | Metalux | 8TSNLED-LD4-95SL-LW-[Voltages include 120-277V]-[Emergency include blank EL EL10W]-[Wiring include blank PI/CPI]-SA-EMRS-L850-SD2-[Packaging] | Outdoor Luminaires | High Output | Stairwell and Passageway Luminaires | Standard | FALSE | [9 empty] | 42194 |  |  | NotYetVerified |  | 3 | 10260.56 | 100.99 | 101.6 | 11.2 | 0.992 | 5000 | 82
PBEUBESQ | Eaton (formerly Cooper Lighting) | Metalux | 4SNLED-LD4-60HL-LC-[Voltages include 120-277V]-[Emergency include blank EL EL10W]-[Wiring include blank PI/CPI]-SA-EMRS-L850-SD1-[Packaging] | Outdoor Luminaires | Mid Output | Stairwell and Passageway Luminaires | Standard | FALSE | [9 empty] | 42194 |  |  | NotYetVerified |  | 3 | 6561.31 | 128.18 | 51.19 | 10.9 | 0.992 | 5000 | 82
P9U8N8B8 | Eaton (formerly Cooper Lighting) | Metalux | 4SNLED-LD4-60HL-LN-[Voltages include 120-277V]-[Emergency include blank EL EL10W]-[Wiring include blank PI/CPI]-SA-EMRS-L850-SD1-[Packaging] | Outdoor Luminaires | Mid Output | Stairwell and Passageway Luminaires | Standard | FALSE | [9 empty] | 42194 |  |  | NotYetVerified |  | 3 | 6541.41 | 127.79 | 51.19 | 10.9 | 0.992 | 5000 | 82
PCMX6X7G | Eaton (formerly Cooper Lighting) | Metalux | 4SNLED-LD4-54HL-LW-[Voltages include 120-277V]-[Emergency include blank EL EL10W]-[Wiring include blank PI/CPI]-SA-EMRS-L850-SD1-[Packaging] | Outdoor Luminaires | Mid Output | Stairwell and Passageway Luminaires | Standard | FALSE | [9 empty] | 42194 |  |  | NotYetVerified |  | 3 | 5856.13 | 114.4 | 51.19 | 10.9 | 0.992 | 5000 | 82
PV265S73 | Eaton (formerly Cooper Lighting) | Metalux | 4SNLED-LD4-56SL-LC-[Voltages include 120-277V]-[Emergency include blank EL EL10W]-[Wiring include blank PI/CPI]-SA-EMRS-L850-SD1-[Packaging] | Outdoor Luminaires | Mid Output | Stairwell and Passageway Luminaires | Standard | FALSE | [9 empty] | 42194 |  |  | NotYetVerified |  | 3 | 6131.11 | 108.24 | 56.64 | 10.51 | 0.993 | 5000 | 82
PPE8CH5R | Eaton (formerly Cooper Lighting) | Metalux | 4SNLED-LD4-56SL-LN-[Voltages include 120-277V]-[Emergency include blank EL EL10W]-[Wiring include blank PI/CPI]-SA-EMRS-L850-SD1-[Packaging] | Outdoor Luminaires | Mid Output | Stairwell and Passageway Luminaires | Standard | FALSE | [9 empty] | 42194 |  |  | NotYetVerified |  | 3 | 6112.51 | 107.91 | 56.64 | 10.51 | 0.993 | 5000 | 82
PH44A3WB | Eaton (formerly Cooper Lighting) | Metalux | 4SNLED-LD4-50SL-LW-[Voltages include 120-277V]-[Emergency include blank EL EL10W]-[Wiring include blank PI/CPI]-SA-EMRS-L850-SD1-[Packaging] | Outdoor Luminaires | Mid Output | Stairwell and Passageway Luminaires | Standard | FALSE | [9 empty] | 42194 |  |  | NotYetVerified |  | 3 | 5472.17 | 96.61 | 56.64 | 10.51 | 0.993 | 5000 | 82
PTTGK396 | Eaton (formerly Cooper Lighting) | Metalux | 4SNLED-LD4-47SL-LW-[Voltages include 120-277V]-[Emergency include blank EL EL10W]-[Wiring include blank PI/CPI]-SA-EMRS-L850-[Driver Types include CD 5LTD]1-[Packaging] | Outdoor Luminaires | Mid Output | Stairwell and Passageway Luminaires | Standard | FALSE | [9 empty] | 42194 |  |  | NotYetVerified |  | 3 | 5130.16 | 102.18 | 50.21 | 13.18 | 0.992 | 5000 | 82
PNRZZB3N | Eaton (formerly Cooper Lighting) | Metalux | 8TSNLED-LD4-60SL-LC-[Voltages include 120-277V]-[Emergency include blank EL EL10W]-[Wiring include blank PI/CPI]-SA-EMRS-L850-[Driver Types include CD 5LTD]1-[Packaging] | Outdoor Luminaires | Mid Output | Stairwell and Passageway Luminaires | Standard | FALSE | [9 empty] | 42194 |  |  | NotYetVerified |  | 3 | 6566.18 | 132.38 | 49.6 | 10.6 | 0.993 | 5000 | 82
P2UPBND7 | Eaton (formerly Cooper Lighting) | Metalux | 8TSNLED-LD4-60SL-LN-[Voltages include 120-277V]-[Emergency include blank EL EL10W]-[Wiring include blank PI/CPI]-SA-EMRS-L850-[Driver Types include CD 5LTD]1-[Packaging] | Outdoor Luminaires | Mid Output | Stairwell and Passageway Luminaires | Standard | FALSE | [9 empty] | 42194 |  |  | NotYetVerified |  | 3 | 6545.48 | 131.96 | 49.6 | 10.6 | 0.993 | 5000 | 82
PR3KMMJZ | Eaton (formerly Cooper Lighting) | Metalux | 8TSNLED-LD4-54SL-LW-[Voltages include 120-277V]-[Emergency include blank EL EL10W]-[Wiring include blank PI/CPI]-SA-EMRS-L850-[Driver Types include CD 5LTD]1-[Packaging] | Outdoor Luminaires | Mid Output | Stairwell and Passageway Luminaires | Standard | FALSE | [9 empty] | 42194 |  |  | NotYetVerified |  | 3 | 5862.66 | 118.19 | 49.6 | 10.6 | 0.993 | 5000 | 82
PSE1FZC5 | Eaton (formerly Cooper Lighting) | Metalux | 4SNLED-LD4-41SL-LW-[Voltages include 120-277V]-[Emergency include blank EL EL10W]-[Wiring include blank PI/CPI]-SA-EMRS-L850-[Driver Types include CD 5LTD]1-[Packaging] | Outdoor Luminaires | Low Output | Stairwell and Passageway Luminaires | Standard | FALSE | [9 empty] | 42194 |  |  | NotYetVerified |  | 3 | 4419.69 | 106.66 | 41.44 | 10.25 | 0.99 | 5000 | 82
PKNUBQTQ | Eaton (formerly Cooper Lighting) | Metalux | 4SNLED-LD4-18SL-LC-[Voltages include 120-277V]-[Emergency include blank EL EL10W]-[Wiring include blank PI/CPI]-SA-EMRS-L850-CD1-[Packaging] | Outdoor Luminaires | Low Output | Stairwell and Passageway Luminaires | Standard | FALSE | [9 empty] | 42194 |  |  | NotYetVerified |  | 3 | 2186.76 | 137.96 | 15.85 | 10.25 | 0.987 | 5000 | 82
PWRSP1K9 | Eaton (formerly Cooper Lighting) | Metalux | 4SNLED-LD4-18SL-LN-[Voltages include 120-277V]-[Emergency include blank EL EL10W]-[Wiring include blank PI/CPI]-SA-EMRS-L850-CD1-[Packaging] | Outdoor Luminaires | Low Output | Stairwell and Passageway Luminaires | Standard | FALSE | [9 empty] | 42194 |  |  | NotYetVerified |  | 3 | 2180.13 | 137.54 | 15.85 | 10.25 | 0.987 | 5000 | 82
PMKD8Y3H | Eaton (formerly Cooper Lighting) | Metalux | 4SNLED-LD4-16SL-LW-[Voltages include 120-277V]-[Emergency include blank EL EL10W]-[Wiring include blank PI/CPI]-SA-EMRS-L850-CD1-[Packaging] | Outdoor Luminaires | Low Output | Stairwell and Passageway Luminaires | Standard | FALSE | [9 empty] | 42194 |  |  | NotYetVerified |  | 3 | 1951.74 | 123.13 | 15.85 | 10.25 | 0.987 | 5000 | 82
PZCSKGXA | Eaton (formerly Cooper Lighting) | Metalux | 4SNLED-LD4-37SL-LW-[Voltages include 120-277V]-[Emergency include blank EL EL10W]-[Wiring include blank PI/CPI]-SA-EMRS-L850-[Driver Types include CD 5LTD]1-[Packaging] | Outdoor Luminaires | Low Output | Stairwell and Passageway Luminaires | Standard | FALSE | [9 empty] | 42194 |  |  | NotYetVerified |  | 3 | 4053.96 | 109.15 | 37.14 | 10.22 | 0.989 | 5000 | 82
P5UZV8TV | Eaton (formerly Cooper Lighting) | Metalux | 8TSNLED-LD4-81SL-LW-[Voltages include 120-277V]-[Emergency include blank EL EL10W]-[Wiring include blank PI/CPI]-SA-EMRS-L850-[Driver Types include CD 5LTD]2-[Packaging] | Outdoor Luminaires | Mid Output | Stairwell and Passageway Luminaires | Standard | FALSE | [9 empty] | 42194 |  |  | NotYetVerified |  | 3 | 8839.59 | 106.43 | 83.05 | 10.15 | 0.99 | 5000 | 82
PCT2KT12 | Eaton (formerly Cooper Lighting) | Metalux | 8TSNLED-LD4-90SL-LC-[Voltages include 120-277V]-[Emergency include blank EL EL10W]-[Wiring include blank PI/CPI]-SA-EMRS-L850-[Driver Types include CD 5LTD 5LTHD]2-[Packaging] | Outdoor Luminaires | Mid Output | Stairwell and Passageway Luminaires | Standard | FALSE | [9 empty] | 42194 |  |  | NotYetVerified |  | 3 | 9900.34 | 119.27 | 83.01 | 9.7 | 0.99 | 5000 | 82
PKWEXYND | Eaton (formerly Cooper Lighting) | Metalux | 8TSNLED-LD4-91SL-LN-[Voltages include 120-277V]-[Emergency include blank EL EL10W]-[Wiring include blank PI/CPI]-SA-EMRS-L850-[Driver Types include CD 5LTD 5LTHD]2-[Packaging] | Outdoor Luminaires | Mid Output | Stairwell and Passageway Luminaires | Standard | FALSE | [9 empty] | 42194 |  |  | NotYetVerified |  | 3 | 9869.14 | 118.89 | 83.01 | 9.7 | 0.99 | 5000 | 82
PVPVK9T1 | Eaton (formerly Cooper Lighting) | Metalux | 4SNLED-LD4-46SL-LC-[Voltages include 120-277V]-[Emergency include blank EL EL10W]-[Wiring include blank PI/CPI]-SA-EMRS-L850-[Driver Types include CD 5LTD 5LTHD]1-[Packaging] | Outdoor Luminaires | Low Output | Stairwell and Passageway Luminaires | Standard | FALSE | [9 empty] | 42194 |  |  | NotYetVerified |  | 3 | 4951.9 | 119.31 | 41.5 | 9.7 | 0.99 | 5000 | 82
PERJ34MH | Eaton (formerly Cooper Lighting) | Metalux | 4SNLED-LD4-46SL-LN-[Voltages include 120-277V]-[Emergency include blank EL EL10W]-[Wiring include blank PI/CPI]-SA-EMRS-L850-[Driver Types include CD 5LTD 5LTHD]1-[Packaging] | Outdoor Luminaires | Low Output | Stairwell and Passageway Luminaires | Standard | FALSE | [9 empty] | 42194 |  |  | NotYetVerified |  | 3 | 4936.87 | 118.95 | 41.5 | 9.7 | 0.99 | 5000 | 82
PPVBDW2F | Eaton (formerly Cooper Lighting) | Metalux | 4SNLED-LD4-22SL-LC-[Voltages include 120-277V]-[Emergency include blank EL EL10W]-[Wiring include blank PI/CPI]-SA-EMRS-L850-CD1-[Packaging] | Outdoor Luminaires | Low Output | Stairwell and Passageway Luminaires | Standard | FALSE | [9 empty] | 42194 |  |  | NotYetVerified |  | 3 | 2468.79 | 136.8 | 18.05 | 9.64 | 0.989 | 5000 | 82
PVPJDBWC | Eaton (formerly Cooper Lighting) | Metalux | 4SNLED-LD4-22SL-LN-[Voltages include 120-277V]-[Emergency include blank EL EL10W]-[Wiring include blank PI/CPI]-SA-EMRS-L850-CD1-[Packaging] | Outdoor Luminaires | Low Output | Stairwell and Passageway Luminaires | Standard | FALSE | [9 empty] | 42194 |  |  | NotYetVerified |  | 3 | 2461.31 | 136.39 | 18.05 | 9.64 | 0.989 | 5000 | 82
PX16SNA1 | Eaton (formerly Cooper Lighting) | Metalux | 4SNLED-LD4-20SL-LW-[Voltages include 120-277V]-[Emergency include blank EL EL10W]-[Wiring include blank PI/CPI]-SA-EMRS-L850-CD1-[Packaging] | Outdoor Luminaires | Low Output | Stairwell and Passageway Luminaires | Standard | FALSE | [9 empty] | 42194 |  |  | NotYetVerified |  | 3 | 2203.46 | 122.1 | 18.05 | 9.64 | 0.989 | 5000 | 82
P297DT11 | Eaton (formerly Cooper Lighting) | Metalux | 4SNLED-LD4-41SL-LC-[Voltages include 120-277V]-[Emergency include blank EL EL10W]-[Wiring include blank PI/CPI]-SA-EMRS-L850-[Driver Types include CD 5LTD 5LTHD]1-[Packaging] | Outdoor Luminaires | Low Output | Stairwell and Passageway Luminaires | Standard | FALSE | [9 empty] | 42194 |  |  | NotYetVerified |  | 3 | 4542.13 | 122.13 | 37.19 | 9.61 | 0.989 | 5000 | 82
PMBDHN1C | Eaton (formerly Cooper Lighting) | Metalux | 4SNLED-LD4-41SL-LN-[Voltages include 120-277V]-[Emergency include blank EL EL10W]-[Wiring include blank PI/CPI]-SA-EMRS-L850-[Driver Types include CD 5LTD 5LTHD]1-[Packaging] | Outdoor Luminaires | Low Output | Stairwell and Passageway Luminaires | Standard | FALSE | [9 empty] | 42194 |  |  | NotYetVerified |  | 3 | 4528.35 | 121.76 | 37.19 | 9.61 | 0.989 | 5000 | 82
PBVQ8AV1 | Eaton (formerly Cooper Lighting) | Metalux | 4SNLED-LD4-44SL-LW-[Voltages include 120-277V]-[Emergency include blank EL EL10W]-[Wiring include blank PI/CPI]-SA-EMRS-L850-[Driver Types include CD 5LTD]1-[Packaging] | Outdoor Luminaires | Low Output | Stairwell and Passageway Luminaires | Standard | FALSE | [9 empty] | 42194 |  |  | NotYetVerified |  | 3 | 4782.67 | 104.25 | 45.88 | 9.4 | 0.991 | 5000 | 82
PAN56NTT | Eaton (formerly Cooper Lighting) | Metalux | 4SNLED-LD4-56SL-LC-[Voltages include 120-277V]-[Emergency include blank EL EL10W]-[Wiring include blank PI/CPI]-SA-EMRS-L850-[Driver Types include CD 5LTD]1-[Packaging] | Outdoor Luminaires | Mid Output | Stairwell and Passageway Luminaires | Standard | FALSE | [9 empty] | 42194 |  |  | NotYetVerified |  | 3 | 6131.11 | 109.83 | 55.82 | 9.26 | 0.994 | 5000 | 82
PQ9P6743 | Eaton (formerly Cooper Lighting) | Metalux | 4SNLED-LD4-56SL-LN-[Voltages include 120-277V]-[Emergency include blank EL EL10W]-[Wiring include blank PI/CPI]-SA-EMRS-L850-[Driver Types include CD 5LTD]1-[Packaging] | Outdoor Luminaires | Mid Output | Stairwell and Passageway Luminaires | Standard | FALSE | [9 empty] | 42194 |  |  | NotYetVerified |  | 3 | 6112.51 | 109.5 | 55.82 | 9.26 | 0.994 | 5000 | 82
P8QT2K4T | Eaton (formerly Cooper Lighting) | Metalux | 4SNLED-LD4-50SL-LW-[Voltages include 120-277V]-[Emergency include blank EL EL10W]-[Wiring include blank PI/CPI]-SA-EMRS-L850-[Driver Types include CD 5LTD]1-[Packaging] | Outdoor Luminaires | Mid Output | Stairwell and Passageway Luminaires | Standard | FALSE | [9 empty] | 42194 |  |  | NotYetVerified |  | 3 | 5472.17 | 98.03 | 55.82 | 9.26 | 0.994 | 5000 | 82
PKP84KW8 | Eaton (formerly Cooper Lighting) | Metalux | 8TSNLED-LD4-88SL-LW-[Voltages include 120-277V]-[Emergency include blank EL EL10W]-[Wiring include blank PI/CPI]-SA-EMRS-L850-[Driver Types include CD 5LTD]2-[Packaging] | Outdoor Luminaires | Mid Output | Stairwell and Passageway Luminaires | Standard | FALSE | [9 empty] | 42194 |  |  | NotYetVerified |  | 3 | 9565.58 | 104.05 | 91.94 | 9.19 | 0.992 | 5000 | 82
PHCZJURM | Eaton (formerly Cooper Lighting) | Metalux | 4SNLED-LD4-60HL-LC-[Voltages include 120-277V]-[Emergency include blank EL EL10W]-[Wiring include blank PI/CPI]-SA-EMRS-L850-[Driver Types include CD 5LTD 5LTHD]1-[Packaging] | Outdoor Luminaires | Mid Output | Stairwell and Passageway Luminaires | Standard | FALSE | [9 empty] | 42194 |  |  | NotYetVerified |  | 3 | 6561.31 | 130.2 | 50.39 | 9.17 | 0.993 | 5000 | 82
PUAF6JCZ | Eaton (formerly Cooper Lighting) | Metalux | 4SNLED-LD4-60HL-LN-[Voltages include 120-277V]-[Emergency include blank EL EL10W]-[Wiring include blank PI/CPI]-SA-EMRS-L850-[Driver Types include CD 5LTD 5LTHD]1-[Packaging] | Outdoor Luminaires | Mid Output | Stairwell and Passageway Luminaires | Standard | FALSE | [9 empty] | 42194 |  |  | NotYetVerified |  | 3 | 6541.41 | 129.81 | 50.39 | 9.17 | 0.993 | 5000 | 82
PCP5HNGE | Eaton (formerly Cooper Lighting) | Metalux | 4SNLED-LD4-54HL-LW-[Voltages include 120-277V]-[Emergency include blank EL EL10W]-[Wiring include blank PI/CPI]-SA-EMRS-L850-[Driver Types include CD 5LTD 5LTHD]1-[Packaging] | Outdoor Luminaires | Mid Output | Stairwell and Passageway Luminaires | Standard | FALSE | [9 empty] | 42194 |  |  | NotYetVerified |  | 3 | 5856.13 | 116.21 | 50.39 | 9.17 | 0.993 | 5000 | 82
PKY6FET3 | Eaton (formerly Cooper Lighting) | Metalux | 2SNLED-LD4-18SL-LC-[Voltage includes 120V]-[Emergency include blank EL EL10W]-[Wiring include blank PI/CPI]-SA-EMRS-L850-[Driver Types include CD 5LTHD]1-[Packaging] | Outdoor Luminaires | Low Output | Stairwell and Passageway Luminaires | Standard | FALSE | [9 empty] | 42194 |  |  | NotYetVerified |  | 3 | 2045.75 | 116.95 | 17.49 | 9.02 | 0.986 | 5000 | 82
P91HKUDP | Eaton (formerly Cooper Lighting) | Metalux | 2SNLED-LD4-18SL-LN-[Voltage includes 120V]-[Emergency include blank EL EL10W]-[Wiring include blank PI/CPI]-SA-EMRS-L850-[Driver Types include CD 5LTHD]1-[Packaging] | Outdoor Luminaires | Low Output | Stairwell and Passageway Luminaires | Standard | FALSE | [9 empty] | 42194 |  |  | NotYetVerified |  | 3 | 2039.54 | 116.59 | 17.49 | 9.02 | 0.986 | 5000 | 82
P42QV4NF | Eaton (formerly Cooper Lighting) | Metalux | 2SNLED-LD4-16SL-LW-[Voltage includes 120V]-[Emergency include blank EL EL10W]-[Wiring include blank PI/CPI]-SA-EMRS-L850-[Driver Types include CD 5LTHD]1-[Packaging] | Outdoor Luminaires | Low Output | Stairwell and Passageway Luminaires | Standard | FALSE | [9 empty] | 42194 |  |  | NotYetVerified |  | 3 | 1825.88 | 104.38 | 17.49 | 9.02 | 0.986 | 5000 | 82
PS1VJAHP | Eaton (formerly Cooper Lighting) | Metalux | 4SNLED-LD4-49SL-LC-[Voltages include 120-277V]-[Emergency include blank EL EL10W]-[Wiring include blank PI/CPI]-SA-EMRS-L850-[Driver Types include CD 5LTD 5LTHD]1-[Packaging] | Outdoor Luminaires | Mid Output | Stairwell and Passageway Luminaires | Standard | FALSE | [9 empty] | 42194 |  |  | NotYetVerified |  | 3 | 5358.59 | 116.65 | 45.94 | 8.91 | 0.991 | 5000 | 82
P6SX9BTU | Eaton (formerly Cooper Lighting) | Metalux | 4SNLED-LD4-49SL-LN-[Voltages include 120-277V]-[Emergency include blank EL EL10W]-[Wiring include blank PI/CPI]-SA-EMRS-L850-[Driver Types include CD 5LTD 5LTHD]1-[Packaging] | Outdoor Luminaires | Mid Output | Stairwell and Passageway Luminaires | Standard | FALSE | [9 empty] | 42194 |  |  | NotYetVerified |  | 3 | 5342.34 | 116.3 | 45.94 | 8.91 | 0.991 | 5000 | 82
PRYBBU7C | Eaton (formerly Cooper Lighting) | Metalux | 8TSNLED-LD4-98SL-LC-[Voltages include 120-277V]-[Emergency include blank EL EL10W]-[Wiring include blank PI/CPI]-SA-EMRS-L850-[Driver Types include CD 5LTD 5LTHD]2-[Packaging] | Outdoor Luminaires | High Output | Stairwell and Passageway Luminaires | Standard | FALSE | [9 empty] | 42194 |  |  | NotYetVerified |  | 3 | 10713.45 | 116.61 | 91.87 | 8.91 | 0.991 | 5000 | 82
PCTUMWME | Eaton (formerly Cooper Lighting) | Metalux | 8TSNLED-LD4-98SL-LN-[Voltages include 120-277V]-[Emergency include blank EL EL10W]-[Wiring include blank PI/CPI]-SA-EMRS-L850-[Driver Types include CD 5LTD 5LTHD]2-[Packaging] | Outdoor Luminaires | High Output | Stairwell and Passageway Luminaires | Standard | FALSE | [9 empty] | 42194 |  |  | NotYetVerified |  | 3 | 10679.69 | 116.24 | 91.87 | 8.91 | 0.991 | 5000 | 82
P2JCC6TB | Eaton (formerly Cooper Lighting) | Metalux | 4SNLED-LD4-26SL-LC-[Voltages include 120-277V]-[Emergency include blank EL EL10W]-[Wiring include blank PI/CPI]-SA-EMRS-L850-CD1-[Packaging] | Outdoor Luminaires | Low Output | Stairwell and Passageway Luminaires | Standard | FALSE | [9 empty] | 42194 |  |  | NotYetVerified |  | 3 | 2884.69 | 134.91 | 21.38 | 8.88 | 0.992 | 5000 | 82
PKPFS9JR | Eaton (formerly Cooper Lighting) | Metalux | 4SNLED-LD4-26SL-LN-[Voltages include 120-277V]-[Emergency include blank EL EL10W]-[Wiring include blank PI/CPI]-SA-EMRS-L850-CD1-[Packaging] | Outdoor Luminaires | Low Output | Stairwell and Passageway Luminaires | Standard | FALSE | [9 empty] | 42194 |  |  | NotYetVerified |  | 3 | 2875.94 | 134.5 | 21.38 | 8.88 | 0.992 | 5000 | 82
PVNR9KUD | Eaton (formerly Cooper Lighting) | Metalux | 4SNLED-LD4-23SL-LW-[Voltages include 120-277V]-[Emergency include blank EL EL10W]-[Wiring include blank PI/CPI]-SA-EMRS-L850-CD1-[Packaging] | Outdoor Luminaires | Low Output | Stairwell and Passageway Luminaires | Standard | FALSE | [9 empty] | 42194 |  |  | NotYetVerified |  | 3 | 2574.65 | 120.41 | 21.38 | 8.88 | 0.992 | 5000 | 82
PRXY5U3A | Eaton (formerly Cooper Lighting) | Metalux | 8TSNLED-LD4-95SL-LW-[Voltages include 120-277V]-[Emergency include blank EL EL10W]-[Wiring include blank PI/CPI]-SA-EMRS-L850-[Driver Types include CD 5LTD]2-[Packaging] | Outdoor Luminaires | High Output | Stairwell and Passageway Luminaires | Standard | FALSE | [9 empty] | 42194 |  |  | NotYetVerified |  | 3 | 10260.56 | 101.95 | 100.65 | 8.84 | 0.993 | 5000 | 82
P5XPPD2R | Eaton (formerly Cooper Lighting) | Metalux | 4SNLED-LD4-52SL-LC-[Voltages include 120-277V]-[Emergency include blank EL EL10W]-[Wiring include blank PI/CPI]-SA-EMRS-L850-[Driver Types include CD 5LTD 5LTHD]1-[Packaging] | Outdoor Luminaires | Mid Output | Stairwell and Passageway Luminaires | Standard | FALSE | [9 empty] | 42194 |  |  | NotYetVerified |  | 3 | 5747.92 | 114.32 | 50.28 | 8.63 | 0.992 | 5000 | 82
P9BT3X6F | Eaton (formerly Cooper Lighting) | Metalux | 4SNLED-LD4-53SL-LN-[Voltages include 120-277V]-[Emergency include blank EL EL10W]-[Wiring include blank PI/CPI]-SA-EMRS-L850-[Driver Types include CD 5LTD 5LTHD]1-[Packaging] | Outdoor Luminaires | Mid Output | Stairwell and Passageway Luminaires | Standard | FALSE | [9 empty] | 42194 |  |  | NotYetVerified |  | 3 | 5730.48 | 113.97 | 50.28 | 8.63 | 0.992 | 5000 | 82
PQBV2XRP | Eaton (formerly Cooper Lighting) | Metalux | 8TSNLED-LD4-105SL-LC-[Voltages include 120-277V]-[Emergency include blank EL EL10W]-[Wiring include blank PI/CPI]-SA-EMRS-L850-[Driver Types include CD 5LTD 5LTHD]2-[Packaging] | Outdoor Luminaires | High Output | Stairwell and Passageway Luminaires | Standard | FALSE | [9 empty] | 42194 |  |  | NotYetVerified |  | 3 | 11491.83 | 114.28 | 100.56 | 8.63 | 0.992 | 5000 | 82
P64BTD9H | Eaton (formerly Cooper Lighting) | Metalux | 8TSNLED-LD4-106SL-LN-[Voltages include 120-277V]-[Emergency include blank EL EL10W]-[Wiring include blank PI/CPI]-SA-EMRS-L850-[Driver Types include CD 5LTD 5LTHD]2-[Packaging] | Outdoor Luminaires | High Output | Stairwell and Passageway Luminaires | Standard | FALSE | [9 empty] | 42194 |  |  | NotYetVerified |  | 3 | 11455.62 | 113.92 | 100.56 | 8.63 | 0.992 | 5000 | 82
P4CUBU5F | Eaton (formerly Cooper Lighting) | Metalux | 2SNLED-LD4-22SL-LC-[Voltages include 120-277V]-[Emergency include blank EL EL10W]-[Wiring include blank PI/CPI]-SA-EMRS-L850-[Driver Types include CD 5LTHD]1-[Packaging] | Outdoor Luminaires | Low Output | Stairwell and Passageway Luminaires | Standard | FALSE | [9 empty] | 42194 |  |  | NotYetVerified |  | 3 | 2494.34 | 112.69 | 22.14 | 8.36 | 0.99 | 5000 | 82
PDW258DS | Eaton (formerly Cooper Lighting) | Metalux | 2SNLED-LD4-22SL-LN-[Voltages include 120-277V]-[Emergency include blank EL EL10W]-[Wiring include blank PI/CPI]-SA-EMRS-L850-[Driver Types include CD 5LTHD]1-[Packaging] | Outdoor Luminaires | Low Output | Stairwell and Passageway Luminaires | Standard | FALSE | [9 empty] | 42194 |  |  | NotYetVerified |  | 3 | 2486.77 | 112.34 | 22.14 | 8.36 | 0.99 | 5000 | 82
PSZECZ82 | Eaton (formerly Cooper Lighting) | Metalux | 2SNLED-LD4-20SL-LW-[Voltage includes 120V]-[Emergency include blank EL EL10W]-[Wiring include blank PI/CPI]-SA-EMRS-L850-[Driver Types include CD 5LTHD]1-[Packaging] | Outdoor Luminaires | Low Output | Stairwell and Passageway Luminaires | Standard | FALSE | [9 empty] | 42194 |  |  | NotYetVerified |  | 3 | 2226.26 | 104.27 | 21.35 | 8.36 | 0.99 | 5000 | 82
PK7FPRSE | Eaton (formerly Cooper Lighting) | Metalux | 8TSNLED-LD4-68SL-LC-[Voltages include 120-277V]-[Emergency include blank EL EL10W]-[Wiring include blank PI/CPI]-SA-EMRS-L850-[Driver Types include CD 5LTD]1-[Packaging] | Outdoor Luminaires | Mid Output | Stairwell and Passageway Luminaires | Standard | FALSE | [9 empty] | 42194 |  |  | NotYetVerified |  | 3 | 7360.9 | 133.84 | 55 | 8 | 0.994 | 5000 | 82
PGUABM8A | Eaton (formerly Cooper Lighting) | Metalux | 8TSNLED-LD4-68SL-LN-[Voltages include 120-277V]-[Emergency include blank EL EL10W]-[Wiring include blank PI/CPI]-SA-EMRS-L850-[Driver Types include CD 5LTD]1-[Packaging] | Outdoor Luminaires | Mid Output | Stairwell and Passageway Luminaires | Standard | FALSE | [9 empty] | 42194 |  |  | NotYetVerified |  | 3 | 7337.7 | 133.42 | 55 | 8 | 0.994 | 5000 | 82
PRS1HDYW | Eaton (formerly Cooper Lighting) | Metalux | 8TSNLED-LD4-61SL-LW-[Voltages include 120-277V]-[Emergency include blank EL EL10W]-[Wiring include blank PI/CPI]-SA-EMRS-L850-[Driver Types include CD 5LTD]1-[Packaging] | Outdoor Luminaires | Mid Output | Stairwell and Passageway Luminaires | Standard | FALSE | [9 empty] | 42194 |  |  | NotYetVerified |  | 3 | 6572.23 | 119.5 | 55 | 8 | 0.994 | 5000 | 82
PG3GSSRY | Eaton (formerly Cooper Lighting) | Metalux | 2SNLED-LD4-26SL-LC-[Voltages include 120-277V]-[Emergency include blank EL EL10W]-[Wiring include blank PI/CPI]-SA-EMRS-L850-[Driver Types include CD 5LTHD]1-[Packaging] | Outdoor Luminaires | Low Output | Stairwell and Passageway Luminaires | Standard | FALSE | [9 empty] | 42194 |  |  | NotYetVerified |  | 3 | 2910.06 | 123.14 | 23.63 | 7.92 | 0.992 | 5000 | 82
PC9MNUNG | Eaton (formerly Cooper Lighting) | Metalux | 2SNLED-LD4-26SL-LN-[Voltages include 120-277V]-[Emergency include blank EL EL10W]-[Wiring include blank PI/CPI]-SA-EMRS-L850-[Driver Types include CD 5LTHD]1-[Packaging] | Outdoor Luminaires | Low Output | Stairwell and Passageway Luminaires | Standard | FALSE | [9 empty] | 42194 |  |  | NotYetVerified |  | 3 | 2901.24 | 122.77 | 23.63 | 7.92 | 0.992 | 5000 | 82
PKN582K8 | Eaton (formerly Cooper Lighting) | Metalux | 2SNLED-LD4-23SL-LW-[Voltages include 120-277V]-[Emergency include blank EL EL10W]-[Wiring include blank PI/CPI]-SA-EMRS-L850-[Driver Types include CD 5LTHD]1-[Packaging] | Outdoor Luminaires | Low Output | Stairwell and Passageway Luminaires | Standard | FALSE | [9 empty] | 42194 |  |  | NotYetVerified |  | 3 | 2597.3 | 109.91 | 23.63 | 7.92 | 0.992 | 5000 | 82
PNW613CV | Eaton (formerly Cooper Lighting) | Metalux | 8TSNLED-LD4-75SL-LC-[Voltages include 120-277V]-[Emergency include blank EL EL10W]-[Wiring include blank PI/CPI]-SA-EMRS-L850-[Driver Types include CD 5LTD]1-[Packaging] | Outdoor Luminaires | Mid Output | Stairwell and Passageway Luminaires | Standard | FALSE | [9 empty] | 42194 |  |  | NotYetVerified |  | 3 | 8198.53 | 130.81 | 62.68 | 7.5 | 0.995 | 5000 | 82
P1JYFJ2Q | Eaton (formerly Cooper Lighting) | Metalux | 8TSNLED-LD4-75SL-LN-[Voltages include 120-277V]-[Emergency include blank EL EL10W]-[Wiring include blank PI/CPI]-SA-EMRS-L850-[Driver Types include CD 5LTD]1-[Packaging] | Outdoor Luminaires | Mid Output | Stairwell and Passageway Luminaires | Standard | FALSE | [9 empty] | 42194 |  |  | NotYetVerified |  | 3 | 8172.69 | 130.39 | 62.68 | 7.5 | 0.995 | 5000 | 82
PNKBYUYR | Eaton (formerly Cooper Lighting) | Metalux | 8TSNLED-LD4-67SL-LW-[Voltages include 120-277V]-[Emergency include blank EL EL10W]-[Wiring include blank PI/CPI]-SA-EMRS-L850-[Driver Types include CD 5LTD]1-[Packaging] | Outdoor Luminaires | Mid Output | Stairwell and Passageway Luminaires | Standard | FALSE | [9 empty] | 42194 |  |  | NotYetVerified |  | 3 | 7320.11 | 116.79 | 62.68 | 7.5 | 0.995 | 5000 | 82
P675NB78 | Eaton (formerly Cooper Lighting) | Metalux | 4SNLED-LD4-47SL-LW-[Voltage includes 120V]-[Emergency include blank EL EL10W]-[Wiring include blank PI/CPI]-SA-EMRS-L850-5LTHD1-[Packaging] | Outdoor Luminaires | Mid Output | Stairwell and Passageway Luminaires | Standard | FALSE | [9 empty] | 42194 |  |  | NotYetVerified |  | 3 | 5130.16 | 102.65 | 49.98 | 7.1 | 0.991 | 5000 | 82
PBHJ66MM | Eaton (formerly Cooper Lighting) | Metalux | 8TSNLED-LD4-95SL-LW-[Voltage includes 120V]-[Emergency include blank EL EL10W]-[Wiring include blank PI/CPI]-SA-EMRS-L850-5LTHD2-[Packaging] | Outdoor Luminaires | High Output | Stairwell and Passageway Luminaires | Standard | FALSE | [9 empty] | 42194 |  |  | NotYetVerified |  | 3 | 10260.56 | 102.66 | 99.95 | 7.1 | 0.991 | 5000 | 82
P9N9UEC2 | Eaton (formerly Cooper Lighting) | Metalux | 4SNLED-LD4-34SL-LC-[Voltages include 120-277V]-[Emergency include blank EL EL10W]-[Wiring include blank PI/CPI]-SA-EMRS-L850-CD1-[Packaging] | Outdoor Luminaires | Low Output | Stairwell and Passageway Luminaires | Standard | FALSE | [9 empty] | 42194 |  |  | NotYetVerified |  | 3 | 3681.73 | 127.09 | 28.97 | 7.03 | 0.99 | 5000 | 82
PAG73PWX | Eaton (formerly Cooper Lighting) | Metalux | 4SNLED-LD4-34SL-LN-[Voltages include 120-277V]-[Emergency include blank EL EL10W]-[Wiring include blank PI/CPI]-SA-EMRS-L850-CD1-[Packaging] | Outdoor Luminaires | Low Output | Stairwell and Passageway Luminaires | Standard | FALSE | [9 empty] | 42194 |  |  | NotYetVerified |  | 3 | 3670.56 | 126.7 | 28.97 | 7.03 | 0.99 | 5000 | 82
PA42J8CB | Eaton (formerly Cooper Lighting) | Metalux | 4SNLED-LD4-30SL-LW-[Voltages include 120-277V]-[Emergency include blank EL EL10W]-[Wiring include blank PI/CPI]-SA-EMRS-L850-CD1-[Packaging] | Outdoor Luminaires | Low Output | Stairwell and Passageway Luminaires | Standard | FALSE | [9 empty] | 42194 |  |  | NotYetVerified |  | 3 | 3286.04 | 113.43 | 28.97 | 7.03 | 0.99 | 5000 | 82
PY4M5GXQ | Eaton (formerly Cooper Lighting) | Metalux | 8TSNLED-LD4-88SL-LW-[Voltage includes 120V]-[Emergency include blank EL EL10W]-[Wiring include blank PI/CPI]-SA-EMRS-L850-5LTHD2-[Packaging] | Outdoor Luminaires | Mid Output | Stairwell and Passageway Luminaires | Standard | FALSE | [9 empty] | 42194 |  |  | NotYetVerified |  | 3 | 9565.58 | 104.63 | 91.43 | 7 | 0.99 | 5000 | 82
PCQTNTMU | Eaton (formerly Cooper Lighting) | Metalux | 8TSNLED-LD4-81SL-LW-[Voltage includes 120V]-[Emergency include blank EL EL10W]-[Wiring include blank PI/CPI]-SA-EMRS-L850-5LTHD2-[Packaging] | Outdoor Luminaires | Mid Output | Stairwell and Passageway Luminaires | Standard | FALSE | [9 empty] | 42194 |  |  | NotYetVerified |  | 3 | 8839.59 | 106.85 | 82.73 | 7 | 0.99 | 5000 | 82
P58F79VE | Eaton (formerly Cooper Lighting) | Metalux | 4SNLED-LD4-44SL-LW-[Voltage includes 120V]-[Emergency include blank EL EL10W]-[Wiring include blank PI/CPI]-SA-EMRS-L850-5LTHD1-[Packaging] | Outdoor Luminaires | Low Output | Stairwell and Passageway Luminaires | Standard | FALSE | [9 empty] | 42194 |  |  | NotYetVerified |  | 3 | 4782.67 | 104.62 | 45.71 | 7 | 0.99 | 5000 | 82
PWFFHA5E | Eaton (formerly Cooper Lighting) | Metalux | 4SNLED-LD4-41SL-LW-[Voltage includes 120V]-[Emergency include blank EL EL10W]-[Wiring include blank PI/CPI]-SA-EMRS-L850-5LTHD1-[Packaging] | Outdoor Luminaires | Low Output | Stairwell and Passageway Luminaires | Standard | FALSE | [9 empty] | 42194 |  |  | NotYetVerified |  | 3 | 4419.69 | 106.84 | 41.37 | 7 | 0.99 | 5000 | 82
P7GHE8CE | Eaton (formerly Cooper Lighting) | Metalux | 4SNLED-LD4-37SL-LW-[Voltage includes 120V]-[Emergency include blank EL EL10W]-[Wiring include blank PI/CPI]-SA-EMRS-L850-5LTHD1-[Packaging] | Outdoor Luminaires | Low Output | Stairwell and Passageway Luminaires | Standard | FALSE | [9 empty] | 42194 |  |  | NotYetVerified |  | 3 | 4053.96 | 109.1 | 37.16 | 6.9 | 0.989 | 5000 | 82
PVUN9SU4 | Eaton (formerly Cooper Lighting) | Metalux | 8TSNLED-LD4-83SL-LC-[Voltages include 120-277V]-[Emergency include blank EL EL10W]-[Wiring include blank PI/CPI]-SA-EMRS-L850-[Driver Types include CD 5LTD]1-[Packaging] | Outdoor Luminaires | Mid Output | Stairwell and Passageway Luminaires | Standard | FALSE | [9 empty] | 42194 |  |  | NotYetVerified |  | 3 | 9081.1 | 127.3 | 71.33 | 6.83 | 0.994 | 5000 | 82
PN8CAWDC | Eaton (formerly Cooper Lighting) | Metalux | 8TSNLED-LD4-83SL-LN-[Voltages include 120-277V]-[Emergency include blank EL EL10W]-[Wiring include blank PI/CPI]-SA-EMRS-L850-[Driver Types include CD 5LTD]1-[Packaging] | Outdoor Luminaires | Mid Output | Stairwell and Passageway Luminaires | Standard | FALSE | [9 empty] | 42194 |  |  | NotYetVerified |  | 3 | 9052.48 | 126.9 | 71.33 | 6.83 | 0.994 | 5000 | 82
PWTY9TET | Eaton (formerly Cooper Lighting) | Metalux | 8TSNLED-LD4-74SL-LW-[Voltages include 120-277V]-[Emergency include blank EL EL10W]-[Wiring include blank PI/CPI]-SA-EMRS-L850-[Driver Types include CD 5LTD]1-[Packaging] | Outdoor Luminaires | Mid Output | Stairwell and Passageway Luminaires | Standard | FALSE | [9 empty] | 42194 |  |  | NotYetVerified |  | 3 | 8108.12 | 113.66 | 71.33 | 6.83 | 0.994 | 5000 | 82
P2ZYP658 | Eaton (formerly Cooper Lighting) | Metalux | 4SNLED-LD4-37SL-LC-[Voltages include 120-277V]-[Emergency include blank EL EL10W]-[Wiring include blank PI/CPI]-SA-EMRS-L850-[Driver Types include CD 5LTD]1-[Packaging] | Outdoor Luminaires | Low Output | Stairwell and Passageway Luminaires | Standard | FALSE | [9 empty] | 42194 |  |  | NotYetVerified |  | 3 | 4100.69 | 124.68 | 32.89 | 6.83 | 0.99 | 5000 | 82
PZ9TVRTB | Eaton (formerly Cooper Lighting) | Metalux | 4SNLED-LD4-37SL-LN-[Voltages include 120-277V]-[Emergency include blank EL EL10W]-[Wiring include blank PI/CPI]-SA-EMRS-L850-CD1-[Packaging] | Outdoor Luminaires | Low Output | Stairwell and Passageway Luminaires | Standard | FALSE | [9 empty] | 42194 |  |  | NotYetVerified |  | 3 | 4088.25 | 124.3 | 32.89 | 6.83 | 0.99 | 5000 | 82
P4X8S8KE | Eaton (formerly Cooper Lighting) | Metalux | 4SNLED-LD4-37SL-LC-[Voltage includes 120V]-[Emergency include blank EL EL10W]-[Wiring include blank PI/CPI]-SA-EMRS-L850-CD1-[Packaging] | Outdoor Luminaires | Low Output | Stairwell and Passageway Luminaires | Standard | FALSE | [9 empty] | 42194 |  |  | NotYetVerified |  | 3 | 4100.69 | 124.22 | 33.01 | 6.8 | 0.987 | 5000 | 82
PK3DS18P | Eaton (formerly Cooper Lighting) | Metalux | 4SNLED-LD4-37SL-LN-[Voltage includes 120V]-[Emergency include blank EL EL10W]-[Wiring include blank PI/CPI]-SA-EMRS-L850-5LTHD1-[Packaging] | Outdoor Luminaires | Low Output | Stairwell and Passageway Luminaires | Standard | FALSE | [9 empty] | 42194 |  |  | NotYetVerified |  | 3 | 4088.25 | 123.85 | 33.01 | 6.8 | 0.987 | 5000 | 82
P81K973N | Eaton (formerly Cooper Lighting) | Metalux | 4SNLED-LD4-33SL-LW-[Voltage includes 120V]-[Emergency include blank EL EL10W]-[Wiring include blank PI/CPI]-SA-EMRS-L850-5LTHD1-[Packaging] | Outdoor Luminaires | Low Output | Stairwell and Passageway Luminaires | Standard | FALSE | [9 empty] | 42194 |  |  | NotYetVerified |  | 3 | 3659.97 | 110.87 | 33.01 | 6.8 | 0.987 | 5000 | 82
PHVZXV6Z | Eaton (formerly Cooper Lighting) | Metalux | 4SNLED-LD4-34SL-LC-[Voltage includes 120V]-[Emergency include blank EL EL10W]-[Wiring include blank PI/CPI]-SA-EMRS-L850-5LTHD1-[Packaging] | Outdoor Luminaires | Low Output | Stairwell and Passageway Luminaires | Standard | FALSE | [9 empty] | 42194 |  |  | NotYetVerified |  | 3 | 3681.73 | 125.87 | 29.25 | 6.7 | 0.985 | 5000 | 82
PTHTR4YZ | Eaton (formerly Cooper Lighting) | Metalux | 4SNLED-LD4-34SL-LN-[Voltage includes 120V]-[Emergency include blank EL EL10W]-[Wiring include blank PI/CPI]-SA-EMRS-L850-5LTHD1-[Packaging] | Outdoor Luminaires | Low Output | Stairwell and Passageway Luminaires | Standard | FALSE | [9 empty] | 42194 |  |  | NotYetVerified |  | 3 | 3670.56 | 125.49 | 29.25 | 6.7 | 0.985 | 5000 | 82
PPPARVBX | Eaton (formerly Cooper Lighting) | Metalux | 4SNLED-LD4-30SL-LW-[Voltage includes 120V]-[Emergency include blank EL EL10W]-[Wiring include blank PI/CPI]-SA-EMRS-L850-5LTHD1-[Packaging] | Outdoor Luminaires | Low Output | Stairwell and Passageway Luminaires | Standard | FALSE | [9 empty] | 42194 |  |  | NotYetVerified |  | 3 | 3286.04 | 112.34 | 29.25 | 6.7 | 0.985 | 5000 | 82
PNERFZAU | Eaton (formerly Cooper Lighting) | Metalux | 4SNLED-LD4-33SL-LW-[Voltages include 120-277V]-[Emergency include blank EL EL10W]-[Wiring include blank PI/CPI]-SA-EMRS-L850-CD1-[Packaging] | Outdoor Luminaires | Low Output | Stairwell and Passageway Luminaires | Standard | FALSE | [9 empty] | 42194 |  |  | NotYetVerified |  | 3 | 3659.97 | 112.51 | 32.53 | 6.65 | 0.994 | 5000 | 82
PBF2C5EW | Eaton (formerly Cooper Lighting) | Metalux | 4SNLED-LD4-30SL-LC-[Voltage includes 120V]-[Emergency include blank EL EL10W]-[Wiring include blank PI/CPI]-SA-EMRS-L850-5LTHD1-[Packaging] | Outdoor Luminaires | Low Output | Stairwell and Passageway Luminaires | Standard | FALSE | [9 empty] | 42194 |  |  | NotYetVerified |  | 3 | 3284.23 | 126.68 | 25.93 | 6.6 | 0.983 | 5000 | 82
P3VK3N1G | Eaton (formerly Cooper Lighting) | Metalux | 4SNLED-LD4-30SL-LN-[Voltage includes 120V]-[Emergency include blank EL EL10W]-[Wiring include blank PI/CPI]-SA-EMRS-L850-5LTHD1-[Packaging] | Outdoor Luminaires | Low Output | Stairwell and Passageway Luminaires | Standard | FALSE | [9 empty] | 42194 |  |  | NotYetVerified |  | 3 | 3274.27 | 126.3 | 25.93 | 6.6 | 0.983 | 5000 | 82
P9PCG8UP | Eaton (formerly Cooper Lighting) | Metalux | 4SNLED-LD4-27SL-LW-[Voltage includes 120V]-[Emergency include blank EL EL10W]-[Wiring include blank PI/CPI]-SA-EMRS-L850-5LTHD1-[Packaging] | Outdoor Luminaires | Low Output | Stairwell and Passageway Luminaires | Standard | FALSE | [9 empty] | 42194 |  |  | NotYetVerified |  | 3 | 2931.26 | 113.07 | 25.93 | 6.6 | 0.983 | 5000 | 82
PAAHGDE7 | Eaton (formerly Cooper Lighting) | Metalux | 4SNLED-LD4-26SL-LC-[Voltage includes 120V]-[Emergency include blank EL EL10W]-[Wiring include blank PI/CPI]-SA-EMRS-L850-5LTHD1-[Packaging] | Outdoor Luminaires | Low Output | Stairwell and Passageway Luminaires | Standard | FALSE | [9 empty] | 42194 |  |  | NotYetVerified |  | 3 | 2884.69 | 127.37 | 22.65 | 6.4 | 0.979 | 5000 | 82
P21F6NXR | Eaton (formerly Cooper Lighting) | Metalux | 4SNLED-LD4-26SL-LN-[Voltage includes 120V]-[Emergency include blank EL EL10W]-[Wiring include blank PI/CPI]-SA-EMRS-L850-5LTHD1-[Packaging] | Outdoor Luminaires | Low Output | Stairwell and Passageway Luminaires | Standard | FALSE | [9 empty] | 42194 |  |  | NotYetVerified |  | 3 | 2875.94 | 126.98 | 22.65 | 6.4 | 0.979 | 5000 | 82
P1JEG77V | Eaton (formerly Cooper Lighting) | Metalux | 4SNLED-LD4-23SL-LW-[Voltage includes 120V]-[Emergency include blank EL EL10W]-[Wiring include blank PI/CPI]-SA-EMRS-L850-5LTHD1-[Packaging] | Outdoor Luminaires | Low Output | Stairwell and Passageway Luminaires | Standard | FALSE | [9 empty] | 42194 |  |  | NotYetVerified |  | 3 | 2574.65 | 113.68 | 22.65 | 6.4 | 0.979 | 5000 | 82
PMZBF593 | Eaton (formerly Cooper Lighting) | Metalux | 4SNLED-LD4-22SL-LC-[Voltage includes 120V]-[Emergency include blank EL EL10W]-[Wiring include blank PI/CPI]-SA-EMRS-L850-5LTHD1-[Packaging] | Outdoor Luminaires | Low Output | Stairwell and Passageway Luminaires | Standard | FALSE | [9 empty] | 42194 |  |  | NotYetVerified |  | 3 | 2468.79 | 127.43 | 19.37 | 6.1 | 0.974 | 5000 | 82
PTY7WF6J | Eaton (formerly Cooper Lighting) | Metalux | 4SNLED-LD4-22SL-LN-[Voltage includes 120V]-[Emergency include blank EL EL10W]-[Wiring include blank PI/CPI]-SA-EMRS-L850-5LTHD1-[Packaging] | Outdoor Luminaires | Low Output | Stairwell and Passageway Luminaires | Standard | FALSE | [9 empty] | 42194 |  |  | NotYetVerified |  | 3 | 2461.31 | 127.04 | 19.37 | 6.1 | 0.974 | 5000 | 82
P788573G | Eaton (formerly Cooper Lighting) | Metalux | 4SNLED-LD4-20SL-LW-[Voltage includes 120V]-[Emergency include blank EL EL10W]-[Wiring include blank PI/CPI]-SA-EMRS-L850-5LTHD1-[Packaging] | Outdoor Luminaires | Low Output | Stairwell and Passageway Luminaires | Standard | FALSE | [9 empty] | 42194 |  |  | NotYetVerified |  | 3 | 2203.46 | 113.73 | 19.37 | 6.1 | 0.974 | 5000 | 82
P86FR5PJ | Eaton (formerly Cooper Lighting) | Metalux | 4SNLED-LD4-18SL-LC-[Voltage includes 120V]-[Emergency include blank EL EL10W]-[Wiring include blank PI/CPI]-SA-EMRS-L850-5LTHD1-[Packaging] | Outdoor Luminaires | Low Output | Stairwell and Passageway Luminaires | Standard | FALSE | [9 empty] | 42194 |  |  | NotYetVerified |  | 3 | 2186.76 | 127 | 17.22 | 5.9 | 0.97 | 5000 | 82
P9CC2SX9 | Eaton (formerly Cooper Lighting) | Metalux | 4SNLED-LD4-18SL-LN-[Voltage includes 120V]-[Emergency include blank EL EL10W]-[Wiring include blank PI/CPI]-SA-EMRS-L850-5LTHD1-[Packaging] | Outdoor Luminaires | Low Output | Stairwell and Passageway Luminaires | Standard | FALSE | [9 empty] | 42194 |  |  | NotYetVerified |  | 3 | 2180.13 | 126.61 | 17.22 | 5.9 | 0.97 | 5000 | 82
PRV1VJ5U | Eaton (formerly Cooper Lighting) | Metalux | 4SNLED-LD4-16SL-LW-[Voltage includes 120V]-[Emergency include blank EL EL10W]-[Wiring include blank PI/CPI]-SA-EMRS-L850-5LTHD1-[Packaging] | Outdoor Luminaires | Low Output | Stairwell and Passageway Luminaires | Standard | FALSE | [9 empty] | 42194 |  |  | NotYetVerified |  | 3 | 1951.74 | 113.35 | 17.22 | 5.9 | 0.97 | 5000 | 82
PVK287GE | Eaton (formerly Cooper Lighting) | Metalux | 4SNLED-LD4-30SL-LC-[Voltages include 120-277V]-[Emergency include blank EL EL10W]-[Wiring include blank PI/CPI]-SA-EMRS-L850-CD1-[Packaging] | Outdoor Luminaires | Low Output | Stairwell and Passageway Luminaires | Standard | FALSE | [9 empty] | 42194 |  |  | NotYetVerified |  | 3 | 3284.23 | 130.3 | 25.2 | 5.75 | 0.993 | 5000 | 82
P5D5QUM4 | Eaton (formerly Cooper Lighting) | Metalux | 4SNLED-LD4-30SL-LN-[Voltages include 120-277V]-[Emergency include blank EL EL10W]-[Wiring include blank PI/CPI]-SA-EMRS-L850-CD1-[Packaging] | Outdoor Luminaires | Low Output | Stairwell and Passageway Luminaires | Standard | FALSE | [9 empty] | 42194 |  |  | NotYetVerified |  | 3 | 3274.27 | 129.91 | 25.2 | 5.75 | 0.993 | 5000 | 82
PTSX9A7K | Eaton (formerly Cooper Lighting) | Metalux | 4SNLED-LD4-27SL-LW-[Voltages include 120-277V]-[Emergency include blank EL EL10W]-[Wiring include blank PI/CPI]-SA-EMRS-L850-CD1-[Packaging] | Outdoor Luminaires | Low Output | Stairwell and Passageway Luminaires | Standard | FALSE | [9 empty] | 42194 |  |  | NotYetVerified |  | 3 | 2931.26 | 116.3 | 25.2 | 5.75 | 0.993 | 5000 | 82
PZDTRGYV | Eaton (formerly Cooper Lighting) | Metalux | 4SNLED-LD4-41SL-LC-[Voltages include 120-277V]-[Emergency include blank EL EL10W]-[Wiring include blank PI/CPI]-SA-EMRS-L840-SD1-[Packaging] | Outdoor Luminaires | Low Output | Stairwell and Passageway Luminaires | Standard | FALSE | [9 empty] | 42194 |  |  | NotYetVerified |  | 3 | 4347.41 | 114.1 | 38.1 | 13.3 | 0.988 | 4000 | 82
P5MNFRHA | Eaton (formerly Cooper Lighting) | Metalux | 4SNLED-LD4-41SL-LN-[Voltages include 120-277V]-[Emergency include blank EL EL10W]-[Wiring include blank PI/CPI]-SA-EMRS-L840-SD1-[Packaging] | Outdoor Luminaires | Low Output | Stairwell and Passageway Luminaires | Standard | FALSE | [9 empty] | 42194 |  |  | NotYetVerified |  | 3 | 4334.22 | 113.76 | 38.1 | 13.3 | 0.988 | 4000 | 82
PANNYPC7 | Eaton (formerly Cooper Lighting) | Metalux | 4SNLED-LD4-37SL-LW-[Voltages include 120-277V]-[Emergency include blank EL EL10W]-[Wiring include blank PI/CPI]-SA-EMRS-L840-SD1-[Packaging] | Outdoor Luminaires | Low Output | Stairwell and Passageway Luminaires | Standard | FALSE | [9 empty] | 42194 |  |  | NotYetVerified |  | 3 | 3880.17 | 101.84 | 38.1 | 13.3 | 0.988 | 4000 | 82
PKBSN4Y2 | Eaton (formerly Cooper Lighting) | Metalux | 8TSNLED-LD4-90SL-LC-[Voltages include 120-277V]-[Emergency include blank EL EL10W]-[Wiring include blank PI/CPI]-SA-EMRS-L840-SD2-[Packaging] | Outdoor Luminaires | Mid Output | Stairwell and Passageway Luminaires | Standard | FALSE | [9 empty] | 42194 |  |  | NotYetVerified |  | 3 | 9475.91 | 112.26 | 84.41 | 12.5 | 0.99 | 4000 | 82
PGKW3FZP | Eaton (formerly Cooper Lighting) | Metalux | 8TSNLED-LD4-91SL-LN-[Voltages include 120-277V]-[Emergency include blank EL EL10W]-[Wiring include blank PI/CPI]-SA-EMRS-L840-SD2-[Packaging] | Outdoor Luminaires | Mid Output | Stairwell and Passageway Luminaires | Standard | FALSE | [9 empty] | 42194 |  |  | NotYetVerified |  | 3 | 9446.05 | 111.91 | 84.41 | 12.5 | 0.99 | 4000 | 82
PH9DNZ6F | Eaton (formerly Cooper Lighting) | Metalux | 8TSNLED-LD4-81SL-LW-[Voltages include 120-277V]-[Emergency include blank EL EL10W]-[Wiring include blank PI/CPI]-SA-EMRS-L840-SD2-[Packaging] | Outdoor Luminaires | Mid Output | Stairwell and Passageway Luminaires | Standard | FALSE | [9 empty] | 42194 |  |  | NotYetVerified |  | 3 | 8460.63 | 100.23 | 84.41 | 12.5 | 0.99 | 4000 | 82
P1KNVE2U | Eaton (formerly Cooper Lighting) | Metalux | 4SNLED-LD4-46SL-LC-[Voltages include 120-277V]-[Emergency include blank EL EL10W]-[Wiring include blank PI/CPI]-SA-EMRS-L840-SD1-[Packaging] | Outdoor Luminaires | Low Output | Stairwell and Passageway Luminaires | Standard | FALSE | [9 empty] | 42194 |  |  | NotYetVerified |  | 3 | 4739.61 | 112.3 | 42.21 | 12.5 | 0.99 | 4000 | 82
PMZW947K | Eaton (formerly Cooper Lighting) | Metalux | 4SNLED-LD4-46SL-LN-[Voltages include 120-277V]-[Emergency include blank EL EL10W]-[Wiring include blank PI/CPI]-SA-EMRS-L840-SD1-[Packaging] | Outdoor Luminaires | Low Output | Stairwell and Passageway Luminaires | Standard | FALSE | [9 empty] | 42194 |  |  | NotYetVerified |  | 3 | 4725.23 | 111.96 | 42.21 | 12.5 | 0.99 | 4000 | 82
P2216FCR | Eaton (formerly Cooper Lighting) | Metalux | 4SNLED-LD4-41SL-LW-[Voltages include 120-277V]-[Emergency include blank EL EL10W]-[Wiring include blank PI/CPI]-SA-EMRS-L840-SD1-[Packaging] | Outdoor Luminaires | Low Output | Stairwell and Passageway Luminaires | Standard | FALSE | [9 empty] | 42194 |  |  | NotYetVerified |  | 3 | 4230.21 | 100.23 | 42.21 | 12.5 | 0.99 | 4000 | 82
PYGE1E4W | Eaton (formerly Cooper Lighting) | Metalux | 8TSNLED-LD4-88SL-LW-[Voltages include 120-277V]-[Emergency include blank EL EL10W]-[Wiring include blank PI/CPI]-SA-EMRS-L840-SD2-[Packaging] | Outdoor Luminaires | Mid Output | Stairwell and Passageway Luminaires | Standard | FALSE | [9 empty] | 42194 |  |  | NotYetVerified |  | 3 | 9155.5 | 98.39 | 93.05 | 11.8 | 0.991 | 4000 | 82
PJEDUVUS | Eaton (formerly Cooper Lighting) | Metalux | 4SNLED-LD4-49SL-LC-[Voltages include 120-277V]-[Emergency include blank EL EL10W]-[Wiring include blank PI/CPI]-SA-EMRS-L840-SD1-[Packaging] | Outdoor Luminaires | Mid Output | Stairwell and Passageway Luminaires | Standard | FALSE | [9 empty] | 42194 |  |  | NotYetVerified |  | 3 | 5128.87 | 110.24 | 46.53 | 11.8 | 0.991 | 4000 | 82
P3V7XFKC | Eaton (formerly Cooper Lighting) | Metalux | 4SNLED-LD4-49SL-LN-[Voltages include 120-277V]-[Emergency include blank EL EL10W]-[Wiring include blank PI/CPI]-SA-EMRS-L840-SD1-[Packaging] | Outdoor Luminaires | Mid Output | Stairwell and Passageway Luminaires | Standard | FALSE | [9 empty] | 42194 |  |  | NotYetVerified |  | 3 | 5113.31 | 109.9 | 46.53 | 11.8 | 0.991 | 4000 | 82
PCSMCT56 | Eaton (formerly Cooper Lighting) | Metalux | 4SNLED-LD4-44SL-LW-[Voltages include 120-277V]-[Emergency include blank EL EL10W]-[Wiring include blank PI/CPI]-SA-EMRS-L840-SD1-[Packaging] | Outdoor Luminaires | Low Output | Stairwell and Passageway Luminaires | Standard | FALSE | [9 empty] | 42194 |  |  | NotYetVerified |  | 3 | 4577.64 | 98.39 | 46.53 | 11.8 | 0.991 | 4000 | 82
P26N64AS | Eaton (formerly Cooper Lighting) | Metalux | 8TSNLED-LD4-98SL-LC-[Voltages include 120-277V]-[Emergency include blank EL EL10W]-[Wiring include blank PI/CPI]-SA-EMRS-L840-SD2-[Packaging] | Outdoor Luminaires | High Output | Stairwell and Passageway Luminaires | Standard | FALSE | [9 empty] | 42194 |  |  | NotYetVerified |  | 3 | 10254.16 | 110.2 | 93.05 | 11.8 | 0.991 | 4000 | 82
P1ZQTHME | Eaton (formerly Cooper Lighting) | Metalux | 8TSNLED-LD4-98SL-LN-[Voltages include 120-277V]-[Emergency include blank EL EL10W]-[Wiring include blank PI/CPI]-SA-EMRS-L840-SD2-[Packaging] | Outdoor Luminaires | High Output | Stairwell and Passageway Luminaires | Standard | FALSE | [9 empty] | 42194 |  |  | NotYetVerified |  | 3 | 10221.85 | 109.85 | 93.05 | 11.8 | 0.991 | 4000 | 82
P59XCG1R | Eaton (formerly Cooper Lighting) | Metalux | 8TSNLED-LD4-95SL-LW-[Voltages include 120-277V]-[Emergency include blank EL EL10W]-[Wiring include blank PI/CPI]-SA-EMRS-L840-SD2-[Packaging] | Outdoor Luminaires | Mid Output | Stairwell and Passageway Luminaires | Standard | FALSE | [9 empty] | 42194 |  |  | NotYetVerified |  | 3 | 9820.69 | 96.66 | 101.6 | 11.2 | 0.992 | 4000 | 82
P54TT53A | Eaton (formerly Cooper Lighting) | Metalux | 4SNLED-LD4-52SL-LC-[Voltages include 120-277V]-[Emergency include blank EL EL10W]-[Wiring include blank PI/CPI]-SA-EMRS-L840-SD1-[Packaging] | Outdoor Luminaires | Mid Output | Stairwell and Passageway Luminaires | Standard | FALSE | [9 empty] | 42194 |  |  | NotYetVerified |  | 3 | 5501.5 | 108.3 | 50.8 | 11.2 | 0.992 | 4000 | 82
PMWCPJ2U | Eaton (formerly Cooper Lighting) | Metalux | 4SNLED-LD4-53SL-LN-[Voltages include 120-277V]-[Emergency include blank EL EL10W]-[Wiring include blank PI/CPI]-SA-EMRS-L840-SD1-[Packaging] | Outdoor Luminaires | Mid Output | Stairwell and Passageway Luminaires | Standard | FALSE | [9 empty] | 42194 |  |  | NotYetVerified |  | 3 | 5484.81 | 107.97 | 50.8 | 11.2 | 0.992 | 4000 | 82
P9XQQFCJ | Eaton (formerly Cooper Lighting) | Metalux | 4SNLED-LD4-47SL-LW-[Voltages include 120-277V]-[Emergency include blank EL EL10W]-[Wiring include blank PI/CPI]-SA-EMRS-L840-SD1-[Packaging] | Outdoor Luminaires | Low Output | Stairwell and Passageway Luminaires | Standard | FALSE | [9 empty] | 42194 |  |  | NotYetVerified |  | 3 | 4910.22 | 96.66 | 50.8 | 11.2 | 0.992 | 4000 | 82
PSN1N2VZ | Eaton (formerly Cooper Lighting) | Metalux | 8TSNLED-LD4-105SL-LC-[Voltages include 120-277V]-[Emergency include blank EL EL10W]-[Wiring include blank PI/CPI]-SA-EMRS-L840-SD2-[Packaging] | Outdoor Luminaires | High Output | Stairwell and Passageway Luminaires | Standard | FALSE | [9 empty] | 42194 |  |  | NotYetVerified |  | 3 | 10999.17 | 108.26 | 101.6 | 11.2 | 0.992 | 4000 | 82
PV6J31VY | Eaton (formerly Cooper Lighting) | Metalux | 8TSNLED-LD4-106SL-LN-[Voltages include 120-277V]-[Emergency include blank EL EL10W]-[Wiring include blank PI/CPI]-SA-EMRS-L840-SD2-[Packaging] | Outdoor Luminaires | High Output | Stairwell and Passageway Luminaires | Standard | FALSE | [9 empty] | 42194 |  |  | NotYetVerified |  | 3 | 10964.51 | 107.92 | 101.6 | 11.2 | 0.992 | 4000 | 82
P4VTA2Q3 | Eaton (formerly Cooper Lighting) | Metalux | 4SNLED-LD4-60HL-LC-[Voltages include 120-277V]-[Emergency include blank EL EL10W]-[Wiring include blank PI/CPI]-SA-EMRS-L840-SD1-[Packaging] | Outdoor Luminaires | Mid Output | Stairwell and Passageway Luminaires | Standard | FALSE | [9 empty] | 42194 |  |  | NotYetVerified |  | 3 | 6280.03 | 122.69 | 51.19 | 10.9 | 0.992 | 4000 | 82
P4FFYATA | Eaton (formerly Cooper Lighting) | Metalux | 4SNLED-LD4-60HL-LN-[Voltages include 120-277V]-[Emergency include blank EL EL10W]-[Wiring include blank PI/CPI]-SA-EMRS-L840-SD1-[Packaging] | Outdoor Luminaires | Mid Output | Stairwell and Passageway Luminaires | Standard | FALSE | [9 empty] | 42194 |  |  | NotYetVerified |  | 3 | 6260.97 | 122.31 | 51.19 | 10.9 | 0.992 | 4000 | 82
PE86H5CD | Eaton (formerly Cooper Lighting) | Metalux | 4SNLED-LD4-54HL-LW-[Voltages include 120-277V]-[Emergency include blank EL EL10W]-[Wiring include blank PI/CPI]-SA-EMRS-L840-SD1-[Packaging] | Outdoor Luminaires | Mid Output | Stairwell and Passageway Luminaires | Standard | FALSE | [9 empty] | 42194 |  |  | NotYetVerified |  | 3 | 5605.08 | 109.5 | 51.19 | 10.9 | 0.992 | 4000 | 82
P28DJTXC | Eaton (formerly Cooper Lighting) | Metalux | 4SNLED-LD4-56SL-LC-[Voltages include 120-277V]-[Emergency include blank EL EL10W]-[Wiring include blank PI/CPI]-SA-EMRS-L840-SD1-[Packaging] | Outdoor Luminaires | Mid Output | Stairwell and Passageway Luminaires | Standard | FALSE | [9 empty] | 42194 |  |  | NotYetVerified |  | 3 | 5868.27 | 103.6 | 56.64 | 10.51 | 0.993 | 4000 | 82
P77J9Q4G | Eaton (formerly Cooper Lighting) | Metalux | 4SNLED-LD4-56SL-LN-[Voltages include 120-277V]-[Emergency include blank EL EL10W]-[Wiring include blank PI/CPI]-SA-EMRS-L840-SD1-[Packaging] | Outdoor Luminaires | Mid Output | Stairwell and Passageway Luminaires | Standard | FALSE | [9 empty] | 42194 |  |  | NotYetVerified |  | 3 | 5850.47 | 103.28 | 56.64 | 10.51 | 0.993 | 4000 | 82
PSSAFCAK | Eaton (formerly Cooper Lighting) | Metalux | 4SNLED-LD4-50SL-LW-[Voltages include 120-277V]-[Emergency include blank EL EL10W]-[Wiring include blank PI/CPI]-SA-EMRS-L840-SD1-[Packaging] | Outdoor Luminaires | Mid Output | Stairwell and Passageway Luminaires | Standard | FALSE | [9 empty] | 42194 |  |  | NotYetVerified |  | 3 | 5237.57 | 92.46 | 56.64 | 10.51 | 0.993 | 4000 | 82
PD5DUZA5 | Eaton (formerly Cooper Lighting) | Metalux | 4SNLED-LD4-47SL-LW-[Voltages include 120-277V]-[Emergency include blank EL EL10W]-[Wiring include blank PI/CPI]-SA-EMRS-L840-[Driver Types include CD 5LTD]1-[Packaging] | Outdoor Luminaires | Low Output | Stairwell and Passageway Luminaires | Standard | FALSE | [9 empty] | 42194 |  |  | NotYetVerified |  | 3 | 4910.22 | 97.8 | 50.21 | 13.18 | 0.992 | 4000 | 82
PDUP372W | Eaton (formerly Cooper Lighting) | Metalux | 8TSNLED-LD4-60SL-LC-[Voltages include 120-277V]-[Emergency include blank EL EL10W]-[Wiring include blank PI/CPI]-SA-EMRS-L840-[Driver Types include CD 5LTD]1-[Packaging] | Outdoor Luminaires | Mid Output | Stairwell and Passageway Luminaires | Standard | FALSE | [9 empty] | 42194 |  |  | NotYetVerified |  | 3 | 6284.68 | 126.7 | 49.6 | 10.6 | 0.993 | 4000 | 82
PTTKSNMP | Eaton (formerly Cooper Lighting) | Metalux | 8TSNLED-LD4-60SL-LN-[Voltages include 120-277V]-[Emergency include blank EL EL10W]-[Wiring include blank PI/CPI]-SA-EMRS-L840-[Driver Types include CD 5LTD]1-[Packaging] | Outdoor Luminaires | Mid Output | Stairwell and Passageway Luminaires | Standard | FALSE | [9 empty] | 42194 |  |  | NotYetVerified |  | 3 | 6264.88 | 126.3 | 49.6 | 10.6 | 0.993 | 4000 | 82
PSUMXWGG | Eaton (formerly Cooper Lighting) | Metalux | 8TSNLED-LD4-54SL-LW-[Voltages include 120-277V]-[Emergency include blank EL EL10W]-[Wiring include blank PI/CPI]-SA-EMRS-L840-[Driver Types include CD 5LTD]1-[Packaging] | Outdoor Luminaires | Mid Output | Stairwell and Passageway Luminaires | Standard | FALSE | [9 empty] | 42194 |  |  | NotYetVerified |  | 3 | 5611.32 | 113.13 | 49.6 | 10.6 | 0.993 | 4000 | 82
PB536QKP | Eaton (formerly Cooper Lighting) | Metalux | 4SNLED-LD4-41SL-LW-[Voltages include 120-277V]-[Emergency include blank EL EL10W]-[Wiring include blank PI/CPI]-SA-EMRS-L840-[Driver Types include CD 5LTD]1-[Packaging] | Outdoor Luminaires | Low Output | Stairwell and Passageway Luminaires | Standard | FALSE | [9 empty] | 42194 |  |  | NotYetVerified |  | 3 | 4230.21 | 102.08 | 41.44 | 10.25 | 0.99 | 4000 | 82
PUJ1T9AB | Eaton (formerly Cooper Lighting) | Metalux | 4SNLED-LD4-18SL-LC-[Voltages include 120-277V]-[Emergency include blank EL EL10W]-[Wiring include blank PI/CPI]-SA-EMRS-L840-CD1-[Packaging] | Outdoor Luminaires | Low Output | Stairwell and Passageway Luminaires | Standard | FALSE | [9 empty] | 42194 |  |  | NotYetVerified |  | 3 | 2093.02 | 132.04 | 15.85 | 10.25 | 0.987 | 4000 | 82
P7XSBVZW | Eaton (formerly Cooper Lighting) | Metalux | 4SNLED-LD4-18SL-LN-[Voltages include 120-277V]-[Emergency include blank EL EL10W]-[Wiring include blank PI/CPI]-SA-EMRS-L840-CD1-[Packaging] | Outdoor Luminaires | Low Output | Stairwell and Passageway Luminaires | Standard | FALSE | [9 empty] | 42194 |  |  | NotYetVerified |  | 3 | 2086.67 | 131.64 | 15.85 | 10.25 | 0.987 | 4000 | 82
P7GRS2HU | Eaton (formerly Cooper Lighting) | Metalux | 4SNLED-LD4-16SL-LW-[Voltages include 120-277V]-[Emergency include blank EL EL10W]-[Wiring include blank PI/CPI]-SA-EMRS-L840-CD1-[Packaging] | Outdoor Luminaires | Low Output | Stairwell and Passageway Luminaires | Standard | FALSE | [9 empty] | 42194 |  |  | NotYetVerified |  | 3 | 1868.07 | 117.85 | 15.85 | 10.25 | 0.987 | 4000 | 82
P259EZXE | Eaton (formerly Cooper Lighting) | Metalux | 4SNLED-LD4-37SL-LW-[Voltages include 120-277V]-[Emergency include blank EL EL10W]-[Wiring include blank PI/CPI]-SA-EMRS-L840-[Driver Types include CD 5LTD]1-[Packaging] | Outdoor Luminaires | Low Output | Stairwell and Passageway Luminaires | Standard | FALSE | [9 empty] | 42194 |  |  | NotYetVerified |  | 3 | 3880.17 | 104.47 | 37.14 | 10.22 | 0.989 | 4000 | 82
P2QDCP51 | Eaton (formerly Cooper Lighting) | Metalux | 8TSNLED-LD4-81SL-LW-[Voltages include 120-277V]-[Emergency include blank EL EL10W]-[Wiring include blank PI/CPI]-SA-EMRS-L840-[Driver Types include CD 5LTD]2-[Packaging] | Outdoor Luminaires | Mid Output | Stairwell and Passageway Luminaires | Standard | FALSE | [9 empty] | 42194 |  |  | NotYetVerified |  | 3 | 8460.63 | 101.87 | 83.05 | 10.15 | 0.99 | 4000 | 82
PNHGVYXE | Eaton (formerly Cooper Lighting) | Metalux | 8TSNLED-LD4-90SL-LC-[Voltages include 120-277V]-[Emergency include blank EL EL10W]-[Wiring include blank PI/CPI]-SA-EMRS-L840-[Driver Types include CD 5LTD 5LTHD]2-[Packaging] | Outdoor Luminaires | Mid Output | Stairwell and Passageway Luminaires | Standard | FALSE | [9 empty] | 42194 |  |  | NotYetVerified |  | 3 | 9475.91 | 114.16 | 83.01 | 9.7 | 0.99 | 4000 | 82
P8Y9V9YA | Eaton (formerly Cooper Lighting) | Metalux | 8TSNLED-LD4-91SL-LN-[Voltages include 120-277V]-[Emergency include blank EL EL10W]-[Wiring include blank PI/CPI]-SA-EMRS-L840-[Driver Types include CD 5LTD 5LTHD]2-[Packaging] | Outdoor Luminaires | Mid Output | Stairwell and Passageway Luminaires | Standard | FALSE | [9 empty] | 42194 |  |  | NotYetVerified |  | 3 | 9446.05 | 113.8 | 83.01 | 9.7 | 0.99 | 4000 | 82
PDDN3SHR | Eaton (formerly Cooper Lighting) | Metalux | 4SNLED-LD4-46SL-LC-[Voltages include 120-277V]-[Emergency include blank EL EL10W]-[Wiring include blank PI/CPI]-SA-EMRS-L840-[Driver Types include CD 5LTD 5LTHD]1-[Packaging] | Outdoor Luminaires | Low Output | Stairwell and Passageway Luminaires | Standard | FALSE | [9 empty] | 42194 |  |  | NotYetVerified |  | 3 | 4739.61 | 114.2 | 41.5 | 9.7 | 0.99 | 4000 | 82
P1TVFFG3 | Eaton (formerly Cooper Lighting) | Metalux | 4SNLED-LD4-46SL-LN-[Voltages include 120-277V]-[Emergency include blank EL EL10W]-[Wiring include blank PI/CPI]-SA-EMRS-L840-[Driver Types include CD 5LTD 5LTHD]1-[Packaging] | Outdoor Luminaires | Low Output | Stairwell and Passageway Luminaires | Standard | FALSE | [9 empty] | 42194 |  |  | NotYetVerified |  | 3 | 4725.23 | 113.85 | 41.5 | 9.7 | 0.99 | 4000 | 82
PTRMJ75K | Eaton (formerly Cooper Lighting) | Metalux | 4SNLED-LD4-22SL-LC-[Voltages include 120-277V]-[Emergency include blank EL EL10W]-[Wiring include blank PI/CPI]-SA-EMRS-L840-CD1-[Packaging] | Outdoor Luminaires | Low Output | Stairwell and Passageway Luminaires | Standard | FALSE | [9 empty] | 42194 |  |  | NotYetVerified |  | 3 | 2362.96 | 130.94 | 18.05 | 9.64 | 0.989 | 4000 | 82
PZ9K2Y5T | Eaton (formerly Cooper Lighting) | Metalux | 4SNLED-LD4-22SL-LN-[Voltages include 120-277V]-[Emergency include blank EL EL10W]-[Wiring include blank PI/CPI]-SA-EMRS-L840-CD1-[Packaging] | Outdoor Luminaires | Low Output | Stairwell and Passageway Luminaires | Standard | FALSE | [9 empty] | 42194 |  |  | NotYetVerified |  | 3 | 2355.79 | 130.54 | 18.05 | 9.64 | 0.989 | 4000 | 82
P8UMK7D1 | Eaton (formerly Cooper Lighting) | Metalux | 4SNLED-LD4-20SL-LW-[Voltages include 120-277V]-[Emergency include blank EL EL10W]-[Wiring include blank PI/CPI]-SA-EMRS-L840-CD1-[Packaging] | Outdoor Luminaires | Low Output | Stairwell and Passageway Luminaires | Standard | FALSE | [9 empty] | 42194 |  |  | NotYetVerified |  | 3 | 2109 | 116.87 | 18.05 | 9.64 | 0.989 | 4000 | 82
PRCM2U1B | Eaton (formerly Cooper Lighting) | Metalux | 4SNLED-LD4-41SL-LC-[Voltages include 120-277V]-[Emergency include blank EL EL10W]-[Wiring include blank PI/CPI]-SA-EMRS-L840-[Driver Types include CD 5LTD 5LTHD]1-[Packaging] | Outdoor Luminaires | Low Output | Stairwell and Passageway Luminaires | Standard | FALSE | [9 empty] | 42194 |  |  | NotYetVerified |  | 3 | 4347.41 | 116.89 | 37.19 | 9.61 | 0.989 | 4000 | 82
PR15YAS6 | Eaton (formerly Cooper Lighting) | Metalux | 4SNLED-LD4-41SL-LN-[Voltages include 120-277V]-[Emergency include blank EL EL10W]-[Wiring include blank PI/CPI]-SA-EMRS-L840-[Driver Types include CD 5LTD 5LTHD]1-[Packaging] | Outdoor Luminaires | Low Output | Stairwell and Passageway Luminaires | Standard | FALSE | [9 empty] | 42194 |  |  | NotYetVerified |  | 3 | 4334.22 | 116.54 | 37.19 | 9.61 | 0.989 | 4000 | 82
PG5676PM | Eaton (formerly Cooper Lighting) | Metalux | 4SNLED-LD4-44SL-LW-[Voltages include 120-277V]-[Emergency include blank EL EL10W]-[Wiring include blank PI/CPI]-SA-EMRS-L840-[Driver Types include CD 5LTD]1-[Packaging] | Outdoor Luminaires | Low Output | Stairwell and Passageway Luminaires | Standard | FALSE | [9 empty] | 42194 |  |  | NotYetVerified |  | 3 | 4577.64 | 99.78 | 45.88 | 9.4 | 0.991 | 4000 | 82
PN98V1SJ | Eaton (formerly Cooper Lighting) | Metalux | 4SNLED-LD4-56SL-LC-[Voltages include 120-277V]-[Emergency include blank EL EL10W]-[Wiring include blank PI/CPI]-SA-EMRS-L840-[Driver Types include CD 5LTD]1-[Packaging] | Outdoor Luminaires | Mid Output | Stairwell and Passageway Luminaires | Standard | FALSE | [9 empty] | 42194 |  |  | NotYetVerified |  | 3 | 5868.27 | 105.12 | 55.82 | 9.26 | 0.994 | 4000 | 82
PQZ9JEET | Eaton (formerly Cooper Lighting) | Metalux | 4SNLED-LD4-56SL-LN-[Voltages include 120-277V]-[Emergency include blank EL EL10W]-[Wiring include blank PI/CPI]-SA-EMRS-L840-[Driver Types include CD 5LTD]1-[Packaging] | Outdoor Luminaires | Mid Output | Stairwell and Passageway Luminaires | Standard | FALSE | [9 empty] | 42194 |  |  | NotYetVerified |  | 3 | 5850.47 | 104.8 | 55.82 | 9.26 | 0.994 | 4000 | 82
PM7H6B8J | Eaton (formerly Cooper Lighting) | Metalux | 4SNLED-LD4-50SL-LW-[Voltages include 120-277V]-[Emergency include blank EL EL10W]-[Wiring include blank PI/CPI]-SA-EMRS-L840-[Driver Types include CD 5LTD]1-[Packaging] | Outdoor Luminaires | Mid Output | Stairwell and Passageway Luminaires | Standard | FALSE | [9 empty] | 42194 |  |  | NotYetVerified |  | 3 | 5237.57 | 93.83 | 55.82 | 9.26 | 0.994 | 4000 | 82
P7EZAWBQ | Eaton (formerly Cooper Lighting) | Metalux | 8TSNLED-LD4-88SL-LW-[Voltages include 120-277V]-[Emergency include blank EL EL10W]-[Wiring include blank PI/CPI]-SA-EMRS-L840-[Driver Types include CD 5LTD]2-[Packaging] | Outdoor Luminaires | Mid Output | Stairwell and Passageway Luminaires | Standard | FALSE | [9 empty] | 42194 |  |  | NotYetVerified |  | 3 | 9155.5 | 99.59 | 91.94 | 9.19 | 0.992 | 4000 | 82
PJYNSZAB | Eaton (formerly Cooper Lighting) | Metalux | 4SNLED-LD4-60HL-LC-[Voltages include 120-277V]-[Emergency include blank EL EL10W]-[Wiring include blank PI/CPI]-SA-EMRS-L840-[Driver Types include CD 5LTD 5LTHD]1-[Packaging] | Outdoor Luminaires | Mid Output | Stairwell and Passageway Luminaires | Standard | FALSE | [9 empty] | 42194 |  |  | NotYetVerified |  | 3 | 6280.03 | 124.62 | 50.39 | 9.17 | 0.993 | 4000 | 82
PKXQ21SD | Eaton (formerly Cooper Lighting) | Metalux | 4SNLED-LD4-60HL-LN-[Voltages include 120-277V]-[Emergency include blank EL EL10W]-[Wiring include blank PI/CPI]-SA-EMRS-L840-[Driver Types include CD 5LTD 5LTHD]1-[Packaging] | Outdoor Luminaires | Mid Output | Stairwell and Passageway Luminaires | Standard | FALSE | [9 empty] | 42194 |  |  | NotYetVerified |  | 3 | 6260.97 | 124.24 | 50.39 | 9.17 | 0.993 | 4000 | 82
P3NKZEA5 | Eaton (formerly Cooper Lighting) | Metalux | 4SNLED-LD4-54HL-LW-[Voltages include 120-277V]-[Emergency include blank EL EL10W]-[Wiring include blank PI/CPI]-SA-EMRS-L840-[Driver Types include CD 5LTD 5LTHD]1-[Packaging] | Outdoor Luminaires | Mid Output | Stairwell and Passageway Luminaires | Standard | FALSE | [9 empty] | 42194 |  |  | NotYetVerified |  | 3 | 5605.08 | 111.23 | 50.39 | 9.17 | 0.993 | 4000 | 82
PVE33QP6 | Eaton (formerly Cooper Lighting) | Metalux | 2SNLED-LD4-18SL-LC-[Voltage includes 120V]-[Emergency include blank EL EL10W]-[Wiring include blank PI/CPI]-SA-EMRS-L840-[Driver Types include CD 5LTHD]1-[Packaging] | Outdoor Luminaires | Low Output | Stairwell and Passageway Luminaires | Standard | FALSE | [9 empty] | 42194 |  |  | NotYetVerified |  | 3 | 1958.05 | 111.93 | 17.49 | 9.02 | 0.986 | 4000 | 82
P7PMH376 | Eaton (formerly Cooper Lighting) | Metalux | 2SNLED-LD4-18SL-LN-[Voltage includes 120V]-[Emergency include blank EL EL10W]-[Wiring include blank PI/CPI]-SA-EMRS-L840-[Driver Types include CD 5LTHD]1-[Packaging] | Outdoor Luminaires | Low Output | Stairwell and Passageway Luminaires | Standard | FALSE | [9 empty] | 42194 |  |  | NotYetVerified |  | 3 | 1952.11 | 111.6 | 17.49 | 9.02 | 0.986 | 4000 | 82
PDP5S237 | Eaton (formerly Cooper Lighting) | Metalux | 2SNLED-LD4-16SL-LW-[Voltage includes 120V]-[Emergency include blank EL EL10W]-[Wiring include blank PI/CPI]-SA-EMRS-L840-[Driver Types include CD 5LTHD]1-[Packaging] | Outdoor Luminaires | Low Output | Stairwell and Passageway Luminaires | Standard | FALSE | [9 empty] | 42194 |  |  | NotYetVerified |  | 3 | 1747.6 | 99.9 | 17.49 | 9.02 | 0.986 | 4000 | 82
PETH5Z48 | Eaton (formerly Cooper Lighting) | Metalux | 4SNLED-LD4-49SL-LC-[Voltages include 120-277V]-[Emergency include blank EL EL10W]-[Wiring include blank PI/CPI]-SA-EMRS-L840-[Driver Types include CD 5LTD 5LTHD]1-[Packaging] | Outdoor Luminaires | Mid Output | Stairwell and Passageway Luminaires | Standard | FALSE | [9 empty] | 42194 |  |  | NotYetVerified |  | 3 | 5128.87 | 111.65 | 45.94 | 8.91 | 0.991 | 4000 | 82
P8DDDDU7 | Eaton (formerly Cooper Lighting) | Metalux | 4SNLED-LD4-49SL-LN-[Voltages include 120-277V]-[Emergency include blank EL EL10W]-[Wiring include blank PI/CPI]-SA-EMRS-L840-[Driver Types include CD 5LTD 5LTHD]1-[Packaging] | Outdoor Luminaires | Mid Output | Stairwell and Passageway Luminaires | Standard | FALSE | [9 empty] | 42194 |  |  | NotYetVerified |  | 3 | 5113.31 | 111.31 | 45.94 | 8.91 | 0.991 | 4000 | 82
PB8S2ZFH | Eaton (formerly Cooper Lighting) | Metalux | 8TSNLED-LD4-98SL-LC-[Voltages include 120-277V]-[Emergency include blank EL EL10W]-[Wiring include blank PI/CPI]-SA-EMRS-L840-[Driver Types include CD 5LTD 5LTHD]2-[Packaging] | Outdoor Luminaires | High Output | Stairwell and Passageway Luminaires | Standard | FALSE | [9 empty] | 42194 |  |  | NotYetVerified |  | 3 | 10254.16 | 111.61 | 91.87 | 8.91 | 0.991 | 4000 | 82
P3UY77DA | Eaton (formerly Cooper Lighting) | Metalux | 8TSNLED-LD4-98SL-LN-[Voltages include 120-277V]-[Emergency include blank EL EL10W]-[Wiring include blank PI/CPI]-SA-EMRS-L840-[Driver Types include CD 5LTD 5LTHD]2-[Packaging] | Outdoor Luminaires | High Output | Stairwell and Passageway Luminaires | Standard | FALSE | [9 empty] | 42194 |  |  | NotYetVerified |  | 3 | 10221.85 | 111.26 | 91.87 | 8.91 | 0.991 | 4000 | 82
PJVU8BBE | Eaton (formerly Cooper Lighting) | Metalux | 4SNLED-LD4-26SL-LC-[Voltages include 120-277V]-[Emergency include blank EL EL10W]-[Wiring include blank PI/CPI]-SA-EMRS-L840-CD1-[Packaging] | Outdoor Luminaires | Low Output | Stairwell and Passageway Luminaires | Standard | FALSE | [9 empty] | 42194 |  |  | NotYetVerified |  | 3 | 2761.02 | 129.13 | 21.38 | 8.88 | 0.992 | 4000 | 82
PDWK23G2 | Eaton (formerly Cooper Lighting) | Metalux | 4SNLED-LD4-26SL-LN-[Voltages include 120-277V]-[Emergency include blank EL EL10W]-[Wiring include blank PI/CPI]-SA-EMRS-L840-CD1-[Packaging] | Outdoor Luminaires | Low Output | Stairwell and Passageway Luminaires | Standard | FALSE | [9 empty] | 42194 |  |  | NotYetVerified |  | 3 | 2752.64 | 128.74 | 21.38 | 8.88 | 0.992 | 4000 | 82
PR2X577T | Eaton (formerly Cooper Lighting) | Metalux | 4SNLED-LD4-23SL-LW-[Voltages include 120-277V]-[Emergency include blank EL EL10W]-[Wiring include blank PI/CPI]-SA-EMRS-L840-CD1-[Packaging] | Outdoor Luminaires | Low Output | Stairwell and Passageway Luminaires | Standard | FALSE | [9 empty] | 42194 |  |  | NotYetVerified |  | 3 | 2464.28 | 115.25 | 21.38 | 8.88 | 0.992 | 4000 | 82
P9HWMEC6 | Eaton (formerly Cooper Lighting) | Metalux | 8TSNLED-LD4-95SL-LW-[Voltages include 120-277V]-[Emergency include blank EL EL10W]-[Wiring include blank PI/CPI]-SA-EMRS-L840-[Driver Types include CD 5LTD]2-[Packaging] | Outdoor Luminaires | Mid Output | Stairwell and Passageway Luminaires | Standard | FALSE | [9 empty] | 42194 |  |  | NotYetVerified |  | 3 | 9820.69 | 97.58 | 100.65 | 8.84 | 0.993 | 4000 | 82
PBWQB6M6 | Eaton (formerly Cooper Lighting) | Metalux | 4SNLED-LD4-52SL-LC-[Voltages include 120-277V]-[Emergency include blank EL EL10W]-[Wiring include blank PI/CPI]-SA-EMRS-L840-[Driver Types include CD 5LTD 5LTHD]1-[Packaging] | Outdoor Luminaires | Mid Output | Stairwell and Passageway Luminaires | Standard | FALSE | [9 empty] | 42194 |  |  | NotYetVerified |  | 3 | 5501.5 | 109.42 | 50.28 | 8.63 | 0.992 | 4000 | 82
P1VJBJMG | Eaton (formerly Cooper Lighting) | Metalux | 4SNLED-LD4-53SL-LN-[Voltages include 120-277V]-[Emergency include blank EL EL10W]-[Wiring include blank PI/CPI]-SA-EMRS-L840-[Driver Types include CD 5LTD 5LTHD]1-[Packaging] | Outdoor Luminaires | Mid Output | Stairwell and Passageway Luminaires | Standard | FALSE | [9 empty] | 42194 |  |  | NotYetVerified |  | 3 | 5484.81 | 109.09 | 50.28 | 8.63 | 0.992 | 4000 | 82
P2WB4Z14 | Eaton (formerly Cooper Lighting) | Metalux | 8TSNLED-LD4-105SL-LC-[Voltages include 120-277V]-[Emergency include blank EL EL10W]-[Wiring include blank PI/CPI]-SA-EMRS-L840-[Driver Types include CD 5LTD 5LTHD]2-[Packaging] | Outdoor Luminaires | High Output | Stairwell and Passageway Luminaires | Standard | FALSE | [9 empty] | 42194 |  |  | NotYetVerified |  | 3 | 10999.17 | 109.38 | 100.56 | 8.63 | 0.992 | 4000 | 82
PQURB8HG | Eaton (formerly Cooper Lighting) | Metalux | 8TSNLED-LD4-106SL-LN-[Voltages include 120-277V]-[Emergency include blank EL EL10W]-[Wiring include blank PI/CPI]-SA-EMRS-L840-[Driver Types include CD 5LTD 5LTHD]2-[Packaging] | Outdoor Luminaires | High Output | Stairwell and Passageway Luminaires | Standard | FALSE | [9 empty] | 42194 |  |  | NotYetVerified |  | 3 | 10964.51 | 109.04 | 100.56 | 8.63 | 0.992 | 4000 | 82
P71DUK7E | Eaton (formerly Cooper Lighting) | Metalux | 2SNLED-LD4-22SL-LC-[Voltages include 120-277V]-[Emergency include blank EL EL10W]-[Wiring include blank PI/CPI]-SA-EMRS-L840-[Driver Types include CD 5LTHD]1-[Packaging] | Outdoor Luminaires | Low Output | Stairwell and Passageway Luminaires | Standard | FALSE | [9 empty] | 42194 |  |  | NotYetVerified |  | 3 | 2387.41 | 107.85 | 22.14 | 8.36 | 0.99 | 4000 | 82
P11B4BG6 | Eaton (formerly Cooper Lighting) | Metalux | 2SNLED-LD4-22SL-LN-[Voltages include 120-277V]-[Emergency include blank EL EL10W]-[Wiring include blank PI/CPI]-SA-EMRS-L840-[Driver Types include CD 5LTHD]1-[Packaging] | Outdoor Luminaires | Low Output | Stairwell and Passageway Luminaires | Standard | FALSE | [9 empty] | 42194 |  |  | NotYetVerified |  | 3 | 2380.16 | 107.53 | 22.14 | 8.36 | 0.99 | 4000 | 82
PFFDADF5 | Eaton (formerly Cooper Lighting) | Metalux | 2SNLED-LD4-20SL-LW-[Voltage includes 120V]-[Emergency include blank EL EL10W]-[Wiring include blank PI/CPI]-SA-EMRS-L840-[Driver Types include CD 5LTHD]1-[Packaging] | Outdoor Luminaires | Low Output | Stairwell and Passageway Luminaires | Standard | FALSE | [9 empty] | 42194 |  |  | NotYetVerified |  | 3 | 2130.82 | 99.8 | 21.35 | 8.36 | 0.99 | 4000 | 82
PT3QUTXW | Eaton (formerly Cooper Lighting) | Metalux | 8TSNLED-LD4-68SL-LC-[Voltages include 120-277V]-[Emergency include blank EL EL10W]-[Wiring include blank PI/CPI]-SA-EMRS-L840-[Driver Types include CD 5LTD]1-[Packaging] | Outdoor Luminaires | Mid Output | Stairwell and Passageway Luminaires | Standard | FALSE | [9 empty] | 42194 |  |  | NotYetVerified |  | 3 | 7045.34 | 128.1 | 55 | 8 | 0.994 | 4000 | 82
PCSP2QFD | Eaton (formerly Cooper Lighting) | Metalux | 8TSNLED-LD4-68SL-LN-[Voltages include 120-277V]-[Emergency include blank EL EL10W]-[Wiring include blank PI/CPI]-SA-EMRS-L840-[Driver Types include CD 5LTD]1-[Packaging] | Outdoor Luminaires | Mid Output | Stairwell and Passageway Luminaires | Standard | FALSE | [9 empty] | 42194 |  |  | NotYetVerified |  | 3 | 7023.13 | 127.7 | 55 | 8 | 0.994 | 4000 | 82
PAX4TCYQ | Eaton (formerly Cooper Lighting) | Metalux | 8TSNLED-LD4-61SL-LW-[Voltages include 120-277V]-[Emergency include blank EL EL10W]-[Wiring include blank PI/CPI]-SA-EMRS-L840-[Driver Types include CD 5LTD]1-[Packaging] | Outdoor Luminaires | Mid Output | Stairwell and Passageway Luminaires | Standard | FALSE | [9 empty] | 42194 |  |  | NotYetVerified |  | 3 | 6290.48 | 114.38 | 55 | 8 | 0.994 | 4000 | 82
P5881RYK | Eaton (formerly Cooper Lighting) | Metalux | 2SNLED-LD4-26SL-LC-[Voltages include 120-277V]-[Emergency include blank EL EL10W]-[Wiring include blank PI/CPI]-SA-EMRS-L840-[Driver Types include CD 5LTHD]1-[Packaging] | Outdoor Luminaires | Low Output | Stairwell and Passageway Luminaires | Standard | FALSE | [9 empty] | 42194 |  |  | NotYetVerified |  | 3 | 2785.31 | 117.86 | 23.63 | 7.92 | 0.992 | 4000 | 82
PDBSNVHU | Eaton (formerly Cooper Lighting) | Metalux | 2SNLED-LD4-26SL-LN-[Voltages include 120-277V]-[Emergency include blank EL EL10W]-[Wiring include blank PI/CPI]-SA-EMRS-L840-[Driver Types include CD 5LTHD]1-[Packaging] | Outdoor Luminaires | Low Output | Stairwell and Passageway Luminaires | Standard | FALSE | [9 empty] | 42194 |  |  | NotYetVerified |  | 3 | 2776.86 | 117.51 | 23.63 | 7.92 | 0.992 | 4000 | 82
PW5NC251 | Eaton (formerly Cooper Lighting) | Metalux | 2SNLED-LD4-23SL-LW-[Voltages include 120-277V]-[Emergency include blank EL EL10W]-[Wiring include blank PI/CPI]-SA-EMRS-L840-[Driver Types include CD 5LTHD]1-[Packaging] | Outdoor Luminaires | Low Output | Stairwell and Passageway Luminaires | Standard | FALSE | [9 empty] | 42194 |  |  | NotYetVerified |  | 3 | 2485.96 | 105.2 | 23.63 | 7.92 | 0.992 | 4000 | 82
PY4NDYBG | Eaton (formerly Cooper Lighting) | Metalux | 8TSNLED-LD4-75SL-LC-[Voltages include 120-277V]-[Emergency include blank EL EL10W]-[Wiring include blank PI/CPI]-SA-EMRS-L840-[Driver Types include CD 5LTD]1-[Packaging] | Outdoor Luminaires | Mid Output | Stairwell and Passageway Luminaires | Standard | FALSE | [9 empty] | 42194 |  |  | NotYetVerified |  | 3 | 7847.05 | 125.2 | 62.68 | 7.5 | 0.995 | 4000 | 82
PAVKW8BR | Eaton (formerly Cooper Lighting) | Metalux | 8TSNLED-LD4-75SL-LN-[Voltages include 120-277V]-[Emergency include blank EL EL10W]-[Wiring include blank PI/CPI]-SA-EMRS-L840-[Driver Types include CD 5LTD]1-[Packaging] | Outdoor Luminaires | Mid Output | Stairwell and Passageway Luminaires | Standard | FALSE | [9 empty] | 42194 |  |  | NotYetVerified |  | 3 | 7822.32 | 124.8 | 62.68 | 7.5 | 0.995 | 4000 | 82
PTMUMYSN | Eaton (formerly Cooper Lighting) | Metalux | 8TSNLED-LD4-67SL-LW-[Voltages include 120-277V]-[Emergency include blank EL EL10W]-[Wiring include blank PI/CPI]-SA-EMRS-L840-[Driver Types include CD 5LTD]1-[Packaging] | Outdoor Luminaires | Mid Output | Stairwell and Passageway Luminaires | Standard | FALSE | [9 empty] | 42194 |  |  | NotYetVerified |  | 3 | 7006.3 | 111.78 | 62.68 | 7.5 | 0.995 | 4000 | 82
PQZE4RB9 | Eaton (formerly Cooper Lighting) | Metalux | 8TSNLED-LD4-95SL-LW-[Voltage includes 120V]-[Emergency include blank EL EL10W]-[Wiring include blank PI/CPI]-SA-EMRS-L840-5LTHD2-[Packaging] | Outdoor Luminaires | Mid Output | Stairwell and Passageway Luminaires | Standard | FALSE | [9 empty] | 42194 |  |  | NotYetVerified |  | 3 | 9820.69 | 98.26 | 99.95 | 7.1 | 0.991 | 4000 | 82
PEPNNG99 | Eaton (formerly Cooper Lighting) | Metalux | 4SNLED-LD4-47SL-LW-[Voltage includes 120V]-[Emergency include blank EL EL10W]-[Wiring include blank PI/CPI]-SA-EMRS-L840-5LTHD1-[Packaging] | Outdoor Luminaires | Low Output | Stairwell and Passageway Luminaires | Standard | FALSE | [9 empty] | 42194 |  |  | NotYetVerified |  | 3 | 4910.22 | 98.25 | 49.98 | 7.1 | 0.991 | 4000 | 82
P2NPK83V | Eaton (formerly Cooper Lighting) | Metalux | 4SNLED-LD4-34SL-LC-[Voltages include 120-277V]-[Emergency include blank EL EL10W]-[Wiring include blank PI/CPI]-SA-EMRS-L840-CD1-[Packaging] | Outdoor Luminaires | Low Output | Stairwell and Passageway Luminaires | Standard | FALSE | [9 empty] | 42194 |  |  | NotYetVerified |  | 3 | 3523.9 | 121.64 | 28.97 | 7.03 | 0.99 | 4000 | 82
PQ8S8QDH | Eaton (formerly Cooper Lighting) | Metalux | 4SNLED-LD4-34SL-LN-[Voltages include 120-277V]-[Emergency include blank EL EL10W]-[Wiring include blank PI/CPI]-SA-EMRS-L840-CD1-[Packaging] | Outdoor Luminaires | Low Output | Stairwell and Passageway Luminaires | Standard | FALSE | [9 empty] | 42194 |  |  | NotYetVerified |  | 3 | 3513.21 | 121.27 | 28.97 | 7.03 | 0.99 | 4000 | 82
P22F721Y | Eaton (formerly Cooper Lighting) | Metalux | 4SNLED-LD4-30SL-LW-[Voltages include 120-277V]-[Emergency include blank EL EL10W]-[Wiring include blank PI/CPI]-SA-EMRS-L840-CD1-[Packaging] | Outdoor Luminaires | Low Output | Stairwell and Passageway Luminaires | Standard | FALSE | [9 empty] | 42194 |  |  | NotYetVerified |  | 3 | 3145.16 | 108.57 | 28.97 | 7.03 | 0.99 | 4000 | 82
P63VSU3T | Eaton (formerly Cooper Lighting) | Metalux | 8TSNLED-LD4-88SL-LW-[Voltage includes 120V]-[Emergency include blank EL EL10W]-[Wiring include blank PI/CPI]-SA-EMRS-L840-5LTHD2-[Packaging] | Outdoor Luminaires | Mid Output | Stairwell and Passageway Luminaires | Standard | FALSE | [9 empty] | 42194 |  |  | NotYetVerified |  | 3 | 9155.5 | 100.14 | 91.43 | 7 | 0.99 | 4000 | 82
P3NYBU8V | Eaton (formerly Cooper Lighting) | Metalux | 8TSNLED-LD4-81SL-LW-[Voltage includes 120V]-[Emergency include blank EL EL10W]-[Wiring include blank PI/CPI]-SA-EMRS-L840-5LTHD2-[Packaging] | Outdoor Luminaires | Mid Output | Stairwell and Passageway Luminaires | Standard | FALSE | [9 empty] | 42194 |  |  | NotYetVerified |  | 3 | 8460.63 | 102.27 | 82.73 | 7 | 0.99 | 4000 | 82
P4BAAUJE | Eaton (formerly Cooper Lighting) | Metalux | 4SNLED-LD4-44SL-LW-[Voltage includes 120V]-[Emergency include blank EL EL10W]-[Wiring include blank PI/CPI]-SA-EMRS-L840-5LTHD1-[Packaging] | Outdoor Luminaires | Low Output | Stairwell and Passageway Luminaires | Standard | FALSE | [9 empty] | 42194 |  |  | NotYetVerified |  | 3 | 4577.64 | 100.14 | 45.71 | 7 | 0.99 | 4000 | 82
PJNAE81T | Eaton (formerly Cooper Lighting) | Metalux | 4SNLED-LD4-41SL-LW-[Voltage includes 120V]-[Emergency include blank EL EL10W]-[Wiring include blank PI/CPI]-SA-EMRS-L840-5LTHD1-[Packaging] | Outdoor Luminaires | Low Output | Stairwell and Passageway Luminaires | Standard | FALSE | [9 empty] | 42194 |  |  | NotYetVerified |  | 3 | 4230.21 | 102.26 | 41.37 | 7 | 0.99 | 4000 | 82
PHJC84SR | Eaton (formerly Cooper Lighting) | Metalux | 4SNLED-LD4-37SL-LW-[Voltage includes 120V]-[Emergency include blank EL EL10W]-[Wiring include blank PI/CPI]-SA-EMRS-L840-5LTHD1-[Packaging] | Outdoor Luminaires | Low Output | Stairwell and Passageway Luminaires | Standard | FALSE | [9 empty] | 42194 |  |  | NotYetVerified |  | 3 | 3880.17 | 104.42 | 37.16 | 6.9 | 0.989 | 4000 | 82
PUTMWMHT | Eaton (formerly Cooper Lighting) | Metalux | 8TSNLED-LD4-83SL-LC-[Voltages include 120-277V]-[Emergency include blank EL EL10W]-[Wiring include blank PI/CPI]-SA-EMRS-L840-[Driver Types include CD 5LTD]1-[Packaging] | Outdoor Luminaires | Mid Output | Stairwell and Passageway Luminaires | Standard | FALSE | [9 empty] | 42194 |  |  | NotYetVerified |  | 3 | 8691.79 | 121.85 | 71.33 | 6.83 | 0.994 | 4000 | 82
P9NAAE62 | Eaton (formerly Cooper Lighting) | Metalux | 8TSNLED-LD4-83SL-LN-[Voltages include 120-277V]-[Emergency include blank EL EL10W]-[Wiring include blank PI/CPI]-SA-EMRS-L840-[Driver Types include CD 5LTD]1-[Packaging] | Outdoor Luminaires | Mid Output | Stairwell and Passageway Luminaires | Standard | FALSE | [9 empty] | 42194 |  |  | NotYetVerified |  | 3 | 8664.4 | 121.46 | 71.33 | 6.83 | 0.994 | 4000 | 82
PMVDHVDS | Eaton (formerly Cooper Lighting) | Metalux | 8TSNLED-LD4-74SL-LW-[Voltages include 120-277V]-[Emergency include blank EL EL10W]-[Wiring include blank PI/CPI]-SA-EMRS-L840-[Driver Types include CD 5LTD]1-[Packaging] | Outdoor Luminaires | Mid Output | Stairwell and Passageway Luminaires | Standard | FALSE | [9 empty] | 42194 |  |  | NotYetVerified |  | 3 | 7760.53 | 108.79 | 71.33 | 6.83 | 0.994 | 4000 | 82
PQP8QC35 | Eaton (formerly Cooper Lighting) | Metalux | 4SNLED-LD4-37SL-LC-[Voltages include 120-277V]-[Emergency include blank EL EL10W]-[Wiring include blank PI/CPI]-SA-EMRS-L840-CD1-[Packaging] | Outdoor Luminaires | Low Output | Stairwell and Passageway Luminaires | Standard | FALSE | [9 empty] | 42194 |  |  | NotYetVerified |  | 3 | 3924.89 | 119.34 | 32.89 | 6.83 | 0.99 | 4000 | 82
PKDFW8ME | Eaton (formerly Cooper Lighting) | Metalux | 4SNLED-LD4-37SL-LN-[Voltages include 120-277V]-[Emergency include blank EL EL10W]-[Wiring include blank PI/CPI]-SA-EMRS-L840-CD1-[Packaging] | Outdoor Luminaires | Low Output | Stairwell and Passageway Luminaires | Standard | FALSE | [9 empty] | 42194 |  |  | NotYetVerified |  | 3 | 3912.99 | 118.97 | 32.89 | 6.83 | 0.99 | 4000 | 82
P1EE1FPU | Eaton (formerly Cooper Lighting) | Metalux | 4SNLED-LD4-37SL-LC-[Voltage includes 120V]-[Emergency include blank EL EL10W]-[Wiring include blank PI/CPI]-SA-EMRS-L840-5LTHD1-[Packaging] | Outdoor Luminaires | Low Output | Stairwell and Passageway Luminaires | Standard | FALSE | [9 empty] | 42194 |  |  | NotYetVerified |  | 3 | 3924.89 | 118.9 | 33.01 | 6.8 | 0.987 | 4000 | 82
PRHREAV6 | Eaton (formerly Cooper Lighting) | Metalux | 4SNLED-LD4-37SL-LN-[Voltage includes 120V]-[Emergency include blank EL EL10W]-[Wiring include blank PI/CPI]-SA-EMRS-L840-5LTHD1-[Packaging] | Outdoor Luminaires | Low Output | Stairwell and Passageway Luminaires | Standard | FALSE | [9 empty] | 42194 |  |  | NotYetVerified |  | 3 | 3912.99 | 118.54 | 33.01 | 6.8 | 0.987 | 4000 | 82
PNRRSBHN | Eaton (formerly Cooper Lighting) | Metalux | 4SNLED-LD4-33SL-LW-[Voltage includes 120V]-[Emergency include blank EL EL10W]-[Wiring include blank PI/CPI]-SA-EMRS-L840-5LTHD1-[Packaging] | Outdoor Luminaires | Low Output | Stairwell and Passageway Luminaires | Standard | FALSE | [9 empty] | 42194 |  |  | NotYetVerified |  | 3 | 3503.06 | 106.12 | 33.01 | 6.8 | 0.987 | 4000 | 82
PFR5AR7V | Eaton (formerly Cooper Lighting) | Metalux | 4SNLED-LD4-34SL-LC-[Voltage includes 120V]-[Emergency include blank EL EL10W]-[Wiring include blank PI/CPI]-SA-EMRS-L840-5LTHD1-[Packaging] | Outdoor Luminaires | Low Output | Stairwell and Passageway Luminaires | Standard | FALSE | [9 empty] | 42194 |  |  | NotYetVerified |  | 3 | 3523.9 | 120.47 | 29.25 | 6.7 | 0.985 | 4000 | 82
PSA9EFMM | Eaton (formerly Cooper Lighting) | Metalux | 4SNLED-LD4-34SL-LN-[Voltage includes 120V]-[Emergency include blank EL EL10W]-[Wiring include blank PI/CPI]-SA-EMRS-L840-5LTHD1-[Packaging] | Outdoor Luminaires | Low Output | Stairwell and Passageway Luminaires | Standard | FALSE | [9 empty] | 42194 |  |  | NotYetVerified |  | 3 | 3513.21 | 120.11 | 29.25 | 6.7 | 0.985 | 4000 | 82
P4NA528B | Eaton (formerly Cooper Lighting) | Metalux | 4SNLED-LD4-30SL-LW-[Voltage includes 120V]-[Emergency include blank EL EL10W]-[Wiring include blank PI/CPI]-SA-EMRS-L840-5LTHD1-[Packaging] | Outdoor Luminaires | Low Output | Stairwell and Passageway Luminaires | Standard | FALSE | [9 empty] | 42194 |  |  | NotYetVerified |  | 3 | 3145.16 | 107.53 | 29.25 | 6.7 | 0.985 | 4000 | 82
PD9VB6X5 | Eaton (formerly Cooper Lighting) | Metalux | 4SNLED-LD4-33SL-LW-[Voltages include 120-277V]-[Emergency include blank EL EL10W]-[Wiring include blank PI/CPI]-SA-EMRS-L840-CD1-[Packaging] | Outdoor Luminaires | Low Output | Stairwell and Passageway Luminaires | Standard | FALSE | [9 empty] | 42194 |  |  | NotYetVerified |  | 3 | 3503.06 | 107.69 | 32.53 | 6.65 | 0.994 | 4000 | 82
PVD5YSVJ | Eaton (formerly Cooper Lighting) | Metalux | 4SNLED-LD4-30SL-LC-[Voltage includes 120V]-[Emergency include blank EL EL10W]-[Wiring include blank PI/CPI]-SA-EMRS-L840-5LTHD1-[Packaging] | Outdoor Luminaires | Low Output | Stairwell and Passageway Luminaires | Standard | FALSE | [9 empty] | 42194 |  |  | NotYetVerified |  | 3 | 3143.44 | 121.25 | 25.93 | 6.6 | 0.983 | 4000 | 82
PP4M3GDM | Eaton (formerly Cooper Lighting) | Metalux | 4SNLED-LD4-30SL-LN-[Voltage includes 120V]-[Emergency include blank EL EL10W]-[Wiring include blank PI/CPI]-SA-EMRS-L840-5LTHD1-[Packaging] | Outdoor Luminaires | Low Output | Stairwell and Passageway Luminaires | Standard | FALSE | [9 empty] | 42194 |  |  | NotYetVerified |  | 3 | 3133.9 | 120.88 | 25.93 | 6.6 | 0.983 | 4000 | 82
PB4PRKQ1 | Eaton (formerly Cooper Lighting) | Metalux | 4SNLED-LD4-27SL-LW-[Voltage includes 120V]-[Emergency include blank EL EL10W]-[Wiring include blank PI/CPI]-SA-EMRS-L840-5LTHD1-[Packaging] | Outdoor Luminaires | Low Output | Stairwell and Passageway Luminaires | Standard | FALSE | [9 empty] | 42194 |  |  | NotYetVerified |  | 3 | 2805.59 | 108.22 | 25.93 | 6.6 | 0.983 | 4000 | 82
P57P45QF | Eaton (formerly Cooper Lighting) | Metalux | 4SNLED-LD4-26SL-LC-[Voltage includes 120V]-[Emergency include blank EL EL10W]-[Wiring include blank PI/CPI]-SA-EMRS-L840-5LTHD1-[Packaging] | Outdoor Luminaires | Low Output | Stairwell and Passageway Luminaires | Standard | FALSE | [9 empty] | 42194 |  |  | NotYetVerified |  | 3 | 2761.02 | 121.91 | 22.65 | 6.4 | 0.979 | 4000 | 82
PRB5V86F | Eaton (formerly Cooper Lighting) | Metalux | 4SNLED-LD4-26SL-LN-[Voltage includes 120V]-[Emergency include blank EL EL10W]-[Wiring include blank PI/CPI]-SA-EMRS-L840-5LTHD1-[Packaging] | Outdoor Luminaires | Low Output | Stairwell and Passageway Luminaires | Standard | FALSE | [9 empty] | 42194 |  |  | NotYetVerified |  | 3 | 2752.64 | 121.54 | 22.65 | 6.4 | 0.979 | 4000 | 82
PXVTZQEA | Eaton (formerly Cooper Lighting) | Metalux | 4SNLED-LD4-23SL-LW-[Voltage includes 120V]-[Emergency include blank EL EL10W]-[Wiring include blank PI/CPI]-SA-EMRS-L840-5LTHD1-[Packaging] | Outdoor Luminaires | Low Output | Stairwell and Passageway Luminaires | Standard | FALSE | [9 empty] | 42194 |  |  | NotYetVerified |  | 3 | 2464.28 | 108.81 | 22.65 | 6.4 | 0.979 | 4000 | 82
P9VUHD7V | Eaton (formerly Cooper Lighting) | Metalux | 4SNLED-LD4-22SL-LC-[Voltage includes 120V]-[Emergency include blank EL EL10W]-[Wiring include blank PI/CPI]-SA-EMRS-L840-5LTHD1-[Packaging] | Outdoor Luminaires | Low Output | Stairwell and Passageway Luminaires | Standard | FALSE | [9 empty] | 42194 |  |  | NotYetVerified |  | 3 | 2362.96 | 121.97 | 19.37 | 6.1 | 0.974 | 4000 | 82
PB8FJWP8 | Eaton (formerly Cooper Lighting) | Metalux | 4SNLED-LD4-22SL-LN-[Voltage includes 120V]-[Emergency include blank EL EL10W]-[Wiring include blank PI/CPI]-SA-EMRS-L840-5LTHD1-[Packaging] | Outdoor Luminaires | Low Output | Stairwell and Passageway Luminaires | Standard | FALSE | [9 empty] | 42194 |  |  | NotYetVerified |  | 3 | 2355.79 | 121.6 | 19.37 | 6.1 | 0.974 | 4000 | 82
PAPG1WKR | Eaton (formerly Cooper Lighting) | Metalux | 4SNLED-LD4-20SL-LW-[Voltage includes 120V]-[Emergency include blank EL EL10W]-[Wiring include blank PI/CPI]-SA-EMRS-L840-5LTHD1-[Packaging] | Outdoor Luminaires | Low Output | Stairwell and Passageway Luminaires | Standard | FALSE | [9 empty] | 42194 |  |  | NotYetVerified |  | 3 | 2109 | 108.86 | 19.37 | 6.1 | 0.974 | 4000 | 82
P3F44H4W | Eaton (formerly Cooper Lighting) | Metalux | 4SNLED-LD4-18SL-LC-[Voltage includes 120V]-[Emergency include blank EL EL10W]-[Wiring include blank PI/CPI]-SA-EMRS-L840-5LTHD1-[Packaging] | Outdoor Luminaires | Low Output | Stairwell and Passageway Luminaires | Standard | FALSE | [9 empty] | 42194 |  |  | NotYetVerified |  | 3 | 2093.02 | 121.55 | 17.22 | 5.9 | 0.97 | 4000 | 82
PYVRS8NA | Eaton (formerly Cooper Lighting) | Metalux | 4SNLED-LD4-18SL-LN-[Voltage includes 120V]-[Emergency include blank EL EL10W]-[Wiring include blank PI/CPI]-SA-EMRS-L840-5LTHD1-[Packaging] | Outdoor Luminaires | Low Output | Stairwell and Passageway Luminaires | Standard | FALSE | [9 empty] | 42194 |  |  | NotYetVerified |  | 3 | 2086.67 | 121.18 | 17.22 | 5.9 | 0.97 | 4000 | 82
PK27MKEG | Eaton (formerly Cooper Lighting) | Metalux | 4SNLED-LD4-16SL-LW-[Voltage includes 120V]-[Emergency include blank EL EL10W]-[Wiring include blank PI/CPI]-SA-EMRS-L840-5LTHD1-[Packaging] | Outdoor Luminaires | Low Output | Stairwell and Passageway Luminaires | Standard | FALSE | [9 empty] | 42194 |  |  | NotYetVerified |  | 3 | 1868.07 | 108.49 | 17.22 | 5.9 | 0.97 | 4000 | 82
PXFEBQJZ | Eaton (formerly Cooper Lighting) | Metalux | 4SNLED-LD4-30SL-LC-[Voltages include 120-277V]-[Emergency include blank EL EL10W]-[Wiring include blank PI/CPI]-SA-EMRS-L840-CD1-[Packaging] | Outdoor Luminaires | Low Output | Stairwell and Passageway Luminaires | Standard | FALSE | [9 empty] | 42194 |  |  | NotYetVerified |  | 3 | 3143.44 | 124.72 | 25.2 | 5.75 | 0.993 | 4000 | 82
PDVT1ED4 | Eaton (formerly Cooper Lighting) | Metalux | 4SNLED-LD4-30SL-LN-[Voltages include 120-277V]-[Emergency include blank EL EL10W]-[Wiring include blank PI/CPI]-SA-EMRS-L840-CD1-[Packaging] | Outdoor Luminaires | Low Output | Stairwell and Passageway Luminaires | Standard | FALSE | [9 empty] | 42194 |  |  | NotYetVerified |  | 3 | 3133.9 | 124.34 | 25.2 | 5.75 | 0.993 | 4000 | 82
PBP79GSS | Eaton (formerly Cooper Lighting) | Metalux | 4SNLED-LD4-27SL-LW-[Voltages include 120-277V]-[Emergency include blank EL EL10W]-[Wiring include blank PI/CPI]-SA-EMRS-L840-CD1-[Packaging] | Outdoor Luminaires | Low Output | Stairwell and Passageway Luminaires | Standard | FALSE | [9 empty] | 42194 |  |  | NotYetVerified |  | 3 | 2805.59 | 111.31 | 25.2 | 5.75 | 0.993 | 4000 | 82
PG1GSC5S | Eaton (formerly Cooper Lighting) | Metalux | 4SNLED-LD4-41SL-LC-[Voltages include 120-277V]-[Emergency include blank EL EL10W]-[Wiring include blank PI/CPI]-SA-EMRS-L835-SD1-[Packaging] | Outdoor Luminaires | Low Output | Stairwell and Passageway Luminaires | Standard | FALSE | [9 empty] | 42194 |  |  | NotYetVerified |  | 3 | 4233.11 | 111.1 | 38.1 | 13.3 | 0.988 | 3500 | 82
PDN45NVA | Eaton (formerly Cooper Lighting) | Metalux | 4SNLED-LD4-41SL-LN-[Voltages include 120-277V]-[Emergency include blank EL EL10W]-[Wiring include blank PI/CPI]-SA-EMRS-L835-SD1-[Packaging] | Outdoor Luminaires | Low Output | Stairwell and Passageway Luminaires | Standard | FALSE | [9 empty] | 42194 |  |  | NotYetVerified |  | 3 | 4220.27 | 110.77 | 38.1 | 13.3 | 0.988 | 3500 | 82
P84C235K | Eaton (formerly Cooper Lighting) | Metalux | 4SNLED-LD4-37SL-LW-[Voltages include 120-277V]-[Emergency include blank EL EL10W]-[Wiring include blank PI/CPI]-SA-EMRS-L835-SD1-[Packaging] | Outdoor Luminaires | Low Output | Stairwell and Passageway Luminaires | Standard | FALSE | [9 empty] | 42194 |  |  | NotYetVerified |  | 3 | 3778.16 | 99.16 | 38.1 | 13.3 | 0.988 | 3500 | 82
PKKXXPV3 | Eaton (formerly Cooper Lighting) | Metalux | 8TSNLED-LD4-90SL-LC-[Voltages include 120-277V]-[Emergency include blank EL EL10W]-[Wiring include blank PI/CPI]-SA-EMRS-L835-SD2-[Packaging] | Outdoor Luminaires | Mid Output | Stairwell and Passageway Luminaires | Standard | FALSE | [9 empty] | 42194 |  |  | NotYetVerified |  | 3 | 9226.78 | 109.31 | 84.41 | 12.5 | 0.99 | 3500 | 82
PKM5CFWR | Eaton (formerly Cooper Lighting) | Metalux | 8TSNLED-LD4-91SL-LN-[Voltages include 120-277V]-[Emergency include blank EL EL10W]-[Wiring include blank PI/CPI]-SA-EMRS-L835-SD2-[Packaging] | Outdoor Luminaires | Mid Output | Stairwell and Passageway Luminaires | Standard | FALSE | [9 empty] | 42194 |  |  | NotYetVerified |  | 3 | 9197.71 | 108.96 | 84.41 | 12.5 | 0.99 | 3500 | 82
PAQHSEWG | Eaton (formerly Cooper Lighting) | Metalux | 8TSNLED-LD4-81SL-LW-[Voltages include 120-277V]-[Emergency include blank EL EL10W]-[Wiring include blank PI/CPI]-SA-EMRS-L835-SD2-[Packaging] | Outdoor Luminaires | Mid Output | Stairwell and Passageway Luminaires | Standard | FALSE | [9 empty] | 42194 |  |  | NotYetVerified |  | 3 | 8238.2 | 97.6 | 84.41 | 12.5 | 0.99 | 3500 | 82
PUX1QUCK | Eaton (formerly Cooper Lighting) | Metalux | 4SNLED-LD4-46SL-LC-[Voltages include 120-277V]-[Emergency include blank EL EL10W]-[Wiring include blank PI/CPI]-SA-EMRS-L835-SD1-[Packaging] | Outdoor Luminaires | Low Output | Stairwell and Passageway Luminaires | Standard | FALSE | [9 empty] | 42194 |  |  | NotYetVerified |  | 3 | 4615 | 109.35 | 42.21 | 12.5 | 0.99 | 3500 | 82
PCJ41RTT | Eaton (formerly Cooper Lighting) | Metalux | 4SNLED-LD4-46SL-LN-[Voltages include 120-277V]-[Emergency include blank EL EL10W]-[Wiring include blank PI/CPI]-SA-EMRS-L835-SD1-[Packaging] | Outdoor Luminaires | Low Output | Stairwell and Passageway Luminaires | Standard | FALSE | [9 empty] | 42194 |  |  | NotYetVerified |  | 3 | 4601 | 109.02 | 42.21 | 12.5 | 0.99 | 3500 | 82
P2S4S9EM | Eaton (formerly Cooper Lighting) | Metalux | 4SNLED-LD4-41SL-LW-[Voltages include 120-277V]-[Emergency include blank EL EL10W]-[Wiring include blank PI/CPI]-SA-EMRS-L835-SD1-[Packaging] | Outdoor Luminaires | Low Output | Stairwell and Passageway Luminaires | Standard | FALSE | [9 empty] | 42194 |  |  | NotYetVerified |  | 3 | 4119 | 97.59 | 42.21 | 12.5 | 0.99 | 3500 | 82
PKEP37YY | Eaton (formerly Cooper Lighting) | Metalux | 8TSNLED-LD4-98SL-LC-[Voltages include 120-277V]-[Emergency include blank EL EL10W]-[Wiring include blank PI/CPI]-SA-EMRS-L835-SD2-[Packaging] | Outdoor Luminaires | Mid Output | Stairwell and Passageway Luminaires | Standard | FALSE | [9 empty] | 42194 |  |  | NotYetVerified |  | 3 | 9984.58 | 107.3 | 93.05 | 11.8 | 0.991 | 3500 | 82
PKDQWQBZ | Eaton (formerly Cooper Lighting) | Metalux | 8TSNLED-LD4-98SL-LN-[Voltages include 120-277V]-[Emergency include blank EL EL10W]-[Wiring include blank PI/CPI]-SA-EMRS-L835-SD2-[Packaging] | Outdoor Luminaires | Mid Output | Stairwell and Passageway Luminaires | Standard | FALSE | [9 empty] | 42194 |  |  | NotYetVerified |  | 3 | 9953.11 | 106.96 | 93.05 | 11.8 | 0.991 | 3500 | 82
P6QSRMFZ | Eaton (formerly Cooper Lighting) | Metalux | 8TSNLED-LD4-88SL-LW-[Voltages include 120-277V]-[Emergency include blank EL EL10W]-[Wiring include blank PI/CPI]-SA-EMRS-L835-SD2-[Packaging] | Outdoor Luminaires | Mid Output | Stairwell and Passageway Luminaires | Standard | FALSE | [9 empty] | 42194 |  |  | NotYetVerified |  | 3 | 8914.8 | 95.81 | 93.05 | 11.8 | 0.991 | 3500 | 82
PPVP3TCG | Eaton (formerly Cooper Lighting) | Metalux | 4SNLED-LD4-49SL-LC-[Voltages include 120-277V]-[Emergency include blank EL EL10W]-[Wiring include blank PI/CPI]-SA-EMRS-L835-SD1-[Packaging] | Outdoor Luminaires | Low Output | Stairwell and Passageway Luminaires | Standard | FALSE | [9 empty] | 42194 |  |  | NotYetVerified |  | 3 | 4994.03 | 107.34 | 46.53 | 11.8 | 0.991 | 3500 | 82
PD4HBR3M | Eaton (formerly Cooper Lighting) | Metalux | 4SNLED-LD4-49SL-LN-[Voltages include 120-277V]-[Emergency include blank EL EL10W]-[Wiring include blank PI/CPI]-SA-EMRS-L835-SD1-[Packaging] | Outdoor Luminaires | Low Output | Stairwell and Passageway Luminaires | Standard | FALSE | [9 empty] | 42194 |  |  | NotYetVerified |  | 3 | 4978.88 | 107.01 | 46.53 | 11.8 | 0.991 | 3500 | 82
P1C11HUX | Eaton (formerly Cooper Lighting) | Metalux | 4SNLED-LD4-44SL-LW-[Voltages include 120-277V]-[Emergency include blank EL EL10W]-[Wiring include blank PI/CPI]-SA-EMRS-L835-SD1-[Packaging] | Outdoor Luminaires | Low Output | Stairwell and Passageway Luminaires | Standard | FALSE | [9 empty] | 42194 |  |  | NotYetVerified |  | 3 | 4457.29 | 95.8 | 46.53 | 11.8 | 0.991 | 3500 | 82
P11GMRRH | Eaton (formerly Cooper Lighting) | Metalux | 8TSNLED-LD4-95SL-LW-[Voltages include 120-277V]-[Emergency include blank EL EL10W]-[Wiring include blank PI/CPI]-SA-EMRS-L835-SD2-[Packaging] | Outdoor Luminaires | Mid Output | Stairwell and Passageway Luminaires | Standard | FALSE | [9 empty] | 42194 |  |  | NotYetVerified |  | 3 | 9562.5 | 94.12 | 101.6 | 11.2 | 0.992 | 3500 | 82
PDQMTPJC | Eaton (formerly Cooper Lighting) | Metalux | 4SNLED-LD4-52SL-LC-[Voltages include 120-277V]-[Emergency include blank EL EL10W]-[Wiring include blank PI/CPI]-SA-EMRS-L835-SD1-[Packaging] | Outdoor Luminaires | Mid Output | Stairwell and Passageway Luminaires | Standard | FALSE | [9 empty] | 42194 |  |  | NotYetVerified |  | 3 | 5356.87 | 105.45 | 50.8 | 11.2 | 0.992 | 3500 | 82
PT8QCXM9 | Eaton (formerly Cooper Lighting) | Metalux | 4SNLED-LD4-53SL-LN-[Voltages include 120-277V]-[Emergency include blank EL EL10W]-[Wiring include blank PI/CPI]-SA-EMRS-L835-SD1-[Packaging] | Outdoor Luminaires | Mid Output | Stairwell and Passageway Luminaires | Standard | FALSE | [9 empty] | 42194 |  |  | NotYetVerified |  | 3 | 5340.62 | 105.13 | 50.8 | 11.2 | 0.992 | 3500 | 82
PKS954W9 | Eaton (formerly Cooper Lighting) | Metalux | 4SNLED-LD4-47SL-LW-[Voltages include 120-277V]-[Emergency include blank EL EL10W]-[Wiring include blank PI/CPI]-SA-EMRS-L835-SD1-[Packaging] | Outdoor Luminaires | Low Output | Stairwell and Passageway Luminaires | Standard | FALSE | [9 empty] | 42194 |  |  | NotYetVerified |  | 3 | 4781.13 | 94.12 | 50.8 | 11.2 | 0.992 | 3500 | 82
P4C277AR | Eaton (formerly Cooper Lighting) | Metalux | 8TSNLED-LD4-105SL-LC-[Voltages include 120-277V]-[Emergency include blank EL EL10W]-[Wiring include blank PI/CPI]-SA-EMRS-L835-SD2-[Packaging] | Outdoor Luminaires | High Output | Stairwell and Passageway Luminaires | Standard | FALSE | [9 empty] | 42194 |  |  | NotYetVerified |  | 3 | 10710 | 105.41 | 101.6 | 11.2 | 0.992 | 3500 | 82
PB3E18YK | Eaton (formerly Cooper Lighting) | Metalux | 8TSNLED-LD4-106SL-LN-[Voltages include 120-277V]-[Emergency include blank EL EL10W]-[Wiring include blank PI/CPI]-SA-EMRS-L835-SD2-[Packaging] | Outdoor Luminaires | High Output | Stairwell and Passageway Luminaires | Standard | FALSE | [9 empty] | 42194 |  |  | NotYetVerified |  | 3 | 10676.25 | 105.08 | 101.6 | 11.2 | 0.992 | 3500 | 82
PWDWJTDU | Eaton (formerly Cooper Lighting) | Metalux | 4SNLED-LD4-60HL-LC-[Voltages include 120-277V]-[Emergency include blank EL EL10W]-[Wiring include blank PI/CPI]-SA-EMRS-L835-SD1-[Packaging] | Outdoor Luminaires | Mid Output | Stairwell and Passageway Luminaires | Standard | FALSE | [9 empty] | 42194 |  |  | NotYetVerified |  | 3 | 6114.92 | 119.46 | 51.19 | 10.9 | 0.992 | 3500 | 82
PRJQJJ5W | Eaton (formerly Cooper Lighting) | Metalux | 4SNLED-LD4-60HL-LN-[Voltages include 120-277V]-[Emergency include blank EL EL10W]-[Wiring include blank PI/CPI]-SA-EMRS-L835-SD1-[Packaging] | Outdoor Luminaires | Mid Output | Stairwell and Passageway Luminaires | Standard | FALSE | [9 empty] | 42194 |  |  | NotYetVerified |  | 3 | 6096.37 | 119.1 | 51.19 | 10.9 | 0.992 | 3500 | 82
P21AN4GU | Eaton (formerly Cooper Lighting) | Metalux | 4SNLED-LD4-54HL-LW-[Voltages include 120-277V]-[Emergency include blank EL EL10W]-[Wiring include blank PI/CPI]-SA-EMRS-L835-SD1-[Packaging] | Outdoor Luminaires | Mid Output | Stairwell and Passageway Luminaires | Standard | FALSE | [9 empty] | 42194 |  |  | NotYetVerified |  | 3 | 5457.72 | 106.62 | 51.19 | 10.9 | 0.992 | 3500 | 82
PBFRQPK8 | Eaton (formerly Cooper Lighting) | Metalux | 4SNLED-LD4-56SL-LC-[Voltages include 120-277V]-[Emergency include blank EL EL10W]-[Wiring include blank PI/CPI]-SA-EMRS-L835-SD1-[Packaging] | Outdoor Luminaires | Mid Output | Stairwell and Passageway Luminaires | Standard | FALSE | [9 empty] | 42194 |  |  | NotYetVerified |  | 3 | 5713.99 | 100.87 | 56.64 | 10.51 | 0.993 | 3500 | 82
PU4UCV4K | Eaton (formerly Cooper Lighting) | Metalux | 4SNLED-LD4-56SL-LN-[Voltages include 120-277V]-[Emergency include blank EL EL10W]-[Wiring include blank PI/CPI]-SA-EMRS-L835-SD1-[Packaging] | Outdoor Luminaires | Mid Output | Stairwell and Passageway Luminaires | Standard | FALSE | [9 empty] | 42194 |  |  | NotYetVerified |  | 3 | 5696.66 | 100.57 | 56.64 | 10.51 | 0.993 | 3500 | 82
P4VRYTZV | Eaton (formerly Cooper Lighting) | Metalux | 4SNLED-LD4-50SL-LW-[Voltages include 120-277V]-[Emergency include blank EL EL10W]-[Wiring include blank PI/CPI]-SA-EMRS-L835-SD1-[Packaging] | Outdoor Luminaires | Mid Output | Stairwell and Passageway Luminaires | Standard | FALSE | [9 empty] | 42194 |  |  | NotYetVerified |  | 3 | 5099.88 | 90.03 | 56.64 | 10.51 | 0.993 | 3500 | 82
PBV3TWQX | Eaton (formerly Cooper Lighting) | Metalux | 4SNLED-LD4-47SL-LW-[Voltages include 120-277V]-[Emergency include blank EL EL10W]-[Wiring include blank PI/CPI]-SA-EMRS-L835-[Driver Types include CD 5LTD]1-[Packaging] | Outdoor Luminaires | Low Output | Stairwell and Passageway Luminaires | Standard | FALSE | [9 empty] | 42194 |  |  | NotYetVerified |  | 3 | 4781.13 | 95.23 | 50.21 | 13.18 | 0.992 | 3500 | 82
PHJW5P9K | Eaton (formerly Cooper Lighting) | Metalux | 8TSNLED-LD4-60SL-LC-[Voltages include 120-277V]-[Emergency include blank EL EL10W]-[Wiring include blank PI/CPI]-SA-EMRS-L835-[Driver Types include CD 5LTD]1-[Packaging] | Outdoor Luminaires | Mid Output | Stairwell and Passageway Luminaires | Standard | FALSE | [9 empty] | 42194 |  |  | NotYetVerified |  | 3 | 6119.46 | 123.37 | 49.6 | 10.6 | 0.993 | 3500 | 82
P18WY8FC | Eaton (formerly Cooper Lighting) | Metalux | 8TSNLED-LD4-60SL-LN-[Voltages include 120-277V]-[Emergency include blank EL EL10W]-[Wiring include blank PI/CPI]-SA-EMRS-L835-[Driver Types include CD 5LTD]1-[Packaging] | Outdoor Luminaires | Mid Output | Stairwell and Passageway Luminaires | Standard | FALSE | [9 empty] | 42194 |  |  | NotYetVerified |  | 3 | 6100.17 | 122.98 | 49.6 | 10.6 | 0.993 | 3500 | 82
PZSQSX9Q | Eaton (formerly Cooper Lighting) | Metalux | 8TSNLED-LD4-54SL-LW-[Voltages include 120-277V]-[Emergency include blank EL EL10W]-[Wiring include blank PI/CPI]-SA-EMRS-L835-[Driver Types include CD 5LTD]1-[Packaging] | Outdoor Luminaires | Mid Output | Stairwell and Passageway Luminaires | Standard | FALSE | [9 empty] | 42194 |  |  | NotYetVerified |  | 3 | 5463.8 | 110.15 | 49.6 | 10.6 | 0.993 | 3500 | 82
PFK1VKR7 | Eaton (formerly Cooper Lighting) | Metalux | 4SNLED-LD4-41SL-LW-[Voltages include 120-277V]-[Emergency include blank EL EL10W]-[Wiring include blank PI/CPI]-SA-EMRS-L835-[Driver Types include CD 5LTD]1-[Packaging] | Outdoor Luminaires | Low Output | Stairwell and Passageway Luminaires | Standard | FALSE | [9 empty] | 42194 |  |  | NotYetVerified |  | 3 | 4119 | 99.4 | 41.44 | 10.25 | 0.99 | 3500 | 82
PPYJES2S | Eaton (formerly Cooper Lighting) | Metalux | 4SNLED-LD4-18SL-LC-[Voltages include 120-277V]-[Emergency include blank EL EL10W]-[Wiring include blank PI/CPI]-SA-EMRS-L835-CD1-[Packaging] | Outdoor Luminaires | Low Output | Stairwell and Passageway Luminaires | Standard | FALSE | [9 empty] | 42194 |  |  | NotYetVerified |  | 3 | 2037.99 | 128.57 | 15.85 | 10.25 | 0.987 | 3500 | 82
PYJQ21A6 | Eaton (formerly Cooper Lighting) | Metalux | 4SNLED-LD4-18SL-LN-[Voltages include 120-277V]-[Emergency include blank EL EL10W]-[Wiring include blank PI/CPI]-SA-EMRS-L835-CD1-[Packaging] | Outdoor Luminaires | Low Output | Stairwell and Passageway Luminaires | Standard | FALSE | [9 empty] | 42194 |  |  | NotYetVerified |  | 3 | 2031.81 | 128.18 | 15.85 | 10.25 | 0.987 | 3500 | 82
PG1RXWBM | Eaton (formerly Cooper Lighting) | Metalux | 4SNLED-LD4-16SL-LW-[Voltages include 120-277V]-[Emergency include blank EL EL10W]-[Wiring include blank PI/CPI]-SA-EMRS-L835-CD1-[Packaging] | Outdoor Luminaires | Low Output | Stairwell and Passageway Luminaires | Standard | FALSE | [9 empty] | 42194 |  |  | NotYetVerified |  | 3 | 1818.96 | 114.75 | 15.85 | 10.25 | 0.987 | 3500 | 82
P7RDDN5K | Eaton (formerly Cooper Lighting) | Metalux | 4SNLED-LD4-37SL-LW-[Voltages include 120-277V]-[Emergency include blank EL EL10W]-[Wiring include blank PI/CPI]-SA-EMRS-L835-[Driver Types include CD 5LTD]1-[Packaging] | Outdoor Luminaires | Low Output | Stairwell and Passageway Luminaires | Standard | FALSE | [9 empty] | 42194 |  |  | NotYetVerified |  | 3 | 3778.16 | 101.73 | 37.14 | 10.22 | 0.989 | 3500 | 82
PKJFPFCD | Eaton (formerly Cooper Lighting) | Metalux | 8TSNLED-LD4-81SL-LW-[Voltages include 120-277V]-[Emergency include blank EL EL10W]-[Wiring include blank PI/CPI]-SA-EMRS-L835-[Driver Types include CD 5LTD]2-[Packaging] | Outdoor Luminaires | Mid Output | Stairwell and Passageway Luminaires | Standard | FALSE | [9 empty] | 42194 |  |  | NotYetVerified |  | 3 | 8238.2 | 99.19 | 83.05 | 10.15 | 0.99 | 3500 | 82
P8CR4VP8 | Eaton (formerly Cooper Lighting) | Metalux | 8TSNLED-LD4-90SL-LC-[Voltages include 120-277V]-[Emergency include blank EL EL10W]-[Wiring include blank PI/CPI]-SA-EMRS-L835-[Driver Types include CD 5LTD 5LTHD]2-[Packaging] | Outdoor Luminaires | Mid Output | Stairwell and Passageway Luminaires | Standard | FALSE | [9 empty] | 42194 |  |  | NotYetVerified |  | 3 | 9226.78 | 111.16 | 83.01 | 9.7 | 0.99 | 3500 | 82
P7CESDXS | Eaton (formerly Cooper Lighting) | Metalux | 8TSNLED-LD4-91SL-LN-[Voltages include 120-277V]-[Emergency include blank EL EL10W]-[Wiring include blank PI/CPI]-SA-EMRS-L835-[Driver Types include CD 5LTD 5LTHD]2-[Packaging] | Outdoor Luminaires | Mid Output | Stairwell and Passageway Luminaires | Standard | FALSE | [9 empty] | 42194 |  |  | NotYetVerified |  | 3 | 9197.71 | 110.8 | 83.01 | 9.7 | 0.99 | 3500 | 82
P8R63ARN | Eaton (formerly Cooper Lighting) | Metalux | 4SNLED-LD4-46SL-LC-[Voltages include 120-277V]-[Emergency include blank EL EL10W]-[Wiring include blank PI/CPI]-SA-EMRS-L835-[Driver Types include CD 5LTD 5LTHD]1-[Packaging] | Outdoor Luminaires | Low Output | Stairwell and Passageway Luminaires | Standard | FALSE | [9 empty] | 42194 |  |  | NotYetVerified |  | 3 | 4615 | 111.19 | 41.5 | 9.7 | 0.99 | 3500 | 82
PXY1D8B5 | Eaton (formerly Cooper Lighting) | Metalux | 4SNLED-LD4-46SL-LN-[Voltages include 120-277V]-[Emergency include blank EL EL10W]-[Wiring include blank PI/CPI]-SA-EMRS-L835-[Driver Types include CD 5LTD 5LTHD]1-[Packaging] | Outdoor Luminaires | Low Output | Stairwell and Passageway Luminaires | Standard | FALSE | [9 empty] | 42194 |  |  | NotYetVerified |  | 3 | 4601 | 110.86 | 41.5 | 9.7 | 0.99 | 3500 | 82
PW4D3B8X | Eaton (formerly Cooper Lighting) | Metalux | 4SNLED-LD4-22SL-LC-[Voltages include 120-277V]-[Emergency include blank EL EL10W]-[Wiring include blank PI/CPI]-SA-EMRS-L835-CD1-[Packaging] | Outdoor Luminaires | Low Output | Stairwell and Passageway Luminaires | Standard | FALSE | [9 empty] | 42194 |  |  | NotYetVerified |  | 3 | 2300.83 | 127.5 | 18.05 | 9.64 | 0.989 | 3500 | 82
PVB2UNFE | Eaton (formerly Cooper Lighting) | Metalux | 4SNLED-LD4-22SL-LN-[Voltages include 120-277V]-[Emergency include blank EL EL10W]-[Wiring include blank PI/CPI]-SA-EMRS-L835-CD1-[Packaging] | Outdoor Luminaires | Low Output | Stairwell and Passageway Luminaires | Standard | FALSE | [9 empty] | 42194 |  |  | NotYetVerified |  | 3 | 2293.85 | 127.11 | 18.05 | 9.64 | 0.989 | 3500 | 82
PU58NRGP | Eaton (formerly Cooper Lighting) | Metalux | 4SNLED-LD4-20SL-LW-[Voltages include 120-277V]-[Emergency include blank EL EL10W]-[Wiring include blank PI/CPI]-SA-EMRS-L835-CD1-[Packaging] | Outdoor Luminaires | Low Output | Stairwell and Passageway Luminaires | Standard | FALSE | [9 empty] | 42194 |  |  | NotYetVerified |  | 3 | 2053.55 | 113.79 | 18.05 | 9.64 | 0.989 | 3500 | 82
P9GX3AE3 | Eaton (formerly Cooper Lighting) | Metalux | 4SNLED-LD4-41SL-LC-[Voltages include 120-277V]-[Emergency include blank EL EL10W]-[Wiring include blank PI/CPI]-SA-EMRS-L835-[Driver Types include CD 5LTD 5LTHD]1-[Packaging] | Outdoor Luminaires | Low Output | Stairwell and Passageway Luminaires | Standard | FALSE | [9 empty] | 42194 |  |  | NotYetVerified |  | 3 | 4233.11 | 113.82 | 37.19 | 9.61 | 0.989 | 3500 | 82
PNC52XPH | Eaton (formerly Cooper Lighting) | Metalux | 4SNLED-LD4-41SL-LN-[Voltages include 120-277V]-[Emergency include blank EL EL10W]-[Wiring include blank PI/CPI]-SA-EMRS-L835-[Driver Types include CD 5LTD 5LTHD]1-[Packaging] | Outdoor Luminaires | Low Output | Stairwell and Passageway Luminaires | Standard | FALSE | [9 empty] | 42194 |  |  | NotYetVerified |  | 3 | 4220.27 | 113.47 | 37.19 | 9.61 | 0.989 | 3500 | 82
PNCJ4WU9 | Eaton (formerly Cooper Lighting) | Metalux | 4SNLED-LD4-44SL-LW-[Voltages include 120-277V]-[Emergency include blank EL EL10W]-[Wiring include blank PI/CPI]-SA-EMRS-L835-[Driver Types include CD 5LTD]1-[Packaging] | Outdoor Luminaires | Low Output | Stairwell and Passageway Luminaires | Standard | FALSE | [9 empty] | 42194 |  |  | NotYetVerified |  | 3 | 4457.29 | 97.16 | 45.88 | 9.4 | 0.991 | 3500 | 82
PMH2W9MC | Eaton (formerly Cooper Lighting) | Metalux | 4SNLED-LD4-56SL-LC-[Voltages include 120-277V]-[Emergency include blank EL EL10W]-[Wiring include blank PI/CPI]-SA-EMRS-L835-[Driver Types include CD 5LTD]1-[Packaging] | Outdoor Luminaires | Mid Output | Stairwell and Passageway Luminaires | Standard | FALSE | [9 empty] | 42194 |  |  | NotYetVerified |  | 3 | 5713.99 | 102.36 | 55.82 | 9.26 | 0.994 | 3500 | 82
PUG7QGUY | Eaton (formerly Cooper Lighting) | Metalux | 4SNLED-LD4-56SL-LN-[Voltages include 120-277V]-[Emergency include blank EL EL10W]-[Wiring include blank PI/CPI]-SA-EMRS-L835-[Driver Types include CD 5LTD]1-[Packaging] | Outdoor Luminaires | Mid Output | Stairwell and Passageway Luminaires | Standard | FALSE | [9 empty] | 42194 |  |  | NotYetVerified |  | 3 | 5696.66 | 102.05 | 55.82 | 9.26 | 0.994 | 3500 | 82
PAKNR2FK | Eaton (formerly Cooper Lighting) | Metalux | 4SNLED-LD4-50SL-LW-[Voltages include 120-277V]-[Emergency include blank EL EL10W]-[Wiring include blank PI/CPI]-SA-EMRS-L835-[Driver Types include CD 5LTD]1-[Packaging] | Outdoor Luminaires | Mid Output | Stairwell and Passageway Luminaires | Standard | FALSE | [9 empty] | 42194 |  |  | NotYetVerified |  | 3 | 5099.88 | 91.36 | 55.82 | 9.26 | 0.994 | 3500 | 82
PN6SRGN2 | Eaton (formerly Cooper Lighting) | Metalux | 8TSNLED-LD4-88SL-LW-[Voltages include 120-277V]-[Emergency include blank EL EL10W]-[Wiring include blank PI/CPI]-SA-EMRS-L835-[Driver Types include CD 5LTD]2-[Packaging] | Outdoor Luminaires | Mid Output | Stairwell and Passageway Luminaires | Standard | FALSE | [9 empty] | 42194 |  |  | NotYetVerified |  | 3 | 8914.8 | 96.97 | 91.94 | 9.19 | 0.992 | 3500 | 82
PR791RSV | Eaton (formerly Cooper Lighting) | Metalux | 4SNLED-LD4-60HL-LC-[Voltages include 120-277V]-[Emergency include blank EL EL10W]-[Wiring include blank PI/CPI]-SA-EMRS-L835-[Driver Types include CD 5LTD 5LTHD]1-[Packaging] | Outdoor Luminaires | Mid Output | Stairwell and Passageway Luminaires | Standard | FALSE | [9 empty] | 42194 |  |  | NotYetVerified |  | 3 | 6114.92 | 121.34 | 50.39 | 9.17 | 0.993 | 3500 | 82
PH81BC5E | Eaton (formerly Cooper Lighting) | Metalux | 4SNLED-LD4-60HL-LN-[Voltages include 120-277V]-[Emergency include blank EL EL10W]-[Wiring include blank PI/CPI]-SA-EMRS-L835-[Driver Types include CD 5LTD 5LTHD]1-[Packaging] | Outdoor Luminaires | Mid Output | Stairwell and Passageway Luminaires | Standard | FALSE | [9 empty] | 42194 |  |  | NotYetVerified |  | 3 | 6096.37 | 120.98 | 50.39 | 9.17 | 0.993 | 3500 | 82
PNQZTGPN | Eaton (formerly Cooper Lighting) | Metalux | 4SNLED-LD4-54HL-LW-[Voltages include 120-277V]-[Emergency include blank EL EL10W]-[Wiring include blank PI/CPI]-SA-EMRS-L835-[Driver Types include CD 5LTD 5LTHD]1-[Packaging] | Outdoor Luminaires | Mid Output | Stairwell and Passageway Luminaires | Standard | FALSE | [9 empty] | 42194 |  |  | NotYetVerified |  | 3 | 5457.72 | 108.3 | 50.39 | 9.17 | 0.993 | 3500 | 82
PRPGH8BM | Eaton (formerly Cooper Lighting) | Metalux | 2SNLED-LD4-18SL-LC-[Voltage includes 120V]-[Emergency include blank EL EL10W]-[Wiring include blank PI/CPI]-SA-EMRS-L835-[Driver Types include CD 5LTHD]1-[Packaging] | Outdoor Luminaires | Low Output | Stairwell and Passageway Luminaires | Standard | FALSE | [9 empty] | 42194 |  |  | NotYetVerified |  | 3 | 1906.57 | 108.99 | 17.49 | 9.02 | 0.986 | 3500 | 82
PVJEW7WV | Eaton (formerly Cooper Lighting) | Metalux | 2SNLED-LD4-18SL-LN-[Voltage includes 120V]-[Emergency include blank EL EL10W]-[Wiring include blank PI/CPI]-SA-EMRS-L835-[Driver Types include CD 5LTHD]1-[Packaging] | Outdoor Luminaires | Low Output | Stairwell and Passageway Luminaires | Standard | FALSE | [9 empty] | 42194 |  |  | NotYetVerified |  | 3 | 1900.78 | 108.66 | 17.49 | 9.02 | 0.986 | 3500 | 82
PZPVYX5Z | Eaton (formerly Cooper Lighting) | Metalux | 2SNLED-LD4-16SL-LW-[Voltage includes 120V]-[Emergency include blank EL EL10W]-[Wiring include blank PI/CPI]-SA-EMRS-L835-[Driver Types include CD 5LTHD]1-[Packaging] | Outdoor Luminaires | Low Output | Stairwell and Passageway Luminaires | Standard | FALSE | [9 empty] | 42194 |  |  | NotYetVerified |  | 3 | 1701.66 | 97.28 | 17.49 | 9.02 | 0.986 | 3500 | 82
PHY87Y1H | Eaton (formerly Cooper Lighting) | Metalux | 8TSNLED-LD4-98SL-LC-[Voltages include 120-277V]-[Emergency include blank EL EL10W]-[Wiring include blank PI/CPI]-SA-EMRS-L835-[Driver Types include CD 5LTD 5LTHD]2-[Packaging] | Outdoor Luminaires | Mid Output | Stairwell and Passageway Luminaires | Standard | FALSE | [9 empty] | 42194 |  |  | NotYetVerified |  | 3 | 9984.58 | 108.68 | 91.87 | 8.91 | 0.991 | 3500 | 82
PBE89KKP | Eaton (formerly Cooper Lighting) | Metalux | 8TSNLED-LD4-98SL-LN-[Voltages include 120-277V]-[Emergency include blank EL EL10W]-[Wiring include blank PI/CPI]-SA-EMRS-L835-[Driver Types include CD 5LTD 5LTHD]2-[Packaging] | Outdoor Luminaires | Mid Output | Stairwell and Passageway Luminaires | Standard | FALSE | [9 empty] | 42194 |  |  | NotYetVerified |  | 3 | 9953.11 | 108.34 | 91.87 | 8.91 | 0.991 | 3500 | 82
PNFZ9XR4 | Eaton (formerly Cooper Lighting) | Metalux | 4SNLED-LD4-49SL-LC-[Voltages include 120-277V]-[Emergency include blank EL EL10W]-[Wiring include blank PI/CPI]-SA-EMRS-L835-[Driver Types include CD 5LTD 5LTHD]1-[Packaging] | Outdoor Luminaires | Low Output | Stairwell and Passageway Luminaires | Standard | FALSE | [9 empty] | 42194 |  |  | NotYetVerified |  | 3 | 4994.03 | 108.72 | 45.94 | 8.91 | 0.991 | 3500 | 82
P2KT6HVQ | Eaton (formerly Cooper Lighting) | Metalux | 4SNLED-LD4-49SL-LN-[Voltages include 120-277V]-[Emergency include blank EL EL10W]-[Wiring include blank PI/CPI]-SA-EMRS-L835-[Driver Types include CD 5LTD 5LTHD]1-[Packaging] | Outdoor Luminaires | Low Output | Stairwell and Passageway Luminaires | Standard | FALSE | [9 empty] | 42194 |  |  | NotYetVerified |  | 3 | 4978.88 | 108.39 | 45.94 | 8.91 | 0.991 | 3500 | 82
P7VU964R | Eaton (formerly Cooper Lighting) | Metalux | 4SNLED-LD4-26SL-LC-[Voltages include 120-277V]-[Emergency include blank EL EL10W]-[Wiring include blank PI/CPI]-SA-EMRS-L835-CD1-[Packaging] | Outdoor Luminaires | Low Output | Stairwell and Passageway Luminaires | Standard | FALSE | [9 empty] | 42194 |  |  | NotYetVerified |  | 3 | 2688.43 | 125.73 | 21.38 | 8.88 | 0.992 | 3500 | 82
PVFRDZAK | Eaton (formerly Cooper Lighting) | Metalux | 4SNLED-LD4-26SL-LN-[Voltages include 120-277V]-[Emergency include blank EL EL10W]-[Wiring include blank PI/CPI]-SA-EMRS-L835-CD1-[Packaging] | Outdoor Luminaires | Low Output | Stairwell and Passageway Luminaires | Standard | FALSE | [9 empty] | 42194 |  |  | NotYetVerified |  | 3 | 2680.28 | 125.35 | 21.38 | 8.88 | 0.992 | 3500 | 82
P6X7WPNT | Eaton (formerly Cooper Lighting) | Metalux | 4SNLED-LD4-23SL-LW-[Voltages include 120-277V]-[Emergency include blank EL EL10W]-[Wiring include blank PI/CPI]-SA-EMRS-L835-CD1-[Packaging] | Outdoor Luminaires | Low Output | Stairwell and Passageway Luminaires | Standard | FALSE | [9 empty] | 42194 |  |  | NotYetVerified |  | 3 | 2399.49 | 112.22 | 21.38 | 8.88 | 0.992 | 3500 | 82
PMU8FGQH | Eaton (formerly Cooper Lighting) | Metalux | 8TSNLED-LD4-95SL-LW-[Voltages include 120-277V]-[Emergency include blank EL EL10W]-[Wiring include blank PI/CPI]-SA-EMRS-L835-[Driver Types include CD 5LTD]2-[Packaging] | Outdoor Luminaires | Mid Output | Stairwell and Passageway Luminaires | Standard | FALSE | [9 empty] | 42194 |  |  | NotYetVerified |  | 3 | 9562.5 | 95.01 | 100.65 | 8.84 | 0.993 | 3500 | 82
P4GTSQUS | Eaton (formerly Cooper Lighting) | Metalux | 4SNLED-LD4-52SL-LC-[Voltages include 120-277V]-[Emergency include blank EL EL10W]-[Wiring include blank PI/CPI]-SA-EMRS-L835-[Driver Types include CD 5LTD 5LTHD]1-[Packaging] | Outdoor Luminaires | Mid Output | Stairwell and Passageway Luminaires | Standard | FALSE | [9 empty] | 42194 |  |  | NotYetVerified |  | 3 | 5356.87 | 106.54 | 50.28 | 8.63 | 0.992 | 3500 | 82
PXA2PT7Z | Eaton (formerly Cooper Lighting) | Metalux | 4SNLED-LD4-53SL-LN-[Voltages include 120-277V]-[Emergency include blank EL EL10W]-[Wiring include blank PI/CPI]-SA-EMRS-L835-[Driver Types include CD 5LTD 5LTHD]1-[Packaging] | Outdoor Luminaires | Mid Output | Stairwell and Passageway Luminaires | Standard | FALSE | [9 empty] | 42194 |  |  | NotYetVerified |  | 3 | 5340.62 | 106.22 | 50.28 | 8.63 | 0.992 | 3500 | 82
PPNSWBD3 | Eaton (formerly Cooper Lighting) | Metalux | 8TSNLED-LD4-105SL-LC-[Voltages include 120-277V]-[Emergency include blank EL EL10W]-[Wiring include blank PI/CPI]-SA-EMRS-L835-[Driver Types include CD 5LTD 5LTHD]2-[Packaging] | Outdoor Luminaires | High Output | Stairwell and Passageway Luminaires | Standard | FALSE | [9 empty] | 42194 |  |  | NotYetVerified |  | 3 | 10710 | 106.5 | 100.56 | 8.63 | 0.992 | 3500 | 82
PTZBHKPA | Eaton (formerly Cooper Lighting) | Metalux | 8TSNLED-LD4-106SL-LN-[Voltages include 120-277V]-[Emergency include blank EL EL10W]-[Wiring include blank PI/CPI]-SA-EMRS-L835-[Driver Types include CD 5LTD 5LTHD]2-[Packaging] | Outdoor Luminaires | High Output | Stairwell and Passageway Luminaires | Standard | FALSE | [9 empty] | 42194 |  |  | NotYetVerified |  | 3 | 10676.25 | 106.17 | 100.56 | 8.63 | 0.992 | 3500 | 82
PEGQBRV6 | Eaton (formerly Cooper Lighting) | Metalux | 2SNLED-LD4-22SL-LC-[Voltages include 120-277V]-[Emergency include blank EL EL10W]-[Wiring include blank PI/CPI]-SA-EMRS-L835-[Driver Types include CD 5LTHD]1-[Packaging] | Outdoor Luminaires | Low Output | Stairwell and Passageway Luminaires | Standard | FALSE | [9 empty] | 42194 |  |  | NotYetVerified |  | 3 | 2324.64 | 105.02 | 22.14 | 8.36 | 0.99 | 3500 | 82
PAGEKUCH | Eaton (formerly Cooper Lighting) | Metalux | 2SNLED-LD4-22SL-LN-[Voltages include 120-277V]-[Emergency include blank EL EL10W]-[Wiring include blank PI/CPI]-SA-EMRS-L835-[Driver Types include CD 5LTHD]1-[Packaging] | Outdoor Luminaires | Low Output | Stairwell and Passageway Luminaires | Standard | FALSE | [9 empty] | 42194 |  |  | NotYetVerified |  | 3 | 2317.59 | 104.7 | 22.14 | 8.36 | 0.99 | 3500 | 82
P9DH4YCQ | Eaton (formerly Cooper Lighting) | Metalux | 2SNLED-LD4-20SL-LW-[Voltage includes 120V]-[Emergency include blank EL EL10W]-[Wiring include blank PI/CPI]-SA-EMRS-L835-[Driver Types include CD 5LTHD]1-[Packaging] | Outdoor Luminaires | Low Output | Stairwell and Passageway Luminaires | Standard | FALSE | [9 empty] | 42194 |  |  | NotYetVerified |  | 3 | 2074.8 | 97.18 | 21.35 | 8.36 | 0.99 | 3500 | 82
PB6A9YGH | Eaton (formerly Cooper Lighting) | Metalux | 8TSNLED-LD4-68SL-LC-[Voltages include 120-277V]-[Emergency include blank EL EL10W]-[Wiring include blank PI/CPI]-SA-EMRS-L835-[Driver Types include CD 5LTD]1-[Packaging] | Outdoor Luminaires | Mid Output | Stairwell and Passageway Luminaires | Standard | FALSE | [9 empty] | 42194 |  |  | NotYetVerified |  | 3 | 6860.11 | 124.74 | 55 | 8 | 0.994 | 3500 | 82
PJHN937M | Eaton (formerly Cooper Lighting) | Metalux | 8TSNLED-LD4-68SL-LN-[Voltages include 120-277V]-[Emergency include blank EL EL10W]-[Wiring include blank PI/CPI]-SA-EMRS-L835-[Driver Types include CD 5LTD]1-[Packaging] | Outdoor Luminaires | Mid Output | Stairwell and Passageway Luminaires | Standard | FALSE | [9 empty] | 42194 |  |  | NotYetVerified |  | 3 | 6838.49 | 124.34 | 55 | 8 | 0.994 | 3500 | 82
PMEDR9Q1 | Eaton (formerly Cooper Lighting) | Metalux | 8TSNLED-LD4-61SL-LW-[Voltages include 120-277V]-[Emergency include blank EL EL10W]-[Wiring include blank PI/CPI]-SA-EMRS-L835-[Driver Types include CD 5LTD]1-[Packaging] | Outdoor Luminaires | Mid Output | Stairwell and Passageway Luminaires | Standard | FALSE | [9 empty] | 42194 |  |  | NotYetVerified |  | 3 | 6125.1 | 111.37 | 55 | 8 | 0.994 | 3500 | 82
P3XEK8W6 | Eaton (formerly Cooper Lighting) | Metalux | 2SNLED-LD4-26SL-LC-[Voltages include 120-277V]-[Emergency include blank EL EL10W]-[Wiring include blank PI/CPI]-SA-EMRS-L835-[Driver Types include CD 5LTHD]1-[Packaging] | Outdoor Luminaires | Low Output | Stairwell and Passageway Luminaires | Standard | FALSE | [9 empty] | 42194 |  |  | NotYetVerified |  | 3 | 2712.08 | 114.77 | 23.63 | 7.92 | 0.992 | 3500 | 82
PXJT4TSU | Eaton (formerly Cooper Lighting) | Metalux | 2SNLED-LD4-26SL-LN-[Voltages include 120-277V]-[Emergency include blank EL EL10W]-[Wiring include blank PI/CPI]-SA-EMRS-L835-[Driver Types include CD 5LTHD]1-[Packaging] | Outdoor Luminaires | Low Output | Stairwell and Passageway Luminaires | Standard | FALSE | [9 empty] | 42194 |  |  | NotYetVerified |  | 3 | 2703.85 | 114.42 | 23.63 | 7.92 | 0.992 | 3500 | 82
PRFANGMG | Eaton (formerly Cooper Lighting) | Metalux | 2SNLED-LD4-23SL-LW-[Voltages include 120-277V]-[Emergency include blank EL EL10W]-[Wiring include blank PI/CPI]-SA-EMRS-L835-[Driver Types include CD 5LTHD]1-[Packaging] | Outdoor Luminaires | Low Output | Stairwell and Passageway Luminaires | Standard | FALSE | [9 empty] | 42194 |  |  | NotYetVerified |  | 3 | 2420.6 | 102.43 | 23.63 | 7.92 | 0.992 | 3500 | 82
PTKSWZZY | Eaton (formerly Cooper Lighting) | Metalux | 8TSNLED-LD4-75SL-LC-[Voltages include 120-277V]-[Emergency include blank EL EL10W]-[Wiring include blank PI/CPI]-SA-EMRS-L835-[Driver Types include CD 5LTD]1-[Packaging] | Outdoor Luminaires | Mid Output | Stairwell and Passageway Luminaires | Standard | FALSE | [9 empty] | 42194 |  |  | NotYetVerified |  | 3 | 7640.75 | 121.91 | 62.68 | 7.5 | 0.995 | 3500 | 82
PT6P72KG | Eaton (formerly Cooper Lighting) | Metalux | 8TSNLED-LD4-75SL-LN-[Voltages include 120-277V]-[Emergency include blank EL EL10W]-[Wiring include blank PI/CPI]-SA-EMRS-L835-[Driver Types include CD 5LTD]1-[Packaging] | Outdoor Luminaires | Mid Output | Stairwell and Passageway Luminaires | Standard | FALSE | [9 empty] | 42194 |  |  | NotYetVerified |  | 3 | 7616.67 | 121.52 | 62.68 | 7.5 | 0.995 | 3500 | 82
P5UV297W | Eaton (formerly Cooper Lighting) | Metalux | 8TSNLED-LD4-67SL-LW-[Voltages include 120-277V]-[Emergency include blank EL EL10W]-[Wiring include blank PI/CPI]-SA-EMRS-L835-[Driver Types include CD 5LTD]1-[Packaging] | Outdoor Luminaires | Mid Output | Stairwell and Passageway Luminaires | Standard | FALSE | [9 empty] | 42194 |  |  | NotYetVerified |  | 3 | 6822.1 | 108.85 | 62.68 | 7.5 | 0.995 | 3500 | 82
PGNZFMCW | Eaton (formerly Cooper Lighting) | Metalux | 8TSNLED-LD4-95SL-LW-[Voltage includes 120V]-[Emergency include blank EL EL10W]-[Wiring include blank PI/CPI]-SA-EMRS-L835-5LTHD2-[Packaging] | Outdoor Luminaires | Mid Output | Stairwell and Passageway Luminaires | Standard | FALSE | [9 empty] | 42194 |  |  | NotYetVerified |  | 3 | 9562.5 | 95.67 | 99.95 | 7.1 | 0.991 | 3500 | 82
PVQX1Y2F | Eaton (formerly Cooper Lighting) | Metalux | 4SNLED-LD4-47SL-LW-[Voltage includes 120V]-[Emergency include blank EL EL10W]-[Wiring include blank PI/CPI]-SA-EMRS-L835-5LTHD1-[Packaging] | Outdoor Luminaires | Low Output | Stairwell and Passageway Luminaires | Standard | FALSE | [9 empty] | 42194 |  |  | NotYetVerified |  | 3 | 4781.13 | 95.67 | 49.98 | 7.1 | 0.991 | 3500 | 82
P35J85AN | Eaton (formerly Cooper Lighting) | Metalux | 4SNLED-LD4-34SL-LC-[Voltages include 120-277V]-[Emergency include blank EL EL10W]-[Wiring include blank PI/CPI]-SA-EMRS-L835-CD1-[Packaging] | Outdoor Luminaires | Low Output | Stairwell and Passageway Luminaires | Standard | FALSE | [9 empty] | 42194 |  |  | NotYetVerified |  | 3 | 3431.25 | 118.44 | 28.97 | 7.03 | 0.99 | 3500 | 82
P2KDK2KX | Eaton (formerly Cooper Lighting) | Metalux | 4SNLED-LD4-34SL-LN-[Voltages include 120-277V]-[Emergency include blank EL EL10W]-[Wiring include blank PI/CPI]-SA-EMRS-L835-CD1-[Packaging] | Outdoor Luminaires | Low Output | Stairwell and Passageway Luminaires | Standard | FALSE | [9 empty] | 42194 |  |  | NotYetVerified |  | 3 | 3420.84 | 118.08 | 28.97 | 7.03 | 0.99 | 3500 | 82
PAR9Q45Z | Eaton (formerly Cooper Lighting) | Metalux | 4SNLED-LD4-30SL-LW-[Voltages include 120-277V]-[Emergency include blank EL EL10W]-[Wiring include blank PI/CPI]-SA-EMRS-L835-CD1-[Packaging] | Outdoor Luminaires | Low Output | Stairwell and Passageway Luminaires | Standard | FALSE | [9 empty] | 42194 |  |  | NotYetVerified |  | 3 | 3062.48 | 105.71 | 28.97 | 7.03 | 0.99 | 3500 | 82
PREDQZA7 | Eaton (formerly Cooper Lighting) | Metalux | 8TSNLED-LD4-88SL-LW-[Voltage includes 120V]-[Emergency include blank EL EL10W]-[Wiring include blank PI/CPI]-SA-EMRS-L835-5LTHD2-[Packaging] | Outdoor Luminaires | Mid Output | Stairwell and Passageway Luminaires | Standard | FALSE | [9 empty] | 42194 |  |  | NotYetVerified |  | 3 | 8914.8 | 97.51 | 91.43 | 7 | 0.99 | 3500 | 82
PFZUU9E8 | Eaton (formerly Cooper Lighting) | Metalux | 8TSNLED-LD4-81SL-LW-[Voltage includes 120V]-[Emergency include blank EL EL10W]-[Wiring include blank PI/CPI]-SA-EMRS-L835-5LTHD2-[Packaging] | Outdoor Luminaires | Mid Output | Stairwell and Passageway Luminaires | Standard | FALSE | [9 empty] | 42194 |  |  | NotYetVerified |  | 3 | 8238.2 | 99.58 | 82.73 | 7 | 0.99 | 3500 | 82
P1DV3C5U | Eaton (formerly Cooper Lighting) | Metalux | 4SNLED-LD4-44SL-LW-[Voltage includes 120V]-[Emergency include blank EL EL10W]-[Wiring include blank PI/CPI]-SA-EMRS-L835-5LTHD1-[Packaging] | Outdoor Luminaires | Low Output | Stairwell and Passageway Luminaires | Standard | FALSE | [9 empty] | 42194 |  |  | NotYetVerified |  | 3 | 4457.29 | 97.51 | 45.71 | 7 | 0.99 | 3500 | 82
PRZCP3NC | Eaton (formerly Cooper Lighting) | Metalux | 4SNLED-LD4-41SL-LW-[Voltage includes 120V]-[Emergency include blank EL EL10W]-[Wiring include blank PI/CPI]-SA-EMRS-L835-5LTHD1-[Packaging] | Outdoor Luminaires | Low Output | Stairwell and Passageway Luminaires | Standard | FALSE | [9 empty] | 42194 |  |  | NotYetVerified |  | 3 | 4119 | 99.57 | 41.37 | 7 | 0.99 | 3500 | 82
PQRPZP37 | Eaton (formerly Cooper Lighting) | Metalux | 4SNLED-LD4-37SL-LW-[Voltage includes 120V]-[Emergency include blank EL EL10W]-[Wiring include blank PI/CPI]-SA-EMRS-L835-5LTHD1-[Packaging] | Outdoor Luminaires | Low Output | Stairwell and Passageway Luminaires | Standard | FALSE | [9 empty] | 42194 |  |  | NotYetVerified |  | 3 | 3778.16 | 101.68 | 37.16 | 6.9 | 0.989 | 3500 | 82
P18HPDAB | Eaton (formerly Cooper Lighting) | Metalux | 8TSNLED-LD4-83SL-LC-[Voltages include 120-277V]-[Emergency include blank EL EL10W]-[Wiring include blank PI/CPI]-SA-EMRS-L835-[Driver Types include CD 5LTD]1-[Packaging] | Outdoor Luminaires | Mid Output | Stairwell and Passageway Luminaires | Standard | FALSE | [9 empty] | 42194 |  |  | NotYetVerified |  | 3 | 8463.28 | 118.64 | 71.33 | 6.83 | 0.994 | 3500 | 82
PB717FKU | Eaton (formerly Cooper Lighting) | Metalux | 8TSNLED-LD4-83SL-LN-[Voltages include 120-277V]-[Emergency include blank EL EL10W]-[Wiring include blank PI/CPI]-SA-EMRS-L835-[Driver Types include CD 5LTD]1-[Packaging] | Outdoor Luminaires | Mid Output | Stairwell and Passageway Luminaires | Standard | FALSE | [9 empty] | 42194 |  |  | NotYetVerified |  | 3 | 8436.61 | 118.27 | 71.33 | 6.83 | 0.994 | 3500 | 82
P6TETT29 | Eaton (formerly Cooper Lighting) | Metalux | 8TSNLED-LD4-74SL-LW-[Voltages include 120-277V]-[Emergency include blank EL EL10W]-[Wiring include blank PI/CPI]-SA-EMRS-L835-[Driver Types include CD 5LTD]1-[Packaging] | Outdoor Luminaires | Mid Output | Stairwell and Passageway Luminaires | Standard | FALSE | [9 empty] | 42194 |  |  | NotYetVerified |  | 3 | 7556.5 | 105.93 | 71.33 | 6.83 | 0.994 | 3500 | 82
PGWHB88K | Eaton (formerly Cooper Lighting) | Metalux | 4SNLED-LD4-37SL-LC-[Voltages include 120-277V]-[Emergency include blank EL EL10W]-[Wiring include blank PI/CPI]-SA-EMRS-L835-CD1-[Packaging] | Outdoor Luminaires | Low Output | Stairwell and Passageway Luminaires | Standard | FALSE | [9 empty] | 42194 |  |  | NotYetVerified |  | 3 | 3821.71 | 116.2 | 32.89 | 6.83 | 0.99 | 3500 | 82
PRZFAYVP | Eaton (formerly Cooper Lighting) | Metalux | 4SNLED-LD4-37SL-LN-[Voltages include 120-277V]-[Emergency include blank EL EL10W]-[Wiring include blank PI/CPI]-SA-EMRS-L835-CD1-[Packaging] | Outdoor Luminaires | Low Output | Stairwell and Passageway Luminaires | Standard | FALSE | [9 empty] | 42194 |  |  | NotYetVerified |  | 3 | 3810.11 | 115.85 | 32.89 | 6.83 | 0.99 | 3500 | 82
P4P26MBX | Eaton (formerly Cooper Lighting) | Metalux | 4SNLED-LD4-37SL-LC-[Voltage includes 120V]-[Emergency include blank EL EL10W]-[Wiring include blank PI/CPI]-SA-EMRS-L835-5LTHD1-[Packaging] | Outdoor Luminaires | Low Output | Stairwell and Passageway Luminaires | Standard | FALSE | [9 empty] | 42194 |  |  | NotYetVerified |  | 3 | 3821.71 | 115.77 | 33.01 | 6.8 | 0.987 | 3500 | 82
PW457X9J | Eaton (formerly Cooper Lighting) | Metalux | 4SNLED-LD4-37SL-LN-[Voltage includes 120V]-[Emergency include blank EL EL10W]-[Wiring include blank PI/CPI]-SA-EMRS-L835-5LTHD1-[Packaging] | Outdoor Luminaires | Low Output | Stairwell and Passageway Luminaires | Standard | FALSE | [9 empty] | 42194 |  |  | NotYetVerified |  | 3 | 3810.11 | 115.42 | 33.01 | 6.8 | 0.987 | 3500 | 82
PX7KF41F | Eaton (formerly Cooper Lighting) | Metalux | 4SNLED-LD4-33SL-LW-[Voltage includes 120V]-[Emergency include blank EL EL10W]-[Wiring include blank PI/CPI]-SA-EMRS-L835-5LTHD1-[Packaging] | Outdoor Luminaires | Low Output | Stairwell and Passageway Luminaires | Standard | FALSE | [9 empty] | 42194 |  |  | NotYetVerified |  | 3 | 3410.97 | 103.33 | 33.01 | 6.8 | 0.987 | 3500 | 82
P5DEZ5HF | Eaton (formerly Cooper Lighting) | Metalux | 4SNLED-LD4-34SL-LC-[Voltage includes 120V]-[Emergency include blank EL EL10W]-[Wiring include blank PI/CPI]-SA-EMRS-L835-5LTHD1-[Packaging] | Outdoor Luminaires | Low Output | Stairwell and Passageway Luminaires | Standard | FALSE | [9 empty] | 42194 |  |  | NotYetVerified |  | 3 | 3431.25 | 117.31 | 29.25 | 6.7 | 0.985 | 3500 | 82
PEYFHUXH | Eaton (formerly Cooper Lighting) | Metalux | 4SNLED-LD4-34SL-LN-[Voltage includes 120V]-[Emergency include blank EL EL10W]-[Wiring include blank PI/CPI]-SA-EMRS-L835-5LTHD1-[Packaging] | Outdoor Luminaires | Low Output | Stairwell and Passageway Luminaires | Standard | FALSE | [9 empty] | 42194 |  |  | NotYetVerified |  | 3 | 3420.84 | 116.95 | 29.25 | 6.7 | 0.985 | 3500 | 82
P5GH1QDJ | Eaton (formerly Cooper Lighting) | Metalux | 4SNLED-LD4-30SL-LW-[Voltage includes 120V]-[Emergency include blank EL EL10W]-[Wiring include blank PI/CPI]-SA-EMRS-L835-5LTHD1-[Packaging] | Outdoor Luminaires | Low Output | Stairwell and Passageway Luminaires | Standard | FALSE | [9 empty] | 42194 |  |  | NotYetVerified |  | 3 | 3062.48 | 104.7 | 29.25 | 6.7 | 0.985 | 3500 | 82
PKQJV3AH | Eaton (formerly Cooper Lighting) | Metalux | 4SNLED-LD4-33SL-LW-[Voltages include 120-277V]-[Emergency include blank EL EL10W]-[Wiring include blank PI/CPI]-SA-EMRS-L835-CD1-[Packaging] | Outdoor Luminaires | Low Output | Stairwell and Passageway Luminaires | Standard | FALSE | [9 empty] | 42194 |  |  | NotYetVerified |  | 3 | 3410.97 | 104.86 | 32.53 | 6.65 | 0.994 | 3500 | 82
PESG47XB | Eaton (formerly Cooper Lighting) | Metalux | 4SNLED-LD4-30SL-LC-[Voltage includes 120V]-[Emergency include blank EL EL10W]-[Wiring include blank PI/CPI]-SA-EMRS-L835-5LTHD1-[Packaging] | Outdoor Luminaires | Low Output | Stairwell and Passageway Luminaires | Standard | FALSE | [9 empty] | 42194 |  |  | NotYetVerified |  | 3 | 3060.79 | 118.06 | 25.93 | 6.6 | 0.983 | 3500 | 82
PCW5PYSE | Eaton (formerly Cooper Lighting) | Metalux | 4SNLED-LD4-30SL-LN-[Voltage includes 120V]-[Emergency include blank EL EL10W]-[Wiring include blank PI/CPI]-SA-EMRS-L835-5LTHD1-[Packaging] | Outdoor Luminaires | Low Output | Stairwell and Passageway Luminaires | Standard | FALSE | [9 empty] | 42194 |  |  | NotYetVerified |  | 3 | 3051.51 | 117.71 | 25.93 | 6.6 | 0.983 | 3500 | 82
PFM9A5ZJ | Eaton (formerly Cooper Lighting) | Metalux | 4SNLED-LD4-27SL-LW-[Voltage includes 120V]-[Emergency include blank EL EL10W]-[Wiring include blank PI/CPI]-SA-EMRS-L835-5LTHD1-[Packaging] | Outdoor Luminaires | Low Output | Stairwell and Passageway Luminaires | Standard | FALSE | [9 empty] | 42194 |  |  | NotYetVerified |  | 3 | 2731.83 | 105.37 | 25.93 | 6.6 | 0.983 | 3500 | 82
PR5F7U9X | Eaton (formerly Cooper Lighting) | Metalux | 4SNLED-LD4-26SL-LC-[Voltage includes 120V]-[Emergency include blank EL EL10W]-[Wiring include blank PI/CPI]-SA-EMRS-L835-5LTHD1-[Packaging] | Outdoor Luminaires | Low Output | Stairwell and Passageway Luminaires | Standard | FALSE | [9 empty] | 42194 |  |  | NotYetVerified |  | 3 | 2688.43 | 118.7 | 22.65 | 6.4 | 0.979 | 3500 | 82
PD2A42RU | Eaton (formerly Cooper Lighting) | Metalux | 4SNLED-LD4-26SL-LN-[Voltage includes 120V]-[Emergency include blank EL EL10W]-[Wiring include blank PI/CPI]-SA-EMRS-L835-5LTHD1-[Packaging] | Outdoor Luminaires | Low Output | Stairwell and Passageway Luminaires | Standard | FALSE | [9 empty] | 42194 |  |  | NotYetVerified |  | 3 | 2680.28 | 118.34 | 22.65 | 6.4 | 0.979 | 3500 | 82
PBQKN24U | Eaton (formerly Cooper Lighting) | Metalux | 4SNLED-LD4-23SL-LW-[Voltage includes 120V]-[Emergency include blank EL EL10W]-[Wiring include blank PI/CPI]-SA-EMRS-L835-5LTHD1-[Packaging] | Outdoor Luminaires | Low Output | Stairwell and Passageway Luminaires | Standard | FALSE | [9 empty] | 42194 |  |  | NotYetVerified |  | 3 | 2399.49 | 105.95 | 22.65 | 6.4 | 0.979 | 3500 | 82
PTR9TQWW | Eaton (formerly Cooper Lighting) | Metalux | 4SNLED-LD4-22SL-LC-[Voltage includes 120V]-[Emergency include blank EL EL10W]-[Wiring include blank PI/CPI]-SA-EMRS-L835-5LTHD1-[Packaging] | Outdoor Luminaires | Low Output | Stairwell and Passageway Luminaires | Standard | FALSE | [9 empty] | 42194 |  |  | NotYetVerified |  | 3 | 2300.83 | 118.76 | 19.37 | 6.1 | 0.974 | 3500 | 82
PN5M8XV9 | Eaton (formerly Cooper Lighting) | Metalux | 4SNLED-LD4-22SL-LN-[Voltage includes 120V]-[Emergency include blank EL EL10W]-[Wiring include blank PI/CPI]-SA-EMRS-L835-5LTHD1-[Packaging] | Outdoor Luminaires | Low Output | Stairwell and Passageway Luminaires | Standard | FALSE | [9 empty] | 42194 |  |  | NotYetVerified |  | 3 | 2293.85 | 118.4 | 19.37 | 6.1 | 0.974 | 3500 | 82
PEPSABQ6 | Eaton (formerly Cooper Lighting) | Metalux | 4SNLED-LD4-20SL-LW-[Voltage includes 120V]-[Emergency include blank EL EL10W]-[Wiring include blank PI/CPI]-SA-EMRS-L835-5LTHD1-[Packaging] | Outdoor Luminaires | Low Output | Stairwell and Passageway Luminaires | Standard | FALSE | [9 empty] | 42194 |  |  | NotYetVerified |  | 3 | 2053.55 | 106 | 19.37 | 6.1 | 0.974 | 3500 | 82
PVMEWYWM | Eaton (formerly Cooper Lighting) | Metalux | 4SNLED-LD4-18SL-LC-[Voltage includes 120V]-[Emergency include blank EL EL10W]-[Wiring include blank PI/CPI]-SA-EMRS-L835-5LTHD1-[Packaging] | Outdoor Luminaires | Low Output | Stairwell and Passageway Luminaires | Standard | FALSE | [9 empty] | 42194 |  |  | NotYetVerified |  | 3 | 2037.99 | 118.36 | 17.22 | 5.9 | 0.97 | 3500 | 82
PESRVA6P | Eaton (formerly Cooper Lighting) | Metalux | 4SNLED-LD4-18SL-LN-[Voltage includes 120V]-[Emergency include blank EL EL10W]-[Wiring include blank PI/CPI]-SA-EMRS-L835-5LTHD1-[Packaging] | Outdoor Luminaires | Low Output | Stairwell and Passageway Luminaires | Standard | FALSE | [9 empty] | 42194 |  |  | NotYetVerified |  | 3 | 2031.81 | 118 | 17.22 | 5.9 | 0.97 | 3500 | 82
PCKTEPQT | Eaton (formerly Cooper Lighting) | Metalux | 4SNLED-LD4-16SL-LW-[Voltage includes 120V]-[Emergency include blank EL EL10W]-[Wiring include blank PI/CPI]-SA-EMRS-L835-5LTHD1-[Packaging] | Outdoor Luminaires | Low Output | Stairwell and Passageway Luminaires | Standard | FALSE | [9 empty] | 42194 |  |  | NotYetVerified |  | 3 | 1818.96 | 105.64 | 17.22 | 5.9 | 0.97 | 3500 | 82
P15GB2UB | Eaton (formerly Cooper Lighting) | Metalux | 4SNLED-LD4-30SL-LC-[Voltages include 120-277V]-[Emergency include blank EL EL10W]-[Wiring include blank PI/CPI]-SA-EMRS-L835-CD1-[Packaging] | Outdoor Luminaires | Low Output | Stairwell and Passageway Luminaires | Standard | FALSE | [9 empty] | 42194 |  |  | NotYetVerified |  | 3 | 3060.79 | 121.44 | 25.2 | 5.75 | 0.993 | 3500 | 82
PXJKKFUQ | Eaton (formerly Cooper Lighting) | Metalux | 4SNLED-LD4-30SL-LN-[Voltages include 120-277V]-[Emergency include blank EL EL10W]-[Wiring include blank PI/CPI]-SA-EMRS-L835-CD1-[Packaging] | Outdoor Luminaires | Low Output | Stairwell and Passageway Luminaires | Standard | FALSE | [9 empty] | 42194 |  |  | NotYetVerified |  | 3 | 3051.51 | 121.07 | 25.2 | 5.75 | 0.993 | 3500 | 82
PMWEWGGR | Eaton (formerly Cooper Lighting) | Metalux | 4SNLED-LD4-27SL-LW-[Voltages include 120-277V]-[Emergency include blank EL EL10W]-[Wiring include blank PI/CPI]-SA-EMRS-L835-CD1-[Packaging] | Outdoor Luminaires | Low Output | Stairwell and Passageway Luminaires | Standard | FALSE | [9 empty] | 42194 |  |  | NotYetVerified |  | 3 | 2731.83 | 108.39 | 25.2 | 5.75 | 0.993 | 3500 | 82
PY994TCU | Aztech Technologies Pte Ltd. | AZ e-lite | LF426HS-840 | Outdoor Luminaires | Low Output | Stairwell and Passageway Luminaires | Standard | TRUE | 3255.471 | 118.136 | 27.557 | 8.07 | 0.9218 | 3993 | 84.9 | 5 | 50000 | 42192 |  |  | NotYetVerified |  | 3 | 3000 | 115 | 26 | 8.07 | 0.9 | 4000 | 80
P32WNYUA | Aztech Technologies Pte Ltd. | AZ e-lite | LF213HS-840 | Outdoor Luminaires | Low Output | Stairwell and Passageway Luminaires | Standard | TRUE | 1597.221 | 123.271 | 12.957 | 9.39 | 0.9035 | 4011 | 83.8 | 5 | 50000 | 42192 |  |  | NotYetVerified |  | 3 | 1500 | 115 | 13 | 9.4 | 0.9 | 4000 | 80
PBPHJ7JB | Aztech Technologies Pte Ltd. | AZ e-lite | LF213HS-850 | Outdoor Luminaires | Low Output | Stairwell and Passageway Luminaires | Standard | FALSE | [9 empty] | 42192 | Dimmable | Stepped | NotYetVerified |  | 3 | 1500 | 115 | 13 | 9.4 | 0.9 | 5000 | 80
PAHU2BPC | Aztech Technologies Pte Ltd. | AZ e-lite | LF426HS-850 | Outdoor Luminaires | Low Output | Stairwell and Passageway Luminaires | Standard | FALSE | [9 empty] | 42192 | Dimmable | Stepped | NotYetVerified |  | 3 | 3000 | 115 | 26 | 8.07 | 0.9 | 5000 | 80
P8AW92QF | Orion Energy Systems Inc | Orion | SWHU1036LUNVONOFAP830 | Outdoor Luminaires | Low Output | Stairwell and Passageway Luminaires | Standard | TRUE | 3601 | 115.4 | 32.28 | 14 | 0.94 | 3095 | 84 | 5 | 50000 | 42187 |  |  | NotYetVerified |  | 3 | 3601 | 115.4 | 31.18 | 14 | 0.94 | 3095 | 84
PCNQG3S6 | Orion Energy Systems Inc | Orion | SWHU1036LUNVxxxxAP850 | Outdoor Luminaires | Low Output | Stairwell and Passageway Luminaires | Standard | FALSE | [9 empty] | 42187 |  |  | NotYetVerified |  | 3 | 3924 | 124.7 | 31.47 | 14.8 | 0.939 | 5279 | 83.3
PBR19HJG | Orion Energy Systems Inc | Orion | SWHU1036LUNVONOFAP850 | Outdoor Luminaires | Low Output | Stairwell and Passageway Luminaires | Standard | FALSE | [9 empty] | 42187 |  |  | NotYetVerified |  | 3 | 3924 | 124.7 | 31.47 | 14.8 | 0.939 | 5279 | 83.3
PRENXRA4 | Orion Energy Systems Inc | Orion | SWHU1036LUNVONOFAP840 | Outdoor Luminaires | Low Output | Stairwell and Passageway Luminaires | Standard | FALSE | [9 empty] | 42187 |  |  | NotYetVerified |  | 3 | 3762.5 | 119.5583 | 31.47 | 14.8 | 0.939 | 4000 | 83.3
PG2TV9KA | Orion Energy Systems Inc | Orion | SWHU1036LUNVxxxxAP840 | Outdoor Luminaires | Low Output | Stairwell and Passageway Luminaires | Standard | FALSE | [9 empty] | 42187 |  |  | NotYetVerified |  | 3 | 3762.5 | 119.5583 | 31.47 | 14.8 | 0.939 | 4000 | 83.3
PEDP616N | Orion Energy Systems Inc | Orion | SWHU1036LUNVxxxxAP835 | Outdoor Luminaires | Low Output | Stairwell and Passageway Luminaires | Standard | FALSE | [9 empty] | 42187 |  |  | NotYetVerified |  | 3 | 3681.75 | 116.9924 | 31.47 | 14.8 | 0.939 | 3500 | 83.3
P7318H24 | Orion Energy Systems Inc | Orion | SWHU1036LUNVONOFAP835 | Outdoor Luminaires | Low Output | Stairwell and Passageway Luminaires | Standard | FALSE | [9 empty] | 42187 |  |  | NotYetVerified |  | 3 | 3681.75 | 116.9924 | 31.47 | 14.8 | 0.939 | 3500 | 83.3
PCXJMFDW | Orion Energy Systems Inc | Orion | SWHU1036LUNVxxxxAP830 | Outdoor Luminaires | Low Output | Stairwell and Passageway Luminaires | Standard | FALSE | [9 empty] | 42187 |  |  | NotYetVerified |  | 3 | 3601 | 115.4 | 31.18 | 14 | 0.94 | 3095 | 84
PHBJ5R2J | Energy Solutions International | Energy Solutions International | F-12LS1-P2N-40-FR-S1 [120V ONLY] | Outdoor Luminaires | Low Output | Stairwell and Passageway Luminaires | Standard | TRUE | 1202 | 75.9 | 15.83 | 6.38 | 0.9877 | 4054 | 83.2 | 5 | 60000 | 42178 |  |  | NotYetVerified |  | 3
PJJ1BWY3 | Industrial Lighting Products | Industrial Lighting Products | CVX4-40WLED-UNIV-3000K-FRAL-USBD-XXXXX [Excluding SD480] | Outdoor Luminaires | Low Output | Stairwell and Passageway Luminaires | Premium | TRUE | 4486 | 112 | 39.92 | 12.6 | 0.977 | 3083 | 82.7 | 5 | 50000 | 42178 |  |  | Yes |  | 3.1 | 4486 | 112 | 39.92 | 12.6 | 0.977 | 3000 | 80
PVATNE1R | Industrial Lighting Products | Industrial Lighting Products | CVX2-30WLED-UNIV-3000K-FRAL-USBD-XXXXX [Excluding SD480] | Outdoor Luminaires | Low Output | Stairwell and Passageway Luminaires | Premium | TRUE | 3246 | 109 | 29.66 | 12.9 | 0.968 | 3031 | 80.4 | 5 | 50000 | 42178 |  |  | Yes |  | 3.1 | 3246 | 109 | 29.66 | 12.9 | 0.968 | 3000 | 80
P8G8VADZ | Industrial Lighting Products | Industrial Lighting Products | CVX4-30WLED-UNIV-3000K-FRAL-USBD-XXXXX [Excluding SD480] | Outdoor Luminaires | Low Output | Stairwell and Passageway Luminaires | Premium | TRUE | 3500 | 117 | 29.91 | 13.6 | 0.967 | 3073 | 82.9 | 5 | 100000 | 42178 |  |  | Yes |  | 3.1 | 3500 | 117 | 29.91 | 13.6 | 0.967 | 3000 | 80
PFT5JTHP | Industrial Lighting Products | Industrial Lighting Products | CVX4-30WLED-UNIV-5000K-FRAL-USBD-XXXXX [Excluding SD480] | Outdoor Luminaires | Low Output | Stairwell and Passageway Luminaires | Premium | FALSE | [9 empty] | 42178 |  |  | Yes |  | 3.1 | 3696 | 124.6 | 29.67 | 13.6 | 0.967 | 5000 | 80
PPPJHWCS | Industrial Lighting Products | Industrial Lighting Products | CVX2-30WLED-UNIV-5000K-FRAL-USBD-XXXXX [Excluding SD480] | Outdoor Luminaires | Low Output | Stairwell and Passageway Luminaires | Premium | FALSE | [9 empty] | 42178 |  |  | Yes |  | 3.1 | 3349 | 112 | 29.94 | 12.9 | 0.968 | 5000 | 80
PKZ66E5J | Industrial Lighting Products | Industrial Lighting Products | CVX4-40WLED-UNIV-5000K-FRAL-USBD-XXXXX [Excluding SD480] | Outdoor Luminaires | Low Output | Stairwell and Passageway Luminaires | Premium | FALSE | [9 empty] | 42178 |  |  | Yes |  | 3.1 | 4767 | 119.4 | 39.92 | 12.6 | 0.977 | 5000 | 80
PVMCFUVZ | Industrial Lighting Products | Industrial Lighting Products | CVX4-30WLED-UNIV-4000K-FRAL-USBD-XXXXX [Excluding SD480] | Outdoor Luminaires | Low Output | Stairwell and Passageway Luminaires | Premium | FALSE | [9 empty] | 42178 |  |  | Yes |  | 3.1 | 3650.9 | 122.1 | 29.91 | 13.6 | 0.967 | 4000 | 80
P1BRXJ85 | Industrial Lighting Products | Industrial Lighting Products | CVX2-30WLED-UNIV-4000K-FRAL-USBD-XXXXX [Excluding SD480] | Outdoor Luminaires | Low Output | Stairwell and Passageway Luminaires | Premium | FALSE | [9 empty] | 42178 |  |  | Yes |  | 3.1 | 3323.3 | 111 | 29.94 | 12.9 | 0.968 | 4000 | 80
PDR38N3R | Industrial Lighting Products | Industrial Lighting Products | CVX4-40WLED-UNIV-4000K-FRAL-USBD-XXXXX [Excluding SD480] | Outdoor Luminaires | Low Output | Stairwell and Passageway Luminaires | Premium | FALSE | [9 empty] | 42178 |  |  | Yes |  | 3.1 | 4667.8 | 116.9 | 39.92 | 12.6 | 0.977 | 4000 | 80
PCAFMJHJ | Industrial Lighting Products | Industrial Lighting Products | CVX4-30WLED-UNIV-3500K-FRAL-USBD-XXXXX [Excluding SD480] | Outdoor Luminaires | Low Output | Stairwell and Passageway Luminaires | Premium | FALSE | [9 empty] | 42178 |  |  | Yes |  | 3.1 | 3575.2 | 119.5 | 29.91 | 13.6 | 0.967 | 3500 | 80
PQH892ZM | Industrial Lighting Products | Industrial Lighting Products | CVX2-30WLED-UNIV-3500K-FRAL-USBD-XXXXX [Excluding SD480] | Outdoor Luminaires | Low Output | Stairwell and Passageway Luminaires | Premium | FALSE | [9 empty] | 42178 |  |  | Yes |  | 3.1 | 3293.4 | 110 | 29.94 | 12.9 | 0.968 | 3500 | 80
PKZRC19Q | Industrial Lighting Products | Industrial Lighting Products | CVX4-40WLED-UNIV-3500K-FRAL-USBD-XXXXX [Excluding SD480] | Outdoor Luminaires | Low Output | Stairwell and Passageway Luminaires | Premium | FALSE | [9 empty] | 42178 |  |  | Yes |  | 3.1 | 4569.4 | 114.5 | 39.92 | 12.6 | 0.977 | 3500 | 80
PF4Q9XUS | Industrial Lighting Products | Industrial Lighting Products | CVX2-20WLED-UNIV-30-FRAL-XXXXX [Excluding SD480] | Outdoor Luminaires | Low Output | Stairwell and Passageway Luminaires | Premium | TRUE | 2185 | 107 | 20.46 | 14.4 | 0.948 | 3060 | 83.1 | 5 | 100000 | 42177 |  |  | Yes |  | 3.1 | 2185 | 107 | 20.46 | 14.4 | 0.948 | 3000 | 80
PZX549Y3 | Energy Solutions International | Energy Solutions International | F-14LS1-P4N-40-FR-S1 | Outdoor Luminaires | Low Output | Stairwell and Passageway Luminaires | Standard | TRUE | 2387 | 77.6 | 30.77 | 12.58 | 0.9447 | 4028 | 83.43 | 5 | 50000 | 42177 |  |  | NotYetVerified |  | 3
P9RZP631 | Industrial Lighting Products | Industrial Lighting Products | CVX2-20WLED-UNIV-5000K-FRAL-XXXXX [Excluding SD480] | Outdoor Luminaires | Low Output | Stairwell and Passageway Luminaires | Premium | FALSE | [9 empty] | 42177 |  |  | Yes |  | 3.1 | 2303 | 113.4 | 20.3 | 14.4 | 0.948 | 5000 | 80
PVQ2GEPG | Industrial Lighting Products | Industrial Lighting Products | CVX2-20WLED-UNIV-4000K-FRAL-XXXXX [Excluding SD480] | Outdoor Luminaires | Low Output | Stairwell and Passageway Luminaires | Premium | FALSE | [9 empty] | 42177 |  |  | Yes |  | 3.1 | 2276.4 | 111.3 | 20.46 | 14.4 | 0.948 | 4000 | 80
PPCRFNMD | Industrial Lighting Products | Industrial Lighting Products | CVX2-20WLED-UNIV-3500K-FRAL-XXXXX [Excluding SD480] | Outdoor Luminaires | Low Output | Stairwell and Passageway Luminaires | Premium | FALSE | [9 empty] | 42177 |  |  | Yes |  | 3.1 | 2232.8 | 109.1 | 20.46 | 14.4 | 0.948 | 3500 | 80
PFPXGF3X | WISDOM OPTOELECTRONICS TECHNOLOGY CO.LIMITED | WISDOM | WSD-SCL035W27-50K | Outdoor Luminaires | Low Output | Stairwell and Passageway Luminaires | Standard | TRUE | 3521.892 | 102.146 | 34.479 | 22.05 | 0.897 | 4973 | 85.6 | 5 | 50000 | 42174 |  |  | NotYetVerified | Updated on 9/19/16 | 3 | 3000 | 85.7143 | 34.479 | 25 | 0.95 | 5000 | 80
PHV7S45K | WISDOM OPTOELECTRONICS TECHNOLOGY CO.LIMITED | WISDOM | WSD-SCL09W27-50K | Outdoor Luminaires | Mid Output | Stairwell and Passageway Luminaires | Standard | TRUE | 8770.914 | 96.82 | 90.59 | 18.95 | 0.8839 | 5028 | 85.4 | 5 | 50000 | 42174 |  |  | NotYetVerified | Updated on 9/19/16 | 3 | 8700 | 96.6667 | 90.59 | 25 | 0.95 | 5000 | 75
PK5QKFQ6 | WISDOM OPTOELECTRONICS TECHNOLOGY CO.LIMITED | WISDOM | WSD-SCL06W27-50K | Outdoor Luminaires | Mid Output | Stairwell and Passageway Luminaires | Standard | TRUE | 6129.923 | 100.573 | 60.95 | 15.63 | 0.871 | 4997 | 85.4 | 5 | 50000 | 42174 |  |  | NotYetVerified | Updated on 9/19/16 | 3 | 6100 | 101.6667 | 60.95 | 25 | 0.95 | 5000 | 75
P2MUV6UR9 | Crystal Lighting Corporation | Crystal Lighting Corporation | CLW-DAISY14-52LED-50-120-277V-WH-DIM | Outdoor Luminaires | Low Output | Stairwell and Passageway Luminaires | Standard | TRUE | 4702.09 | 106 | 44.44 | 20 | 0.93 | 5264 | 85 | 5 | 50000 | 42172 |  |  | NotYetVerified |  | 3 | 4702 | 106 | 44 |  | 0.98 | 5000 | 85
PUQKVMTK | Ledsion Lighting Technology CO.LTD | LEDSION | LS-CP20W | Outdoor Luminaires | Low Output | Stairwell and Passageway Luminaires | Standard | TRUE | 1804.085 | 89.09 | 20.25 | 13.41 | 0.906 | 5150 | 74.3 | 5 | 50000 | 42167 |  |  | NotYetVerified |  | 3 | 1400 |  |  | 5 | 0.9 |  | 75
PUVSH889 | Mercury Lighting Products Co. Inc. | MERCURY LIGHTING | L455-2-2700-30K-HTA20-S30-XX-UNI-XXXX | Outdoor Luminaires | Low Output | Stairwell and Passageway Luminaires | Standard | TRUE | 2544 | 82.4 | 30.86 | 11.6 | 0.95 | 3075 | 82.8 | 5 | 60000 | 42128 |  |  | NotYetVerified |  | 3 | 2730 | 85 | 32.13 | 17.01 | 0.934 | 3000 | 82.6
P8B3PBUT | Mercury Lighting Products Co. Inc. | MERCURY LIGHTING | L455-2-2300-50K-HTA20-S30-XX-UNI-XXXX | Outdoor Luminaires | Low Output | Stairwell and Passageway Luminaires | Standard | FALSE | [9 empty] | 42128 |  |  | NotYetVerified |  | 3 | 2646 | 102.8 | 25.74 | 17.96 | 0.93 | 5000 | 84.6
PK36H1N7 | Mercury Lighting Products Co. Inc. | MERCURY LIGHTING | L455-2-2500-50K-HTA20-S30-XX-UNI-XXXX | Outdoor Luminaires | Low Output | Stairwell and Passageway Luminaires | Standard | FALSE | [9 empty] | 42128 |  |  | NotYetVerified |  | 3 | 2906 | 102.3 | 28.41 | 17.44 | 0.929 | 5000 | 84.6
P5U58GP3 | Mercury Lighting Products Co. Inc. | MERCURY LIGHTING | L455-2-2700-50K-HTA20-S30-XX-UNI-XXXX | Outdoor Luminaires | Low Output | Stairwell and Passageway Luminaires | Standard | FALSE | [9 empty] | 42128 |  |  | NotYetVerified |  | 3 | 3165 | 98.5 | 32.13 | 17.01 | 0.934 | 5000 | 84.6
PJDXJF8M | Mercury Lighting Products Co. Inc. | MERCURY LIGHTING | L455-2-2300-40K-HTA20-S30-XX-UNI-XXXX | Outdoor Luminaires | Low Output | Stairwell and Passageway Luminaires | Standard | FALSE | [9 empty] | 42128 |  |  | NotYetVerified |  | 3 | 2464 | 95.7 | 25.74 | 17.96 | 0.93 | 4000 | 82.3
P1FJTCNE | Mercury Lighting Products Co. Inc. | MERCURY LIGHTING | L455-2-2500-40K-HTA20-S30-XX-UNI-XXXX | Outdoor Luminaires | Low Output | Stairwell and Passageway Luminaires | Standard | FALSE | [9 empty] | 42128 |  |  | NotYetVerified |  | 3 | 2707 | 95.3 | 28.41 | 17.44 | 0.929 | 4000 | 82.3
PDBN71ZH | Mercury Lighting Products Co. Inc. | MERCURY LIGHTING | L455-2-2700-40K-HTA20-S30-XX-UNI-XXXX | Outdoor Luminaires | Low Output | Stairwell and Passageway Luminaires | Standard | FALSE | [9 empty] | 42128 |  |  | NotYetVerified |  | 3 | 2948 | 91.7 | 32.13 | 17.01 | 0.934 | 4000 | 82.3
PCY171Y2 | Mercury Lighting Products Co. Inc. | MERCURY LIGHTING | L455-2-2300-35K-HTA20-S30-XX-UNI-XXXX | Outdoor Luminaires | Low Output | Stairwell and Passageway Luminaires | Standard | FALSE | [9 empty] | 42128 |  |  | NotYetVerified |  | 3 | 2406 | 93.5 | 25.74 | 17.96 | 0.93 | 3500 | 83.5
P5AW7HGX | Mercury Lighting Products Co. Inc. | MERCURY LIGHTING | L455-2-2500-35K-HTA20-S30-XX-UNI-XXXX | Outdoor Luminaires | Low Output | Stairwell and Passageway Luminaires | Standard | FALSE | [9 empty] | 42128 |  |  | NotYetVerified |  | 3 | 2643 | 93 | 28.41 | 17.44 | 0.929 | 3500 | 83.5
PECCNMHQ | Mercury Lighting Products Co. Inc. | MERCURY LIGHTING | L455-2-2700-35K-HTA20-S30-XX-UNI-XXXX | Outdoor Luminaires | Low Output | Stairwell and Passageway Luminaires | Standard | FALSE | [9 empty] | 42128 |  |  | NotYetVerified |  | 3 | 2878 | 89.6 | 32.13 | 17.01 | 0.934 | 3500 | 83.5
P5VN5JTS | Mercury Lighting Products Co. Inc. | MERCURY LIGHTING | L455-2-2300-30K-HTA20-S30-XX-UNI-XXXX | Outdoor Luminaires | Low Output | Stairwell and Passageway Luminaires | Standard | FALSE | [9 empty] | 42128 |  |  | NotYetVerified |  | 3 | 2282 | 88.7 | 25.74 | 17.96 | 0.93 | 3000 | 82.6
PCTY5PMT | Mercury Lighting Products Co. Inc. | MERCURY LIGHTING | L455-2-2500-30K-HTA20-S30-XX-UNI-XXXX | Outdoor Luminaires | Low Output | Stairwell and Passageway Luminaires | Standard | FALSE | [9 empty] | 42128 |  |  | NotYetVerified |  | 3 | 2507 | 88.2 | 28.41 | 17.44 | 0.929 | 3000 | 82.6
P7VN54SN | Visioneering Corp | Visioneering | LTRI48-LED850K037LUNV-V69-[Excludes C58 Option All Emergency Finish Packaging and Wiring Options] | Outdoor Luminaires | Low Output | Stairwell and Passageway Luminaires | Standard | FALSE | [9 empty] | 42122 |  |  | NotYetVerified | Updated on 12/6/2016 | 3 | 3969 | 106 | 37 | 14 | 0.937 | 5000 | 83.7
PC1T6CV9 | Visioneering Corp | Visioneering | LTRI48-LED850K037LUNV-V69 (50)-[Excludes C58 Option All Emergency Finish Packaging and Wiring Options] | Outdoor Luminaires | Low Output | Stairwell and Passageway Luminaires | Standard | FALSE | [9 empty] | 42122 |  |  | NotYetVerified | Updated on 12/6/2016 | 3 | 3969 | 106 | 37 | 14 | 0.937 | 5000 | 81.8
P9WDARGK | Energy Solutions International | Energy Solutions International | F-12LS1-P2H-40-FR-S1 | Outdoor Luminaires | Low Output | Stairwell and Passageway Luminaires | Standard | TRUE | 2425 | 81 | 29.936 | 12.322 | 0.9446 | 4026 | 82.77 | 5 | 50000 | 42111 |  |  | NotYetVerified |  | 3
PEXNJ3A8D | XtraLight Manufacturing Ltd. | XtraLight | LSTLED402025X3XDIMXXRLUXWMLD | Outdoor Luminaires | Low Output | Stairwell and Passageway Luminaires | Standard | TRUE | 2382 | 87.51 | 27.22 | 12.88 | 0.937 | 3227 | 83.82 | 5 |  | 42100 |  |  | NotYetVerified |  | 3
PFTZ9G3J4 | XtraLight Manufacturing Ltd. | XtraLight | LSTLED402025X4XDIMXXRLUXWMLD | Outdoor Luminaires | Low Output | Stairwell and Passageway Luminaires | Standard | FALSE | [9 empty] | 42100 |  |  | NotYetVerified |  | 3 | 2474 | 95.6 | 26.07 | 9.01 | 0.9934 | 4047 | 85.19
PMW7H8AFF | XtraLight Manufacturing Ltd. | XtraLight | LSTLED402025XTXDIMXXRLUXWMLD | Outdoor Luminaires | Low Output | Stairwell and Passageway Luminaires | Standard | FALSE | [9 empty] | 42100 |  |  | NotYetVerified |  | 3 | 2490 | 98 | 25.42 | 9.16 | 0.99 | 3464 | 84.19
P57H62AK | XtraLight Manufacturing Ltd. | XtraLight | LSTLED402036X3XDIMXXRLUXWMLD [120V Only] | Outdoor Luminaires | Low Output | Stairwell and Passageway Luminaires | Standard | TRUE | 3074 | 88.8 | 34.57 | 9.94 | 0.9886 | 3227 | 83.73 | 5 | 100000 | 42096 |  |  | NotYetVerified |  | 3 | 3074 | 88.8 | 34.57 | 9.94 | 0.994 | 3227 | 83.73
PHR7RHY75 | Advanced Energy Ideas | Advanced Energy Ideas | WLS-4FT-9U-1-4LC-UNI-50K-OC-SD | Outdoor Luminaires | Low Output | Stairwell and Passageway Luminaires | Standard | TRUE | 4441 | 81.2 | 54.7 | 11.1 | 0.975 | 5144 | 84.4 | 5 | 115000 | 42096 |  |  | NotYetVerified |  | 3 |  |  | 60 |  |  | 5000 | 85
PZK1JR1S | XtraLight Manufacturing Ltd. | XtraLight | LSTLED402036X4XDIMXXRLUXWMLD [120V Only] | Outdoor Luminaires | Low Output | Stairwell and Passageway Luminaires | Standard | FALSE | [9 empty] | 42096 |  |  | NotYetVerified |  | 3 | 3216 | 93.8 | 34.34 | 9.83 | 0.9884 | 4059 | 85.11
PYFSCG3G | XtraLight Manufacturing Ltd. | XtraLight | LSTLED402036XTXDIMXXRLUXWMLD [120V Only] | Outdoor Luminaires | Low Output | Stairwell and Passageway Luminaires | Standard | FALSE | [9 empty] | 42096 |  |  | NotYetVerified |  | 3 | 3059 | 90 | 34.02 | 11.67 | 0.9873 | 3457 | 83.98
PNMH1K38 | XtraLight Manufacturing Ltd. | XtraLight | LSTLED402042X3XDIMXXRLUXWMLD | Outdoor Luminaires | Low Output | Stairwell and Passageway Luminaires | Standard | TRUE | 3708 | 83.3 | 44.5 | 10.7 | 0.956 | 3238 | 83.73 | 5 | 50000 | 42095 |  |  | NotYetVerified |  | 3 | 3708 | 83.3 | 44.74 | 10.7 | 0.956 | 3238 | 83.73
PSQ2XDRG | XtraLight Manufacturing Ltd. | XtraLight | LSTLED402042X4XDIMXXRLUXWMLD | Outdoor Luminaires | Low Output | Stairwell and Passageway Luminaires | Standard | FALSE | [9 empty] | 42095 |  |  | NotYetVerified |  | 3 | 3927 | 89 | 44.07 | 9.8 | 0.98 | 4073 | 85.23
PRDT7NCA | XtraLight Manufacturing Ltd. | XtraLight | LSTLED402042XTXDIMXXRLUXWMLD | Outdoor Luminaires | Low Output | Stairwell and Passageway Luminaires | Standard | FALSE | [9 empty] | 42095 |  |  | NotYetVerified |  | 3 | 3886 | 90.8 | 43.3 | 9.61 | 0.96 | 3468 | 84.2
PQAAGJSQ | Acuity Brands Lighting | Lithonia Lighting | LBL4-40L-XXX-EZ1-LP850-XXXXXXX-XXXXX | Outdoor Luminaires | Low Output | Stairwell and Passageway Luminaires | Standard | TRUE | 4606 | 118.1 | 39 | 19.14 | 0.929 | 5086 | 82.88 | 5 |  | 42086 |  |  | NotYetVerified |  | 3 | 4606 | 118 | 39 | 17.75 | 0.93 | 5086 | 83
PWVPU6HW | Acuity Brands Lighting | Lithonia Lighting | LBL4-72L-XXX-EZ1-LP830-XXXXXXX-XXXXX | Outdoor Luminaires | Mid Output | Stairwell and Passageway Luminaires | Standard | TRUE | 7327 | 104.55 | 70.08 | 19.14 | 0.929 | 3043 | 83.32 | 5 |  | 42086 |  |  | NotYetVerified |  | 3 | 7223 | 103 | 70.21 | 17.75 | 0.93 | 3041 | 83
PTR4RU24 | Acuity Brands Lighting | Lithonia Lighting | LBL2-20L-XXX-EZ1-LP830-XXXXXXX-XXXXX | Outdoor Luminaires | Low Output | Stairwell and Passageway Luminaires | Standard | TRUE | 2200 | 99.19 | 22.18 | 24.04 | 0.898 | 3041 | 82.68 | 5 |  | 42086 |  |  | NotYetVerified |  | 3 | 2200 | 99 | 22.18 | 17.75 | 0.93 | 3041 | 83
PECNXTZ9 | Acuity Brands Lighting | Lithonia Lighting | LBL2-30L-XXX-GZ10-LP850-XXXXXXX-XXXXX | Outdoor Luminaires | Low Output | Stairwell and Passageway Luminaires | Standard | TRUE | 3052 | 94.96 | 32.14 | 19.1 | 0.898 | 5056 | 82.61 | 5 |  | 42086 |  |  | NotYetVerified |  | 3 | 3052 | 95 | 32.14 | 17.75 | 0.93 | 5056 | 83
P5TS2HUM | Acuity Brands Lighting | Lithonia Lighting | LBL2-30L-XXX-GZ10-LP830-XXXXXXX-XXXXX | Outdoor Luminaires | Low Output | Stairwell and Passageway Luminaires | Standard | TRUE | 2882 | 88 | 32.75 | 19.1 | 0.898 | 3048 | 82.56 | 5 |  | 42086 |  |  | NotYetVerified |  | 3 | 2882 | 88 | 32.75 | 17.75 | 0.93 | 3048 | 83
PD9SQ1HJ | Acuity Brands Lighting | Lithonia Lighting | SBL4-60L-XXX-SLD-LP850-XXXXXXX-XXXXX | Outdoor Luminaires | Mid Output | Stairwell and Passageway Luminaires | Standard | FALSE | [9 empty] | 42086 | Dimmable | Stepped | NotYetVerified |  | 3 | 6247 | 114 | 54.63 | 17.75 | 0.93 | 5142 | 83
P66Q7VVX | Acuity Brands Lighting | Lithonia Lighting | SBL4-60L-XXX-EOHN-LP850-XXXXXXX-XXXXX | Outdoor Luminaires | Mid Output | Stairwell and Passageway Luminaires | Standard | FALSE | [9 empty] | 42086 | Not Dimmable | Not Dimmable | NotYetVerified |  | 3 | 6247 | 114 | 54.63 | 17.75 | 0.93 | 5142 | 83
P9BS6SHF | Acuity Brands Lighting | Lithonia Lighting | SBL4-60L-XXX-EZ1-LP850-XXXXXXX-XXXXX | Outdoor Luminaires | Mid Output | Stairwell and Passageway Luminaires | Standard | FALSE | [9 empty] | 42086 | Dimmable | Continuous Below 10 | NotYetVerified |  | 3 | 6445 | 118 | 54.63 | 17.75 | 0.93 | 5142 | 83
P1BS721T | Acuity Brands Lighting | Lithonia Lighting | SBL2-30L-XXX-GZ10-LP850-XXXXXXX-XXXXX | Outdoor Luminaires | Low Output | Stairwell and Passageway Luminaires | Standard | FALSE | [9 empty] | 42086 | Dimmable | Continuous Below 10 | NotYetVerified |  | 3 | 3247 | 101 | 32.13 | 17.75 | 0.93 | 5137 | 83
P31FCZ43 | Acuity Brands Lighting | Lithonia Lighting | SBL2-20L-XXX-SLD-LP850-XXXXXXX-XXXXX | Outdoor Luminaires | Low Output | Stairwell and Passageway Luminaires | Standard | FALSE | [9 empty] | 42086 | Dimmable | Stepped | NotYetVerified |  | 3 | 2510 | 111 | 22.7 | 17.75 | 0.93 | 5118 | 83
PYJ6S3DK | Acuity Brands Lighting | Lithonia Lighting | SBL2-20L-XXX-EOHN-LP850-XXXXXXX-XXXXX | Outdoor Luminaires | Low Output | Stairwell and Passageway Luminaires | Standard | FALSE | [9 empty] | 42086 | Not Dimmable | Not Dimmable | NotYetVerified |  | 3 | 2510 | 111 | 22.7 | 17.75 | 0.93 | 5118 | 83
P8U1GFZF | Acuity Brands Lighting | Lithonia Lighting | SBL2-20L-XXX-EZ1-LP850-XXXXXXX-XXXXX | Outdoor Luminaires | Low Output | Stairwell and Passageway Luminaires | Standard | FALSE | [9 empty] | 42086 | Dimmable | Continuous Below 10 | NotYetVerified |  | 3 | 2510 | 111 | 22.7 | 17.75 | 0.93 | 5118 | 83
PEJ7B11J | Acuity Brands Lighting | Lithonia Lighting | SBL4-48L-XXX-SLD-LP850-XXXXXXX-XXXXX | Outdoor Luminaires | Mid Output | Stairwell and Passageway Luminaires | Standard | FALSE | [9 empty] | 42086 | Dimmable | Stepped | NotYetVerified |  | 3 | 5422 | 116 | 46.67 | 17.75 | 0.93 | 5112 | 83
PRQVUA58 | Acuity Brands Lighting | Lithonia Lighting | SBL4-48L-XXX-EOHN-LP850-XXXXXXX-XXXXX | Outdoor Luminaires | Mid Output | Stairwell and Passageway Luminaires | Standard | FALSE | [9 empty] | 42086 | Not Dimmable | Not Dimmable | NotYetVerified |  | 3 | 5422 | 116 | 46.67 | 17.75 | 0.93 | 5112 | 83
PB3Q8NMW | Acuity Brands Lighting | Lithonia Lighting | SBL4-48L-XXX-EZ1-LP850-XXXXXXX-XXXXX | Outdoor Luminaires | Mid Output | Stairwell and Passageway Luminaires | Standard | FALSE | [9 empty] | 42086 | Dimmable | Continuous Below 10 | NotYetVerified |  | 3 | 5422 | 116 | 46.67 | 17.75 | 0.93 | 5112 | 83
PW92A9Q4 | Acuity Brands Lighting | Lithonia Lighting | SBL4-40L-XXX-SLD-LP850-XXXXXXX-XXXXX | Outdoor Luminaires | Low Output | Stairwell and Passageway Luminaires | Standard | FALSE | [9 empty] | 42086 | Dimmable | Stepped | NotYetVerified |  | 3 | 4669 | 120 | 38.9 | 17.75 | 0.93 | 5111 | 83
PKGZM14T | Acuity Brands Lighting | Lithonia Lighting | SBL4-40L-XXX-EOHN-LP850-XXXXXXX-XXXXX | Outdoor Luminaires | Low Output | Stairwell and Passageway Luminaires | Standard | FALSE | [9 empty] | 42086 | Not Dimmable | Not Dimmable | NotYetVerified |  | 3 | 4669 | 120 | 38.9 | 17.75 | 0.93 | 5111 | 83
PB9CYDB5 | Acuity Brands Lighting | Lithonia Lighting | SBL4-40L-XXX-EZ1-LP850-XXXXXXX-XXXXX | Outdoor Luminaires | Low Output | Stairwell and Passageway Luminaires | Standard | FALSE | [9 empty] | 42086 | Dimmable | Continuous Below 10 | NotYetVerified |  | 3 | 4669 | 120 | 38.9 | 17.75 | 0.93 | 5111 | 83
PKCQV534 | Acuity Brands Lighting | Lithonia Lighting | SBL4-33L-XXX-GZ10-LP850-XXXXXXX-XXXXX | Outdoor Luminaires | Low Output | Stairwell and Passageway Luminaires | Standard | FALSE | [9 empty] | 42086 | Dimmable | Continuous Below 10 | NotYetVerified |  | 3 | 3622 | 117 | 30.94 | 17.75 | 0.93 | 5106 | 83
PTZ3NFEQ | Acuity Brands Lighting | Lithonia Lighting | SBL4-30L-XXX-SLD-LP850-XXXXXXX-XXXXX | Outdoor Luminaires | Low Output | Stairwell and Passageway Luminaires | Standard | FALSE | [9 empty] | 42086 | Dimmable | Stepped | NotYetVerified |  | 3 | 3388 | 123 | 27.6 | 17.75 | 0.93 | 5102 | 83
P2T93R39 | Acuity Brands Lighting | Lithonia Lighting | SBL4-30L-XXX-EOHN-LP850-XXXXXXX-XXXXX | Outdoor Luminaires | Low Output | Stairwell and Passageway Luminaires | Standard | FALSE | [9 empty] | 42086 | Not Dimmable | Not Dimmable | NotYetVerified |  | 3 | 3388 | 123 | 27.6 | 17.75 | 0.93 | 5102 | 83
P91X2V2T | Acuity Brands Lighting | Lithonia Lighting | SBL4-30L-XXX-EZ1-LP850-XXXXXXX-XXXXX | Outdoor Luminaires | Low Output | Stairwell and Passageway Luminaires | Standard | FALSE | [9 empty] | 42086 | Dimmable | Continuous Below 10 | NotYetVerified |  | 3 | 3388 | 123 | 27.6 | 17.75 | 0.93 | 5102 | 83
P5CE28P5 | Acuity Brands Lighting | Lithonia Lighting | LBL4-40L-XXX-SLD-LP850-XXXXXXX-XXXXX | Outdoor Luminaires | Low Output | Stairwell and Passageway Luminaires | Standard | FALSE | [9 empty] | 42086 | Dimmable | Stepped | NotYetVerified |  | 3 | 4606 | 118 | 39 | 17.75 | 0.93 | 5086 | 83
P721N2CE | Acuity Brands Lighting | Lithonia Lighting | LBL4-40L-XXX-EOHN-LP850-XXXXXXX-XXXXX | Outdoor Luminaires | Low Output | Stairwell and Passageway Luminaires | Standard | FALSE | [9 empty] | 42086 | Not Dimmable | Not Dimmable | NotYetVerified |  | 3 | 4606 | 118 | 39 | 17.75 | 0.93 | 5086 | 83
PWBBA83D | Acuity Brands Lighting | Lithonia Lighting | LBL4-48L-XXX-SLD-LP850-XXXXXXX-XXXXX | Outdoor Luminaires | Mid Output | Stairwell and Passageway Luminaires | Standard | FALSE | [9 empty] | 42086 | Dimmable | Stepped | NotYetVerified |  | 3 | 5017 | 108 | 46.65 | 17.75 | 0.93 | 5082 | 83
PF3V8RBU | Acuity Brands Lighting | Lithonia Lighting | LBL4-48L-XXX-EOHN-LP850-XXXXXXX-XXXXX | Outdoor Luminaires | Mid Output | Stairwell and Passageway Luminaires | Standard | FALSE | [9 empty] | 42086 | Not Dimmable | Not Dimmable | NotYetVerified |  | 3 | 5017 | 108 | 46.65 | 17.75 | 0.93 | 5082 | 83
PXU55P4F | Acuity Brands Lighting | Lithonia Lighting | LBL4-48L-XXX-EZ1-LP850-XXXXXXX-XXXXX | Outdoor Luminaires | Mid Output | Stairwell and Passageway Luminaires | Standard | FALSE | [9 empty] | 42086 | Dimmable | Continuous Below 10 | NotYetVerified |  | 3 | 5317 | 114 | 46.65 | 17.75 | 0.93 | 5082 | 83
PB1J47E4 | Acuity Brands Lighting | Lithonia Lighting | LBL4-60L-XXX-SLD-LP850-XXXXXXX-XXXXX | Outdoor Luminaires | Mid Output | Stairwell and Passageway Luminaires | Standard | FALSE | [9 empty] | 42086 | Dimmable | Stepped | NotYetVerified |  | 3 | 6206 | 114 | 54.64 | 17.75 | 0.93 | 5069 | 83
P25846SX | Acuity Brands Lighting | Lithonia Lighting | LBL4-60L-XXX-EOHN-LP850-XXXXXXX-XXXXX | Outdoor Luminaires | Mid Output | Stairwell and Passageway Luminaires | Standard | FALSE | [9 empty] | 42086 | Not Dimmable | Not Dimmable | NotYetVerified |  | 3 | 6206 | 114 | 54.64 | 17.75 | 0.93 | 5069 | 83
PEQJQH9N | Acuity Brands Lighting | Lithonia Lighting | LBL4-60L-XXX-EZ1-LP850-XXXXXXX-XXXXX | Outdoor Luminaires | Mid Output | Stairwell and Passageway Luminaires | Standard | FALSE | [9 empty] | 42086 | Dimmable | Continuous Below 10 | NotYetVerified |  | 3 | 6447 | 118 | 54.64 | 17.75 | 0.93 | 5069 | 83
P5FCZ2GH | Acuity Brands Lighting | Lithonia Lighting | LBL4-33L-XXX-GZ10-LP850-XXXXXXX-XXXXX | Outdoor Luminaires | Low Output | Stairwell and Passageway Luminaires | Standard | FALSE | [9 empty] | 42086 | Dimmable | Continuous Below 10 | NotYetVerified |  | 3 | 3544 | 115 | 30.94 | 17.75 | 0.93 | 5060 | 83
PK793YJ9 | Acuity Brands Lighting | Lithonia Lighting | LBL4-30L-XXX-SLD-LP850-XXXXXXX-XXXXX | Outdoor Luminaires | Low Output | Stairwell and Passageway Luminaires | Standard | FALSE | [9 empty] | 42086 | Dimmable | Stepped | NotYetVerified |  | 3 | 3320 | 120 | 27.72 | 17.75 | 0.93 | 5056 | 83
PGE7G5D2 | Acuity Brands Lighting | Lithonia Lighting | LBL4-30L-XXX-EOHN-LP850-XXXXXXX-XXXXX | Outdoor Luminaires | Low Output | Stairwell and Passageway Luminaires | Standard | FALSE | [9 empty] | 42086 | Not Dimmable | Not Dimmable | NotYetVerified |  | 3 | 3320 | 120 | 27.72 | 17.75 | 0.93 | 5056 | 83
PES52BUD | Acuity Brands Lighting | Lithonia Lighting | LBL4-30L-XXX-EZ1-LP850-XXXXXXX-XXXXX | Outdoor Luminaires | Low Output | Stairwell and Passageway Luminaires | Standard | FALSE | [9 empty] | 42086 | Dimmable | Continuous Below 10 | NotYetVerified |  | 3 | 3320 | 120 | 27.72 | 17.75 | 0.93 | 5056 | 83
P9EQF73Y | Acuity Brands Lighting | Lithonia Lighting | LBL2-20L-XXX-SLD-LP850-XXXXXXX-XXXXX | Outdoor Luminaires | Low Output | Stairwell and Passageway Luminaires | Standard | FALSE | [9 empty] | 42086 | Dimmable | Stepped | NotYetVerified |  | 3 | 2345 | 103 | 22.73 | 17.75 | 0.93 | 5047 | 83
PHV27TN2 | Acuity Brands Lighting | Lithonia Lighting | LBL2-20L-XXX-EOHN-LP850-XXXXXXX-XXXXX | Outdoor Luminaires | Low Output | Stairwell and Passageway Luminaires | Standard | FALSE | [9 empty] | 42086 | Not Dimmable | Not Dimmable | NotYetVerified |  | 3 | 2345 | 103 | 22.73 | 17.75 | 0.93 | 5047 | 83
P3ASAKV6 | Acuity Brands Lighting | Lithonia Lighting | LBL2-20L-XXX-EZ1-LP850-XXXXXXX-XXXXX | Outdoor Luminaires | Low Output | Stairwell and Passageway Luminaires | Standard | FALSE | [9 empty] | 42086 | Dimmable | Continuous Below 10 | NotYetVerified |  | 3 | 2345 | 103 | 22.73 | 17.75 | 0.93 | 5047 | 83
PG9QR64M | Acuity Brands Lighting | Lithonia Lighting | SBL4-72L-XXX-SLD-LP850-XXXXXXX-XXXXX | Outdoor Luminaires | Mid Output | Stairwell and Passageway Luminaires | Standard | FALSE | [9 empty] | 42086 | Dimmable | Stepped | NotYetVerified |  | 3 | 7854 | 112 | 70.38 | 17.75 | 0.93 | 5029 | 83
P9FCF155 | Acuity Brands Lighting | Lithonia Lighting | SBL4-72L-XXX-EOHN-LP850-XXXXXXX-XXXXX | Outdoor Luminaires | Mid Output | Stairwell and Passageway Luminaires | Standard | FALSE | [9 empty] | 42086 | Not Dimmable | Not Dimmable | NotYetVerified |  | 3 | 7854 | 112 | 70.38 | 17.75 | 0.93 | 5029 | 83
PSVKM761 | Acuity Brands Lighting | Lithonia Lighting | SBL4-72L-XXX-EZ1-LP850-XXXXXXX-XXXXX | Outdoor Luminaires | Mid Output | Stairwell and Passageway Luminaires | Standard | FALSE | [9 empty] | 42086 | Dimmable | Continuous Below 10 | NotYetVerified |  | 3 | 7854 | 112 | 70.38 | 17.75 | 0.93 | 5029 | 83
PF379PAB | Acuity Brands Lighting | Lithonia Lighting | LBL4-72L-XXX-SLD-LP850-XXXXXXX-XXXXX | Outdoor Luminaires | Mid Output | Stairwell and Passageway Luminaires | Standard | FALSE | [9 empty] | 42086 | Dimmable | Stepped | NotYetVerified |  | 3 | 7738 | 110 | 70.32 | 17.75 | 0.93 | 4976 | 83
P446PZCF | Acuity Brands Lighting | Lithonia Lighting | LBL4-72L-XXX-EOHN-LP850-XXXXXXX-XXXXX | Outdoor Luminaires | Mid Output | Stairwell and Passageway Luminaires | Standard | FALSE | [9 empty] | 42086 | Not Dimmable | Not Dimmable | NotYetVerified |  | 3 | 7738 | 110 | 70.32 | 17.75 | 0.93 | 4976 | 83
PMAR396N | Acuity Brands Lighting | Lithonia Lighting | LBL4-72L-XXX-EZ1-LP850-XXXXXXX-XXXXX | Outdoor Luminaires | Mid Output | Stairwell and Passageway Luminaires | Standard | FALSE | [9 empty] | 42086 | Dimmable | Continuous Below 10 | NotYetVerified |  | 3 | 7738 | 110 | 70.32 | 17.75 | 0.93 | 4976 | 83
PJQ24Q9C | Acuity Brands Lighting | Lithonia Lighting | LBL4W-65L-XXX-SLD-LP850-XXXXXXX-XXXXX | Outdoor Luminaires | Mid Output | Stairwell and Passageway Luminaires | Standard | FALSE | [9 empty] | 42086 | Dimmable | Stepped | NotYetVerified |  | 3 | 6824 | 125 | 54.69 | 17.75 | 0.93 | 4967 | 83
PHFESJ2H | Acuity Brands Lighting | Lithonia Lighting | LBL4W-65L-XXX-EOHN-LP850-XXXXXXX-XXXXX | Outdoor Luminaires | Mid Output | Stairwell and Passageway Luminaires | Standard | FALSE | [9 empty] | 42086 | Not Dimmable | Not Dimmable | NotYetVerified |  | 3 | 6824 | 125 | 54.69 | 17.75 | 0.93 | 4967 | 83
PFH1F3EQ | Acuity Brands Lighting | Lithonia Lighting | LBL4W-65L-XXX-EZ1-LP850-XXXXXXX-XXXXX | Outdoor Luminaires | Mid Output | Stairwell and Passageway Luminaires | Standard | FALSE | [9 empty] | 42086 | Dimmable | Continuous Below 10 | NotYetVerified |  | 3 | 6824 | 125 | 54.69 | 17.75 | 0.93 | 4967 | 83
P3AHQNP9 | Acuity Brands Lighting | Lithonia Lighting | LBL4W-80L-XXX-SLD-LP850-XXXXXXX-XXXXX | Outdoor Luminaires | Mid Output | Stairwell and Passageway Luminaires | Standard | FALSE | [9 empty] | 42086 | Dimmable | Stepped | NotYetVerified |  | 3 | 8443 | 119 | 70.75 | 17.75 | 0.93 | 4962 | 83
PKR4JHJY | Acuity Brands Lighting | Lithonia Lighting | LBL4W-80L-XXX-EOHN-LP850-XXXXXXX-XXXXX | Outdoor Luminaires | Mid Output | Stairwell and Passageway Luminaires | Standard | FALSE | [9 empty] | 42086 | Not Dimmable | Not Dimmable | NotYetVerified |  | 3 | 8443 | 119 | 70.75 | 17.75 | 0.93 | 4962 | 83
PNANAWN9 | Acuity Brands Lighting | Lithonia Lighting | LBL4W-80L-XXX-EZ1-LP850-XXXXXXX-XXXXX | Outdoor Luminaires | Mid Output | Stairwell and Passageway Luminaires | Standard | FALSE | [9 empty] | 42086 | Dimmable | Continuous Below 10 | NotYetVerified |  | 3 | 8443 | 119 | 70.75 | 17.75 | 0.93 | 4962 | 83
P9WD1H6H | Acuity Brands Lighting | Lithonia Lighting | LBL4W-80L-XXX-SLD-LP840-XXXXXXX-XXXXX | Outdoor Luminaires | Mid Output | Stairwell and Passageway Luminaires | Standard | FALSE | [9 empty] | 42086 | Dimmable | Stepped | NotYetVerified |  | 3 | 8288 | 117 | 70.635 | 17.75 | 0.93 | 4000 | 83
PA3A6HCN | Acuity Brands Lighting | Lithonia Lighting | SBL4-72L-XXX-SLD-LP840-XXXXXXX-XXXXX | Outdoor Luminaires | Mid Output | Stairwell and Passageway Luminaires | Standard | FALSE | [9 empty] | 42086 | Dimmable | Stepped | NotYetVerified |  | 3 | 7539 | 107 | 70.23 | 17.75 | 0.93 | 4000 | 83
PJWWXN8E | Acuity Brands Lighting | Lithonia Lighting | LBL4-72L-XXX-SLD-LP840-XXXXXXX-XXXXX | Outdoor Luminaires | Mid Output | Stairwell and Passageway Luminaires | Standard | FALSE | [9 empty] | 42086 | Dimmable | Stepped | NotYetVerified |  | 3 | 7432 | 106 | 70.265 | 17.75 | 0.93 | 4000 | 83
PYUYKE92 | Acuity Brands Lighting | Lithonia Lighting | LBL4W-65L-XXX-SLD-LP840-XXXXXXX-XXXXX | Outdoor Luminaires | Mid Output | Stairwell and Passageway Luminaires | Standard | FALSE | [9 empty] | 42086 | Dimmable | Stepped | NotYetVerified |  | 3 | 6748 | 122 | 55.17 | 17.75 | 0.93 | 4000 | 83
PZM9AC2F | Acuity Brands Lighting | Lithonia Lighting | LBL4-60L-XXX-SLD-LP840-XXXXXXX-XXXXX | Outdoor Luminaires | Mid Output | Stairwell and Passageway Luminaires | Standard | FALSE | [9 empty] | 42086 | Dimmable | Stepped | NotYetVerified |  | 3 | 6366 | 116 | 54.885 | 17.75 | 0.93 | 4000 | 83
PU655Y13 | Acuity Brands Lighting | Lithonia Lighting | SBL4-60L-XXX-SLD-LP840-XXXXXXX-XXXXX | Outdoor Luminaires | Mid Output | Stairwell and Passageway Luminaires | Standard | FALSE | [9 empty] | 42086 | Dimmable | Stepped | NotYetVerified |  | 3 | 6364 | 116 | 54.875 | 17.75 | 0.93 | 4000 | 83
PFQCY7UV | Acuity Brands Lighting | Lithonia Lighting | SBL4-48L-XXX-SLD-LP840-XXXXXXX-XXXXX | Outdoor Luminaires | Mid Output | Stairwell and Passageway Luminaires | Standard | FALSE | [9 empty] | 42086 | Dimmable | Stepped | NotYetVerified |  | 3 | 5311 | 113 | 47.115 | 17.75 | 0.93 | 4000 | 83
P2TADN8J | Acuity Brands Lighting | Lithonia Lighting | LBL4-48L-XXX-SLD-LP840-XXXXXXX-XXXXX | Outdoor Luminaires | Mid Output | Stairwell and Passageway Luminaires | Standard | FALSE | [9 empty] | 42086 | Dimmable | Stepped | NotYetVerified |  | 3 | 5250 | 111 | 47.105 | 17.75 | 0.93 | 4000 | 83
PA7U81TF | Acuity Brands Lighting | Lithonia Lighting | LBL4-40L-XXX-SLD-LP840-XXXXXXX-XXXXX | Outdoor Luminaires | Low Output | Stairwell and Passageway Luminaires | Standard | FALSE | [9 empty] | 42086 | Dimmable | Stepped | NotYetVerified |  | 3 | 4600 | 117 | 39.2 | 17.75 | 0.93 | 4000 | 83
PTZF6YRZ | Acuity Brands Lighting | Lithonia Lighting | SBL4-40L-XXX-SLD-LP840-XXXXXXX-XXXXX | Outdoor Luminaires | Low Output | Stairwell and Passageway Luminaires | Standard | FALSE | [9 empty] | 42086 | Dimmable | Stepped | NotYetVerified |  | 3 | 4577 | 117 | 39.15 | 17.75 | 0.93 | 4000 | 83
PJTQTEW2 | Acuity Brands Lighting | Lithonia Lighting | SBL4-30L-XXX-SLD-LP840-XXXXXXX-XXXXX | Outdoor Luminaires | Low Output | Stairwell and Passageway Luminaires | Standard | FALSE | [9 empty] | 42086 | Dimmable | Stepped | NotYetVerified |  | 3 | 3193 | 116 | 27.42 | 17.75 | 0.93 | 4000 | 83
P4WXAZHC | Acuity Brands Lighting | Lithonia Lighting | LBL4-30L-XXX-SLD-LP840-XXXXXXX-XXXXX | Outdoor Luminaires | Low Output | Stairwell and Passageway Luminaires | Standard | FALSE | [9 empty] | 42086 | Dimmable | Stepped | NotYetVerified |  | 3 | 3117 | 113 | 27.485 | 17.75 | 0.93 | 4000 | 83
PN7H81C3 | Acuity Brands Lighting | Lithonia Lighting | SBL2-20L-XXX-SLD-LP840-XXXXXXX-XXXXX | Outdoor Luminaires | Low Output | Stairwell and Passageway Luminaires | Standard | FALSE | [9 empty] | 42086 | Dimmable | Stepped | NotYetVerified |  | 3 | 2427 | 107 | 22.75 | 17.75 | 0.93 | 4000 | 83
P9B82ZWT | Acuity Brands Lighting | Lithonia Lighting | LBL2-20L-XXX-SLD-LP840-XXXXXXX-XXXXX | Outdoor Luminaires | Low Output | Stairwell and Passageway Luminaires | Standard | FALSE | [9 empty] | 42086 | Dimmable | Stepped | NotYetVerified |  | 3 | 2264 | 101 | 22.455 | 17.75 | 0.93 | 4000 | 83
PXNP5VX7 | Acuity Brands Lighting | Lithonia Lighting | LBL4W-80L-XXX-EOHN-LP840-XXXXXXX-XXXXX | Outdoor Luminaires | Mid Output | Stairwell and Passageway Luminaires | Standard | FALSE | [9 empty] | 42086 | Not Dimmable | Not Dimmable | NotYetVerified |  | 3 | 8288 | 117 | 70.635 | 17.75 | 0.93 | 4000 | 83
PKRDXBMC | Acuity Brands Lighting | Lithonia Lighting | SBL4-72L-XXX-EOHN-LP840-XXXXXXX-XXXXX | Outdoor Luminaires | Mid Output | Stairwell and Passageway Luminaires | Standard | FALSE | [9 empty] | 42086 | Not Dimmable | Not Dimmable | NotYetVerified |  | 3 | 7539 | 107 | 70.23 | 17.75 | 0.93 | 4000 | 83
PP359SW8 | Acuity Brands Lighting | Lithonia Lighting | LBL4-72L-XXX-EOHN-LP840-XXXXXXX-XXXXX | Outdoor Luminaires | Mid Output | Stairwell and Passageway Luminaires | Standard | FALSE | [9 empty] | 42086 | Not Dimmable | Not Dimmable | NotYetVerified |  | 3 | 7432 | 106 | 70.265 | 17.75 | 0.93 | 4000 | 83
PNBDR6KX | Acuity Brands Lighting | Lithonia Lighting | LBL4W-65L-XXX-EOHN-LP840-XXXXXXX-XXXXX | Outdoor Luminaires | Mid Output | Stairwell and Passageway Luminaires | Standard | FALSE | [9 empty] | 42086 | Not Dimmable | Not Dimmable | NotYetVerified |  | 3 | 6748 | 122 | 55.17 | 17.75 | 0.93 | 4000 | 83
PWFACUZK | Acuity Brands Lighting | Lithonia Lighting | LBL4-60L-XXX-EOHN-LP840-XXXXXXX-XXXXX | Outdoor Luminaires | Mid Output | Stairwell and Passageway Luminaires | Standard | FALSE | [9 empty] | 42086 | Not Dimmable | Not Dimmable | NotYetVerified |  | 3 | 6366 | 116 | 54.885 | 17.75 | 0.93 | 4000 | 83
PPS24KXE | Acuity Brands Lighting | Lithonia Lighting | SBL4-60L-XXX-EOHN-LP840-XXXXXXX-XXXXX | Outdoor Luminaires | Mid Output | Stairwell and Passageway Luminaires | Standard | FALSE | [9 empty] | 42086 | Not Dimmable | Not Dimmable | NotYetVerified |  | 3 | 6364 | 116 | 54.875 | 17.75 | 0.93 | 4000 | 83
PWDWU2QK | Acuity Brands Lighting | Lithonia Lighting | SBL4-48L-XXX-EOHN-LP840-XXXXXXX-XXXXX | Outdoor Luminaires | Mid Output | Stairwell and Passageway Luminaires | Standard | FALSE | [9 empty] | 42086 | Not Dimmable | Not Dimmable | NotYetVerified |  | 3 | 5311 | 113 | 47.115 | 17.75 | 0.93 | 4000 | 83
P2WGRJ5P | Acuity Brands Lighting | Lithonia Lighting | LBL4-48L-XXX-EOHN-LP840-XXXXXXX-XXXXX | Outdoor Luminaires | Mid Output | Stairwell and Passageway Luminaires | Standard | FALSE | [9 empty] | 42086 | Not Dimmable | Not Dimmable | NotYetVerified |  | 3 | 5250 | 111 | 47.105 | 17.75 | 0.93 | 4000 | 83
PV65E73U | Acuity Brands Lighting | Lithonia Lighting | LBL4-40L-XXX-EOHN-LP840-XXXXXXX-XXXXX | Outdoor Luminaires | Low Output | Stairwell and Passageway Luminaires | Standard | FALSE | [9 empty] | 42086 | Not Dimmable | Not Dimmable | NotYetVerified |  | 3 | 4600 | 117 | 39.2 | 17.75 | 0.93 | 4000 | 83
P5UTZ1TW | Acuity Brands Lighting | Lithonia Lighting | SBL4-40L-XXX-EOHN-LP840-XXXXXXX-XXXXX | Outdoor Luminaires | Low Output | Stairwell and Passageway Luminaires | Standard | FALSE | [9 empty] | 42086 | Not Dimmable | Not Dimmable | NotYetVerified |  | 3 | 4577 | 117 | 39.15 | 17.75 | 0.93 | 4000 | 83
P3TSWUC3 | Acuity Brands Lighting | Lithonia Lighting | SBL4-30L-XXX-EOHN-LP840-XXXXXXX-XXXXX | Outdoor Luminaires | Low Output | Stairwell and Passageway Luminaires | Standard | FALSE | [9 empty] | 42086 | Not Dimmable | Not Dimmable | NotYetVerified |  | 3 | 3193 | 116 | 27.42 | 17.75 | 0.93 | 4000 | 83
PPMDN16G | Acuity Brands Lighting | Lithonia Lighting | LBL4-30L-XXX-EOHN-LP840-XXXXXXX-XXXXX | Outdoor Luminaires | Low Output | Stairwell and Passageway Luminaires | Standard | FALSE | [9 empty] | 42086 | Not Dimmable | Not Dimmable | NotYetVerified |  | 3 | 3117 | 113 | 27.485 | 17.75 | 0.93 | 4000 | 83
PAWETGH6 | Acuity Brands Lighting | Lithonia Lighting | SBL2-20L-XXX-EOHN-LP840-XXXXXXX-XXXXX | Outdoor Luminaires | Low Output | Stairwell and Passageway Luminaires | Standard | FALSE | [9 empty] | 42086 | Not Dimmable | Not Dimmable | NotYetVerified |  | 3 | 2427 | 107 | 22.75 | 17.75 | 0.93 | 4000 | 83
P6HV41JP | Acuity Brands Lighting | Lithonia Lighting | SBL2-XXX-LP840 | Outdoor Luminaires | Low Output | Stairwell and Passageway Luminaires | Standard | FALSE | [9 empty] | 42086 | Not Dimmable | Not Dimmable | NotYetVerified |  | 3 | 2427 | 107 | 22.75 | 17.75 | 0.93 | 4000 | 83
PE6VGEGB | Acuity Brands Lighting | Lithonia Lighting | LBL2-XXX-LP840 | Outdoor Luminaires | Low Output | Stairwell and Passageway Luminaires | Standard | FALSE | [9 empty] | 42086 | Not Dimmable | Not Dimmable | NotYetVerified |  | 3 | 2264 | 101 | 22.455 | 17.75 | 0.93 | 4000 | 83
PE47EHKK | Acuity Brands Lighting | Lithonia Lighting | LBL2-20L-XXX-EOHN-LP840-XXXXXXX-XXXXX | Outdoor Luminaires | Low Output | Stairwell and Passageway Luminaires | Standard | FALSE | [9 empty] | 42086 | Not Dimmable | Not Dimmable | NotYetVerified |  | 3 | 2264 | 101 | 22.455 | 17.75 | 0.93 | 4000 | 83
P3FDX7SU | Acuity Brands Lighting | Lithonia Lighting | LBL4W-80L-XXX-EZ1-LP840-XXXXXXX-XXXXX | Outdoor Luminaires | Mid Output | Stairwell and Passageway Luminaires | Standard | FALSE | [9 empty] | 42086 | Dimmable | Continuous Below 10 | NotYetVerified |  | 3 | 8288 | 117 | 70.635 | 17.75 | 0.93 | 4000 | 83
PXAX5EXG | Acuity Brands Lighting | Lithonia Lighting | SBL4-72L-XXX-EZ1-LP840-XXXXXXX-XXXXX | Outdoor Luminaires | Mid Output | Stairwell and Passageway Luminaires | Standard | FALSE | [9 empty] | 42086 | Dimmable | Continuous Below 10 | NotYetVerified |  | 3 | 7539 | 107 | 70.23 | 17.75 | 0.93 | 4000 | 83
PBD75GPV | Acuity Brands Lighting | Lithonia Lighting | LBL4-72L-XXX-EZ1-LP840-XXXXXXX-XXXXX | Outdoor Luminaires | Mid Output | Stairwell and Passageway Luminaires | Standard | FALSE | [9 empty] | 42086 | Dimmable | Continuous Below 10 | NotYetVerified |  | 3 | 7432 | 106 | 70.265 | 17.75 | 0.93 | 4000 | 83
PFYKTWQ4 | Acuity Brands Lighting | Lithonia Lighting | LBL4W-65L-XXX-EZ1-LP840-XXXXXXX-XXXXX | Outdoor Luminaires | Mid Output | Stairwell and Passageway Luminaires | Standard | FALSE | [9 empty] | 42086 | Dimmable | Continuous Below 10 | NotYetVerified |  | 3 | 6748 | 122 | 55.17 | 17.75 | 0.93 | 4000 | 83
PPKPNEN6 | Acuity Brands Lighting | Lithonia Lighting | LBL4-60L-XXX-EZ1-LP840-XXXXXXX-XXXXX | Outdoor Luminaires | Mid Output | Stairwell and Passageway Luminaires | Standard | FALSE | [9 empty] | 42086 | Dimmable | Continuous Below 10 | NotYetVerified |  | 3 | 6366 | 116 | 54.885 | 17.75 | 0.93 | 4000 | 83
P2KY566R | Acuity Brands Lighting | Lithonia Lighting | SBL4-60L-XXX-EZ1-LP840-XXXXXXX-XXXXX | Outdoor Luminaires | Mid Output | Stairwell and Passageway Luminaires | Standard | FALSE | [9 empty] | 42086 | Dimmable | Continuous Below 10 | NotYetVerified |  | 3 | 6364 | 116 | 54.875 | 17.75 | 0.93 | 4000 | 83
PA8CBEZ9 | Acuity Brands Lighting | Lithonia Lighting | SBL4-48L-XXX-EZ1-LP840-XXXXXXX-XXXXX | Outdoor Luminaires | Mid Output | Stairwell and Passageway Luminaires | Standard | FALSE | [9 empty] | 42086 | Dimmable | Continuous Below 10 | NotYetVerified |  | 3 | 5311 | 113 | 47.115 | 17.75 | 0.93 | 4000 | 83
PGZRV1GD | Acuity Brands Lighting | Lithonia Lighting | LBL4-48L-XXX-EZ1-LP840-XXXXXXX-XXXXX | Outdoor Luminaires | Mid Output | Stairwell and Passageway Luminaires | Standard | FALSE | [9 empty] | 42086 | Dimmable | Continuous Below 10 | NotYetVerified |  | 3 | 5250 | 111 | 47.105 | 17.75 | 0.93 | 4000 | 83
PQGC5HUP | Acuity Brands Lighting | Lithonia Lighting | LBL4-40L-XXX-EZ1-LP840-XXXXXXX-XXXXX | Outdoor Luminaires | Low Output | Stairwell and Passageway Luminaires | Standard | FALSE | [9 empty] | 42086 | Dimmable | Continuous Below 10 | NotYetVerified |  | 3 | 4600 | 117 | 39.2 | 17.75 | 0.93 | 4000 | 83
PNYF49MY | Acuity Brands Lighting | Lithonia Lighting | LBL4-XXX-LP840 | Outdoor Luminaires | Low Output | Stairwell and Passageway Luminaires | Standard | FALSE | [9 empty] | 42086 | Dimmable | Continuous Below 10 | NotYetVerified |  | 3 | 4600 | 117 | 39.2 | 17.75 | 0.93 | 4000 | 83
PQPW5SS9 | Acuity Brands Lighting | Lithonia Lighting | SBL4-40L-XXX-EZ1-LP840-XXXXXXX-XXXXX | Outdoor Luminaires | Low Output | Stairwell and Passageway Luminaires | Standard | FALSE | [9 empty] | 42086 | Dimmable | Continuous Below 10 | NotYetVerified |  | 3 | 4577 | 117 | 39.15 | 17.75 | 0.93 | 4000 | 83
PJD4VWKS | Acuity Brands Lighting | Lithonia Lighting | SBL4-XXX-LP840 | Outdoor Luminaires | Low Output | Stairwell and Passageway Luminaires | Standard | FALSE | [9 empty] | 42086 | Dimmable | Continuous Below 10 | NotYetVerified |  | 3 | 4577 | 117 | 39.15 | 17.75 | 0.93 | 4000 | 83
PP992JYH | Acuity Brands Lighting | Lithonia Lighting | SBL4-33L-XXX-GZ10-LP840-XXXXXXX-XXXXX | Outdoor Luminaires | Low Output | Stairwell and Passageway Luminaires | Standard | FALSE | [9 empty] | 42086 | Dimmable | Continuous Below 10 | NotYetVerified |  | 3 | 3337 | 108 | 30.875 | 17.75 | 0.93 | 4000 | 83
PTDC47PQ | Acuity Brands Lighting | Lithonia Lighting | LBL4-33L-XXX-GZ10-LP840-XXXXXXX-XXXXX | Outdoor Luminaires | Low Output | Stairwell and Passageway Luminaires | Standard | FALSE | [9 empty] | 42086 | Dimmable | Continuous Below 10 | NotYetVerified |  | 3 | 3320 | 108 | 30.865 | 17.75 | 0.93 | 4000 | 83
PUJP24A6 | Acuity Brands Lighting | Lithonia Lighting | SBL4-30L-XXX-EZ1-LP840-XXXXXXX-XXXXX | Outdoor Luminaires | Low Output | Stairwell and Passageway Luminaires | Standard | FALSE | [9 empty] | 42086 | Dimmable | Continuous Below 10 | NotYetVerified |  | 3 | 3193 | 116 | 27.42 | 17.75 | 0.93 | 4000 | 83
P87X9RT1 | Acuity Brands Lighting | Lithonia Lighting | SBL2-30L-XXX-GZ10-LP840-XXXXXXX-XXXXX | Outdoor Luminaires | Low Output | Stairwell and Passageway Luminaires | Standard | FALSE | [9 empty] | 42086 | Dimmable | Continuous Below 10 | NotYetVerified |  | 3 | 3157 | 97 | 32.44 | 17.75 | 0.93 | 4000 | 83
PJJBFYRC | Acuity Brands Lighting | Lithonia Lighting | LBL4-30L-XXX-EZ1-LP840-XXXXXXX-XXXXX | Outdoor Luminaires | Low Output | Stairwell and Passageway Luminaires | Standard | FALSE | [9 empty] | 42086 | Dimmable | Continuous Below 10 | NotYetVerified |  | 3 | 3117 | 113 | 27.485 | 17.75 | 0.93 | 4000 | 83
P9K4KVGY | Acuity Brands Lighting | Lithonia Lighting | LBL2-30L-XXX-GZ10-LP840-XXXXXXX-XXXXX | Outdoor Luminaires | Low Output | Stairwell and Passageway Luminaires | Standard | FALSE | [9 empty] | 42086 | Dimmable | Continuous Below 10 | NotYetVerified |  | 3 | 2965 | 91 | 32.445 | 17.75 | 0.93 | 4000 | 83
PDATR1WE | Acuity Brands Lighting | Lithonia Lighting | SBL2-20L-XXX-EZ1-LP840-XXXXXXX-XXXXX | Outdoor Luminaires | Low Output | Stairwell and Passageway Luminaires | Standard | FALSE | [9 empty] | 42086 | Dimmable | Continuous Below 10 | NotYetVerified |  | 3 | 2427 | 107 | 22.75 | 17.75 | 0.93 | 4000 | 83
PE9QC7UU | Acuity Brands Lighting | Lithonia Lighting | LBL2-20L-XXX-EZ1-LP840-XXXXXXX-XXXXX | Outdoor Luminaires | Low Output | Stairwell and Passageway Luminaires | Standard | FALSE | [9 empty] | 42086 | Dimmable | Continuous Below 10 | NotYetVerified |  | 3 | 2264 | 101 | 22.455 | 17.75 | 0.93 | 4000 | 83
PY4H9HMS | Acuity Brands Lighting | Lithonia Lighting | LBL4W-80L-XXX-SLD-LP835-XXXXXXX-XXXXX | Outdoor Luminaires | Mid Output | Stairwell and Passageway Luminaires | Standard | FALSE | [9 empty] | 42086 | Dimmable | Stepped | NotYetVerified |  | 3 | 8222 | 116 | 70.635 | 17.75 | 0.93 | 3500 | 83
PFJWFV9J | Acuity Brands Lighting | Lithonia Lighting | SBL4-72L-XXX-SLD-LP835-XXXXXXX-XXXXX | Outdoor Luminaires | Mid Output | Stairwell and Passageway Luminaires | Standard | FALSE | [9 empty] | 42086 | Dimmable | Stepped | NotYetVerified |  | 3 | 7479 | 106 | 70.23 | 17.75 | 0.93 | 3500 | 83
PFHWJGD3 | Acuity Brands Lighting | Lithonia Lighting | LBL4-72L-XXX-SLD-LP835-XXXXXXX-XXXXX | Outdoor Luminaires | Mid Output | Stairwell and Passageway Luminaires | Standard | FALSE | [9 empty] | 42086 | Dimmable | Stepped | NotYetVerified |  | 3 | 7373 | 105 | 70.265 | 17.75 | 0.93 | 3500 | 83
P6ZW523W | Acuity Brands Lighting | Lithonia Lighting | LBL4W-65L-XXX-SLD-LP835-XXXXXXX-XXXXX | Outdoor Luminaires | Mid Output | Stairwell and Passageway Luminaires | Standard | FALSE | [9 empty] | 42086 | Dimmable | Stepped | NotYetVerified |  | 3 | 6694 | 121 | 55.17 | 17.75 | 0.93 | 3500 | 83
P457MUGA | Acuity Brands Lighting | Lithonia Lighting | LBL4-60L-XXX-SLD-LP835-XXXXXXX-XXXXX | Outdoor Luminaires | Mid Output | Stairwell and Passageway Luminaires | Standard | FALSE | [9 empty] | 42086 | Dimmable | Stepped | NotYetVerified |  | 3 | 6315 | 115 | 54.885 | 17.75 | 0.93 | 3500 | 83
P9HG16MN | Acuity Brands Lighting | Lithonia Lighting | SBL4-60L-XXX-SLD-LP835-XXXXXXX-XXXXX | Outdoor Luminaires | Mid Output | Stairwell and Passageway Luminaires | Standard | FALSE | [9 empty] | 42086 | Dimmable | Stepped | NotYetVerified |  | 3 | 6313 | 115 | 54.875 | 17.75 | 0.93 | 3500 | 83
PR6SHSVR | Acuity Brands Lighting | Lithonia Lighting | SBL4-48L-XXX-SLD-LP835-XXXXXXX-XXXXX | Outdoor Luminaires | Mid Output | Stairwell and Passageway Luminaires | Standard | FALSE | [9 empty] | 42086 | Dimmable | Stepped | NotYetVerified |  | 3 | 5269 | 112 | 47.115 | 17.75 | 0.93 | 3500 | 83
P3U8FQD9 | Acuity Brands Lighting | Lithonia Lighting | LBL4-48L-XXX-SLD-LP835-XXXXXXX-XXXXX | Outdoor Luminaires | Mid Output | Stairwell and Passageway Luminaires | Standard | FALSE | [9 empty] | 42086 | Dimmable | Stepped | NotYetVerified |  | 3 | 5209 | 111 | 47.105 | 17.75 | 0.93 | 3500 | 83
P7D1DUAA | Acuity Brands Lighting | Lithonia Lighting | LBL4-40L-XXX-SLD-LP835-XXXXXXX-XXXXX | Outdoor Luminaires | Low Output | Stairwell and Passageway Luminaires | Standard | FALSE | [9 empty] | 42086 | Dimmable | Stepped | NotYetVerified |  | 3 | 4564 | 116 | 39.2 | 17.75 | 0.93 | 3500 | 83
PJJ9GGE2 | Acuity Brands Lighting | Lithonia Lighting | SBL4-40L-XXX-SLD-LP835-XXXXXXX-XXXXX | Outdoor Luminaires | Low Output | Stairwell and Passageway Luminaires | Standard | FALSE | [9 empty] | 42086 | Dimmable | Stepped | NotYetVerified |  | 3 | 4540 | 116 | 39.15 | 17.75 | 0.93 | 3500 | 83
PBSEE7FT | Acuity Brands Lighting | Lithonia Lighting | SBL4-30L-XXX-SLD-LP835-XXXXXXX-XXXXX | Outdoor Luminaires | Low Output | Stairwell and Passageway Luminaires | Standard | FALSE | [9 empty] | 42086 | Dimmable | Stepped | NotYetVerified |  | 3 | 3167 | 116 | 27.42 | 17.75 | 0.93 | 3500 | 83
P9YN8FD9 | Acuity Brands Lighting | Lithonia Lighting | LBL4-30L-XXX-SLD-LP835-XXXXXXX-XXXXX | Outdoor Luminaires | Low Output | Stairwell and Passageway Luminaires | Standard | FALSE | [9 empty] | 42086 | Dimmable | Stepped | NotYetVerified |  | 3 | 3092 | 112 | 27.485 | 17.75 | 0.93 | 3500 | 83
PK4JX4K8 | Acuity Brands Lighting | Lithonia Lighting | SBL2-20L-XXX-SLD-LP835-XXXXXXX-XXXXX | Outdoor Luminaires | Low Output | Stairwell and Passageway Luminaires | Standard | FALSE | [9 empty] | 42086 | Dimmable | Stepped | NotYetVerified |  | 3 | 2408 | 106 | 22.75 | 17.75 | 0.93 | 3500 | 83
PB9USDSN | Acuity Brands Lighting | Lithonia Lighting | LBL2-20L-XXX-SLD-LP835-XXXXXXX-XXXXX | Outdoor Luminaires | Low Output | Stairwell and Passageway Luminaires | Standard | FALSE | [9 empty] | 42086 | Dimmable | Stepped | NotYetVerified |  | 3 | 2246 | 100 | 22.455 | 17.75 | 0.93 | 3500 | 83
PRPR5VJV | Acuity Brands Lighting | Lithonia Lighting | LBL4W-80L-XXX-EOHN-LP835-XXXXXXX-XXXXX | Outdoor Luminaires | Mid Output | Stairwell and Passageway Luminaires | Standard | FALSE | [9 empty] | 42086 | Not Dimmable | Not Dimmable | NotYetVerified |  | 3 | 8222 | 116 | 70.635 | 17.75 | 0.93 | 3500 | 83
PBXCCSG7 | Acuity Brands Lighting | Lithonia Lighting | SBL4-72L-XXX-EOHN-LP835-XXXXXXX-XXXXX | Outdoor Luminaires | Mid Output | Stairwell and Passageway Luminaires | Standard | FALSE | [9 empty] | 42086 | Not Dimmable | Not Dimmable | NotYetVerified |  | 3 | 7479 | 106 | 70.23 | 17.75 | 0.93 | 3500 | 83
PW3YAN4A | Acuity Brands Lighting | Lithonia Lighting | LBL4-72L-XXX-EOHN-LP835-XXXXXXX-XXXXX | Outdoor Luminaires | Mid Output | Stairwell and Passageway Luminaires | Standard | FALSE | [9 empty] | 42086 | Not Dimmable | Not Dimmable | NotYetVerified |  | 3 | 7373 | 105 | 70.265 | 17.75 | 0.93 | 3500 | 83
P6TM9DRQ | Acuity Brands Lighting | Lithonia Lighting | LBL4W-65L-XXX-EOHN-LP835-XXXXXXX-XXXXX | Outdoor Luminaires | Mid Output | Stairwell and Passageway Luminaires | Standard | FALSE | [9 empty] | 42086 | Not Dimmable | Not Dimmable | NotYetVerified |  | 3 | 6694 | 121 | 55.17 | 17.75 | 0.93 | 3500 | 83
PVXGC15E | Acuity Brands Lighting | Lithonia Lighting | LBL4-60L-XXX-EOHN-LP835-XXXXXXX-XXXXX | Outdoor Luminaires | Mid Output | Stairwell and Passageway Luminaires | Standard | FALSE | [9 empty] | 42086 | Not Dimmable | Not Dimmable | NotYetVerified |  | 3 | 6315 | 115 | 54.885 | 17.75 | 0.93 | 3500 | 83
PRMUC176 | Acuity Brands Lighting | Lithonia Lighting | SBL4-60L-XXX-EOHN-LP835-XXXXXXX-XXXXX | Outdoor Luminaires | Mid Output | Stairwell and Passageway Luminaires | Standard | FALSE | [9 empty] | 42086 | Not Dimmable | Not Dimmable | NotYetVerified |  | 3 | 6313 | 115 | 54.875 | 17.75 | 0.93 | 3500 | 83
PVVPBKSB | Acuity Brands Lighting | Lithonia Lighting | SBL4-48L-XXX-EOHN-LP835-XXXXXXX-XXXXX | Outdoor Luminaires | Mid Output | Stairwell and Passageway Luminaires | Standard | FALSE | [9 empty] | 42086 | Not Dimmable | Not Dimmable | NotYetVerified |  | 3 | 5269 | 112 | 47.115 | 17.75 | 0.93 | 3500 | 83
P13XT727 | Acuity Brands Lighting | Lithonia Lighting | LBL4-48L-XXX-EOHN-LP835-XXXXXXX-XXXXX | Outdoor Luminaires | Mid Output | Stairwell and Passageway Luminaires | Standard | FALSE | [9 empty] | 42086 | Not Dimmable | Not Dimmable | NotYetVerified |  | 3 | 5209 | 111 | 47.105 | 17.75 | 0.93 | 3500 | 83
PYKB23NT | Acuity Brands Lighting | Lithonia Lighting | LBL4-40L-XXX-EOHN-LP835-XXXXXXX-XXXXX | Outdoor Luminaires | Low Output | Stairwell and Passageway Luminaires | Standard | FALSE | [9 empty] | 42086 | Not Dimmable | Not Dimmable | NotYetVerified |  | 3 | 4564 | 116 | 39.2 | 17.75 | 0.93 | 3500 | 83
PX9KWJ2T | Acuity Brands Lighting | Lithonia Lighting | SBL4-40L-XXX-EOHN-LP835-XXXXXXX-XXXXX | Outdoor Luminaires | Low Output | Stairwell and Passageway Luminaires | Standard | FALSE | [9 empty] | 42086 | Not Dimmable | Not Dimmable | NotYetVerified |  | 3 | 4540 | 116 | 39.15 | 17.75 | 0.93 | 3500 | 83
PKBGP7H7 | Acuity Brands Lighting | Lithonia Lighting | SBL4-30L-XXX-EOHN-LP835-XXXXXXX-XXXXX | Outdoor Luminaires | Low Output | Stairwell and Passageway Luminaires | Standard | FALSE | [9 empty] | 42086 | Not Dimmable | Not Dimmable | NotYetVerified |  | 3 | 3167 | 116 | 27.42 | 17.75 | 0.93 | 3500 | 83
PKYD7N8A | Acuity Brands Lighting | Lithonia Lighting | LBL4-30L-XXX-EOHN-LP835-XXXXXXX-XXXXX | Outdoor Luminaires | Low Output | Stairwell and Passageway Luminaires | Standard | FALSE | [9 empty] | 42086 | Not Dimmable | Not Dimmable | NotYetVerified |  | 3 | 3092 | 112 | 27.485 | 17.75 | 0.93 | 3500 | 83
PKUPVKRG | Acuity Brands Lighting | Lithonia Lighting | SBL2-XXX-LP835 | Outdoor Luminaires | Low Output | Stairwell and Passageway Luminaires | Standard | FALSE | [9 empty] | 42086 | Not Dimmable | Not Dimmable | NotYetVerified |  | 3 | 2408 | 106 | 22.75 | 17.75 | 0.93 | 3500 | 83
PEWS4G66 | Acuity Brands Lighting | Lithonia Lighting | SBL2-20L-XXX-EOHN-LP835-XXXXXXX-XXXXX | Outdoor Luminaires | Low Output | Stairwell and Passageway Luminaires | Standard | FALSE | [9 empty] | 42086 | Not Dimmable | Not Dimmable | NotYetVerified |  | 3 | 2408 | 106 | 22.75 | 17.75 | 0.93 | 3500 | 83
PYKUUWE6 | Acuity Brands Lighting | Lithonia Lighting | LBL2-20L-XXX-EOHN-LP835-XXXXXXX-XXXXX | Outdoor Luminaires | Low Output | Stairwell and Passageway Luminaires | Standard | FALSE | [9 empty] | 42086 | Not Dimmable | Not Dimmable | NotYetVerified |  | 3 | 2246 | 100 | 22.455 | 17.75 | 0.93 | 3500 | 83
P6X3A22X | Acuity Brands Lighting | Lithonia Lighting | LBL2-XXX-LP835 | Outdoor Luminaires | Low Output | Stairwell and Passageway Luminaires | Standard | FALSE | [9 empty] | 42086 | Not Dimmable | Not Dimmable | NotYetVerified |  | 3 | 2246 | 100 | 22.455 | 17.75 | 0.93 | 3500 | 83
P3SUSF14 | Acuity Brands Lighting | Lithonia Lighting | LBL4W-80L-XXX-EZ1-LP835-XXXXXXX-XXXXX | Outdoor Luminaires | Mid Output | Stairwell and Passageway Luminaires | Standard | FALSE | [9 empty] | 42086 | Dimmable | Continuous Below 10 | NotYetVerified |  | 3 | 8222 | 116 | 70.635 | 17.75 | 0.93 | 3500 | 83
PY4S2UNJ | Acuity Brands Lighting | Lithonia Lighting | SBL4-72L-XXX-EZ1-LP835-XXXXXXX-XXXXX | Outdoor Luminaires | Mid Output | Stairwell and Passageway Luminaires | Standard | FALSE | [9 empty] | 42086 | Dimmable | Continuous Below 10 | NotYetVerified |  | 3 | 7479 | 106 | 70.23 | 17.75 | 0.93 | 3500 | 83
PKFU8K63 | Acuity Brands Lighting | Lithonia Lighting | LBL4-72L-XXX-EZ1-LP835-XXXXXXX-XXXXX | Outdoor Luminaires | Mid Output | Stairwell and Passageway Luminaires | Standard | FALSE | [9 empty] | 42086 | Dimmable | Continuous Below 10 | NotYetVerified |  | 3 | 7373 | 105 | 70.265 | 17.75 | 0.93 | 3500 | 83
PJ6RXDZV | Acuity Brands Lighting | Lithonia Lighting | LBL4W-65L-XXX-EZ1-LP835-XXXXXXX-XXXXX | Outdoor Luminaires | Mid Output | Stairwell and Passageway Luminaires | Standard | FALSE | [9 empty] | 42086 | Dimmable | Continuous Below 10 | NotYetVerified |  | 3 | 6694 | 121 | 55.17 | 17.75 | 0.93 | 3500 | 83
P77459RE | Acuity Brands Lighting | Lithonia Lighting | LBL4-60L-XXX-EZ1-LP835-XXXXXXX-XXXXX | Outdoor Luminaires | Mid Output | Stairwell and Passageway Luminaires | Standard | FALSE | [9 empty] | 42086 | Dimmable | Continuous Below 10 | NotYetVerified |  | 3 | 6315 | 115 | 54.885 | 17.75 | 0.93 | 3500 | 83
P1KMW323 | Acuity Brands Lighting | Lithonia Lighting | SBL4-60L-XXX-EZ1-LP835-XXXXXXX-XXXXX | Outdoor Luminaires | Mid Output | Stairwell and Passageway Luminaires | Standard | FALSE | [9 empty] | 42086 | Dimmable | Continuous Below 10 | NotYetVerified |  | 3 | 6313 | 115 | 54.875 | 17.75 | 0.93 | 3500 | 83
PWCN9GQZ | Acuity Brands Lighting | Lithonia Lighting | SBL4-48L-XXX-EZ1-LP835-XXXXXXX-XXXXX | Outdoor Luminaires | Mid Output | Stairwell and Passageway Luminaires | Standard | FALSE | [9 empty] | 42086 | Dimmable | Continuous Below 10 | NotYetVerified |  | 3 | 5269 | 112 | 47.115 | 17.75 | 0.93 | 3500 | 83
PYKB93TW | Acuity Brands Lighting | Lithonia Lighting | LBL4-48L-XXX-EZ1-LP835-XXXXXXX-XXXXX | Outdoor Luminaires | Mid Output | Stairwell and Passageway Luminaires | Standard | FALSE | [9 empty] | 42086 | Dimmable | Continuous Below 10 | NotYetVerified |  | 3 | 5209 | 111 | 47.105 | 17.75 | 0.93 | 3500 | 83
PKZH4XWB | Acuity Brands Lighting | Lithonia Lighting | LBL4-40L-XXX-EZ1-LP835-XXXXXXX-XXXXX | Outdoor Luminaires | Low Output | Stairwell and Passageway Luminaires | Standard | FALSE | [9 empty] | 42086 | Dimmable | Continuous Below 10 | NotYetVerified |  | 3 | 4564 | 116 | 39.2 | 17.75 | 0.93 | 3500 | 83
P32JBKRM | Acuity Brands Lighting | Lithonia Lighting | LBL4-XXX-LP835 | Outdoor Luminaires | Low Output | Stairwell and Passageway Luminaires | Standard | FALSE | [9 empty] | 42086 | Dimmable | Continuous Below 10 | NotYetVerified |  | 3 | 4564 | 116 | 39.2 | 17.75 | 0.93 | 3500 | 83
PK9MXGHN | Acuity Brands Lighting | Lithonia Lighting | SBL4-XXX-LP835 | Outdoor Luminaires | Low Output | Stairwell and Passageway Luminaires | Standard | FALSE | [9 empty] | 42086 | Dimmable | Continuous Below 10 | NotYetVerified |  | 3 | 4540 | 116 | 39.15 | 17.75 | 0.93 | 3500 | 83
PEPYHDJ9 | Acuity Brands Lighting | Lithonia Lighting | SBL4-40L-XXX-EZ1-LP835-XXXXXXX-XXXXX | Outdoor Luminaires | Low Output | Stairwell and Passageway Luminaires | Standard | FALSE | [9 empty] | 42086 | Dimmable | Continuous Below 10 | NotYetVerified |  | 3 | 4540 | 116 | 39.15 | 17.75 | 0.93 | 3500 | 83
PPFMDY85 | Acuity Brands Lighting | Lithonia Lighting | SBL4-33L-XXX-GZ10-LP835-XXXXXXX-XXXXX | Outdoor Luminaires | Low Output | Stairwell and Passageway Luminaires | Standard | FALSE | [9 empty] | 42086 | Dimmable | Continuous Below 10 | NotYetVerified |  | 3 | 3310 | 107 | 30.875 | 17.75 | 0.93 | 3500 | 83
PVVDYFEB | Acuity Brands Lighting | Lithonia Lighting | LBL4-33L-XXX-GZ10-LP835-XXXXXXX-XXXXX | Outdoor Luminaires | Low Output | Stairwell and Passageway Luminaires | Standard | FALSE | [9 empty] | 42086 | Dimmable | Continuous Below 10 | NotYetVerified |  | 3 | 3294 | 107 | 30.865 | 17.75 | 0.93 | 3500 | 83
PTRUZB6A | Acuity Brands Lighting | Lithonia Lighting | SBL4-30L-XXX-EZ1-LP835-XXXXXXX-XXXXX | Outdoor Luminaires | Low Output | Stairwell and Passageway Luminaires | Standard | FALSE | [9 empty] | 42086 | Dimmable | Continuous Below 10 | NotYetVerified |  | 3 | 3167 | 116 | 27.42 | 17.75 | 0.93 | 3500 | 83
PXBQXE6F | Acuity Brands Lighting | Lithonia Lighting | SBL2-30L-XXX-GZ10-LP835-XXXXXXX-XXXXX | Outdoor Luminaires | Low Output | Stairwell and Passageway Luminaires | Standard | FALSE | [9 empty] | 42086 | Dimmable | Continuous Below 10 | NotYetVerified |  | 3 | 3132 | 97 | 32.44 | 17.75 | 0.93 | 3500 | 83
P58QSQDG | Acuity Brands Lighting | Lithonia Lighting | LBL4-30L-XXX-EZ1-LP835-XXXXXXX-XXXXX | Outdoor Luminaires | Low Output | Stairwell and Passageway Luminaires | Standard | FALSE | [9 empty] | 42086 | Dimmable | Continuous Below 10 | NotYetVerified |  | 3 | 3092 | 112 | 27.485 | 17.75 | 0.93 | 3500 | 83
PEXA23CM | Acuity Brands Lighting | Lithonia Lighting | LBL2-30L-XXX-GZ10-LP835-XXXXXXX-XXXXX | Outdoor Luminaires | Low Output | Stairwell and Passageway Luminaires | Standard | FALSE | [9 empty] | 42086 | Dimmable | Continuous Below 10 | NotYetVerified |  | 3 | 2942 | 91 | 32.445 | 17.75 | 0.93 | 3500 | 83
PYS8KTW7 | Acuity Brands Lighting | Lithonia Lighting | SBL2-20L-XXX-EZ1-LP835-XXXXXXX-XXXXX | Outdoor Luminaires | Low Output | Stairwell and Passageway Luminaires | Standard | FALSE | [9 empty] | 42086 | Dimmable | Continuous Below 10 | NotYetVerified |  | 3 | 2408 | 106 | 22.75 | 17.75 | 0.93 | 3500 | 83
P8R3T3CG | Acuity Brands Lighting | Lithonia Lighting | LBL2-20L-XXX-EZ1-LP835-XXXXXXX-XXXXX | Outdoor Luminaires | Low Output | Stairwell and Passageway Luminaires | Standard | FALSE | [9 empty] | 42086 | Dimmable | Continuous Below 10 | NotYetVerified |  | 3 | 2246 | 100 | 22.455 | 17.75 | 0.93 | 3500 | 83
PD453NSG | Acuity Brands Lighting | Lithonia Lighting | SBL2-20L-XXX-SLD-LP830-XXXXXXX-XXXXX | Outdoor Luminaires | Low Output | Stairwell and Passageway Luminaires | Standard | FALSE | [9 empty] | 42086 | Dimmable | Stepped | NotYetVerified |  | 3 | 2359 | 103 | 22.8 | 17.75 | 0.93 | 3061 | 83
PBS1PBXF | Acuity Brands Lighting | Lithonia Lighting | SBL2-20L-XXX-EOHN-LP830-XXXXXXX-XXXXX | Outdoor Luminaires | Low Output | Stairwell and Passageway Luminaires | Standard | FALSE | [9 empty] | 42086 | Not Dimmable | Not Dimmable | NotYetVerified |  | 3 | 2359 | 103 | 22.8 | 17.75 | 0.93 | 3061 | 83
P456TRN9 | Acuity Brands Lighting | Lithonia Lighting | SBL2-20L-XXX-EZ1-LP830-XXXXXXX-XXXXX | Outdoor Luminaires | Low Output | Stairwell and Passageway Luminaires | Standard | FALSE | [9 empty] | 42086 | Dimmable | Continuous Below 10 | NotYetVerified |  | 3 | 2359 | 103 | 22.8 | 17.75 | 0.93 | 3061 | 83
PXNKFW8H | Acuity Brands Lighting | Lithonia Lighting | SBL2-30L-XXX-GZ10-LP830-XXXXXXX-XXXXX | Outdoor Luminaires | Low Output | Stairwell and Passageway Luminaires | Standard | FALSE | [9 empty] | 42086 | Dimmable | Continuous Below 10 | NotYetVerified |  | 3 | 3068 | 94 | 32.75 | 17.75 | 0.93 | 3058 | 83
PE6R19YE | Acuity Brands Lighting | Lithonia Lighting | SBL4-72L-XXX-SLD-LP830-XXXXXXX-XXXXX | Outdoor Luminaires | Mid Output | Stairwell and Passageway Luminaires | Standard | FALSE | [9 empty] | 42086 | Dimmable | Stepped | NotYetVerified |  | 3 | 7327 | 105 | 70.08 | 17.75 | 0.93 | 3043 | 83
P38W9M2Q | Acuity Brands Lighting | Lithonia Lighting | LBL4-30L-XXX-SLD-LP830-XXXXXXX-XXXXX | Outdoor Luminaires | Low Output | Stairwell and Passageway Luminaires | Standard | FALSE | [9 empty] | 42086 | Dimmable | Stepped | NotYetVerified |  | 3 | 3029 | 111 | 27.25 | 17.75 | 0.93 | 3043 | 83
P588WTQA | Acuity Brands Lighting | Lithonia Lighting | SBL4-72L-XXX-EOHN-LP830-XXXXXXX-XXXXX | Outdoor Luminaires | Mid Output | Stairwell and Passageway Luminaires | Standard | FALSE | [9 empty] | 42086 | Not Dimmable | Not Dimmable | NotYetVerified |  | 3 | 7327 | 105 | 70.08 | 17.75 | 0.93 | 3043 | 83
PNT1VPXH | Acuity Brands Lighting | Lithonia Lighting | LBL4-30L-XXX-EOHN-LP830-XXXXXXX-XXXXX | Outdoor Luminaires | Low Output | Stairwell and Passageway Luminaires | Standard | FALSE | [9 empty] | 42086 | Not Dimmable | Not Dimmable | NotYetVerified |  | 3 | 3029 | 111 | 27.25 | 17.75 | 0.93 | 3043 | 83
PRVM4JPP | Acuity Brands Lighting | Lithonia Lighting | SBL4-72L-XXX-EZ1-LP830-XXXXXXX-XXXXX | Outdoor Luminaires | Mid Output | Stairwell and Passageway Luminaires | Standard | FALSE | [9 empty] | 42086 | Dimmable | Continuous Below 10 | NotYetVerified |  | 3 | 7327 | 105 | 70.08 | 17.75 | 0.93 | 3043 | 83
P8JBDHMH | Acuity Brands Lighting | Lithonia Lighting | LBL4-30L-XXX-EZ1-LP830-XXXXXXX-XXXXX | Outdoor Luminaires | Low Output | Stairwell and Passageway Luminaires | Standard | FALSE | [9 empty] | 42086 | Dimmable | Continuous Below 10 | NotYetVerified |  | 3 | 3029 | 111 | 27.25 | 17.75 | 0.93 | 3043 | 83
P2F6QRBD | Acuity Brands Lighting | Lithonia Lighting | SBL4-30L-XXX-SLD-LP830-XXXXXXX-XXXXX | Outdoor Luminaires | Low Output | Stairwell and Passageway Luminaires | Standard | FALSE | [9 empty] | 42086 | Dimmable | Stepped | NotYetVerified |  | 3 | 3103 | 114 | 27.24 | 17.75 | 0.93 | 3042 | 83
PKWW3HB4 | Acuity Brands Lighting | Lithonia Lighting | SBL4-30L-XXX-EOHN-LP830-XXXXXXX-XXXXX | Outdoor Luminaires | Low Output | Stairwell and Passageway Luminaires | Standard | FALSE | [9 empty] | 42086 | Not Dimmable | Not Dimmable | NotYetVerified |  | 3 | 3103 | 114 | 27.24 | 17.75 | 0.93 | 3042 | 83
PGYRYNXS | Acuity Brands Lighting | Lithonia Lighting | SBL4-33L-XXX-GZ10-LP830-XXXXXXX-XXXXX | Outdoor Luminaires | Low Output | Stairwell and Passageway Luminaires | Standard | FALSE | [9 empty] | 42086 | Dimmable | Continuous Below 10 | NotYetVerified |  | 3 | 3243 | 105 | 30.81 | 17.75 | 0.93 | 3042 | 83
P3UDNBNK | Acuity Brands Lighting | Lithonia Lighting | SBL4-30L-XXX-EZ1-LP830-XXXXXXX-XXXXX | Outdoor Luminaires | Low Output | Stairwell and Passageway Luminaires | Standard | FALSE | [9 empty] | 42086 | Dimmable | Continuous Below 10 | NotYetVerified |  | 3 | 3103 | 114 | 27.24 | 17.75 | 0.93 | 3042 | 83
PF7VX45U | Acuity Brands Lighting | Lithonia Lighting | LBL4-72L-XXX-SLD-LP830-XXXXXXX-XXXXX | Outdoor Luminaires | Mid Output | Stairwell and Passageway Luminaires | Standard | FALSE | [9 empty] | 42086 | Dimmable | Stepped | NotYetVerified |  | 3 | 7223 | 103 | 70.21 | 17.75 | 0.93 | 3041 | 83
PPUPZ8AE | Acuity Brands Lighting | Lithonia Lighting | SBL4-40L-XXX-SLD-LP830-XXXXXXX-XXXXX | Outdoor Luminaires | Low Output | Stairwell and Passageway Luminaires | Standard | FALSE | [9 empty] | 42086 | Dimmable | Stepped | NotYetVerified |  | 3 | 4448 | 113 | 39.4 | 17.75 | 0.93 | 3041 | 83
PUDNQJ1Y | Acuity Brands Lighting | Lithonia Lighting | LBL2-20L-XXX-SLD-LP830-XXXXXXX-XXXXX | Outdoor Luminaires | Low Output | Stairwell and Passageway Luminaires | Standard | FALSE | [9 empty] | 42086 | Dimmable | Stepped | NotYetVerified |  | 3 | 2200 | 99 | 22.18 | 17.75 | 0.93 | 3041 | 83
PRHUGF29 | Acuity Brands Lighting | Lithonia Lighting | LBL4-72L-XXX-EOHN-LP830-XXXXXXX-XXXXX | Outdoor Luminaires | Mid Output | Stairwell and Passageway Luminaires | Standard | FALSE | [9 empty] | 42086 | Not Dimmable | Not Dimmable | NotYetVerified |  | 3 | 7223 | 103 | 70.21 | 17.75 | 0.93 | 3041 | 83
P2HAR3V2 | Acuity Brands Lighting | Lithonia Lighting | SBL4-40L-XXX-EOHN-LP830-XXXXXXX-XXXXX | Outdoor Luminaires | Low Output | Stairwell and Passageway Luminaires | Standard | FALSE | [9 empty] | 42086 | Not Dimmable | Not Dimmable | NotYetVerified |  | 3 | 4448 | 113 | 39.4 | 17.75 | 0.93 | 3041 | 83
P8QQE3KC | Acuity Brands Lighting | Lithonia Lighting | LBL2-20L-XXX-EOHN-LP830-XXXXXXX-XXXXX | Outdoor Luminaires | Low Output | Stairwell and Passageway Luminaires | Standard | FALSE | [9 empty] | 42086 | Not Dimmable | Not Dimmable | NotYetVerified |  | 3 | 2200 | 99 | 22.18 | 17.75 | 0.93 | 3041 | 83
PVRZSM2V | Acuity Brands Lighting | Lithonia Lighting | SBL4-40L-XXX-EZ1-LP830-XXXXXXX-XXXXX | Outdoor Luminaires | Low Output | Stairwell and Passageway Luminaires | Standard | FALSE | [9 empty] | 42086 | Dimmable | Continuous Below 10 | NotYetVerified |  | 3 | 4448 | 113 | 39.4 | 17.75 | 0.93 | 3041 | 83
PQGG263E | Acuity Brands Lighting | Lithonia Lighting | SBL4-60L-XXX-SLD-LP830-XXXXXXX-XXXXX | Outdoor Luminaires | Mid Output | Stairwell and Passageway Luminaires | Standard | FALSE | [9 empty] | 42086 | Dimmable | Stepped | NotYetVerified |  | 3 | 6185 | 112 | 55.12 | 17.75 | 0.93 | 3040 | 83
PFFBUPKP | Acuity Brands Lighting | Lithonia Lighting | SBL4-48L-XXX-SLD-LP830-XXXXXXX-XXXXX | Outdoor Luminaires | Mid Output | Stairwell and Passageway Luminaires | Standard | FALSE | [9 empty] | 42086 | Dimmable | Stepped | NotYetVerified |  | 3 | 5162 | 109 | 47.56 | 17.75 | 0.93 | 3040 | 83
PW7QPM2P | Acuity Brands Lighting | Lithonia Lighting | LBL4-40L-XXX-SLD-LP830-XXXXXXX-XXXXX | Outdoor Luminaires | Low Output | Stairwell and Passageway Luminaires | Standard | FALSE | [9 empty] | 42086 | Dimmable | Stepped | NotYetVerified |  | 3 | 4471 | 113 | 39.4 | 17.75 | 0.93 | 3040 | 83
PXXZVG9S | Acuity Brands Lighting | Lithonia Lighting | SBL4-60L-XXX-EOHN-LP830-XXXXXXX-XXXXX | Outdoor Luminaires | Mid Output | Stairwell and Passageway Luminaires | Standard | FALSE | [9 empty] | 42086 | Not Dimmable | Not Dimmable | NotYetVerified |  | 3 | 6185 | 112 | 55.12 | 17.75 | 0.93 | 3040 | 83
PQJT9EJS | Acuity Brands Lighting | Lithonia Lighting | SBL4-48L-XXX-EOHN-LP830-XXXXXXX-XXXXX | Outdoor Luminaires | Mid Output | Stairwell and Passageway Luminaires | Standard | FALSE | [9 empty] | 42086 | Not Dimmable | Not Dimmable | NotYetVerified |  | 3 | 5162 | 109 | 47.56 | 17.75 | 0.93 | 3040 | 83
PJ8KH97E | Acuity Brands Lighting | Lithonia Lighting | LBL4-40L-XXX-EOHN-LP830-XXXXXXX-XXXXX | Outdoor Luminaires | Low Output | Stairwell and Passageway Luminaires | Standard | FALSE | [9 empty] | 42086 | Not Dimmable | Not Dimmable | NotYetVerified |  | 3 | 4471 | 113 | 39.4 | 17.75 | 0.93 | 3040 | 83
PS3SUC2P | Acuity Brands Lighting | Lithonia Lighting | SBL4-60L-XXX-EZ1-LP830-XXXXXXX-XXXXX | Outdoor Luminaires | Mid Output | Stairwell and Passageway Luminaires | Standard | FALSE | [9 empty] | 42086 | Dimmable | Continuous Below 10 | NotYetVerified |  | 3 | 6185 | 112 | 55.12 | 17.75 | 0.93 | 3040 | 83
P7BXFH2R | Acuity Brands Lighting | Lithonia Lighting | SBL4-48L-XXX-EZ1-LP830-XXXXXXX-XXXXX | Outdoor Luminaires | Mid Output | Stairwell and Passageway Luminaires | Standard | FALSE | [9 empty] | 42086 | Dimmable | Continuous Below 10 | NotYetVerified |  | 3 | 5162 | 109 | 47.56 | 17.75 | 0.93 | 3040 | 83
PGFQSEVR | Acuity Brands Lighting | Lithonia Lighting | LBL4-40L-XXX-EZ1-LP830-XXXXXXX-XXXXX | Outdoor Luminaires | Low Output | Stairwell and Passageway Luminaires | Standard | FALSE | [9 empty] | 42086 | Dimmable | Continuous Below 10 | NotYetVerified |  | 3 | 4471 | 113 | 39.4 | 17.75 | 0.93 | 3040 | 83
PDP298AW | Acuity Brands Lighting | Lithonia Lighting | LBL4-48L-XXX-SLD-LP830-XXXXXXX-XXXXX | Outdoor Luminaires | Mid Output | Stairwell and Passageway Luminaires | Standard | FALSE | [9 empty] | 42086 | Dimmable | Stepped | NotYetVerified |  | 3 | 5103 | 107 | 47.56 | 17.75 | 0.93 | 3038 | 83
PUABAJXR | Acuity Brands Lighting | Lithonia Lighting | LBL4-48L-XXX-EOHN-LP830-XXXXXXX-XXXXX | Outdoor Luminaires | Mid Output | Stairwell and Passageway Luminaires | Standard | FALSE | [9 empty] | 42086 | Not Dimmable | Not Dimmable | NotYetVerified |  | 3 | 5103 | 107 | 47.56 | 17.75 | 0.93 | 3038 | 83
P62R32YH | Acuity Brands Lighting | Lithonia Lighting | LBL4-48L-XXX-EZ1-LP830-XXXXXXX-XXXXX | Outdoor Luminaires | Mid Output | Stairwell and Passageway Luminaires | Standard | FALSE | [9 empty] | 42086 | Dimmable | Continuous Below 10 | NotYetVerified |  | 3 | 5103 | 107 | 47.56 | 17.75 | 0.93 | 3038 | 83
P35GC2A5 | Acuity Brands Lighting | Lithonia Lighting | LBL4-33L-XXX-GZ10-LP830-XXXXXXX-XXXXX | Outdoor Luminaires | Low Output | Stairwell and Passageway Luminaires | Standard | FALSE | [9 empty] | 42086 | Dimmable | Continuous Below 10 | NotYetVerified |  | 3 | 3227 | 105 | 30.79 | 17.75 | 0.93 | 3036 | 83
PEKKN8GV | Acuity Brands Lighting | Lithonia Lighting | LBL4-60L-XXX-SLD-LP830-XXXXXXX-XXXXX | Outdoor Luminaires | Mid Output | Stairwell and Passageway Luminaires | Standard | FALSE | [9 empty] | 42086 | Dimmable | Stepped | NotYetVerified |  | 3 | 6187 | 112 | 55.13 | 17.75 | 0.93 | 3034 | 83
PA7QJVG1 | Acuity Brands Lighting | Lithonia Lighting | LBL4-60L-XXX-EOHN-LP830-XXXXXXX-XXXXX | Outdoor Luminaires | Mid Output | Stairwell and Passageway Luminaires | Standard | FALSE | [9 empty] | 42086 | Not Dimmable | Not Dimmable | NotYetVerified |  | 3 | 6187 | 112 | 55.13 | 17.75 | 0.93 | 3034 | 83
P4ZTBYAF | Acuity Brands Lighting | Lithonia Lighting | LBL4-60L-XXX-EZ1-LP830-XXXXXXX-XXXXX | Outdoor Luminaires | Mid Output | Stairwell and Passageway Luminaires | Standard | FALSE | [9 empty] | 42086 | Dimmable | Continuous Below 10 | NotYetVerified |  | 3 | 6187 | 112 | 55.13 | 17.75 | 0.93 | 3034 | 83
PWGHMH74 | Acuity Brands Lighting | Lithonia Lighting | LBL4W-80L-XXX-SLD-LP830-XXXXXXX-XXXXX | Outdoor Luminaires | Mid Output | Stairwell and Passageway Luminaires | Standard | FALSE | [9 empty] | 42086 | Dimmable | Stepped | NotYetVerified |  | 3 | 8055 | 114 | 70.52 | 17.75 | 0.93 | 3024 | 83
PU64V8W2 | Acuity Brands Lighting | Lithonia Lighting | LBL4W-65L-XXX-SLD-LP830-XXXXXXX-XXXXX | Outdoor Luminaires | Mid Output | Stairwell and Passageway Luminaires | Standard | FALSE | [9 empty] | 42086 | Dimmable | Stepped | NotYetVerified |  | 3 | 6558 | 118 | 55.65 | 17.75 | 0.93 | 3024 | 83
PRFRCAW8 | Acuity Brands Lighting | Lithonia Lighting | LBL4W-80L-XXX-EOHN-LP830-XXXXXXX-XXXXX | Outdoor Luminaires | Mid Output | Stairwell and Passageway Luminaires | Standard | FALSE | [9 empty] | 42086 | Not Dimmable | Not Dimmable | NotYetVerified |  | 3 | 8055 | 114 | 70.52 | 17.75 | 0.93 | 3024 | 83
PM21285P | Acuity Brands Lighting | Lithonia Lighting | LBL4W-65L-XXX-EOHN-LP830-XXXXXXX-XXXXX | Outdoor Luminaires | Mid Output | Stairwell and Passageway Luminaires | Standard | FALSE | [9 empty] | 42086 | Not Dimmable | Not Dimmable | NotYetVerified |  | 3 | 6558 | 118 | 55.65 | 17.75 | 0.93 | 3024 | 83
PAD65BMS | Acuity Brands Lighting | Lithonia Lighting | LBL4W-80L-XXX-EZ1-LP830-XXXXXXX-XXXXX | Outdoor Luminaires | Mid Output | Stairwell and Passageway Luminaires | Standard | FALSE | [9 empty] | 42086 | Dimmable | Continuous Below 10 | NotYetVerified |  | 3 | 8055 | 114 | 70.52 | 17.75 | 0.93 | 3024 | 83
PAJT2UV5 | Acuity Brands Lighting | Lithonia Lighting | LBL4W-65L-XXX-EZ1-LP830-XXXXXXX-XXXXX | Outdoor Luminaires | Mid Output | Stairwell and Passageway Luminaires | Standard | FALSE | [9 empty] | 42086 | Dimmable | Continuous Below 10 | NotYetVerified |  | 3 | 6558 | 118 | 55.65 | 17.75 | 0.93 | 3024 | 83
PHQ2QGKN | Precision Paragon [P2] | precision Paragon [P2] | RLL-1X4-XL-F-UL-35K- SH | Outdoor Luminaires | Low Output | Stairwell and Passageway Luminaires | Standard | TRUE | 3184.59 | 97.09 | 32.8 | 17 | 0.93 | 3563 | 84 | 5 | 60000 | 42055 |  |  | Yes |  | 3 | 3223.66 | 102 | 31.73 | 17 | 0.93 | 3508 | 84
PU69SRMT | Canlet Lighting | Canlet Lighting LLC | 6802-20W-LCF-OG-09 | Outdoor Luminaires | Low Output | Stairwell and Passageway Luminaires | Standard | TRUE | 1771 | 94.2 | 18.8 | 15.23 | 0.929 | 4120 | 85 | 5 | 50000 | 42055 |  |  | NotYetVerified |  | 3 | 1771 | 94.2 | 18.8 | 15.2 | 0.929 | 4000 | 85
PZAF1X15 | Precision Paragon [P2] | precision Paragon [P2] | RLL-1X4-XL-F-UL-50K- US | Outdoor Luminaires | Low Output | Stairwell and Passageway Luminaires | Standard | FALSE | [9 empty] | 42055 |  |  | Yes |  | 3 | 3232 | 102 | 30.42 | 9 | 0.99 | 5150 | 86
PQM9EH29 | Precision Paragon [P2] | precision Paragon [P2] | RLL-1X4-XL-F-UL-50K- SH | Outdoor Luminaires | Low Output | Stairwell and Passageway Luminaires | Standard | FALSE | [9 empty] | 42055 |  |  | Yes |  | 3 | 3232 | 102 | 30.42 | 9 | 0.99 | 5150 | 86
PGMZJWJ8 | Precision Paragon [P2] | precision Paragon [P2] | RLL-1X4-XL-F-UL-50K- SL | Outdoor Luminaires | Low Output | Stairwell and Passageway Luminaires | Standard | FALSE | [9 empty] | 42055 |  |  | Yes |  | 3 | 3232 | 102 | 30.42 | 9 | 0.99 | 5150 | 86
PUFKQ7JM | Precision Paragon [P2] | precision Paragon [P2] | RLL-1X4-XL-F-UL-40K- SL | Outdoor Luminaires | Low Output | Stairwell and Passageway Luminaires | Standard | FALSE | [9 empty] | 42055 |  |  | Yes |  | 3 | 3168.32 | 102.62 | 30.88 | 10 | 0.9502 | 3790 | 83.7
PP4MVWJF | Precision Paragon [P2] | precision Paragon [P2] | RLL-1X4-XL-F-UL-40K- US | Outdoor Luminaires | Low Output | Stairwell and Passageway Luminaires | Standard | FALSE | [9 empty] | 42055 |  |  | Yes |  | 3 | 3168.32 | 102.62 | 30.88 | 10 | 0.9502 | 3790 | 83.7
PKZ2HSXW | Precision Paragon [P2] | precision Paragon [P2] | RLL-1X4-XL-F-UL-40K- SH | Outdoor Luminaires | Low Output | Stairwell and Passageway Luminaires | Standard | FALSE | [9 empty] | 42055 |  |  | Yes |  | 3 | 3168.32 | 102.62 | 30.88 | 10 | 0.9502 | 3790 | 83.7
PQ1EUP46 | Precision Paragon [P2] | precision Paragon [P2] | RLL-1X4-XL-F-UL-35K- SL | Outdoor Luminaires | Low Output | Stairwell and Passageway Luminaires | Standard | FALSE | [9 empty] | 42055 |  |  | Yes |  | 3 | 3223.66 | 102 | 31.73 | 17 | 0.93 | 3508 | 84
P2YJKMUB | Precision Paragon [P2] | precision Paragon [P2] | RLL-1X4-XL-F-UL-35K- US | Outdoor Luminaires | Low Output | Stairwell and Passageway Luminaires | Standard | FALSE | [9 empty] | 42055 |  |  | Yes |  | 3 | 3223.66 | 102 | 31.73 | 17 | 0.93 | 3508 | 84
P5KZMEC4 | Verbatim Americas LLC | Verbatim Americas LLC | BAT-4FT-W24-C50-MS-NON | Outdoor Luminaires | Low Output | Stairwell and Passageway Luminaires | Standard | TRUE | 1961.8 | 83.48 | 23.75 | 22.25 | 0.883 | 4938 | 86.5 | 5 | 50000 | 42054 |  |  | NotYetVerified |  | 3 | 1994.1 | 83.96 | 23.75 | 22.25 | 0.883 | 4938 | 86.5
PYCNREEKD | Lutron Electronics Co Inc | Stairwell LED Fixture | FXSWLX4H | Outdoor Luminaires | Low Output | Stairwell and Passageway Luminaires | Standard | FALSE | [9 empty] | 42046 |  |  | Yes | Updated on 2/3/2017 | 4.1 | 5004 | 119.6 | 41.85 | 14.3 | 0.96 | 3993 | 83.9
PXPW85PQB | Lutron Electronics Co Inc | Stairwell LED Fixture | FXSWLX2H | Outdoor Luminaires | Low Output | Stairwell and Passageway Luminaires | Standard | TRUE | 1865 | 118.5 | 15.74 | 17 | 0.879 | 4007 | 84.1 | 5 | 50000 | 42046 |  |  | Yes | Updated on 2/3/2017 | 4.1 | 3422 | 105.9 | 32.3 | 17 | 0.95 | 4030 | 83.7
PNF1KRSBY | Lutron Electronics Co Inc | Stairwell LED Fixture | FXSWLX4L | Outdoor Luminaires | Low Output | Stairwell and Passageway Luminaires | Standard | FALSE | [9 empty] | 42046 |  |  | Yes | Updated on 2/3/2017 | 4.1 | 2781 | 124 | 22.43 | 20.6 | 0.92 | 3990 | 84.2
PGNKNV7QR | Lutron Electronics Co Inc | Stairwell LED Fixture | FXSWLX2L | Outdoor Luminaires | Low Output | Stairwell and Passageway Luminaires | Standard | TRUE | 3422 | 105.9 | 32.3 | 17 | 0.95 | 4030 | 83.7 | 5 | 50000 | 42046 |  |  | Yes | Updated on 2/3/2017 | 4.1 | 1865 | 118.1 | 15.79 | 17 | 0.88 | 4007 | 84.1
P84JNEBJK | New Star Lighting | New Star Lighting | STWL4-T-L240-LP-UN-OC-DM | Outdoor Luminaires | Mid Output | Stairwell and Passageway Luminaires | Standard | TRUE | 5325 | 88.5 | 60.17 | 17.07 | 0.911 | 4064 | 86.7 | 5 | 50000 | 42044 |  |  | NotYetVerified |  | 3 | 5160 | 86 | 60 | 20 | 0.9 | 4000 | 82
P1T433YXG | DECO Lighting | DECO Lighting | LUCERA-24-40-UNV-MS2 | Outdoor Luminaires | Low Output | Stairwell and Passageway Luminaires | Standard | TRUE | 2799.9 | 97.19 | 28.81 | 17 | 0.91 | 3777 | 81 | 10 | 100000 | 42044 |  |  | NotYetVerified |  | 3 | 2000 |  | 24 |  |  | 4000 | 70
PYMJV6VTS | Lamar Lighting | Lamar Lighting | VOL24AFA30-AS [310mA Only] | Outdoor Luminaires | Low Output | Stairwell and Passageway Luminaires | Standard | TRUE | 1220 | 93.63 | 13.03 | 10.72 | 0.921 | 3059 | 82.9 | 5 | 85000 | 42037 |  |  | NotYetVerified |  | 3 | 1212 |  | 14 |  |  | 3000
PGEQ3F5NE | Lamar Lighting | Lamar Lighting | VOL24AFA50-AS [310mA Only] | Outdoor Luminaires | Low Output | Stairwell and Passageway Luminaires | Standard | FALSE | [9 empty] | 42037 |  |  | NotYetVerified |  | 3 | 1349 | 104 | 13 | 20 | 0.9 | 5000 | 80
PSBKT2M7S | Lamar Lighting | Lamar Lighting | VOL24AFA40-AS [310mA Only] | Outdoor Luminaires | Low Output | Stairwell and Passageway Luminaires | Standard | FALSE | [9 empty] | 42037 |  |  | NotYetVerified |  | 3 | 1289 | 99 | 13 | 20 | 0.9 | 4000 | 80
PNJKPTAV4 | Lamar Lighting | Lamar Lighting | VOL24AFA35-AS [310mA Only] | Outdoor Luminaires | Low Output | Stairwell and Passageway Luminaires | Standard | FALSE | [9 empty] | 42037 |  |  | NotYetVerified |  | 3 | 1250 | 96 | 13 | 20 | 0.9 | 3500 | 80
P7TKVPQU | Mercury Lighting Products Co. Inc. | MERCURY LIGHTING | L455-4-4800-30K-HTA20-S50-XX-UNI-XXXX | Outdoor Luminaires | Low Output | Stairwell and Passageway Luminaires | Standard | TRUE | 4972 | 88.89 | 55.93 | 17.9 | 0.941 | 3080 | 82.6 | 5 | 60000 | 42034 |  |  | NotYetVerified |  | 3 | 4991 | 92.9 | 54.48 | 15.08 | 0.968 | 3000 | 82.6
PS188PHG | Mercury Lighting Products Co. Inc. | MERCURY LIGHTING | L455-2-2100-30K-HTA20-S30-XX-UNI-XXXX | Outdoor Luminaires | Low Output | Stairwell and Passageway Luminaires | Standard | TRUE | 2156 | 87.32 | 24.69 | 13.1 | 0.93 | 3055 | 82.6 | 5 | 60000 | 42034 |  |  | NotYetVerified |  | 3 | 2124 | 88.3 | 24.07 | 18.36 | 0.927 | 3000 | 82.6
PFNA74Y5 | Mercury Lighting Products Co. Inc. | MERCURY LIGHTING | L455-4-2100-50K-HTA20-S30-XX-UNI-XXXX | Outdoor Luminaires | Low Output | Stairwell and Passageway Luminaires | Standard | FALSE | [9 empty] | 42034 |  |  | NotYetVerified |  | 3 | 3485 | 116 | 21.43 | 18.69 | 0.921 | 5000 | 84.6
PC3FK1GJ | Mercury Lighting Products Co. Inc. | MERCURY LIGHTING | L455-2-2100-50K-HTA20-S30-XX-UNI-XXXX | Outdoor Luminaires | Low Output | Stairwell and Passageway Luminaires | Standard | FALSE | [9 empty] | 42034 |  |  | NotYetVerified |  | 3 | 2463 | 102.3 | 24.07 | 18.36 | 0.927 | 5000 | 84.6
PGFUJWU5 | Mercury Lighting Products Co. Inc. | MERCURY LIGHTING | L455-4-3800-50K-HTA20-S50-XX-UNI-XXXX | Outdoor Luminaires | Low Output | Stairwell and Passageway Luminaires | Standard | FALSE | [9 empty] | 42034 |  |  | NotYetVerified |  | 3 | 4353 | 114.7 | 38.37 | 15.29 | 0.967 | 5000 | 84.6
PMA32GNR | Mercury Lighting Products Co. Inc. | MERCURY LIGHTING | L455-4-4500-50K-HTA20-S50-XX-UNI-XXXX | Outdoor Luminaires | Mid Output | Stairwell and Passageway Luminaires | Standard | FALSE | [9 empty] | 42034 |  |  | NotYetVerified |  | 3 | 5226 | 110.1 | 48.06 | 15.12 | 0.968 | 5000 | 84.6
PKVGNRBV | Mercury Lighting Products Co. Inc. | MERCURY LIGHTING | L455-4-5000-50K-HTA20-S50-XX-UNI-XXXX | Outdoor Luminaires | Mid Output | Stairwell and Passageway Luminaires | Standard | FALSE | [9 empty] | 42034 |  |  | NotYetVerified |  | 3 | 5786 | 107.7 | 54.48 | 15.08 | 0.968 | 5000 | 84.6
PSRES9A6 | Mercury Lighting Products Co. Inc. | MERCURY LIGHTING | L455-4-2100-40K-HTA20-S30-XX-UNI-XXXX | Outdoor Luminaires | Low Output | Stairwell and Passageway Luminaires | Standard | FALSE | [9 empty] | 42034 |  |  | NotYetVerified |  | 3 | 2314 | 108 | 21.43 | 18.69 | 0.921 | 4000 | 82.3
PVVV8SPT | Mercury Lighting Products Co. Inc. | MERCURY LIGHTING | L455-2-2100-40K-HTA20-S30-XX-UNI-XXXX | Outdoor Luminaires | Low Output | Stairwell and Passageway Luminaires | Standard | FALSE | [9 empty] | 42034 |  |  | NotYetVerified |  | 3 | 2293 | 95.3 | 24.07 | 18.36 | 0.927 | 4000 | 82.3
P4EFR1BK | Mercury Lighting Products Co. Inc. | MERCURY LIGHTING | L455-4-5000-40K-HTA20-S50-XX-UNI-XXXX | Outdoor Luminaires | Mid Output | Stairwell and Passageway Luminaires | Standard | FALSE | [9 empty] | 42034 |  |  | NotYetVerified |  | 3 | 5388 | 100.3 | 54.48 | 15.08 | 0.968 | 4000 | 82.3
P19Q4Y9S | Mercury Lighting Products Co. Inc. | MERCURY LIGHTING | L455-4-2100-35K-HTA20-S30-XX-UNI-XXXX | Outdoor Luminaires | Low Output | Stairwell and Passageway Luminaires | Standard | FALSE | [9 empty] | 42034 |  |  | NotYetVerified |  | 3 | 2260 | 105.4 | 21.43 | 18.69 | 0.921 | 3500 | 83.5
PBNVKKFQ | Mercury Lighting Products Co. Inc. | MERCURY LIGHTING | L455-2-2100-35K-HTA20-S30-XX-UNI-XXXX | Outdoor Luminaires | Low Output | Stairwell and Passageway Luminaires | Standard | FALSE | [9 empty] | 42034 |  |  | NotYetVerified |  | 3 | 2239 | 93.1 | 24.07 | 18.36 | 0.927 | 3500 | 83.5
P4P4G69A | Mercury Lighting Products Co. Inc. | MERCURY LIGHTING | L455-4-5000-35K-HTA20-S50-XX-UNI-XXXX | Outdoor Luminaires | Mid Output | Stairwell and Passageway Luminaires | Standard | FALSE | [9 empty] | 42034 |  |  | NotYetVerified |  | 3 | 5262 | 97.9 | 54.48 | 15.08 | 0.968 | 3500 | 83.5
PWFP1BV5 | Mercury Lighting Products Co. Inc. | MERCURY LIGHTING | L455-4-2100-30K-HTA20-S30-XX-UNI-XXXX | Outdoor Luminaires | Low Output | Stairwell and Passageway Luminaires | Standard | FALSE | [9 empty] | 42034 |  |  | NotYetVerified |  | 3 | 2144 | 100 | 21.43 | 18.69 | 0.921 | 3000 | 82.6
PZEKXGJQ | Mercury Lighting Products Co. Inc. | MERCURY LIGHTING | L455-4-3800-30K-HTA20-S50-XX-UNI-XXXX | Outdoor Luminaires | Low Output | Stairwell and Passageway Luminaires | Standard | FALSE | [9 empty] | 42034 |  |  | NotYetVerified |  | 3 | 3754 | 98.9 | 38.37 | 15.29 | 0.967 | 3000 | 82.6
PVEE3PBV | Mercury Lighting Products Co. Inc. | MERCURY LIGHTING | L455-4-4500-30K-HTA20-S50-XX-UNI-XXXX | Outdoor Luminaires | Low Output | Stairwell and Passageway Luminaires | Standard | FALSE | [9 empty] | 42034 |  |  | NotYetVerified |  | 3 | 4508 | 95 | 48.06 | 15.12 | 0.968 | 3000 | 82.6
PPR15C26 | Lamar Lighting | Lamar Lighting | VOL48AFA30-AS | Outdoor Luminaires | Low Output | Stairwell and Passageway Luminaires | Standard | TRUE | 2478 | 101.8 | 24.35 | 19.65 | 0.94 | 3078 | 80 | 5 | 50000 | 42033 |  |  | NotYetVerified |  | 3 | 2531 | 104 | 24.5 | 20 | 0.9 | 3000 | 80
PQESMZZA | Lamar Lighting | Lamar Lighting | VOL48AFA50-AS | Outdoor Luminaires | Low Output | Stairwell and Passageway Luminaires | Standard | FALSE | [9 empty] | 42033 |  |  | NotYetVerified |  | 3 | 2774 | 114 | 24.5 | 20 | 0.9 | 5000 | 80
PP2ZZCVG | Lamar Lighting | Lamar Lighting | VOL48AFA40-AS | Outdoor Luminaires | Low Output | Stairwell and Passageway Luminaires | Standard | FALSE | [9 empty] | 42033 |  |  | NotYetVerified |  | 3 | 2774 | 114 | 24.5 | 20 | 0.9 | 4000 | 80
PPWMZH4K | Lamar Lighting | Lamar Lighting | VOL48AFA35-AS | Outdoor Luminaires | Low Output | Stairwell and Passageway Luminaires | Standard | FALSE | [9 empty] | 42033 |  |  | NotYetVerified |  | 3 | 2609 | 107 | 24.5 | 20 | 0.9 | 3500 | 80
P8FQTXK5H | HYD LIGHTING LTD. | HYD | MS016-WT40K-WA | Outdoor Luminaires | Low Output | Stairwell and Passageway Luminaires | Standard | TRUE | 2074.344 | 84.944 | 24.42 | 20.22 | 0.914 | 4193 | 83 | 5 |  | 42032 |  |  | NotYetVerified |  | 3 | 2100 |  | 25 |  |  | 4000 | 80
PH6KTDJ85 | HYD LIGHTING LTD. | HYD | MS016-WT50K-WA | Outdoor Luminaires | Low Output | Stairwell and Passageway Luminaires | Standard | FALSE | [9 empty] | 42032 |  |  | NotYetVerified |  | 3 | 2172.243 | 89.5 | 24.27 | 20.13 | 0.917 | 5090 | 80.5
PH2GMA11 | Precision Paragon [P2] | precision Paragon [P2] | RLL-1X4-LW-F-UL-35K- XX | Outdoor Luminaires | Mid Output | Stairwell and Passageway Luminaires | Standard | TRUE | 5062.34 | 98 | 51.91 | 18 | 0.94 | 3492 | 85 | 5 | 60000 | 42031 |  |  | Yes | XX can be SH/SL/US representing occupancy sensor options | 3 | 5290.1 | 103 | 51.32 | 19 | 0.93 | 3502 | 84
PNUB24EV | Acuity Brands Lighting | Lithonia Lighting | WL2-22L-(EZ1 EZB)-LP835-XXXX-XXXXXXX-XXXXX-XX | Outdoor Luminaires | Low Output | Stairwell and Passageway Luminaires | Premium | TRUE | 2177 | 102.93 | 21.15 | 20.7 | 0.883 | 3585 | 84.45 | 5 | 50000 | 42031 |  |  | Yes |  | 3.1 | 2207.8 | 107.28 | 20.58 | 20 | 0.89 | 3500 | 82
PGUSYUPG | Acuity Brands Lighting | Lithonia Lighting | WL2-22L-SLD-LP830-XXXX-XXXXXXX-XXXXX-XX | Outdoor Luminaires | Low Output | Stairwell and Passageway Luminaires | Standard | TRUE | 2102.67 | 102.17 | 20.58 | 20.7 | 0.883 | 3049 | 83.2 | 5 |  | 42031 |  |  | NotYetVerified |  | 3 | 2102.67 | 102.17 | 20.58 | 20 | 0.89 | 3049 | 83.2
PMVMBM78 | Precision Paragon [P2] | precision Paragon [P2] | RLL-1X4-LW-F-UL-50K- XX | Outdoor Luminaires | Mid Output | Stairwell and Passageway Luminaires | Standard | FALSE | [9 empty] | 42031 |  |  | Yes | XX can be SH/SL/US representing occupancy sensor options | 3 | 5377 | 104 | 52.62 | 19 | 0.99 | 5208 | 86
PX1K6S6S | Precision Paragon [P2] | precision Paragon [P2] | RLL-1X4-LW-F-UL-40K- XX | Outdoor Luminaires | Mid Output | Stairwell and Passageway Luminaires | Standard | FALSE | [9 empty] | 42031 |  |  | Yes | XX can be SH/SL/US representing occupancy sensor options | 3 | 5272 | 104 | 50.41 | 19 | 0.933 | 3790 | 84
PJNMYY2D | Acuity Brands Lighting | Lithonia Lighting | WL2-22L-SLD-LP850-XXXX-XXXXXXX-XXXXX-XX | Outdoor Luminaires | Low Output | Stairwell and Passageway Luminaires | Premium | FALSE | [9 empty] | 42031 | Dimmable | Stepped | Yes |  | 3 | 2275 | 111.19 | 20.46 | 20 | 0.89 | 5094 | 82
PNP76W98 | Acuity Brands Lighting | Lithonia Lighting | WL2-22L-(EZ1 EZB)-LP850-XXXX-XXXXXXX-XXXXX-XX | Outdoor Luminaires | Low Output | Stairwell and Passageway Luminaires | Premium | FALSE | [9 empty] | 42031 | Dimmable | Continuous Below 10 | Yes |  | 3 | 2275 | 111.19 | 20.46 | 20 | 0.89 | 5094 | 82
PPP4RT93 | Acuity Brands Lighting | Lithonia Lighting | WL2-22L-SLD-LP840-XXXX-XXXXXXX-XXXXX-XX | Outdoor Luminaires | Low Output | Stairwell and Passageway Luminaires | Premium | FALSE | [9 empty] | 42031 | Dimmable | Stepped | Yes |  | 3 | 2318.19 | 112.64 | 20.58 | 20 | 0.89 | 4000 | 82
P559AEAC | Acuity Brands Lighting | Lithonia Lighting | WL2-22L-(EZ1 EZB)-LP840-XXXX-XXXXXXX-XXXXX-XX | Outdoor Luminaires | Low Output | Stairwell and Passageway Luminaires | Premium | FALSE | [9 empty] | 42031 | Dimmable | Continuous Below 10 | Yes |  | 3 | 2318.19 | 112.64 | 20.58 | 20 | 0.89 | 4000 | 82
P6WH8D2R | Acuity Brands Lighting | Lithonia Lighting | WL2-22L-SLD-LP835-XXXX-XXXXXXX-XXXXX-XX | Outdoor Luminaires | Low Output | Stairwell and Passageway Luminaires | Premium | FALSE | [9 empty] | 42031 | Dimmable | Stepped | Yes |  | 3 | 2207.8 | 107.28 | 20.58 | 20 | 0.89 | 3500 | 82
PNJV2H2X | Acuity Brands Lighting | Lithonia Lighting | WL2-22L-(EZ1 EZB)-LP830-XXXX-XXXXXXX-XXXXX-XX | Outdoor Luminaires | Low Output | Stairwell and Passageway Luminaires | Standard | FALSE | [9 empty] | 42031 | Dimmable | Continuous Below 10 | NotYetVerified |  | 3 | 2102.67 | 102.17 | 20.58 | 20 | 0.89 | 3049 | 83.2
PW83YTHHS | HYD LIGHTING LTD. | HYD | MS013-WT40K-WA | Outdoor Luminaires | Low Output | Stairwell and Passageway Luminaires | Standard | TRUE | 2158.58 | 88.708 | 24.33 | 21.2 | 0.931 | 4192 | 83.3 | 5 |  | 42030 |  |  | NotYetVerified |  | 3 | 2100 |  | 25 |  |  | 4000 | 80
PCDX79MT | Beghelli North America | Beghelli Systems | SCA2[SA HT]30WWT40120/277V [Excludes Clear Lens Option] | Outdoor Luminaires | Low Output | Stairwell and Passageway Luminaires | Standard | FALSE | [9 empty] | 42026 | Dimmable | Continuous Below 10 | NotYetVerified |  | 3 | 2415 | 76.15 | 30 |  |  | 4100 | 84.6
PZ25NFBJ | Beghelli North America | Beghelli Systems | SCA2[SA HT]40WWT40120/277V [Excludes Clear Lens Option] | Outdoor Luminaires | Low Output | Stairwell and Passageway Luminaires | Standard | FALSE | [9 empty] | 42026 | Dimmable | Continuous Below 10 | NotYetVerified |  | 3 | 3091 | 73.11 | 40 |  |  | 4100 | 84.4
PSG8MR1RR | XtraLight Manufacturing Ltd. | XtraLight | SSCLED101017X5XDIM[X36][XA]FRRX[WBC]BLD | Outdoor Luminaires | Low Output | Stairwell and Passageway Luminaires | Standard | TRUE | 1451.34 | 90.1 | 16.14 | 14.45 | 0.911 | 5174 | 72.3 | 10 | 100000 | 42010 |  |  | NotYetVerified |  | 3 | 1451 |  | 17 |  |  | 5200
PFQQZK81G | Aztech Technologies Pte Ltd. | AZ e-lite | LF424HS | Outdoor Luminaires | Low Output | Stairwell and Passageway Luminaires | Standard | TRUE | 1961.8 | 83.48 | 23.75 | 22.25 | 0.883 | 4938 | 86.5 | 5 | 50000 | 42002 |  |  | NotYetVerified |  | 3 | 1994.1 | 83.96 | 23.75 | 22.25 | 0.883 | 4938 | 86.5
PCM5ZJK35 | Louvers International Inc | Louvers LED | ADV-4-2-LED-48W-5K-U-FR-GR-SM-OS | Outdoor Luminaires | Low Output | Stairwell and Passageway Luminaires | Standard | TRUE | 4545 | 97.93 | 46.6 | 17.43 | 0.892 | 5223 | 74 | 5 |  | 41995 |  |  | NotYetVerified |  | 3 | 4672 | 100 | 46
PEJX8MNR | Independence LED | IndependenceLED | SF1-41240K-85-FB0-V1DIM-EXT DIM | Outdoor Luminaires | Low Output | Stairwell and Passageway Luminaires | Standard | TRUE | 1126 | 88.9 | 12.67 | 18.4 | 0.915 | 4078 | 81.3 | 10 | 50000 | 41990 |  |  | NotYetVerified |  | 3 | 1126 | 88.9 | 12.7 | 18.4 | 0.915 | 4000 | 85
PMBKXYH1 | Independence LED | IndependenceLED | SF1-41640K-85-CB0-V1DIM-EXT DIM | Outdoor Luminaires | Low Output | Stairwell and Passageway Luminaires | Standard | FALSE | [9 empty] | 41990 |  |  | NotYetVerified |  | 3 | 1422.4 | 88.9 | 16 | 18.4 | 0.915 | 4000 | 85
P7H2F87Z | Independence LED | IndependenceLED | SF1-41640K-85-FB0-V1DIM-EXT DIM | Outdoor Luminaires | Low Output | Stairwell and Passageway Luminaires | Standard | FALSE | [9 empty] | 41990 |  |  | NotYetVerified |  | 3 | 1422.4 | 88.9 | 16 | 18.4 | 0.915 | 4000 | 85
PYT2C6FK | Independence LED | IndependenceLED | SF1-41240K-85-CB0-V1DIM-EXT DIM | Outdoor Luminaires | Low Output | Stairwell and Passageway Luminaires | Standard | FALSE | [9 empty] | 41990 |  |  | NotYetVerified |  | 3 | 1126 | 88.9 | 12.7 | 18.4 | 0.915 | 4000 | 85
P5AAJHDD | Mercury Lighting Products Co. Inc. | MERCURY LIGHTING | L455-4-4500-35K-HTA20-S50-XX-UNI-XXXX | Outdoor Luminaires | Low Output | Stairwell and Passageway Luminaires | Standard | TRUE | 4387 | 94.5 | 46.44 | 16.1 | 0.961 | 3504 | 83.6 | 5 | 60000 | 41982 |  |  | NotYetVerified |  | 3 | 4387 | 94.5 | 46.44 | 16.1 | 0.961 | 3500 | 83.6
PUP65GGZ | Mercury Lighting Products Co. Inc. | MERCURY LIGHTING | L455-4-3800-35K-HTA20-S50-XX-UNI-XXXX | Outdoor Luminaires | Low Output | Stairwell and Passageway Luminaires | Standard | TRUE | 3844 | 99.6 | 38.59 | 17.9 | 0.941 | 3489 | 83.5 | 5 | 60000 | 41982 |  |  | NotYetVerified |  | 3 | 3844 | 99.6 | 38.59 | 17.9 | 0.941 | 3500 | 83.5
PCMX64DA | Mercury Lighting Products Co. Inc. | MERCURY LIGHTING | L455-4-4500-40K-HTA20-S50-XX-UNI-XXXX | Outdoor Luminaires | Low Output | Stairwell and Passageway Luminaires | Standard | FALSE | [9 empty] | 41982 |  |  | NotYetVerified |  | 3 | 4536 | 98.1 | 46.23 | 16.1 | 0.961 | 4000 | 82.8
PRA4EA92 | Mercury Lighting Products Co. Inc. | MERCURY LIGHTING | L455-4-3800-40K-HTA20-S50-XX-UNI-XXXX | Outdoor Luminaires | Low Output | Stairwell and Passageway Luminaires | Standard | FALSE | [9 empty] | 41982 |  |  | NotYetVerified |  | 3 | 4205 | 109 | 38.53 | 17.9 | 0.941 | 4000 | 82.3
P3EJTV7K | TW LIGHTING INC | TW LIGHTING INC | MS048-WT40K-WA | Outdoor Luminaires | Low Output | Stairwell and Passageway Luminaires | Standard | TRUE | 4604.37 | 112.03 | 41.1 | 13.4 | 0.941 | 3952 | 81.8 | 5 | 36000 | 41963 |  |  | NotYetVerified |  | 3 | [5 empty] | 4000
PQZP1VTM | TW LIGHTING INC | TW LIGHTING INC | MS024-WT40K-WA | Outdoor Luminaires | Low Output | Stairwell and Passageway Luminaires | Standard | TRUE | 2738.6 | 106.56 | 25.7 | 14.6 | 0.938 | 3996 | 83 | 5 | 36000 | 41963 |  |  | NotYetVerified |  | 3 | [5 empty] | 4000
PBUPXF2M | TW LIGHTING INC | TW LIGHTING INC | MS036-WT40K-WA | Outdoor Luminaires | Low Output | Stairwell and Passageway Luminaires | Standard | TRUE | 3326.351 | 110.14 | 30.2 | 14.2 | 0.937 | 4000 | 83.3 | 5 | 36000 | 41963 |  |  | NotYetVerified |  | 3 | [5 empty] | 4000
PH7AT47W | TW LIGHTING INC | TW LIGHTING INC | MS048-WT50K-WA | Outdoor Luminaires | Low Output | Stairwell and Passageway Luminaires | Standard | FALSE | [9 empty] | 41963 |  |  | NotYetVerified |  | 3 | 4747.114 | 116.924 | 40.6 | 13.3 | 0.944 | 5114 | 81.9
PUUZA658 | TW LIGHTING INC | TW LIGHTING INC | MS036-WT50K-WA | Outdoor Luminaires | Low Output | Stairwell and Passageway Luminaires | Standard | FALSE | [9 empty] | 41963 |  |  | NotYetVerified |  | 3 | 3878.182 | 124.7 | 31.1 | 14 | 0.933 | 5080 | 81.8
PCRSZ8N8 | TW LIGHTING INC | TW LIGHTING INC | MS024-WT50K-WA | Outdoor Luminaires | Low Output | Stairwell and Passageway Luminaires | Standard | FALSE | [9 empty] | 41963 |  |  | NotYetVerified |  | 3 | 3162.186 | 121.623 | 26 | 14.5 | 0.994 | 5070 | 81.7
P5XX7P2HM | Precision Paragon [P2] | precision Paragon [P2] | RLL-1X4-LW-DM-UL-35K-[Must Include -DH-SH or -SH-SL] | Outdoor Luminaires | Mid Output | Stairwell and Passageway Luminaires | Standard | TRUE | 5062.3 | 98 | 51.91 | 18 | 0.93 | 3492 | 85 | 5 | 60000 | 41961 |  |  | Yes |  | 3 | 5062.3 | 98 | 51.91 | 18 | 0.93 | 3492 | 85
PMB8JU3VE | Precision Paragon [P2] | precision Paragon [P2] | RLL-1X4-XL-DM-UL-35K-[Must Include -DH-SH or -SH-SL] | Outdoor Luminaires | Low Output | Stairwell and Passageway Luminaires | Standard | TRUE | 3184.6 | 100 | 31.77 | 17 | 0.93 | 3563 | 84 | 5 | 60000 | 41961 |  |  | Yes |  | 3
PRVVMBWBS | Precision Paragon [P2] | precision Paragon [P2] | RLL-1X4-LW-BL-UL-50K-[Must Include -DB-SH or -DB-SL] | Outdoor Luminaires | Mid Output | Stairwell and Passageway Luminaires | Standard | FALSE | [9 empty] | 41961 |  |  | Yes |  | 3 | 5377 | 104 | 52.62 | 9 | 0.99 | 5208 | 86
PR432PZX3 | Precision Paragon [P2] | precision Paragon [P2] | RLL-1X4-LW-DM-UL-50K-[Must Include -DH-SH or -SH-SL] | Outdoor Luminaires | Mid Output | Stairwell and Passageway Luminaires | Standard | FALSE | [9 empty] | 41961 |  |  | Yes |  | 3 | 5377 | 104 | 52.62 | 9 | 0.99 | 5208 | 86
PHYVD7JQ3 | Precision Paragon [P2] | precision Paragon [P2] | RLL-1X4-XL-BL-UL-50K-[Must Include -DB-SH or -DB-SL] | Outdoor Luminaires | Low Output | Stairwell and Passageway Luminaires | Standard | FALSE | [9 empty] | 41961 |  |  | Yes |  | 3 | 3232 | 102 | 30.42 | 9 | 0.99 | 5150 | 86
P87JAP13Y | Precision Paragon [P2] | precision Paragon [P2] | RLL-1X4-XL-DM-UL-50K-[Must Include -DH-SH or -SH-SL] | Outdoor Luminaires | Low Output | Stairwell and Passageway Luminaires | Standard | FALSE | [9 empty] | 41961 |  |  | Yes |  | 3 | 3232 | 102 | 30.42 | 9 | 0.99 | 5150 | 86
PUNWXEDKU | Precision Paragon [P2] | precision Paragon [P2] | RLL-1X4-XL-BL-UL-40K-[Must Include -DB-SH or -DB-SL] | Outdoor Luminaires | Low Output | Stairwell and Passageway Luminaires | Standard | FALSE | [9 empty] | 41961 |  |  | Yes |  | 3 | 3168.32 | 102.62 | 30.88 | 10 | 0.9502 | 3790 | 83.7
PEAPVCM9N | Precision Paragon [P2] | precision Paragon [P2] | RLL-1X4-LW-BL-UL-40K-[Must Include -DB-SH or -DB-SL] | Outdoor Luminaires | Mid Output | Stairwell and Passageway Luminaires | Standard | FALSE | [9 empty] | 41961 |  |  | Yes |  | 3 | 5272 | 104 | 50.41 | 19.1 | 0.933 | 3790 | 81
PFGFCH1QM | Precision Paragon [P2] | precision Paragon [P2] | RLL-1X4-LW-DM-UL-40K-[Must Include -DH-SH or -SH-SL] | Outdoor Luminaires | Mid Output | Stairwell and Passageway Luminaires | Standard | FALSE | [9 empty] | 41961 |  |  | Yes |  | 3 | 5272 | 104 | 50.41 | 19.1 | 0.933 | 3790 | 84
P1F2C96WS | Precision Paragon [P2] | precision Paragon [P2] | RLL-1X4-XL-DM-UL-40K-[Must Include -DH-SH -SH-SL] | Outdoor Luminaires | Low Output | Stairwell and Passageway Luminaires | Standard | FALSE | [9 empty] | 41961 |  |  | Yes |  | 3 | 3168.32 | 102.62 | 30.88 | 10 | 0.9502 | 3790 | 83.7
PGK3PNYJR | Precision Paragon [P2] | precision Paragon [P2] | RLL-1X4-XL-BL-UL-35K-[Must Include -DB-SH or -DB-SL] | Outdoor Luminaires | Low Output | Stairwell and Passageway Luminaires | Standard | FALSE | [9 empty] | 41961 |  |  | Yes |  | 3 | 3223.66 | 102 | 31.73 | 17 | 0.93 | 3508 | 84
P3ZTH63YA | Precision Paragon [P2] | precision Paragon [P2] | RLL-1X4-LW-BL-UL-35K-[Must Include -DB-SH or -DB-SL] | Outdoor Luminaires | Mid Output | Stairwell and Passageway Luminaires | Standard | FALSE | [9 empty] | 41961 |  |  | Yes |  | 3 | 5290.1 | 103 | 51.32 | 19 | 0.933 | 3502 | 84
P4T9MXCSF | Energy Efficient Lighting Co. Ltd. | EEL | VT40LED04-120M(OS) | Outdoor Luminaires | Low Output | Stairwell and Passageway Luminaires | Standard | TRUE | 3619 | 90.9 | 39.81 | 16.21 | 0.9482 | 4144 | 83.2 | 5 | 50000 | 41950 |  |  | NotYetVerified |  | 3 | 3619 | 90.9 | 39.8 | 16.2 | 0.9626 | 4144 | 83.2
PSSV4TJV7 | Energy Efficient Lighting Co. Ltd. | EEL | VT40LED02-120M(OS) | Outdoor Luminaires | Low Output | Stairwell and Passageway Luminaires | Standard | TRUE | 2707 | 85.6 | 31.61 | 18.14 | 0.9235 | 4126 | 82.5 | 5 | 50000 | 41950 |  |  | NotYetVerified |  | 3 | 2707 | 85.6 | 31.61 | 18.14 | 0.9479 | 4126 | 82.5
PZXH2JRAA | Energy Efficient Lighting Co. Ltd. | EEL | VT40LED04-347(OS) | Outdoor Luminaires | Low Output | Stairwell and Passageway Luminaires | Standard | FALSE | [9 empty] | 41950 |  |  | NotYetVerified |  | 3 | 3794 | 95.7 | 39.65 | 10.04 | 0.9482 | 4142 | 83.2
PQ7D32MW9 | Energy Efficient Lighting Co. Ltd. | EEL | VT40LED02-347(OS) | Outdoor Luminaires | Low Output | Stairwell and Passageway Luminaires | Standard | FALSE | [9 empty] | 41950 |  |  | NotYetVerified |  | 3 | 2859 | 90.2 | 31.7 | 13.1 | 0.9235 | 4133 | 82.5
PQ7BAPGZQ | XtraLight Manufacturing Ltd. | XtraLight | LRWLED402042X4XDIMXXRLXXWPP | Outdoor Luminaires | Low Output | Stairwell and Passageway Luminaires | Standard | TRUE | 4030 | 92.9 | 43.43 | 9.85 | 0.956 | 4130 | 86.32 | 10 | 100000 | 41939 |  |  | NotYetVerified |  | 3 | 4030 | 93 | 43 |  | 0.9 | 4100 | 86
PR965G31 | Visioneering Corp | Visioneering | LTRI48-LED835K037LUNV-V69-[Excludes C58 Option All Emergency Finish Packaging and Wiring Options] | Outdoor Luminaires | Low Output | Stairwell and Passageway Luminaires | Standard | TRUE | 3727 | 97.77 | 38.12 | 13.7 | 0.937 | 3461 | 83.7 | 5 | 50000 | 41936 |  |  | NotYetVerified | Updated on 12/6/2016 | 3 | 3727 | 100 | 37 | 14 | 0.937 | 3461 | 83.7
PXN9JWCP | Visioneering Corp | Visioneering | LTRI48-LED840K037LUNV-V69-[Excludes C58 Option All Emergency Finish Packaging and Wiring Options] | Outdoor Luminaires | Low Output | Stairwell and Passageway Luminaires | Standard | FALSE | [9 empty] | 41936 |  |  | NotYetVerified | Updated on 12/6/2016 | 3 | 3800 | 103 | 37 | 14 | 0.937 | 4076 | 81.8
PKPS7MH3 | Visioneering Corp | Visioneering | LTRI48-LED840K037LUNV-V69 (50)-[Excludes C58 Option All Emergency Finish Packaging and Wiring Options] | Outdoor Luminaires | Low Output | Stairwell and Passageway Luminaires | Standard | FALSE | [9 empty] | 41936 |  |  | NotYetVerified | Updated on 12/6/2016 | 3 | 3800 | 103 | 37 | 14 | 0.937 | 4076 | 81.8
PXA958XN | Visioneering Corp | Visioneering | LTRI48-LED835K037LUNV-V69 (50)-[Excludes C58 Option All Emergency Finish Packaging and Wiring Options] | Outdoor Luminaires | Low Output | Stairwell and Passageway Luminaires | Standard | FALSE | [9 empty] | 41936 |  |  | NotYetVerified | Updated on 12/6/2016 | 3 | 3727 | 100 | 37 | 14 | 0.937 | 3461 | 83.7
PS6NHFG66 | HYD LIGHTING LTD. | HYD | MS048-WT40K-WA | Outdoor Luminaires | Low Output | Stairwell and Passageway Luminaires | Standard | TRUE | 4604.37 | 112.03 | 41.1 | 13.4 | 0.941 | 3952 | 81.8 | 5 | 36000 | 41928 |  |  | NotYetVerified |  | 3 | [5 empty] | 4000
PB1RQV2CN | HYD LIGHTING LTD. | HYD | MS024-WT40K-WA | Outdoor Luminaires | Low Output | Stairwell and Passageway Luminaires | Standard | TRUE | 2738.6 | 106.56 | 25.7 | 14.6 | 0.938 | 3996 | 83 | 5 | 36000 | 41928 |  |  | NotYetVerified |  | 3 | [5 empty] | 4000
PUY94EQ7D | HYD LIGHTING LTD. | HYD | MS036-WT40K-WA | Outdoor Luminaires | Low Output | Stairwell and Passageway Luminaires | Standard | TRUE | 3326.351 | 110.14 | 30.2 | 14.2 | 0.937 | 4000 | 83.3 | 5 | 36000 | 41928 |  |  | NotYetVerified |  | 3 | [5 empty] | 4000
PEAVJ7GYY | HYD LIGHTING LTD. | HYD | MS048-WT50K-WA | Outdoor Luminaires | Low Output | Stairwell and Passageway Luminaires | Standard | FALSE | [9 empty] | 41928 |  |  | NotYetVerified |  | 3 | 4747.114 | 116.924 | 40.6 | 13.3 | 0.944 | 5114 | 81.9
PSATX38F6 | HYD LIGHTING LTD. | HYD | MS036-WT50K-WA | Outdoor Luminaires | Low Output | Stairwell and Passageway Luminaires | Standard | FALSE | [9 empty] | 41928 |  |  | NotYetVerified |  | 3 | 3878.182 | 124.7 | 31.1 | 14 | 0.933 | 5080 | 81.8
PYSKHY67M | HYD LIGHTING LTD. | HYD | MS024-WT50K-WA | Outdoor Luminaires | Low Output | Stairwell and Passageway Luminaires | Standard | FALSE | [9 empty] | 41928 |  |  | NotYetVerified |  | 3 | 3162.186 | 121.623 | 26 | 14.5 | 0.994 | 5070 | 81.7
PBU977GB | Acuity Brands Lighting | Lithonia Lighting | STL440LXXXSLDLP850LSXRHLSC1XXX | Outdoor Luminaires | Low Output | Stairwell and Passageway Luminaires | Standard | TRUE | 4134 | 118.38 | 34.92 | 19.77 | 0.91 | 4987 | 83.87 | 5 |  | 41922 |  |  | NotYetVerified |  | 3 | 4134 | 118.4 | 34.92 | 19.77 | 0.91 | 4987 | 83.87
PQ4GP18C | Acuity Brands Lighting | Lithonia Lighting | STL460LXXXSLDLP830LSXRHLSC1XXX | Outdoor Luminaires | Mid Output | Stairwell and Passageway Luminaires | Standard | TRUE | 5294 | 99.34 | 53.29 | 19.77 | 0.91 | 3065 | 82.93 | 5 |  | 41922 |  |  | NotYetVerified |  | 3 | 5294 | 99.3 | 53.29 | 19.77 | 0.91 | 3065 | 82.93
P6A7P5ZW | Acuity Brands Lighting | Lithonia Lighting | STL440LXXXSLDLP830LSXRHLSC1XXX | Outdoor Luminaires | Low Output | Stairwell and Passageway Luminaires | Standard | TRUE | 3693 | 105.7 | 34.94 | 19.77 | 0.91 | 3056 | 82.94 | 5 |  | 41922 |  |  | NotYetVerified |  | 3 | 3693 | 105.7 | 34.94 | 19.77 | 0.91 | 3056 | 82.94
PWAQU1YU | Acuity Brands Lighting | Lithonia Lighting | STL240LXXXSLDLP830LSXRHLSC1XXX | Outdoor Luminaires | Low Output | Stairwell and Passageway Luminaires | Standard | TRUE | 3443 | 88.17 | 39.05 | 16.91 | 0.88 | 3079 | 82.98 | 5 |  | 41922 |  |  | NotYetVerified |  | 3 | 3443 | 88.2 | 39.05 | 16.91 | 0.88 | 4948 | 83.68
PKGQY84R | Acuity Brands Lighting | Lithonia Lighting | STL220LXXXSLDLP850LSXRHLSC1XXX | Outdoor Luminaires | Low Output | Stairwell and Passageway Luminaires | Standard | TRUE | 2209 | 112.19 | 19.69 | 16.91 | 0.88 | 4948 | 83.68 | 5 |  | 41922 |  |  | NotYetVerified |  | 3 | 2209 | 112.2 | 19.69 | 16.91 | 0.88 | 3079 | 82.98
PJVEJEWB | Acuity Brands Lighting | Lithonia Lighting | STL220LXXXSLDLP830LSXRHLSC1XXX | Outdoor Luminaires | Low Output | Stairwell and Passageway Luminaires | Standard | TRUE | 1965 | 99.75 | 19.7 | 16.91 | 0.88 | 3052 | 82.87 | 5 |  | 41922 |  |  | NotYetVerified |  | 3 | 1965 | 99.8 | 19.7 | 16.91 | 0.88 | 3052 | 82.7
P1FSUN2M | Acuity Brands Lighting | Lithonia Lighting | STL430LXXXSLDLP830LSXRHLSC1XXX | Outdoor Luminaires | Low Output | Stairwell and Passageway Luminaires | Standard | TRUE | 2908 | 109.28 | 26.61 | 16.91 | 0.88 | 3051 | 82.92 | 5 |  | 41922 |  |  | NotYetVerified |  | 3 | 2908 | 109.3 | 26.61 | 16.91 | 0.88 | 3051 | 82.92
P6JNAD12 | Acuity Brands Lighting | Lithonia Lighting | STL240LXXXSLDLP850LSXRHLSC1XXX | Outdoor Luminaires | Low Output | Stairwell and Passageway Luminaires | Standard | FALSE | [9 empty] | 41922 | Dimmable | Stepped | NotYetVerified |  | 3 | 3889 | 99.5 | 39.1 | 16.91 | 0.88 | 5032 | 83.89
PSBFYWKA | Acuity Brands Lighting | Lithonia Lighting | STL240LXXXEZBLP850LSXRHLSC1XXX | Outdoor Luminaires | Low Output | Stairwell and Passageway Luminaires | Standard | FALSE | [9 empty] | 41922 | Dimmable | Continuous Below 10 | NotYetVerified |  | 3 | 3889 | 99.5 | 39.1 | 16.91 | 0.88 | 5032 | 83.89
PGZGBYU9 | Acuity Brands Lighting | Lithonia Lighting | STL240LXXXEZ1LP850LSXRHLSC1XXX | Outdoor Luminaires | Low Output | Stairwell and Passageway Luminaires | Standard | FALSE | [9 empty] | 41922 | Dimmable | Continuous Below 10 | NotYetVerified |  | 3 | 3889 | 99.5 | 39.1 | 16.91 | 0.88 | 5032 | 83.89
PXVN9XPC | Acuity Brands Lighting | Lithonia Lighting | STL460LXXXSLDLP850LSXRHLSC1XXX | Outdoor Luminaires | Mid Output | Stairwell and Passageway Luminaires | Standard | FALSE | [9 empty] | 41922 | Dimmable | Stepped | NotYetVerified |  | 3 | 5964 | 112.1 | 53.2 | 19.77 | 0.91 | 5000 | 83.9
P2EU6Y9H | Acuity Brands Lighting | Lithonia Lighting | STL460LXXX(EZ1 or EZB)LP850LSXRHLSC1XXX | Outdoor Luminaires | Mid Output | Stairwell and Passageway Luminaires | Standard | FALSE | [9 empty] | 41922 | Dimmable | Continuous Below 10 | NotYetVerified |  | 3 | 5964 | 112.1 | 53.2 | 19.77 | 0.91 | 5000 | 83.9
PX2W3X25 | Acuity Brands Lighting | Lithonia Lighting | STL448LXXXSLDLP850LSXRHLSC1XXX | Outdoor Luminaires | Mid Output | Stairwell and Passageway Luminaires | Standard | FALSE | [9 empty] | 41922 | Dimmable | Stepped | NotYetVerified |  | 3 | 5184 | 114.8 | 45.16 | 19.77 | 0.91 | 4997 | 83.84
P7SWT4Q2 | Acuity Brands Lighting | Lithonia Lighting | STL448LXXX(EZ1 or EZB)LP850LSXRHLSC1XXX | Outdoor Luminaires | Mid Output | Stairwell and Passageway Luminaires | Standard | FALSE | [9 empty] | 41922 | Dimmable | Continuous Below 10 | NotYetVerified |  | 3 | 5184 | 114.8 | 45.16 | 19.77 | 0.91 | 4997 | 83.84
P2BD2UK9 | Acuity Brands Lighting | Lithonia Lighting | STL440LXXX(EZ1 or EZB)LP850LSXRHLSC1XXX | Outdoor Luminaires | Low Output | Stairwell and Passageway Luminaires | Standard | FALSE | [9 empty] | 41922 | Dimmable | Continuous Below 10 | NotYetVerified |  | 3 | 4134 | 118.4 | 34.92 | 19.77 | 0.91 | 4987 | 83.87
PBXXXZUV | Acuity Brands Lighting | Lithonia Lighting | STL430LXXXSLDLP850LSXRHLSC1XXX | Outdoor Luminaires | Low Output | Stairwell and Passageway Luminaires | Standard | FALSE | [9 empty] | 41922 | Dimmable | Stepped | NotYetVerified |  | 3 | 3287 | 123.6 | 26.6 | 16.91 | 0.88 | 4966 | 83.8
P4BFJ76Z | Acuity Brands Lighting | Lithonia Lighting | STL430LXXX(EZ1 or EZB)LP850LSXRHLSC1XXX | Outdoor Luminaires | Low Output | Stairwell and Passageway Luminaires | Standard | FALSE | [9 empty] | 41922 | Dimmable | Continuous Below 10 | NotYetVerified |  | 3 | 3287 | 123.6 | 26.6 | 16.91 | 0.88 | 4966 | 83.8
PCDHHTKP | Acuity Brands Lighting | Lithonia Lighting | STL220LXXXEZ1LP850LSXRHLSC1XXX | Outdoor Luminaires | Low Output | Stairwell and Passageway Luminaires | Standard | FALSE | [9 empty] | 41922 | Dimmable | Continuous Below 10 | NotYetVerified |  | 3 | 2209 | 112.2 | 19.69 | 16.91 | 0.88 | 4948 | 83.68
PC5KD7DU | Acuity Brands Lighting | Lithonia Lighting | STL220LXXXEZBLP850LSXRHLSC1XXX | Outdoor Luminaires | Low Output | Stairwell and Passageway Luminaires | Standard | FALSE | [9 empty] | 41922 | Dimmable | Continuous Below 10 | NotYetVerified |  | 3 | 2209 | 112.2 | 19.69 | 16.91 | 0.88 | 4948 | 83.68
PKQ3BPUE | Acuity Brands Lighting | Lithonia Lighting | STL240LXXXSLDLP840LSXRHLSC1XXX | Outdoor Luminaires | Low Output | Stairwell and Passageway Luminaires | Standard | FALSE | [9 empty] | 41922 | Dimmable | Stepped | NotYetVerified |  | 3 | 3795.9 | 97.2 | 39.05 | 16.91 | 0.88 | 4000 | 82.98
PSG1ZD9Y | Acuity Brands Lighting | Lithonia Lighting | STL448LXXXSLDLP840LSXRHLSC1XXX | Outdoor Luminaires | Mid Output | Stairwell and Passageway Luminaires | Standard | FALSE | [9 empty] | 41922 | Dimmable | Stepped | NotYetVerified |  | 3 | 5089.1 | 112.6 | 45.2 | 19.77 | 0.91 | 4000 | 82.94
PU1ESGJ2 | Acuity Brands Lighting | Lithonia Lighting | STL440LXXXSLDLP840LSXRHLSC1XXX | Outdoor Luminaires | Low Output | Stairwell and Passageway Luminaires | Standard | FALSE | [9 empty] | 41922 | Dimmable | Stepped | NotYetVerified |  | 3 | 4071.5 | 116.5 | 34.94 | 19.77 | 0.91 | 4000 | 82.94
P5RZWMQN | Acuity Brands Lighting | Lithonia Lighting | STL460LXXXSLDLP840LSXRHLSC1XXX | Outdoor Luminaires | Mid Output | Stairwell and Passageway Luminaires | Standard | FALSE | [9 empty] | 41922 | Dimmable | Stepped | NotYetVerified |  | 3 | 5836.6 | 109.5 | 53.29 | 19.77 | 0.91 | 4000 | 82.93
PWKSZPBN | Acuity Brands Lighting | Lithonia Lighting | STL430LXXXSLDLP840LSXRHLSC1XXX | Outdoor Luminaires | Low Output | Stairwell and Passageway Luminaires | Standard | FALSE | [9 empty] | 41922 | Dimmable | Stepped | NotYetVerified |  | 3 | 3206.1 | 120.5 | 26.61 | 16.91 | 0.88 | 4000 | 82.92
PJAQ3BGQ | Acuity Brands Lighting | Lithonia Lighting | STL220LXXXSLDLP840LSXRHLSC1XXX | Outdoor Luminaires | Low Output | Stairwell and Passageway Luminaires | Standard | FALSE | [9 empty] | 41922 | Dimmable | Stepped | NotYetVerified |  | 3 | 2166.4 | 110 | 19.7 | 16.91 | 0.88 | 4000 | 82.87
PQBP7QPJ | Acuity Brands Lighting | Lithonia Lighting | STL240LXXXEZ1LP840LSXRHLSC1XXX | Outdoor Luminaires | Low Output | Stairwell and Passageway Luminaires | Standard | FALSE | [9 empty] | 41922 | Dimmable | Continuous Below 10 | NotYetVerified |  | 3 | 3795.9 | 97.2 | 39.05 | 16.91 | 0.88 | 4000 | 82.98
PBX78EBS | Acuity Brands Lighting | Lithonia Lighting | STL240LXXXEZBLP840LSXRHLSC1XXX | Outdoor Luminaires | Low Output | Stairwell and Passageway Luminaires | Standard | FALSE | [9 empty] | 41922 | Dimmable | Continuous Below 10 | NotYetVerified |  | 3 | 3795.9 | 97.2 | 39.05 | 16.91 | 0.88 | 4000 | 82.98
PUJ8HYWA | Acuity Brands Lighting | Lithonia Lighting | STL448LXXX(EZ1 or EZB)LP840LSXRHLSC1XXX | Outdoor Luminaires | Mid Output | Stairwell and Passageway Luminaires | Standard | FALSE | [9 empty] | 41922 | Dimmable | Continuous Below 10 | NotYetVerified |  | 3 | 5089.1 | 112.6 | 45.2 | 19.77 | 0.91 | 4000 | 82.94
PXY6PDVX | Acuity Brands Lighting | Lithonia Lighting | STL440LXXX(EZ1 or EZB)LP840LSXRHLSC1XXX | Outdoor Luminaires | Low Output | Stairwell and Passageway Luminaires | Standard | FALSE | [9 empty] | 41922 | Dimmable | Continuous Below 10 | NotYetVerified |  | 3 | 4071.5 | 116.5 | 34.94 | 19.77 | 0.91 | 4000 | 82.94
PUR96F1G | Acuity Brands Lighting | Lithonia Lighting | STL460LXXX(EZ1 or EZB)LP840LSXRHLSC1XXX | Outdoor Luminaires | Mid Output | Stairwell and Passageway Luminaires | Standard | FALSE | [9 empty] | 41922 | Dimmable | Continuous Below 10 | NotYetVerified |  | 3 | 5836.6 | 109.5 | 53.29 | 19.77 | 0.91 | 4000 | 82.93
PNNRKXNF | Acuity Brands Lighting | Lithonia Lighting | STL430LXXX(EZ1 or EZB)LP840LSXRHLSC1XXX | Outdoor Luminaires | Low Output | Stairwell and Passageway Luminaires | Standard | FALSE | [9 empty] | 41922 | Dimmable | Continuous Below 10 | NotYetVerified |  | 3 | 3206.1 | 120.5 | 26.61 | 16.91 | 0.88 | 4000 | 82.92
PZGF5A7Y | Acuity Brands Lighting | Lithonia Lighting | STL220LXXXEZBLP840LSXRHLSC1XXX | Outdoor Luminaires | Low Output | Stairwell and Passageway Luminaires | Standard | FALSE | [9 empty] | 41922 | Dimmable | Continuous Below 10 | NotYetVerified |  | 3 | 2166.4 | 110 | 19.7 | 16.91 | 0.88 | 4000 | 82.87
PWCY3BCG | Acuity Brands Lighting | Lithonia Lighting | STL220LXXXEZ1LP840LSXRHLSC1XXX | Outdoor Luminaires | Low Output | Stairwell and Passageway Luminaires | Standard | FALSE | [9 empty] | 41922 | Dimmable | Continuous Below 10 | NotYetVerified |  | 3 | 2166.4 | 110 | 19.7 | 16.91 | 0.88 | 4000 | 82.87
PUVN9E3P | Acuity Brands Lighting | Lithonia Lighting | STL240LXXXSLDLP835LSXRHLSC1XXX | Outdoor Luminaires | Low Output | Stairwell and Passageway Luminaires | Standard | FALSE | [9 empty] | 41922 | Dimmable | Stepped | NotYetVerified |  | 3 | 3615.2 | 92.6 | 39.05 | 16.91 | 0.88 | 3500 | 82.98
P4ZVPCQR | Acuity Brands Lighting | Lithonia Lighting | STL448LXXXSLDLP835LSXRHLSC1XXX | Outdoor Luminaires | Low Output | Stairwell and Passageway Luminaires | Standard | FALSE | [9 empty] | 41922 | Dimmable | Stepped | NotYetVerified |  | 3 | 4846.8 | 107.2 | 45.2 | 19.77 | 0.91 | 3500 | 82.94
PGNE2CB5 | Acuity Brands Lighting | Lithonia Lighting | STL440LXXXSLDLP835LSXRHLSC1XXX | Outdoor Luminaires | Low Output | Stairwell and Passageway Luminaires | Standard | FALSE | [9 empty] | 41922 | Dimmable | Stepped | NotYetVerified |  | 3 | 3877.7 | 111 | 34.94 | 19.77 | 0.91 | 3500 | 82.94
PCC6TZM6 | Acuity Brands Lighting | Lithonia Lighting | STL460LXXXSLDLP835LSXRHLSC1XXX | Outdoor Luminaires | Mid Output | Stairwell and Passageway Luminaires | Standard | FALSE | [9 empty] | 41922 | Dimmable | Stepped | NotYetVerified |  | 3 | 5558.7 | 104.3 | 53.29 | 19.77 | 0.91 | 3500 | 82.93
PQCXR6D5 | Acuity Brands Lighting | Lithonia Lighting | STL430LXXXSLDLP835LSXRHLSC1XXX | Outdoor Luminaires | Low Output | Stairwell and Passageway Luminaires | Standard | FALSE | [9 empty] | 41922 | Dimmable | Stepped | NotYetVerified |  | 3 | 3053.4 | 114.7 | 26.61 | 16.91 | 0.88 | 3500 | 82.92
PTT7KWCR | Acuity Brands Lighting | Lithonia Lighting | STL220LXXXSLDLP835LSXRHLSC1XXX | Outdoor Luminaires | Low Output | Stairwell and Passageway Luminaires | Standard | FALSE | [9 empty] | 41922 | Dimmable | Stepped | NotYetVerified |  | 3 | 2063.3 | 104.7 | 19.7 | 16.91 | 0.88 | 3500 | 82.87
PXFW6CAR | Acuity Brands Lighting | Lithonia Lighting | STL240LXXXEZBLP835LSXRHLSC1XXX | Outdoor Luminaires | Low Output | Stairwell and Passageway Luminaires | Standard | FALSE | [9 empty] | 41922 | Dimmable | Continuous Below 10 | NotYetVerified |  | 3 | 3615.2 | 92.6 | 39.05 | 16.91 | 0.88 | 3500 | 82.98
PPNRWGBK | Acuity Brands Lighting | Lithonia Lighting | STL240LXXXEZ1LP835LSXRHLSC1XXX | Outdoor Luminaires | Low Output | Stairwell and Passageway Luminaires | Standard | FALSE | [9 empty] | 41922 | Dimmable | Continuous Below 10 | NotYetVerified |  | 3 | 3615.2 | 92.6 | 39.05 | 16.91 | 0.88 | 3500 | 82.98
PYDQPHP6 | Acuity Brands Lighting | Lithonia Lighting | STL448LXXX(EZ1 or EZB)LP835LSXRHLSC1XXX | Outdoor Luminaires | Low Output | Stairwell and Passageway Luminaires | Standard | FALSE | [9 empty] | 41922 | Dimmable | Continuous Below 10 | NotYetVerified |  | 3 | 4846.8 | 107.2 | 45.2 | 19.77 | 0.91 | 3500 | 82.94
P87RYD22 | Acuity Brands Lighting | Lithonia Lighting | STL440LXXX(EZ1 or EZB)LP835LSXRHLSC1XXX | Outdoor Luminaires | Low Output | Stairwell and Passageway Luminaires | Standard | FALSE | [9 empty] | 41922 | Dimmable | Continuous Below 10 | NotYetVerified |  | 3 | 3877.7 | 111 | 34.94 | 19.77 | 0.91 | 3500 | 82.94
PYXX18G8 | Acuity Brands Lighting | Lithonia Lighting | STL460LXXX(EZ1 or EZB)LP835LSXRHLSC1XXX | Outdoor Luminaires | Mid Output | Stairwell and Passageway Luminaires | Standard | FALSE | [9 empty] | 41922 | Dimmable | Continuous Below 10 | NotYetVerified |  | 3 | 5558.7 | 104.3 | 53.29 | 19.77 | 0.91 | 3500 | 82.93
PSEGVQXD | Acuity Brands Lighting | Lithonia Lighting | STL430LXXX(EZ1 or EZB)LP835LSXRHLSC1XXX | Outdoor Luminaires | Low Output | Stairwell and Passageway Luminaires | Standard | FALSE | [9 empty] | 41922 | Dimmable | Continuous Below 10 | NotYetVerified |  | 3 | 3053.4 | 114.7 | 26.61 | 16.91 | 0.88 | 3500 | 82.92
PAA2YSE1 | Acuity Brands Lighting | Lithonia Lighting | STL220LXXXEZ1LP835LSXRHLSC1XXX | Outdoor Luminaires | Low Output | Stairwell and Passageway Luminaires | Standard | FALSE | [9 empty] | 41922 | Dimmable | Continuous Below 10 | NotYetVerified |  | 3 | 2063.3 | 104.7 | 19.7 | 16.91 | 0.88 | 3500 | 82.87
P891ASJH | Acuity Brands Lighting | Lithonia Lighting | STL220LXXXEZBLP835LSXRHLSC1XXX | Outdoor Luminaires | Low Output | Stairwell and Passageway Luminaires | Standard | FALSE | [9 empty] | 41922 | Dimmable | Continuous Below 10 | NotYetVerified |  | 3 | 2063.3 | 104.7 | 19.7 | 16.91 | 0.88 | 3500 | 82.87
PNV73DTK | Acuity Brands Lighting | Lithonia Lighting | STL240LXXXEZBLP830LSXRHLSC1XXX | Outdoor Luminaires | Low Output | Stairwell and Passageway Luminaires | Standard | FALSE | [9 empty] | 41922 | Dimmable | Continuous Below 10 | NotYetVerified |  | 3 | 3443 | 88.2 | 39.05 | 16.91 | 0.88 | 3079 | 82.98
P1B28RXS | Acuity Brands Lighting | Lithonia Lighting | STL240LXXXEZ1LP830LSXRHLSC1XXX | Outdoor Luminaires | Low Output | Stairwell and Passageway Luminaires | Standard | FALSE | [9 empty] | 41922 | Dimmable | Continuous Below 10 | NotYetVerified |  | 3 | 3443 | 88.2 | 39.05 | 16.91 | 0.88 | 3079 | 82.98
PNYM13T3 | Acuity Brands Lighting | Lithonia Lighting | STL460LXXX(EZ1 or EZB)LP830LSXRHLSC1XXX | Outdoor Luminaires | Mid Output | Stairwell and Passageway Luminaires | Standard | FALSE | [9 empty] | 41922 | Dimmable | Continuous Below 10 | NotYetVerified |  | 3 | 5294 | 99.3 | 53.29 | 19.77 | 0.91 | 3065 | 82.93
PEZTHK5W | Acuity Brands Lighting | Lithonia Lighting | STL448LXXXSLDLP830LSXRHLSC1XXX | Outdoor Luminaires | Low Output | Stairwell and Passageway Luminaires | Standard | FALSE | [9 empty] | 41922 | Dimmable | Stepped | NotYetVerified |  | 3 | 4616 | 102.1 | 45.2 | 19.77 | 0.91 | 3062 | 82.94
PFH3AN3U | Acuity Brands Lighting | Lithonia Lighting | STL448LXXX(EZ1 or EZB)LP830LSXRHLSC1XXX | Outdoor Luminaires | Low Output | Stairwell and Passageway Luminaires | Standard | FALSE | [9 empty] | 41922 | Dimmable | Continuous Below 10 | NotYetVerified |  | 3 | 4616 | 102.1 | 45.2 | 19.77 | 0.91 | 3062 | 82.94
PTP2DKCT | Acuity Brands Lighting | Lithonia Lighting | STL440LXXX(EZ1 or EZB)LP830LSXRHLSC1XXX | Outdoor Luminaires | Low Output | Stairwell and Passageway Luminaires | Standard | FALSE | [9 empty] | 41922 | Dimmable | Continuous Below 10 | NotYetVerified |  | 3 | 3693 | 105.7 | 34.94 | 19.77 | 0.91 | 3056 | 82.94
PD1KAK8J | Acuity Brands Lighting | Lithonia Lighting | STL220LXXXEZBLP830LSXRHLSC1XXX | Outdoor Luminaires | Low Output | Stairwell and Passageway Luminaires | Standard | FALSE | [9 empty] | 41922 | Dimmable | Continuous Below 10 | NotYetVerified |  | 3 | 1965 | 99.8 | 19.7 | 16.91 | 0.88 | 3052 | 82.87
PCG9TTWN | Acuity Brands Lighting | Lithonia Lighting | STL220LXXXEZ1LP830LSXRHLSC1XXX | Outdoor Luminaires | Low Output | Stairwell and Passageway Luminaires | Standard | FALSE | [9 empty] | 41922 | Dimmable | Continuous Below 10 | NotYetVerified |  | 3 | 1965 | 99.8 | 19.7 | 16.91 | 0.88 | 3052 | 82.87
PU35DTU8 | Acuity Brands Lighting | Lithonia Lighting | STL430LXXX(EZ1 or EZB)LP830LSXRHLSC1XXX | Outdoor Luminaires | Low Output | Stairwell and Passageway Luminaires | Standard | FALSE | [9 empty] | 41922 | Dimmable | Continuous Below 10 | NotYetVerified |  | 3 | 2908 | 109.3 | 26.61 | 16.91 | 0.88 | 3051 | 82.92
PASVYFHSF | Ohyama Lights LLC | Ohyama Lights | OLLN4-25C-UNV-M | Outdoor Luminaires | Low Output | Stairwell and Passageway Luminaires | Standard | TRUE | 1834 | 80.54 | 22.77 | 19.8 | 0.898 | 4327 | 83.4 | 5 |  | 41913 |  |  | NotYetVerified | Nichia NESL157A-H3 chip ONLY | 3 | 1800 |  | 25 |  | 0.9 | 4000 | 65
PDZM4YKF | FSC Lighting | FSC Lighting | L85[24 48 96]-1-25WT/4'-30K-94%-OSD (Excludes HCRI-S Option) | Outdoor Luminaires | Low Output | Stairwell and Passageway Luminaires | Standard | TRUE | 2970.09 | 105 | 28.2 | 10 | 0.95 | 3062 | 84 | 5 |  | 41912 |  |  | NotYetVerified |  | 3 | 2970.09 | 105 | 28 |  |  | 3000 | 84
PM81H7NH | FSC Lighting | FSC Lighting | L85[24 48 96]-1-12WT/2'-30K-94%-OSD (Excludes HCRI-S Option) | Outdoor Luminaires | Low Output | Stairwell and Passageway Luminaires | Standard | TRUE | 1551.82 | 104 | 14.92 | 13 | 0.91 | 3079 | 85 | 5 |  | 41912 |  |  | NotYetVerified |  | 3 | 1551.82 | 104 | 15 |  |  | 3000 | 84
PZA5ZJC3 | FSC Lighting | Mirus lighting | L85[24 48 96]-1-25WT/4'-50K-94%-OSD-SDIM[25 33 50] (Excludes HCRI-S Option) | Outdoor Luminaires | Low Output | Stairwell and Passageway Luminaires | Standard | FALSE | [9 empty] | 41912 |  |  | NotYetVerified |  | 3 | 3439 | 122.82 | 28 |  |  | 5000 | 84
P86RDXM8 | FSC Lighting | FSC Lighting | L85[24 48 96]-1-25WT/4'-50K-94%-OSD-SDIM[25 33 50] (Excludes HCRI-S Option) | Outdoor Luminaires | Low Output | Stairwell and Passageway Luminaires | Standard | FALSE | [9 empty] | 41912 |  |  | NotYetVerified |  | 3 | 3439 | 122.82 | 28 |  |  | 5000 | 84
P9KJKUMN | FSC Lighting | Mirus lighting | L76[24 48]-L2150-50K-OSD-SDIM[25 33 50] (Excludes Deep Lens Option) | Outdoor Luminaires | Low Output | Stairwell and Passageway Luminaires | Standard | FALSE | [9 empty] | 41912 |  |  | NotYetVerified |  | 3 | 3165.49 | 111 | 28.52 |  |  | 5000 | 84
P78P8MVG | FSC Lighting | Mirus lighting | L60[24 48]-L2150-50K-EB-SDIM[25 33 50] | Outdoor Luminaires | Low Output | Stairwell and Passageway Luminaires | Standard | FALSE | [9 empty] | 41912 |  |  | NotYetVerified |  | 3 | 3092.71 | 110 | 28.01 |  |  | 5000 | 84
PK53UNK3 | FSC Lighting | FSC Lighting | L85[24 48 96]-1-12WT/2'-50K-94%-OSD-SDIM[25 33 50] (Excludes HCRI-S Option) | Outdoor Luminaires | Low Output | Stairwell and Passageway Luminaires | Standard | FALSE | [9 empty] | 41912 |  |  | NotYetVerified |  | 3 | 1746 | 116.4 | 15 |  |  | 5000 | 84
P1HXCWVK | FSC Lighting | Mirus lighting | L85[24 48 96]-1-12WT/2'-50K-94%-OSD-SDIM[25 33 50] (Excludes HCRI-S Option) | Outdoor Luminaires | Low Output | Stairwell and Passageway Luminaires | Standard | FALSE | [9 empty] | 41912 |  |  | NotYetVerified |  | 3 | 1746 | 116.4 | 15 |  |  | 5000 | 84
PKMQU717 | FSC Lighting | Mirus lighting | L60[24 48]-L1200-50K-EB-SDIM[25 33 50] | Outdoor Luminaires | Low Output | Stairwell and Passageway Luminaires | Standard | FALSE | [9 empty] | 41912 |  |  | NotYetVerified |  | 3 | 1200 | 96 | 12.5 |  |  | 5000 | 84
P2EAES9G | FSC Lighting | Mirus lighting | L76[24 48]-L1200-50K-OSD-SDIM[25 33 50] (Excludes Deep Lens Option) | Outdoor Luminaires | Low Output | Stairwell and Passageway Luminaires | Standard | FALSE | [9 empty] | 41912 |  |  | NotYetVerified |  | 3 | 1200 | 96 | 12.5 |  |  | 5000 | 84
PQPSASGY | FSC Lighting | FSC Lighting | L85[24 48 96]-1-25WT/4'-50K-94%-OSD (Excludes HCRI-S Option) | Outdoor Luminaires | Low Output | Stairwell and Passageway Luminaires | Standard | FALSE | [9 empty] | 41912 |  |  | NotYetVerified |  | 3 | 3439 | 122.82 | 28 |  |  | 5000 | 84
PBQ8KS2M | FSC Lighting | Mirus lighting | L85[24 48 96]-1-25WT/4'-50K-94%-OSD (Excludes HCRI-S Option) | Outdoor Luminaires | Low Output | Stairwell and Passageway Luminaires | Standard | FALSE | [9 empty] | 41912 |  |  | NotYetVerified |  | 3 | 3439 | 122.82 | 28 |  |  | 5000 | 84
PUFB3VRM | FSC Lighting | Mirus lighting | L76[24 48]-L2150-50K-OSD (Excludes Deep Lens Option) | Outdoor Luminaires | Low Output | Stairwell and Passageway Luminaires | Standard | FALSE | [9 empty] | 41912 |  |  | NotYetVerified |  | 3 | 3165.49 | 111 | 28.52 |  |  | 5000 | 84
PSN4CA64 | FSC Lighting | Mirus lighting | L60[24 48]-L2150-50K-EB-OSD | Outdoor Luminaires | Low Output | Stairwell and Passageway Luminaires | Standard | FALSE | [9 empty] | 41912 |  |  | NotYetVerified |  | 3 | 3092.71 | 110 | 28.01 |  |  | 5000 | 84
PE54BM9F | FSC Lighting | Mirus lighting | L85[24 48 96]-1-12WT/2'-50K-94%-OSD (Excludes HCRI-S Option) | Outdoor Luminaires | Low Output | Stairwell and Passageway Luminaires | Standard | FALSE | [9 empty] | 41912 |  |  | NotYetVerified |  | 3 | 1746 | 116.4 | 15 |  |  | 5000 | 84
P32M9HXD | FSC Lighting | FSC Lighting | L85[24 48 96]-1-12WT/2'-50K-94%-OSD (Excludes HCRI-S Option) | Outdoor Luminaires | Low Output | Stairwell and Passageway Luminaires | Standard | FALSE | [9 empty] | 41912 |  |  | NotYetVerified |  | 3 | 1746 | 116.4 | 15 |  |  | 5000 | 84
P58NQD29 | FSC Lighting | Mirus lighting | L76[24 48]-L1200-50K-OSD (Excludes Deep Lens Option) | Outdoor Luminaires | Low Output | Stairwell and Passageway Luminaires | Standard | FALSE | [9 empty] | 41912 |  |  | NotYetVerified |  | 3 | 1200 | 96 | 12.5 |  |  | 5000 | 84
P1HR5F8G | FSC Lighting | Mirus lighting | L60[24 48]-L1200-50K-EB-OSD | Outdoor Luminaires | Low Output | Stairwell and Passageway Luminaires | Standard | FALSE | [9 empty] | 41912 |  |  | NotYetVerified |  | 3 | 1200 | 96 | 12.5 |  |  | 5000 | 84
PXF81P5C | FSC Lighting | FSC Lighting | L85[24 48 96]-1-25WT/4'-40K-94%-OSD-SDIM[25 33 50] (Excludes HCRI-S Option) | Outdoor Luminaires | Low Output | Stairwell and Passageway Luminaires | Standard | FALSE | [9 empty] | 41912 |  |  | NotYetVerified |  | 3 | 3204 | 114.42 | 28 |  |  | 4000 | 84
PSB7561P | FSC Lighting | Mirus lighting | L85[24 48 96]-1-25WT/4'-40K-94%-OSD-SDIM[25 33 50] (Excludes HCRI-S Option) | Outdoor Luminaires | Low Output | Stairwell and Passageway Luminaires | Standard | FALSE | [9 empty] | 41912 |  |  | NotYetVerified |  | 3 | 3204 | 114.42 | 28 |  |  | 4000 | 84
P3MJX32C | FSC Lighting | Mirus lighting | L76[24 48]-L2150-40K-OSD-SDIM[25 33 50] (Excludes Deep Lens Option) | Outdoor Luminaires | Low Output | Stairwell and Passageway Luminaires | Standard | FALSE | [9 empty] | 41912 |  |  | NotYetVerified |  | 3 | 2962.29 | 104 | 28.44 |  |  | 4000 | 84
P6GPJ6Y3 | FSC Lighting | Mirus lighting | L60[24 48]-L2150-40K-EB-SDIM[25 33 50] | Outdoor Luminaires | Low Output | Stairwell and Passageway Luminaires | Standard | FALSE | [9 empty] | 41912 |  |  | NotYetVerified |  | 3 | 2903.3 | 104 | 27.95 |  |  | 4000 | 84
P7UR6NMK | FSC Lighting | Mirus lighting | L85[24 48 96]-1-12WT/2'-40K-94%-OSD-SDIM[25 33 50] (Excludes HCRI-S Option) | Outdoor Luminaires | Low Output | Stairwell and Passageway Luminaires | Standard | FALSE | [9 empty] | 41912 |  |  | NotYetVerified |  | 3 | 1649 | 109.93 | 15 |  |  | 4000 | 84
P6W3ECPP | FSC Lighting | FSC Lighting | L85[24 48 96]-1-12WT/2'-40K-94%-OSD-SDIM[25 33 50] (Excludes HCRI-S Option) | Outdoor Luminaires | Low Output | Stairwell and Passageway Luminaires | Standard | FALSE | [9 empty] | 41912 |  |  | NotYetVerified |  | 3 | 1649 | 109.9333 | 15 |  |  | 4000 | 84
PNBWVEZZ | FSC Lighting | Mirus lighting | L76[24 48]-L1200-40K-OSD-SDIM[25 33 50] (Excludes Deep Lens Option) | Outdoor Luminaires | Low Output | Stairwell and Passageway Luminaires | Standard | FALSE | [9 empty] | 41912 |  |  | NotYetVerified |  | 3 | 1200 | 96 | 12.5 |  |  | 4000 | 84
P51YT2QS | FSC Lighting | Mirus lighting | L60[24 48]-L1200-40K-EB-SDIM[25 33 50] | Outdoor Luminaires | Low Output | Stairwell and Passageway Luminaires | Standard | FALSE | [9 empty] | 41912 |  |  | NotYetVerified |  | 3 | 1200 | 96 | 12.5 |  |  | 4000 | 84
P98TAMX1 | FSC Lighting | FSC Lighting | L85[24 48 96]-1-25WT/4'-40K-94%-OSD (Excludes HCRI-S Option) | Outdoor Luminaires | Low Output | Stairwell and Passageway Luminaires | Standard | FALSE | [9 empty] | 41912 |  |  | NotYetVerified |  | 3 | 3204 | 114.42 | 28 |  |  | 4000 | 84
P4EBDPWE | FSC Lighting | Mirus lighting | L85[24 48 96]-1-25WT/4'-40K-94%-OSD (Excludes HCRI-S Option) | Outdoor Luminaires | Low Output | Stairwell and Passageway Luminaires | Standard | FALSE | [9 empty] | 41912 |  |  | NotYetVerified |  | 3 | 3204 | 114.42 | 28 |  |  | 4000 | 84
PABUH3H2 | FSC Lighting | Mirus lighting | L76[24 48]-L2150-40K-OSD (Excludes Deep Lens Option) | Outdoor Luminaires | Low Output | Stairwell and Passageway Luminaires | Standard | FALSE | [9 empty] | 41912 |  |  | NotYetVerified |  | 3 | 2962.29 | 104 | 28.44 |  |  | 4000 | 84
P52TAE9Z | FSC Lighting | Mirus lighting | L60[24 48]-L2150-40K-EB-OSD | Outdoor Luminaires | Low Output | Stairwell and Passageway Luminaires | Standard | FALSE | [9 empty] | 41912 |  |  | NotYetVerified |  | 3 | 2903.3 | 104 | 27.95 |  |  | 4000 | 84
PVTD3HZD | FSC Lighting | Mirus lighting | L85[24 48 96]-1-12WT/2'-40K-94%-OSD (Excludes HCRI-S Option) | Outdoor Luminaires | Low Output | Stairwell and Passageway Luminaires | Standard | FALSE | [9 empty] | 41912 |  |  | NotYetVerified |  | 3 | 1649 | 109.93 | 15 |  |  | 4000 | 84
PB4QPNFK | FSC Lighting | FSC Lighting | L85[24 48 96]-1-12WT/2'-40K-94%-OSD (Excludes HCRI-S Option) | Outdoor Luminaires | Low Output | Stairwell and Passageway Luminaires | Standard | FALSE | [9 empty] | 41912 |  |  | NotYetVerified |  | 3 | 1649 | 109.93 | 15 |  |  | 4000 | 84
PZ2DKKJY | FSC Lighting | Mirus lighting | L76[24 48]-L1200-40K-OSD (Excludes Deep Lens Option) | Outdoor Luminaires | Low Output | Stairwell and Passageway Luminaires | Standard | FALSE | [9 empty] | 41912 |  |  | NotYetVerified |  | 3 | 1200 | 96 | 12.5 |  |  | 4000 | 84
P99M6U51 | FSC Lighting | Mirus lighting | L60[24 48]-L1200-40K-EB-OSD | Outdoor Luminaires | Low Output | Stairwell and Passageway Luminaires | Standard | FALSE | [9 empty] | 41912 |  |  | NotYetVerified |  | 3 | 1200 | 96 | 12.5 |  |  | 4000 | 84
P9X76P3P | FSC Lighting | FSC Lighting | L85[24 48 96]-1-25WT/4'-30K-94%-OSD-SDIM[25 33 50] (Excludes HCRI-S Option) | Outdoor Luminaires | Low Output | Stairwell and Passageway Luminaires | Standard | FALSE | [9 empty] | 41912 |  |  | NotYetVerified |  | 3 | 2970 | 106.07 | 28 |  |  | 3000 | 84
P2UJ72YS | FSC Lighting | Mirus lighting | L85[24 48 96]-1-25WT/4'-30K-94%-OSD-SDIM[25 33 50] (Excludes HCRI-S Option) | Outdoor Luminaires | Low Output | Stairwell and Passageway Luminaires | Standard | FALSE | [9 empty] | 41912 |  |  | NotYetVerified |  | 3 | 2970 | 106.07 | 28 |  |  | 3000 | 84
P1TZEU8D | FSC Lighting | Mirus lighting | L76[24 48]-L2150-30K-OSD-SDIM[25 33 50] (Excludes Deep Lens Option) | Outdoor Luminaires | Low Output | Stairwell and Passageway Luminaires | Standard | FALSE | [9 empty] | 41912 |  |  | NotYetVerified |  | 3 | 2759.09 | 97 | 28.36 |  |  | 3000 | 84
PAVV7Y13 | FSC Lighting | Mirus lighting | L60[24 48]-L2150-30K-EB-SDIM[25 33 50] | Outdoor Luminaires | Low Output | Stairwell and Passageway Luminaires | Standard | FALSE | [9 empty] | 41912 |  |  | NotYetVerified |  | 3 | 2713.34 | 97 | 27.88 |  |  | 3000 | 84
PH45Q6AJ | FSC Lighting | FSC Lighting | L85[24 48 96]-1-12WT/2'-30K-94%-OSD-SDIM[25 33 50] (Excludes HCRI-S Option) | Outdoor Luminaires | Low Output | Stairwell and Passageway Luminaires | Standard | FALSE | [9 empty] | 41912 |  |  | NotYetVerified |  | 3 | 1551 | 103.4 | 15 |  |  | 3000 | 84
PGXHK27S | FSC Lighting | Mirus lighting | L85[24 48 96]-1-12WT/2'-30K-94%-OSD-SDIM[25 33 50] (Excludes HCRI-S Option) | Outdoor Luminaires | Low Output | Stairwell and Passageway Luminaires | Standard | FALSE | [9 empty] | 41912 |  |  | NotYetVerified |  | 3 | 1551 | 103.4 | 15 |  |  | 3000 | 84
PZRUJC5V | FSC Lighting | Mirus lighting | L60[24 48]-L1200-30K-EB-SDIM[25 33 50] | Outdoor Luminaires | Low Output | Stairwell and Passageway Luminaires | Standard | FALSE | [9 empty] | 41912 |  |  | NotYetVerified |  | 3 | 1200 | 96 | 12.5 |  |  | 3000 | 84
PTJJ51ZN | FSC Lighting | Mirus lighting | L76[24 48]-L1200-30K-OSD-SDIM[25 33 50] (Excludes Deep Lens Option) | Outdoor Luminaires | Low Output | Stairwell and Passageway Luminaires | Standard | FALSE | [9 empty] | 41912 |  |  | NotYetVerified |  | 3 | 1200 | 96 | 12.5 |  |  | 3000 | 84
PV76AYUM | FSC Lighting | Mirus lighting | L85[24 48 96]-1-25WT/4'-30K-94%-OSD (Excludes HCRI-S Option) | Outdoor Luminaires | Low Output | Stairwell and Passageway Luminaires | Standard | FALSE | [9 empty] | 41912 |  |  | NotYetVerified |  | 3 | 2970 | 106.07 | 28 |  |  | 3000 | 84
PRJ8WQEB | FSC Lighting | Mirus lighting | L76[24 48]-L2150-30K-OSD (Excludes Deep Lens Option) | Outdoor Luminaires | Low Output | Stairwell and Passageway Luminaires | Standard | FALSE | [9 empty] | 41912 |  |  | NotYetVerified |  | 3 | 2759.09 | 97 | 28.36 |  |  | 3000 | 84
PZJVASZU | FSC Lighting | Mirus lighting | L60[24 48]-L2150-30K-EB-OSD | Outdoor Luminaires | Low Output | Stairwell and Passageway Luminaires | Standard | FALSE | [9 empty] | 41912 |  |  | NotYetVerified |  | 3 | 2713.34 | 97 | 27.88 |  |  | 3000 | 84
P8CX23QZ | FSC Lighting | Mirus lighting | L85[24 48 96]-1-12WT/2'-30K-94%-OSD (Excludes HCRI-S Option) | Outdoor Luminaires | Low Output | Stairwell and Passageway Luminaires | Standard | FALSE | [9 empty] | 41912 |  |  | NotYetVerified |  | 3 | 1551 | 103.4 | 15 |  |  | 3000 | 84
PK4Q6UJ4 | FSC Lighting | Mirus lighting | L76[24 48]-L1200-30K-OSD (Excludes Deep Lens Option) | Outdoor Luminaires | Low Output | Stairwell and Passageway Luminaires | Standard | FALSE | [9 empty] | 41912 |  |  | NotYetVerified |  | 3 | 1200 | 96 | 12.5 |  |  | 3000 | 84
PABNMR7G | FSC Lighting | Mirus lighting | L60[24 48]-L1200-30K-EB-OSD | Outdoor Luminaires | Low Output | Stairwell and Passageway Luminaires | Standard | FALSE | [9 empty] | 41912 |  |  | NotYetVerified |  | 3 | 1200 | 96 | 12.5 |  |  | 3000 | 84
PYW87P5N | Industrial Lighting Products | Industrial Lighting Products | CX2-30WLED-UNIV-2700K-FRAL-[USBD BDxx]-[All Options Except SD480] | Outdoor Luminaires | Low Output | Stairwell and Passageway Luminaires | Standard | TRUE | 2365 | 77.4 | 30.55 | 8.57 | 0.969 | 2843 | 83 | 5 |  | 41901 |  |  | NotYetVerified |  | 3 |  |  | 30 |  |  | 2700
PUS4NH47 | FSC Lighting | FSC Lighting | L76[24 48]-L2150-30K-OSD (Excludes Deep Lens Option) | Outdoor Luminaires | Low Output | Stairwell and Passageway Luminaires | Standard | TRUE | 2759.09 | 97 | 28.36 | 12 | 0.96 | 3024 | 84 | 5 |  | 41901 |  |  | NotYetVerified |  | 3 | 2759.09 | 97 | 28.36 |  |  | 3000 | 84
PCUKN55E | FSC Lighting | FSC Lighting | L76[24 48]-L1200-30K-OSD (Excludes Deep Lens Option) | Outdoor Luminaires | Low Output | Stairwell and Passageway Luminaires | Standard | TRUE | 1383.55 | 96 | 14.44 | 13 | 0.9 | 3066 | 85 | 5 |  | 41901 |  |  | NotYetVerified |  | 3 | 1200 |  | 12.5 |  |  | 3000 | 84
PEQYN619 | Industrial Lighting Products | Industrial Lighting Products | CX2-30WLED-UNIV-5700K-FRAL-[USBD BDxx]-[All Options Except SD480] | Outdoor Luminaires | Low Output | Stairwell and Passageway Luminaires | Standard | FALSE | [9 empty] | 41901 |  |  | NotYetVerified |  | 3 | 2579 | 82.2 | 30 |  |  | 5700 | 80
PFHN7Q3D | Industrial Lighting Products | Industrial Lighting Products | CX2-30WLED-UNIV-5000K-FRAL-[USBD BDxx]-[All Options Except SD480] | Outdoor Luminaires | Low Output | Stairwell and Passageway Luminaires | Standard | FALSE | [9 empty] | 41901 |  |  | NotYetVerified |  | 3 | 2529 | 81.1 | 30 |  |  | 5000 | 80
P2ZJMPT3 | Industrial Lighting Products | Industrial Lighting Products | CX2-30WLED-UNIV-4500K-FRAL-[USBD BDxx]-[All Options Except SD480] | Outdoor Luminaires | Low Output | Stairwell and Passageway Luminaires | Standard | FALSE | [9 empty] | 41901 |  |  | NotYetVerified |  | 3 | 2493 | 80.3 | 30 |  |  | 4500 | 80
PMDT9QH2 | Industrial Lighting Products | Industrial Lighting Products | CX2-30WLED-UNIV-4000K-FRAL-[USBD BDxx]-[All Options Except SD480] | Outdoor Luminaires | Low Output | Stairwell and Passageway Luminaires | Standard | FALSE | [9 empty] | 41901 |  |  | NotYetVerified |  | 3 | 2458 | 79.5 | 30 |  |  | 4000 | 80
PJU656VA | Industrial Lighting Products | Industrial Lighting Products | CX2-30WLED-UNIV-3500K-FRAL-[USBD BDxx]-[All Options Except SD480] | Outdoor Luminaires | Low Output | Stairwell and Passageway Luminaires | Standard | FALSE | [9 empty] | 41901 |  |  | NotYetVerified |  | 3 | 2422 | 78.7 | 30 |  |  | 3500 | 80
PHPCMN4N | Industrial Lighting Products | Industrial Lighting Products | CX2-30WLED-UNIV-3000K-FRAL-[USBD BDxx]-[All Options Except SD480] | Outdoor Luminaires | Low Output | Stairwell and Passageway Luminaires | Standard | FALSE | [9 empty] | 41901 |  |  | NotYetVerified |  | 3 | 2386 | 77.9 | 30 |  |  | 3000 | 80
PE4TR7GS | FSC Lighting | FSC Lighting | L76[24 48]-L2150-50K-OSD-SDIM[25 33 50] (Excludes Deep Lens Option) | Outdoor Luminaires | Low Output | Stairwell and Passageway Luminaires | Standard | FALSE | [9 empty] | 41901 |  |  | NotYetVerified |  | 3 | 3165.49 | 111 | 28.52 |  |  | 5000 | 84
PYVZCSU5 | FSC Lighting | FSC Lighting | L76[24 48]-L1200-50K-OSD-SDIM[25 33 50] (Excludes Deep Lens Option) | Outdoor Luminaires | Low Output | Stairwell and Passageway Luminaires | Standard | FALSE | [9 empty] | 41901 |  |  | NotYetVerified |  | 3 | 1200 | 96 | 12.5 |  |  | 5000 | 84
P7YSFDAM | FSC Lighting | FSC Lighting | L76[24 48]-L2150-50K-OSD (Excludes Deep Lens Option) | Outdoor Luminaires | Low Output | Stairwell and Passageway Luminaires | Standard | FALSE | [9 empty] | 41901 |  |  | NotYetVerified |  | 3 | 3165.49 | 111 | 28.52 |  |  | 5000 | 84
P9CMMA4G | FSC Lighting | FSC Lighting | L76[24 48]-L1200-50K-OSD (Excludes Deep Lens Option) | Outdoor Luminaires | Low Output | Stairwell and Passageway Luminaires | Standard | FALSE | [9 empty] | 41901 |  |  | NotYetVerified |  | 3 | 1200 | 96 | 12.5 |  |  | 5000 | 84
PTXHTJMH | FSC Lighting | FSC Lighting | L76[24 48]-L2150-40K-OSD-SDIM[25 33 50] (Excludes Deep Lens Option) | Outdoor Luminaires | Low Output | Stairwell and Passageway Luminaires | Standard | FALSE | [9 empty] | 41901 |  |  | NotYetVerified |  | 3 | 2962.29 | 104 | 28.44 |  |  | 4000 | 84
PYHXFQBZ | FSC Lighting | FSC Lighting | L76[24 48]-L1200-40K-OSD-SDIM[25 33 50] (Excludes Deep Lens Option) | Outdoor Luminaires | Low Output | Stairwell and Passageway Luminaires | Standard | FALSE | [9 empty] | 41901 |  |  | NotYetVerified |  | 3 | 1200 | 96 | 12.5 |  |  | 4000 | 84
PG5EKA7J | FSC Lighting | FSC Lighting | L76[24 48]-L2150-40K-OSD (Excludes Deep Lens Option) | Outdoor Luminaires | Low Output | Stairwell and Passageway Luminaires | Standard | FALSE | [9 empty] | 41901 |  |  | NotYetVerified |  | 3 | 2962.29 | 104 | 28.44 |  |  | 4000 | 84
P9PT4QEX | FSC Lighting | FSC Lighting | L76[24 48]-L1200-40K-OSD (Excludes Deep Lens Option) | Outdoor Luminaires | Low Output | Stairwell and Passageway Luminaires | Standard | FALSE | [9 empty] | 41901 |  |  | NotYetVerified |  | 3 | 1200 | 96 | 12.5 |  |  | 4000 | 84
PE6YAD7M | FSC Lighting | FSC Lighting | L76[24 48]-L2150-30K-OSD-SDIM[25 33 50] (Excludes Deep Lens Option) | Outdoor Luminaires | Low Output | Stairwell and Passageway Luminaires | Standard | FALSE | [9 empty] | 41901 |  |  | NotYetVerified |  | 3 | 2759.09 | 97 | 28.36 |  |  | 3000 | 84
P3XX6Z2D | FSC Lighting | FSC Lighting | L76[24 48]-L1200-30K-OSD-SDIM[25 33 50] (Excludes Deep Lens Option) | Outdoor Luminaires | Low Output | Stairwell and Passageway Luminaires | Standard | FALSE | [9 empty] | 41901 |  |  | NotYetVerified |  | 3 | 1200 | 96 | 12.5 |  |  | 3000 | 84
PZWKHWYD1 | FSC Lighting | FSC Lighting | L60[24 48]-L2150-50K-EB-SDIM[25 33 50] | Outdoor Luminaires | Low Output | Stairwell and Passageway Luminaires | Standard | FALSE | [9 empty] | 41900 |  |  | NotYetVerified |  | 3 | 3092.71 | 110 | 28.01 |  |  | 5000 | 84
PTZBNF44V | FSC Lighting | FSC Lighting | L60[24 48]-L1200-50K-EB-SDIM[25 33 50] | Outdoor Luminaires | Low Output | Stairwell and Passageway Luminaires | Standard | FALSE | [9 empty] | 41900 |  |  | NotYetVerified |  | 3 | 1200 | 96 | 12.5 |  |  | 5000 | 84
PHHV6J92F | FSC Lighting | FSC Lighting | L60[24 48]-L2150-40K-EB-SDIM[25 33 50] | Outdoor Luminaires | Low Output | Stairwell and Passageway Luminaires | Standard | FALSE | [9 empty] | 41900 |  |  | NotYetVerified |  | 3 | 2903.3 | 104 | 27.95 |  |  | 4000 | 84
PNBEWWHRN | FSC Lighting | FSC Lighting | L60[24 48]-L1200-40K-EB-SDIM[25 33 50] | Outdoor Luminaires | Low Output | Stairwell and Passageway Luminaires | Standard | FALSE | [9 empty] | 41900 |  |  | NotYetVerified |  | 3 | 1200 | 96 | 12.5 |  |  | 4000 | 84
PP4E7TJVK | FSC Lighting | FSC Lighting | L60[24 48]-L2150-30K-EB-SDIM[25 33 50] | Outdoor Luminaires | Low Output | Stairwell and Passageway Luminaires | Standard | FALSE | [9 empty] | 41900 |  |  | NotYetVerified |  | 3 | 2713.34 | 97 | 27.88 |  |  | 3000 | 84
PEBNVSTCZ | FSC Lighting | FSC Lighting | L60[24 48]-L1200-30K-EB-SDIM[25 33 50] | Outdoor Luminaires | Low Output | Stairwell and Passageway Luminaires | Standard | FALSE | [9 empty] | 41900 |  |  | NotYetVerified |  | 3 | 1200 | 96 | 12.5 |  |  | 3000 | 84
PRQGVZZKE | Industrial Lighting Products | Industrial Lighting Products | CX4-30WLED-UNIV-2700K-FRAL-[USBD BDxx]-[All Options Except SD480] | Outdoor Luminaires | Low Output | Stairwell and Passageway Luminaires | Standard | TRUE | 2414 | 77.8 | 31.03 | 9.16 | 0.97 | 2851 | 83 | 5 |  | 41897 |  |  | NotYetVerified |  | 3 |  |  | 30 |  |  | 2700
P163R144M | Industrial Lighting Products | Industrial Lighting Products | CX4-30WLED-UNIV-5700K-FRAL-[USBD BDxx]-[All Options Except SD480] | Outdoor Luminaires | Low Output | Stairwell and Passageway Luminaires | Standard | FALSE | [9 empty] | 41897 |  |  | NotYetVerified |  | 3 | 2617 | 83.5 | 30 |  |  | 5700 | 80
PCR192D69 | Industrial Lighting Products | Industrial Lighting Products | CX4-30WLED-UNIV-5000K-FRAL-[USBD BDxx]-[All Options Except SD480] | Outdoor Luminaires | Low Output | Stairwell and Passageway Luminaires | Standard | FALSE | [9 empty] | 41897 |  |  | NotYetVerified |  | 3 | 2570 | 82.4 | 30 |  |  | 5000 | 80
PZRDC2X4T | Industrial Lighting Products | Industrial Lighting Products | CX4-30WLED-UNIV-4500K-FRAL-[USBD BDxx]-[All Options Except SD480] | Outdoor Luminaires | Low Output | Stairwell and Passageway Luminaires | Standard | FALSE | [9 empty] | 41897 |  |  | NotYetVerified |  | 3 | 2536 | 81.3 | 30 |  |  | 4500 | 80
PNNN737QN | Industrial Lighting Products | Industrial Lighting Products | CX4-30WLED-UNIV-4000K-FRAL-[USBD BDxx]-[All Options Except SD480] | Outdoor Luminaires | Low Output | Stairwell and Passageway Luminaires | Standard | FALSE | [9 empty] | 41897 |  |  | NotYetVerified |  | 3 | 2502 | 80.2 | 30 |  |  | 4000 | 80
PSU5J5DMN | Industrial Lighting Products | Industrial Lighting Products | CX4-30WLED-UNIV-3500K-FRAL-[USBD BDxx]-[All Options Except SD480] | Outdoor Luminaires | Low Output | Stairwell and Passageway Luminaires | Standard | FALSE | [9 empty] | 41897 |  |  | NotYetVerified |  | 3 | 2468 | 79.2 | 30 |  |  | 3500 | 80
PBWD2B2N2 | Industrial Lighting Products | Industrial Lighting Products | CX4-30WLED-UNIV-3000K-FRAL-[USBD BDxx]-[All Options Except SD480] | Outdoor Luminaires | Low Output | Stairwell and Passageway Luminaires | Standard | FALSE | [9 empty] | 41897 |  |  | NotYetVerified |  | 3 | 2434 | 78.1 | 30 |  |  | 3000 | 80
P00001IE5 | FSC Lighting | FSC Lighting | L60[24 48]-L2150-30K-EB-OSD | Outdoor Luminaires | Low Output | Stairwell and Passageway Luminaires | Standard | TRUE | 2713.34 | 97 | 27.88 | 10 | 0.95 | 3072 | 84 | 5 |  | 41890 |  |  | NotYetVerified |  | 3 | 2713.34 | 97 | 27.88 |  |  | 3000 | 84
P00001IE7 | FSC Lighting | FSC Lighting | L60[24 48]-L2150-50K-EB-OSD | Outdoor Luminaires | Low Output | Stairwell and Passageway Luminaires | Standard | FALSE | [9 empty] | 41890 |  |  | NotYetVerified |  | 3 | 3092.71 | 110 | 28.01 |  |  | 5000 | 84
P00001IE6 | FSC Lighting | FSC Lighting | L60[24 48]-L2150-40K-EB-OSD | Outdoor Luminaires | Low Output | Stairwell and Passageway Luminaires | Standard | FALSE | [9 empty] | 41890 |  |  | NotYetVerified |  | 3 | 2903.3 | 104 | 27.95 |  |  | 4000 | 84
P00001IE2 | FSC Lighting | FSC Lighting | L60[24 48]-L1200-30K-EB-OSD | Outdoor Luminaires | Low Output | Stairwell and Passageway Luminaires | Standard | TRUE | 1421.8 | 97 | 14.72 | 12 | 0.91 | 3083 | 85 | 5 |  | 41887 |  |  | NotYetVerified |  | 3 | 1200 |  | 12.5 |  |  | 3000 | 84
P00001IE4 | FSC Lighting | FSC Lighting | L60[24 48]-L1200-50K-EB-OSD | Outdoor Luminaires | Low Output | Stairwell and Passageway Luminaires | Standard | FALSE | [9 empty] | 41887 |  |  | NotYetVerified |  | 3 | 1200 | 96 | 12.5 |  |  | 5000 | 84
P00001IE3 | FSC Lighting | FSC Lighting | L60[24 48]-L1200-40K-EB-OSD | Outdoor Luminaires | Low Output | Stairwell and Passageway Luminaires | Standard | FALSE | [9 empty] | 41887 |  |  | NotYetVerified |  | 3 | 1200 | 96 | 12.5 |  |  | 4000 | 84
P00000WPA | Industrial Lighting Products | Industrial Lighting Products | CX2-20WLED-UNIV-2700K-FRAL-[USBD BDxx]-[All Options Except SD480] | Outdoor Luminaires | Low Output | Stairwell and Passageway Luminaires | Standard | TRUE | 1614 | 84 | 19.21 | 13.1 | 0.879 | 2860 | 83 | 5 |  | 41886 |  |  | NotYetVerified |  | 3 |  |  | 20 |  |  | 2700
P00000WPG | Industrial Lighting Products | Industrial Lighting Products | CX2-20WLED-UNIV-5700K-FRAL-[USBD BDxx]-[All Options Except SD480] | Outdoor Luminaires | Low Output | Stairwell and Passageway Luminaires | Standard | FALSE | [9 empty] | 41886 |  |  | NotYetVerified |  | 3 | 1735 | 90.3 | 20 |  |  | 5700 | 80
P00000WPF | Industrial Lighting Products | Industrial Lighting Products | CX2-20WLED-UNIV-5000K-FRAL-[USBD BDxx]-[All Options Except SD480] | Outdoor Luminaires | Low Output | Stairwell and Passageway Luminaires | Standard | FALSE | [9 empty] | 41886 |  |  | NotYetVerified |  | 3 | 1707 | 88.9 | 20 |  |  | 5000 | 80
P00000WPE | Industrial Lighting Products | Industrial Lighting Products | CX2-20WLED-UNIV-4500K-FRAL-[USBD BDxx]-[All Options Except SD480] | Outdoor Luminaires | Low Output | Stairwell and Passageway Luminaires | Standard | FALSE | [9 empty] | 41886 |  |  | NotYetVerified |  | 3 | 1687 | 87.8 | 20 |  |  | 4500 | 80
P00000WPD | Industrial Lighting Products | Industrial Lighting Products | CX2-20WLED-UNIV-4000K-FRAL-[USBD BDxx]-[All Options Except SD480] | Outdoor Luminaires | Low Output | Stairwell and Passageway Luminaires | Standard | FALSE | [9 empty] | 41886 |  |  | NotYetVerified |  | 3 | 1667 | 86.8 | 20 |  |  | 4000 | 80
P00000WPC | Industrial Lighting Products | Industrial Lighting Products | CX2-20WLED-UNIV-3500K-FRAL-[USBD BDxx]-[All Options Except SD480] | Outdoor Luminaires | Low Output | Stairwell and Passageway Luminaires | Standard | FALSE | [9 empty] | 41886 |  |  | NotYetVerified |  | 3 | 1646 | 85.7 | 20 |  |  | 3500 | 80
P00000WPB | Industrial Lighting Products | Industrial Lighting Products | CX2-20WLED-UNIV-3000K-FRAL-[USBD BDxx]-[All Options Except SD480] | Outdoor Luminaires | Low Output | Stairwell and Passageway Luminaires | Standard | FALSE | [9 empty] | 41886 |  |  | NotYetVerified |  | 3 | 1626 | 84.7 | 20 |  |  | 3000 | 80
P0000185S | RemPhos Technologies LLC | Remphos | RPT-DRUM-11IN-1600LM-4000K-OCC | Outdoor Luminaires | Low Output | Stairwell and Passageway Luminaires | Standard | TRUE | 1245 | 85.45 | 14.57 | 21.84 | 0.882 | 3980 | 83 | 5 | 50000 | 41863 |  |  | NotYetVerified |  | 3 | 1251 | 85.8 | 14.58 |  |  | 4000 | 83
P00001860 | RemPhos Technologies LLC | Remphos | RPT-DRUM-18IN-3000LM-4000K-OCC | Outdoor Luminaires | Low Output | Stairwell and Passageway Luminaires | Standard | FALSE | [9 empty] | 41863 |  |  | NotYetVerified |  | 3 | 2285 | 85 | 27 | 12.61 | 0.984 | 3980 | 83
P0000185X | RemPhos Technologies LLC | Remphos | RPT-DRUM-14IN-3000LM-4000K-OCC | Outdoor Luminaires | Low Output | Stairwell and Passageway Luminaires | Standard | FALSE | [9 empty] | 41863 |  |  | NotYetVerified |  | 3 | 2285 | 85 | 27 | 12.61 | 0.984 | 3980 | 83
P0000185U | RemPhos Technologies LLC | Remphos | RPT-DRUM-11IN-3000LM-4000K-OCC | Outdoor Luminaires | Low Output | Stairwell and Passageway Luminaires | Standard | FALSE | [9 empty] | 41863 |  |  | NotYetVerified |  | 3 | 2285 | 85 | 27 | 12.61 | 0.984 | 3980 | 83
P0000185Z | RemPhos Technologies LLC | Remphos | RPT-DRUM-18IN-2200LM-4000K-OCC | Outdoor Luminaires | Low Output | Stairwell and Passageway Luminaires | Standard | FALSE | [9 empty] | 41863 |  |  | NotYetVerified |  | 3 | 1720 | 86 | 20 | 12.61 | 0.984 | 3980 | 83
P0000185W | RemPhos Technologies LLC | Remphos | RPT-DRUM-14IN-2200LM-4000K-OCC | Outdoor Luminaires | Low Output | Stairwell and Passageway Luminaires | Standard | FALSE | [9 empty] | 41863 |  |  | NotYetVerified |  | 3 | 1720 | 86 | 20 | 12.61 | 0.984 | 3980 | 83
P0000185T | RemPhos Technologies LLC | Remphos | RPT-DRUM-11IN-2200LM-4000K-OCC | Outdoor Luminaires | Low Output | Stairwell and Passageway Luminaires | Standard | FALSE | [9 empty] | 41863 |  |  | NotYetVerified |  | 3 | 1720 | 86 | 20 | 12.61 | 0.984 | 3980 | 83
P0000185Y | RemPhos Technologies LLC | Remphos | RPT-DRUM-18IN-1600LM-4000K-OCC | Outdoor Luminaires | Low Output | Stairwell and Passageway Luminaires | Standard | FALSE | [9 empty] | 41863 |  |  | NotYetVerified |  | 3 | 1251 | 85.8 | 14.58 | 12.61 | 0.984 | 3980 | 83
P0000185V | RemPhos Technologies LLC | Remphos | RPT-DRUM-14IN-1600LM-4000K-OCC | Outdoor Luminaires | Low Output | Stairwell and Passageway Luminaires | Standard | FALSE | [9 empty] | 41863 |  |  | NotYetVerified |  | 3 | 1251 | 85.8 | 14.58 | 12.61 | 0.984 | 3980 | 83
P00001JWI | Lutron Electronics Co Inc | Lutron Electronics | FXSWXX14SLLC4U**SM**WH | Outdoor Luminaires | Low Output | Stairwell and Passageway Luminaires | Standard | TRUE | 3747 | 85.7 | 43.73 | 11.5 | 0.973 | 4002 | 82.1 | 5 | 50000 | 41845 |  |  | NotYetVerified |  | 3 | 3600 |  | 44 | 15 | 0.95 | 4000
P00001JWH | Lutron Electronics Co Inc | Lutron Electronics | FXSWXX12SLLC4U**SM**WH | Outdoor Luminaires | Low Output | Stairwell and Passageway Luminaires | Standard | TRUE | 3655 | 84.2 | 43.39 | 10.7 | 0.966 | 3989 | 82.2 | 5 | 50000 | 41845 |  |  | NotYetVerified |  | 3 | 3600 |  | 44 | 15 | 0.95 | 4000
P00001JWG | Lutron Electronics Co Inc | Lutron Electronics | FXSWXX12SLLC3U**SM**WH | Outdoor Luminaires | Low Output | Stairwell and Passageway Luminaires | Standard | TRUE | 2223 | 75.4 | 29.46 | 12.5 | 0.947 | 4000 | 82.3 | 5 | 50000 | 41845 |  |  | NotYetVerified |  | 3 | 2200 |  | 29 | 15 | 0.95 | 4000
P00001JWF | Lutron Electronics Co Inc | Lutron Electronics | FXSWXX12SLLC1U**SM**WH | Outdoor Luminaires | Low Output | Stairwell and Passageway Luminaires | Standard | TRUE | 1500 | 86.7 | 17.28 | 23.4 | 0.893 | 3942 | 82.1 | 5 | 50000 | 41845 |  |  | NotYetVerified |  | 3 | 1500 |  | 17 | 15 | 0.95 | 4000
P00000WON | Industrial Lighting Products | Industrial Lighting Products | CX4-60WLED-UNIV-2700K-USBD-FRAL-[SD480 Excluded] | Outdoor Luminaires | Low Output | Stairwell and Passageway Luminaires | Standard | TRUE | 4507 | 76.8 | 58.68 | 6.77 | 0.971 | 2782 | 82.1 | 5 |  | 41831 |  |  | NotYetVerified |  | 3 | 4507 | 76.81 | 58.68 | 6.77 | 0.971 | 2700 | 80
P00000WOT | Industrial Lighting Products | Industrial Lighting Products | CX4-60WLED-UNIV-5700K-USBD-FRAL-[SD480 Excluded] | Outdoor Luminaires | Low Output | Stairwell and Passageway Luminaires | Standard | FALSE | [9 empty] | 41831 |  |  | NotYetVerified |  | 3 | 4928 | 83.3 | 59.16 | 6.77 | 0.971 | 5700 | 80
P00000WOS | Industrial Lighting Products | Industrial Lighting Products | CX4-60WLED-UNIV-5000K-USBD-FRAL-[SD480 Excluded] | Outdoor Luminaires | Low Output | Stairwell and Passageway Luminaires | Standard | FALSE | [9 empty] | 41831 |  |  | NotYetVerified |  | 3 | 4830 | 81.97 | 58.92 | 6.77 | 0.971 | 5000 | 80
P00000WOR | Industrial Lighting Products | Industrial Lighting Products | CX4-60WLED-UNIV-4500K-USBD-FRAL-[SD480 Excluded] | Outdoor Luminaires | Low Output | Stairwell and Passageway Luminaires | Standard | FALSE | [9 empty] | 41831 |  |  | NotYetVerified |  | 3 | 4760 | 80.78 | 58.92 | 6.77 | 0.971 | 4500 | 80
P00000WOQ | Industrial Lighting Products | Industrial Lighting Products | CX4-60WLED-UNIV-4000K-USBD-FRAL-[SD480 Excluded] | Outdoor Luminaires | Low Output | Stairwell and Passageway Luminaires | Standard | FALSE | [9 empty] | 41831 |  |  | NotYetVerified |  | 3 | 4689 | 79.59 | 58.92 | 6.77 | 0.971 | 4000 | 80
P00000WOP | Industrial Lighting Products | Industrial Lighting Products | CX4-60WLED-UNIV-3500K-USBD-FRAL-[SD480 Excluded] | Outdoor Luminaires | Low Output | Stairwell and Passageway Luminaires | Standard | FALSE | [9 empty] | 41831 |  |  | NotYetVerified |  | 3 | 4619 | 78.4 | 58.92 | 6.77 | 0.971 | 3500 | 80
P00000WOO | Industrial Lighting Products | Industrial Lighting Products | CX4-60WLED-UNIV-3000K-USBD-FRAL-[SD480 Excluded] | Outdoor Luminaires | Low Output | Stairwell and Passageway Luminaires | Standard | FALSE | [9 empty] | 41831 |  |  | NotYetVerified |  | 3 | 4549 | 77.21 | 58.92 | 6.77 | 0.971 | 3000 | 80
P00000W5F | Hubbell Lighting | Columbia Lighting | LBIL4-40K-LW-ESDU-OS1 | Outdoor Luminaires | Low Output | Stairwell and Passageway Luminaires | Standard | TRUE | 3168 | 102.62 | 30.88 | 10.1 | 0.9502 | 3790 | 84 | 5 | 51000 | 41816 |  |  | NotYetVerified |  | 3 | [5 empty] | 4000
P00000W5H | Hubbell Lighting | Columbia Lighting | LBIL4-40K-ML-ESDU-OS1 | Outdoor Luminaires | Mid Output | Stairwell and Passageway Luminaires | Standard | TRUE | 5272 | 103.94 | 50.72 | 19.1 | 0.933 | 3790 | 84 | 5 | 51000 | 41816 |  |  | NotYetVerified |  | 3 | [5 empty] | 4000
P00000W5I | Hubbell Lighting | Columbia Lighting | LBIL4-50K-ML-EDU-OS1 | Outdoor Luminaires | Mid Output | Stairwell and Passageway Luminaires | Standard | FALSE | [9 empty] | 41816 |  |  | NotYetVerified |  | 3 | 5272 | 103 | 51 |  |  | 5000 | 80
P00000W5G | Hubbell Lighting | Columbia Lighting | LBIL4-50K-LW-EDU-OS1 | Outdoor Luminaires | Low Output | Stairwell and Passageway Luminaires | Standard | FALSE | [9 empty] | 41816 |  |  | NotYetVerified |  | 3 | 3168 | 102 | 31 |  |  | 5000 | 80
P000003YQ | Acuity Brands Lighting | Lithonia Lighting | WL440LXXXXXXXXXLP830XXXXXXXXXXXXXXXXXXXXXX | Outdoor Luminaires | Low Output | Stairwell and Passageway Luminaires | Standard | TRUE | 3927 | 99.47 | 39.48 | 18.61 | 0.924 | 3066 | 83.4 | 5 |  | 41814 |  |  | NotYetVerified |  | 3 | 3927 | 99.47 | 39.48 | 18.61 | 0.924 | 3066 | 83.4
P0000110S | MaxLite Inc | MaxLite | LSV4806SU30DV40[MSEN.EN2EN3] | Outdoor Luminaires | Low Output | Stairwell and Passageway Luminaires | Standard | TRUE | 3937 | 126.87 | 31.03 | 6.27 | 0.902 | 4091 | 82.4 | 5 | 76000 | 41814 |  |  | NotYetVerified | Updated on 10/24/2016 | 3 | [5 empty] | 4000
P0000110O | MaxLite Inc | MaxLite | LSV2406SU30DV40[MSEN.EN2EN3] | Outdoor Luminaires | Low Output | Stairwell and Passageway Luminaires | Standard | TRUE | 3082 | 95.86 | 32.15 | 11.7 | 0.89 | 3828 | 83.3 | 5 | 56000 | 41814 |  |  | NotYetVerified | Updated on 10/24/2016 | 3 | [5 empty] | 4000
P000003YC | Acuity Brands Lighting | Lithonia Lighting | WL430LXXXXXXXXXLP850XXXXXXXXXXXXXXXXXXXXXX | Outdoor Luminaires | Low Output | Stairwell and Passageway Luminaires | Standard | TRUE | 3445 | 120.88 | 28.5 | 14.28 | 0.877 | 4967 | 81.94 | 5 |  | 41814 |  |  | NotYetVerified |  | 3 | 3445 | 120.88 | 28.5 | 14.28 | 0.877 | 4967 | 81.94
P000003YB | Acuity Brands Lighting | Lithonia Lighting | WL430LXXXXXXXXXLP830XXXXXXXXXXXXXXXXXXXXXX | Outdoor Luminaires | Low Output | Stairwell and Passageway Luminaires | Standard | TRUE | 2949 | 104.61 | 28.19 | 14.28 | 0.877 | 3057 | 83.38 | 5 |  | 41814 |  |  | NotYetVerified |  | 3 | 2949 | 104.61 | 28.19 | 14.28 | 0.877 | 3057 | 83.38
P000003YA | Acuity Brands Lighting | Lithonia Lighting | WL420LXXXXXXXXXLP830XXXXXXXXXXXXXXXXXXXXXX | Outdoor Luminaires | Low Output | Stairwell and Passageway Luminaires | Standard | TRUE | 2068 | 110.47 | 18.72 | 14.28 | 0.877 | 3047 | 83.44 | 5 |  | 41814 |  |  | NotYetVerified |  | 3 | 2068 | 110.47 | 18.72 | 14.28 | 0.877 | 3047 | 83.44
P0000110P | MaxLite Inc | MaxLite | LSV2406SU30DV50[MSEN.EN2EN3] | Outdoor Luminaires | Low Output | Stairwell and Passageway Luminaires | Standard | FALSE | [9 empty] | 41814 |  |  | NotYetVerified | Updated on 10/24/2016 | 3 | 3095 | 93.6 | 33.08 | 1.53 | 0.99 | 5408 | 84.8
P0000110T | MaxLite Inc | MaxLite | LSV4806SU30DV50[MSEN.EN2EN3] | Outdoor Luminaires | Low Output | Stairwell and Passageway Luminaires | Standard | FALSE | [9 empty] | 41814 |  |  | NotYetVerified | Updated on 10/24/2016 | 3 | 3506 | 112.8 | 31.07 | 6.35 | 0.9 | 5306 | 85.3
P000003YT | Acuity Brands Lighting | Lithonia Lighting | WL440LXXXXXXXXXLP850XXXXXXXXXXXXXXXXXXXXXX | Outdoor Luminaires | Low Output | Stairwell and Passageway Luminaires | Standard | FALSE | [9 empty] | 41814 | Not Yet Verified | Not Yet Verified | NotYetVerified |  | 3 | 4588 | 115.16 | 39.84 | 18.61 | 0.924 | 5006 | 82.02
P000003YF | Acuity Brands Lighting | Lithonia Lighting | WL420LXXXXXXXXXLP850XXXXXXXXXXXXXXXXXXXXXX | Outdoor Luminaires | Low Output | Stairwell and Passageway Luminaires | Standard | FALSE | [9 empty] | 41814 | Not Yet Verified | Not Yet Verified | NotYetVerified |  | 3 | 2411 | 127.84 | 18.86 | 14.28 | 0.877 | 4961 | 82.05
P000003YE | Acuity Brands Lighting | Lithonia Lighting | WL420LXXXXXXXXXLP840XXXXXXXXXXXXXXXXXXXXXX | Outdoor Luminaires | Low Output | Stairwell and Passageway Luminaires | Standard | FALSE | [9 empty] | 41814 | Not Yet Verified | Not Yet Verified | NotYetVerified |  | 3 | 2280 | 121.79 | 18.72 | 14.28 | 0.877 | 4000 | 83.44
P000003YS | Acuity Brands Lighting | Lithonia Lighting | WL440LXXXXXXXXXLP840XXXXXXXXXXXXXXXXXXXXXX | Outdoor Luminaires | Low Output | Stairwell and Passageway Luminaires | Standard | FALSE | [9 empty] | 41814 | Not Yet Verified | Not Yet Verified | NotYetVerified |  | 3 | 4330 | 109.67 | 39.48 | 18.61 | 0.924 | 4000 | 83.4
P000003YH | Acuity Brands Lighting | Lithonia Lighting | WL430LXXXXXXXXXLP840XXXXXXXXXXXXXXXXXXXXXX | Outdoor Luminaires | Low Output | Stairwell and Passageway Luminaires | Standard | FALSE | [9 empty] | 41814 | Not Yet Verified | Not Yet Verified | NotYetVerified |  | 3 | 3251 | 115.33 | 28.19 | 14.28 | 0.877 | 4000 | 83.38
P000003YD | Acuity Brands Lighting | Lithonia Lighting | WL420LXXXXXXXXXLP835XXXXXXXXXXXXXXXXXXXXXX | Outdoor Luminaires | Low Output | Stairwell and Passageway Luminaires | Standard | FALSE | [9 empty] | 41814 | Not Yet Verified | Not Yet Verified | NotYetVerified |  | 3 | 2171 | 115.99 | 18.72 | 14.28 | 0.877 | 3500 | 83.44
P000003YR | Acuity Brands Lighting | Lithonia Lighting | WL440LXXXXXXXXXLP835XXXXXXXXXXXXXXXXXXXXXX | Outdoor Luminaires | Low Output | Stairwell and Passageway Luminaires | Standard | FALSE | [9 empty] | 41814 | Not Yet Verified | Not Yet Verified | NotYetVerified |  | 3 | 4123 | 104.44 | 39.48 | 18.61 | 0.924 | 3500 | 83.4
P000003YG | Acuity Brands Lighting | Lithonia Lighting | WL430LXXXXXXXXXLP835XXXXXXXXXXXXXXXXXXXXXX | Outdoor Luminaires | Low Output | Stairwell and Passageway Luminaires | Standard | FALSE | [9 empty] | 41814 | Not Yet Verified | Not Yet Verified | NotYetVerified |  | 3 | 3096 | 109.84 | 28.19 | 14.28 | 0.877 | 3500 | 83.38
P0000110M | MaxLite Inc | MaxLite | LSU4806SU30DV40MS | Outdoor Luminaires | Low Output | Stairwell and Passageway Luminaires | Standard | TRUE | 3583 | 116.09 | 30.86 | 6.29 | 0.903 | 4162 | 82.7 | 5 | 50000 | 41813 |  |  | NotYetVerified |  | 3 | [5 empty] | 4000
P0000110G | MaxLite Inc | MaxLite | LSU4806SU20DV40MS | Outdoor Luminaires | Low Output | Stairwell and Passageway Luminaires | Standard | TRUE | 2193 | 110.24 | 19.89 | 11.14 | 0.887 | 3838 | 82.9 | 5 | 50000 | 41813 |  |  | NotYetVerified |  | 3 | [5 empty] | 4000
P0000110N | MaxLite Inc | MaxLite | LSU4806SU30DV50MS | Outdoor Luminaires | Low Output | Stairwell and Passageway Luminaires | Standard | FALSE | [9 empty] | 41813 |  |  | NotYetVerified |  | 3 | 3233 | 103.14 | 31.35 | 6.41 | 0.9 | 5349 | 85.1
P0000110H | MaxLite Inc | MaxLite | LSU4806SU20DV50MS | Outdoor Luminaires | Low Output | Stairwell and Passageway Luminaires | Standard | FALSE | [9 empty] | 41813 |  |  | NotYetVerified |  | 3 | 2170 | 107.79 | 20.13 | 11.19 | 0.98 | 5291 | 85.4
P00001DWD | Xeleum Lighting | Xeleum | XASC04-M40KU(E or N) | Outdoor Luminaires | Low Output | Stairwell and Passageway Luminaires | Standard | TRUE | 4190.844 | 103.478 | 40.5 | 16.3 | 0.9 | 3999 | 84.7 | 10 | 50000 | 41789 |  |  | NotYetVerified |  | 3 | 4190 | 104 | 41 |  | 0.904 | 4000 | 83
P00001DWE | Xeleum Lighting | Xeleum | XASC04-M50KU(E or N) | Outdoor Luminaires | Low Output | Stairwell and Passageway Luminaires | Standard | FALSE | [9 empty] | 41789 |  |  | NotYetVerified |  | 3 | 4190 | 104 | 41 |  | 0.904 | 5000 | 83
P00001G6J | Louvers International Inc | Zen | ZEN296-5K-U-CL-M[SPC]-BILAT-YY | Outdoor Luminaires | Low Output | Stairwell and Passageway Luminaires | Standard | TRUE | 2588 | 84.8 | 30.52 | 8.71 | 0.988 | 5446 | 89.7 | 5 | 100000 | 41780 |  |  | NotYetVerified |  | 3 | 3100 | 103 | 30 |  |  | 5000
P00001G6K | Louvers International Inc | Zen | ZEN3144-5K-U-CL-M[SPC]-BILAT-YY | Outdoor Luminaires | Mid Output | Stairwell and Passageway Luminaires | Standard | TRUE | 5218 | 84.78 | 61.55 | 9.09 | 0.986 | 5583 | 90.3 | 5 | 100000 | 41780 |  |  | NotYetVerified |  | 3 | 6200 | 103 | 60 |  |  | 5000
P00001G6L | Louvers International Inc | Zen | ZEN4192-5K-U-CL-M[SPC]-BILAT-YY | Outdoor Luminaires | Low Output | Stairwell and Passageway Luminaires | Standard | FALSE | [9 empty] | 41780 |  |  | NotYetVerified |  | 3 | 4650 | 103 | 45 |  |  | 5000
P000003GI | Acuity Brands Lighting | Lithonia Lighting | WL425LXXXD24LP830XXXXXXXNESXXXXXXXXXXXXXX | Outdoor Luminaires | Low Output | Stairwell and Passageway Luminaires | Standard | TRUE | 2440 | 102.56 | 23.79 | 15.1 | 0.904 | 3128 | 83 | 5 | 50000 | 41772 |  |  | NotYetVerified |  | 3 | 2500 | 104 | 24 |  |  | 3000 | 82
P000003GJ | Acuity Brands Lighting | Lithonia Lighting | WL425LXXXD24LP850XXXXXXXNESXXXXXXXXXXXXXX | Outdoor Luminaires | Low Output | Stairwell and Passageway Luminaires | Standard | TRUE | 2664 | 110.86 | 24.03 | 12.7 | 0.904 | 5282.4 | 84.1 | 5 | 50000 | 41772 |  |  | NotYetVerified |  | 3 | 2500 | 104 | 24 |  |  | 5000 | 82
P00000YHY | Kenall Lighting | Kenall Lighting | MOS-18-vv-TP-20L50K-DV-TL50-[All Options]-[All Accessories] | Outdoor Luminaires | Low Output | Stairwell and Passageway Luminaires | Standard | TRUE | 2300.199 | 85.512 | 26.899 | 24.07 | 0.871 | 4838 | 80.8 | 10 | 100000 | 41772 |  |  | NotYetVerified |  | 3 | 2300.2 | 88.9 | 25.87 | 24.07 | 0.87 | 4838 | 80.8
P00000YHX | Kenall Lighting | Kenall Lighting | MOS-18-vv-TP-50L40K-DV-TL50-[All Options]-[All Accessories] | Outdoor Luminaires | Low Output | Stairwell and Passageway Luminaires | Standard | TRUE | 4528.065 | 80.39 | 56.326 | 24.07 | 0.871 | 3987 | 81.5 | 10 | 100000 | 41772 |  |  | NotYetVerified |  | 3 | 4528 | 80.4 | 56.33 | 24.07 | 0.87 | 3942 | 81.2
P00000YHW | Kenall Lighting | Kenall Lighting | MOS-18-vv-TP-20L40K-DV-TL50-[All Options]-[All Accessories] | Outdoor Luminaires | Low Output | Stairwell and Passageway Luminaires | Standard | TRUE | 2268.225 | 87.685 | 25.868 | 24.07 | 0.871 | 3942 | 81.2 | 10 | 100000 | 41772 |  |  | NotYetVerified |  | 3 | 2268.2 | 87.7 | 25.87 | 24.07 | 0.87 | 3942 | 81.2
P00000YI3 | Kenall Lighting | Kenall Lighting | MOS-18-vv-TP-50L50K-DV-TL50-[All Options]-[All Accessories] | Outdoor Luminaires | Low Output | Stairwell and Passageway Luminaires | Standard | FALSE | [9 empty] | 41772 |  |  | NotYetVerified |  | 3 | 4832 | 85.8 | 56.33 | 24.07 | 0.87 | 4838 | 80.8
P00000YI2 | Kenall Lighting | Kenall Lighting | MOS-18-vv-TA-50L50K-DV-TL50-[All Options]-[All Accessories] | Outdoor Luminaires | Low Output | Stairwell and Passageway Luminaires | Standard | FALSE | [9 empty] | 41772 |  |  | NotYetVerified |  | 3 | 4832 | 85.8 | 56.33 | 24.07 | 0.87 | 4838 | 80.8
P00000YI0 | Kenall Lighting | Kenall Lighting | MOS-18-vv-TA-20L50K-DV-TL50-[All Options]-[All Accessories] | Outdoor Luminaires | Low Output | Stairwell and Passageway Luminaires | Standard | FALSE | [9 empty] | 41772 |  |  | NotYetVerified |  | 3 | 2415 | 93.4 | 25.87 | 24.07 | 0.87 | 4838 | 80.8
P00000YI1 | Kenall Lighting | Kenall Lighting | MOS-18-vv-TA-50L40K-DV-TL50-[All Options]-[All Accessories] | Outdoor Luminaires | Low Output | Stairwell and Passageway Luminaires | Standard | FALSE | [9 empty] | 41772 |  |  | NotYetVerified |  | 3 | 4832 | 85.8 | 56.33 | 24.07 | 0.87 | 3942 | 81.2
P00000YHZ | Kenall Lighting | Kenall Lighting | MOS-18-vv-TA-20L40K-DV-TL50-[All Options]-[All Accessories] | Outdoor Luminaires | Low Output | Stairwell and Passageway Luminaires | Standard | FALSE | [9 empty] | 41772 |  |  | NotYetVerified |  | 3 | 2415 | 93.4 | 25.87 | 24.07 | 0.87 | 3942 | 81.2
P000003GM | Acuity Brands Lighting | Lithonia Lighting | WL441LXXXD43LP850XXXXXXXNESXXXXXXXXXXXXXX | Outdoor Luminaires | Low Output | Stairwell and Passageway Luminaires | Standard | FALSE | [9 empty] | 41772 | Not Yet Verified | Not Yet Verified | NotYetVerified |  | 3 | 4100 | 95 | 43 |  |  | 5000 | 82
P000003GL | Acuity Brands Lighting | Lithonia Lighting | WL441LXXXD43LP840XXXXXXXNESXXXXXXXXXXXXXX | Outdoor Luminaires | Low Output | Stairwell and Passageway Luminaires | Standard | FALSE | [9 empty] | 41772 | Not Yet Verified | Not Yet Verified | NotYetVerified |  | 3 | 4100 | 95 | 43 |  |  | 4000 | 82
P000003GK | Acuity Brands Lighting | Lithonia Lighting | WL425LXXXD24LP840XXXXXXXNESXXXXXXXXXXXXXX | Outdoor Luminaires | Low Output | Stairwell and Passageway Luminaires | Standard | FALSE | [9 empty] | 41772 | Not Yet Verified | Not Yet Verified | NotYetVerified |  | 3 | 2500 | 104 | 24 |  |  | 4000 | 82
P000010ZX | MaxLite Inc | MaxLite | LSV4806SU50DV40[MSEN.EN2EN3] | Outdoor Luminaires | Low Output | Stairwell and Passageway Luminaires | Standard | TRUE | 4988 | 105.52 | 47.37 | 14.13 | 0.909 | 3848 | 83.4 | 5 | 50000 | 41771 |  |  | NotYetVerified | Updated on 10/24/2016 | 3 | [5 empty] | 3848
P000010ZR | MaxLite Inc | MaxLite | LSU2406SU30DV40MS | Outdoor Luminaires | Low Output | Stairwell and Passageway Luminaires | Standard | TRUE | 2902 | 90.22 | 32.17 | 11.33 | 0.891 | 3895 | 83.3 | 5 |  | 41771 |  |  | NotYetVerified |  | 3 | [5 empty] | 4000
P000010ZS | MaxLite Inc | MaxLite | LSU2406SU30DV50MS | Outdoor Luminaires | Low Output | Stairwell and Passageway Luminaires | Standard | FALSE | [9 empty] | 41771 |  |  | NotYetVerified |  | 3 | 3233 | 103.14 | 31.3 | 6.41 | 0.9 | 5349 | 85.1
P000010ZY | MaxLite Inc | MaxLite | LSV4806SU50DV50[MSEN.EN2EN3] | Outdoor Luminaires | Low Output | Stairwell and Passageway Luminaires | Standard | FALSE | [9 empty] | 41771 |  |  | NotYetVerified | Updated on 10/24/2016 | 3 | 5043 | 104.8 | 48.11 | 14.13 | 0.91 | 5082 | 83.4
P000010ZL | MaxLite Inc | MaxLite | LSV4806SU40DV40[MSEN.EN2EN3] | Outdoor Luminaires | Low Output | Stairwell and Passageway Luminaires | Standard | TRUE | 4423 | 107.81 | 41.03 | 15.25 | 0.938 | 3848 | 83.4 | 5 | 62000 | 41767 |  |  | NotYetVerified | Updated on 10/24/2016 | 3 | [5 empty] | 3848
P000010Z0 | MaxLite Inc | MaxLite | LSU4806SU40DV40MS | Outdoor Luminaires | Low Output | Stairwell and Passageway Luminaires | Standard | TRUE | 4251 | 103.32 | 41.14 | 14.04 | 0.938 | 3887 | 83.3 | 5 | 62000 | 41767 |  |  | NotYetVerified |  | 3 | [5 empty] | 3887
P000010Z6 | MaxLite Inc | MaxLite | LSU4806SU50DV40MS | Outdoor Luminaires | Low Output | Stairwell and Passageway Luminaires | Standard | TRUE | 4625 | 97.28 | 47.54 | 14.18 | 0.91 | 3864 | 83.2 | 5 | 54000 | 41767 |  |  | NotYetVerified |  | 3 | [5 empty] | 4000
P000010YU | MaxLite Inc | MaxLite | LSU2406SU20DV40MS | Outdoor Luminaires | Low Output | Stairwell and Passageway Luminaires | Standard | TRUE | 2076 | 98.47 | 21.08 | 7.94 | 0.902 | 3876 | 83.9 | 5 | 62000 | 41767 |  |  | NotYetVerified |  | 3 | [5 empty] | 4000
P000010ZC | MaxLite Inc | MaxLite | LSV2406SU20DV40[MSEN.EN2EN3] | Outdoor Luminaires | Low Output | Stairwell and Passageway Luminaires | Standard | TRUE | 2203 | 104.91 | 21 | 8.1 | 0.901 | 3811 | 83.3 | 5 | 61000 | 41767 |  |  | NotYetVerified | Updated on 10/24/2016 | 3 | [5 empty] | 3811
P000010ZF | MaxLite Inc | MaxLite | LSV2406SU30DV40[MSEN.EN2EN3] | Outdoor Luminaires | Low Output | Stairwell and Passageway Luminaires | Standard | TRUE | 3082 | 95.86 | 32.15 | 11.7 | 0.89 | 3828 | 83.3 | 5 | 52000 | 41767 |  |  | NotYetVerified | Updated on 10/24/2016 | 3 | [5 empty] | 3828
P000010ZD | MaxLite Inc | MaxLite | LSV2406SU20DV50[MSEN.EN2EN3] | Outdoor Luminaires | Low Output | Stairwell and Passageway Luminaires | Standard | FALSE | [9 empty] | 41767 |  |  | NotYetVerified | Updated on 10/24/2016 | 3 | 2170 | 107.79 | 20.13 | 11.19 | 0.98 | 5291 | 85.4
P000010YV | MaxLite Inc | MaxLite | LSU2406SU20DV50MS | Outdoor Luminaires | Low Output | Stairwell and Passageway Luminaires | Standard | FALSE | [9 empty] | 41767 |  |  | NotYetVerified |  | 3 | 2170 | 107.79 | 20.13 | 11.19 | 0.98 | 5291 | 85.4
P000010Z7 | MaxLite Inc | MaxLite | LSU4806SU50DV50MS | Outdoor Luminaires | Low Output | Stairwell and Passageway Luminaires | Standard | FALSE | [9 empty] | 41767 |  |  | NotYetVerified |  | 3 | 4923 | 100.8 | 48.8 | 14.18 | 0.91 | 5248 | 83.3
P000010ZM | MaxLite Inc | MaxLite | LSV4806SD40DV50[MSEN.EN2EN3] | Outdoor Luminaires | Low Output | Stairwell and Passageway Luminaires | Standard | FALSE | [9 empty] | 41767 |  |  | NotYetVerified | Updated on 10/24/2016 | 3 | 4270 | 102.8 | 41.54 | 14.04 | 0.93 | 5169 | 82.9
P000010Z1 | MaxLite Inc | MaxLite | LSU4806SU40DV50MS | Outdoor Luminaires | Low Output | Stairwell and Passageway Luminaires | Standard | FALSE | [9 empty] | 41767 |  |  | NotYetVerified |  | 3 | 4270 | 102.8 | 41.5 | 14 | 0.93 | 5169 | 82.9
P00001DW9 | Xeleum Lighting | Xeleum | XASW02-M50KUE | Outdoor Luminaires | Low Output | Stairwell and Passageway Luminaires | Standard | TRUE | 3017.548 | 103.696 | 29.1 | 11.57 | 0.92 | 4960 | 82.7 | 5 |  | 41731 |  |  | NotYetVerified | Only qualified as surface-mount | 3 | 2650 | 93 | 29 | 15 | 0.95 | 5000 | 65
P00001DWC | Xeleum Lighting | Xeleum | XBSW02-M50KUN | Outdoor Luminaires | Low Output | Stairwell and Passageway Luminaires | Standard | FALSE | [9 empty] | 41731 |  |  | NotYetVerified | Only qualified as surface-mount | 3 | 2650 | 93 | 29 | 15 | 0.95 | 5000 | 65
P00001DWB | Xeleum Lighting | Xeleum | XBSW02-M50KUE | Outdoor Luminaires | Low Output | Stairwell and Passageway Luminaires | Standard | FALSE | [9 empty] | 41731 |  |  | NotYetVerified | Only qualified as surface-mount | 3 | 2650 | 93 | 29 | 15 | 0.95 | 5000 | 65
P00001DWA | Xeleum Lighting | Xeleum | XASW02-M50KUN | Outdoor Luminaires | Low Output | Stairwell and Passageway Luminaires | Standard | FALSE | [9 empty] | 41731 |  |  | NotYetVerified | Only qualified as surface-mount | 3 | 2650 | 93 | 29 | 15 | 0.95 | 5000 | 65
P000016WB | PristineLED | Star Bright | SB4-40K-OSXXX [Only 120V] | Outdoor Luminaires | Low Output | Stairwell and Passageway Luminaires | Standard | TRUE | 3818 | 78.8 | 48.48 | 18.68 | 0.985 | 5704 | 72.39 | 5 | 100000 | 41726 |  |  | NotYetVerified |  | 3 | 3818 |  | 48.48 |  | 0.95
P00001EAA | Amerillum Brands | Alumen8E | E-RSCP41L40LHRLUW[All Mounting Options][OD] | Outdoor Luminaires | Low Output | Stairwell and Passageway Luminaires | Standard | TRUE | 3752.22 | 92 | 40.28 | 19 | 0.94 | 4042 | 81 | 5 | 60000 | 41725 |  |  | NotYetVerified |  | 3 | [5 empty] | 4000 | 85
P00000WOA | Industrial Lighting Products | Industrial Lighting Products | CL4-80WLED-UNIV-US-DIM-XXXXX | Outdoor Luminaires | Mid Output | Stairwell and Passageway Luminaires | Standard | FALSE | [9 empty] | 41711 |  |  | NotYetVerified |  | 3 | 5994 | 74.85 | 80.08 |  |  | 5000 | 67
P00000WO9 | Industrial Lighting Products | Industrial Lighting Products | CL4-40WLED-UNIV-US-DIM-XXXXX | Outdoor Luminaires | Low Output | Stairwell and Passageway Luminaires | Standard | FALSE | [9 empty] | 41711 |  |  | NotYetVerified |  | 3 | 3433 | 74.5 | 46.08 |  |  | 5000 | 67
P000010NX | Lumecon LLC | Lumecon | LC-LG-DB-2-NW-X-X-X-OC2-X-X-X | Outdoor Luminaires | Low Output | Stairwell and Passageway Luminaires | Standard | TRUE | 3776 | 75.44 | 50.05 | 14.29 | 0.907 | 4638 | 73.4 | 10 | 90000 | 41710 |  |  | NotYetVerified |  | 3 | 3776 | 75.44 | 50 | 20 | 0.99 | 4700
P000010O0 | Lumecon LLC | Lumecon | LC-LG-C-2-NW-X-X-X-OC2-X-X-X | Outdoor Luminaires | Low Output | Stairwell and Passageway Luminaires | Standard | FALSE | [9 empty] | 41710 |  |  | NotYetVerified |  | 3 | 3776 | 75.44 | 75 | 20 | 0.99 | 4700
P000010NZ | Lumecon LLC | Lumecon | LC-LG-C-1-NW-X-X-X-OC2-X-X-X | Outdoor Luminaires | Low Output | Stairwell and Passageway Luminaires | Standard | FALSE | [9 empty] | 41710 |  |  | NotYetVerified |  | 3 | 3776 | 75.44 | 75 | 20 | 0.99 | 4700
P000010NY | Lumecon LLC | Lumecon | LC-LG-DB-1-NW-X-X-X-OC2-X-X-X | Outdoor Luminaires | Low Output | Stairwell and Passageway Luminaires | Standard | FALSE | [9 empty] | 41710 |  |  | NotYetVerified |  | 3 | 3776 | 75.44 | 75 | 20 | 0.99 | 4700
P00000PZE | DECO Lighting | DECO Lighting | LUCERA-24-50-UNV-MS2 | Outdoor Luminaires | Low Output | Stairwell and Passageway Luminaires | Standard | TRUE | 2024 | 84 | 24.06 | 20 | 0.91 | 4999 | 86 | 10 | 100000 | 41691 |  |  | NotYetVerified |  | 3 | 2000 |  | 24 |  |  | 5000
P000016RC | Precision Paragon [P2] | precision Paragon [P2] | RLL-1x4-LW-F-UL-50K-SH | Outdoor Luminaires | Mid Output | Stairwell and Passageway Luminaires | Standard | FALSE | [9 empty] | 41680 |  |  | NotYetVerified |  | 3 | 5272 | 103 | 51 |  |  | 5000 | 80
P000016RD | Precision Paragon [P2] | precision Paragon [P2] | RLL-1x4-XL-F-UL-50K-SH | Outdoor Luminaires | Low Output | Stairwell and Passageway Luminaires | Standard | FALSE | [9 empty] | 41680 |  |  | NotYetVerified |  | 3 | 3168 | 102 | 31 |  |  | 5000 | 80
P00000SUD | GE Lighting Solutions | Albeo | ALC4X1V48D4XXXXXXXXXX | Outdoor Luminaires | Mid Output | Stairwell and Passageway Luminaires | Standard | TRUE | 5378 | 76.3 | 70.5 | 9.3 | 0.932 | 3168 | 83 | 5 | 50000 | 41654 |  |  | NotYetVerified |  | 3 | 5800 | 81.69 | 71 |  | 0.9 | 4000 | 80
P00000SUC | GE Lighting Solutions | Albeo | ALC4X1H48D4XXXXXXXXXX | Outdoor Luminaires | Low Output | Stairwell and Passageway Luminaires | Standard | TRUE | 4025 | 86 | 46.8 | 11.9 | 0.901 | 3861 | 83 | 5 | 50000 | 41654 |  |  | NotYetVerified |  | 3 | 4200 | 89.36 | 47 |  | 0.9 | 4000 | 80
P00000SUB | GE Lighting Solutions | Albeo | ALC4X1T48D4XXXXXXXXXX | Outdoor Luminaires | Low Output | Stairwell and Passageway Luminaires | Standard | TRUE | 2359 | 82.2 | 28.7 | 9.7 | 0.901 | 3861 | 83 | 5 | 50000 | 41654 |  |  | NotYetVerified |  | 3 | 2500 | 83.3 | 30 |  | 0.9 | 4000 | 80
P00000SXA | GE Lighting Solutions | Albeo | ALC4X1H58W8XXXXXXXXXX | Outdoor Luminaires | Mid Output | Stairwell and Passageway Luminaires | Standard | FALSE | [9 empty] | 41654 |  |  | NotYetVerified |  | 3 | 9000 | 95.74 | 94 |  | 0.9 | 5000 | 80
P00000SX8 | GE Lighting Solutions | Albeo | ALC4X1H5888XXXXXXXXXX | Outdoor Luminaires | Mid Output | Stairwell and Passageway Luminaires | Standard | FALSE | [9 empty] | 41654 |  |  | NotYetVerified |  | 3 | 9000 | 95.74 | 94 |  | 0.9 | 5000 | 80
P00000SX7 | GE Lighting Solutions | Albeo | ALC4X1H5848XXXXXXXXXX | Outdoor Luminaires | Mid Output | Stairwell and Passageway Luminaires | Standard | FALSE | [9 empty] | 41654 |  |  | NotYetVerified |  | 3 | 9000 | 95.74 | 94 |  | 0.9 | 5000 | 80
P00000SX6 | GE Lighting Solutions | Albeo | ALC4X1H5828XXXXXXXXXX | Outdoor Luminaires | Mid Output | Stairwell and Passageway Luminaires | Standard | FALSE | [9 empty] | 41654 |  |  | NotYetVerified |  | 3 | 9000 | 95.74 | 94 |  | 0.9 | 5000 | 80
P00000SX5 | GE Lighting Solutions | Albeo | ALC4X1H5818XXXXXXXXXX | Outdoor Luminaires | Mid Output | Stairwell and Passageway Luminaires | Standard | FALSE | [9 empty] | 41654 |  |  | NotYetVerified |  | 3 | 9000 | 95.74 | 94 |  | 0.9 | 5000 | 80
P00000SX9 | GE Lighting Solutions | Albeo | ALC4X1H58D8XXXXXXXXXX | Outdoor Luminaires | Mid Output | Stairwell and Passageway Luminaires | Standard | FALSE | [9 empty] | 41654 |  |  | NotYetVerified |  | 3 | 8400 | 89.36 | 94 |  | 0.9 | 5000 | 80
P00000SVZ | GE Lighting Solutions | Albeo | ALC4X1V58W4XXXXXXXXXX | Outdoor Luminaires | Mid Output | Stairwell and Passageway Luminaires | Standard | FALSE | [9 empty] | 41654 |  |  | NotYetVerified |  | 3 | 6200 | 87.32 | 71 |  | 0.9 | 5000 | 80
P00000SVX | GE Lighting Solutions | Albeo | ALC4X1V5884XXXXXXXXXX | Outdoor Luminaires | Mid Output | Stairwell and Passageway Luminaires | Standard | FALSE | [9 empty] | 41654 |  |  | NotYetVerified |  | 3 | 6200 | 87.32 | 71 |  | 0.9 | 5000 | 80
P00000SVW | GE Lighting Solutions | Albeo | ALC4X1V5844XXXXXXXXXX | Outdoor Luminaires | Mid Output | Stairwell and Passageway Luminaires | Standard | FALSE | [9 empty] | 41654 |  |  | NotYetVerified |  | 3 | 6200 | 87.32 | 71 |  | 0.9 | 5000 | 80
P00000SVV | GE Lighting Solutions | Albeo | ALC4X1V5824XXXXXXXXXX | Outdoor Luminaires | Mid Output | Stairwell and Passageway Luminaires | Standard | FALSE | [9 empty] | 41654 |  |  | NotYetVerified |  | 3 | 6200 | 87.32 | 71 |  | 0.9 | 5000 | 80
P00000SVU | GE Lighting Solutions | Albeo | ALC4X1V5814XXXXXXXXXX | Outdoor Luminaires | Mid Output | Stairwell and Passageway Luminaires | Standard | FALSE | [9 empty] | 41654 |  |  | NotYetVerified |  | 3 | 6200 | 87.32 | 71 |  | 0.9 | 5000 | 80
P00000SVY | GE Lighting Solutions | Albeo | ALC4X1V58D4XXXXXXXXXX | Outdoor Luminaires | Mid Output | Stairwell and Passageway Luminaires | Standard | FALSE | [9 empty] | 41654 |  |  | NotYetVerified |  | 3 | 5800 | 81.69 | 71 |  | 0.9 | 5000 | 80
P00000SWM | GE Lighting Solutions | Albeo | ALC4X1T58W8XXXXXXXXXX | Outdoor Luminaires | Mid Output | Stairwell and Passageway Luminaires | Standard | FALSE | [9 empty] | 41654 |  |  | NotYetVerified |  | 3 | 5400 | 94.74 | 57 |  | 0.9 | 5000 | 80
P00000SWK | GE Lighting Solutions | Albeo | ALC4X1T5888XXXXXXXXXX | Outdoor Luminaires | Mid Output | Stairwell and Passageway Luminaires | Standard | FALSE | [9 empty] | 41654 |  |  | NotYetVerified |  | 3 | 5400 | 94.74 | 57 |  | 0.9 | 5000 | 80
P00000SWJ | GE Lighting Solutions | Albeo | ALC4X1T5848XXXXXXXXXX | Outdoor Luminaires | Mid Output | Stairwell and Passageway Luminaires | Standard | FALSE | [9 empty] | 41654 |  |  | NotYetVerified |  | 3 | 5400 | 94.74 | 57 |  | 0.9 | 5000 | 80
P00000SWI | GE Lighting Solutions | Albeo | ALC4X1T5828XXXXXXXXXX | Outdoor Luminaires | Mid Output | Stairwell and Passageway Luminaires | Standard | FALSE | [9 empty] | 41654 |  |  | NotYetVerified |  | 3 | 5400 | 94.74 | 57 |  | 0.9 | 5000 | 80
P00000SWH | GE Lighting Solutions | Albeo | ALC4X1T5818XXXXXXXXXX | Outdoor Luminaires | Mid Output | Stairwell and Passageway Luminaires | Standard | FALSE | [9 empty] | 41654 |  |  | NotYetVerified |  | 3 | 5400 | 94.74 | 57 |  | 0.9 | 5000 | 80
P00000SWL | GE Lighting Solutions | Albeo | ALC4X1T58D8XXXXXXXXXX | Outdoor Luminaires | Mid Output | Stairwell and Passageway Luminaires | Standard | FALSE | [9 empty] | 41654 |  |  | NotYetVerified |  | 3 | 5000 | 87.72 | 57 |  | 0.9 | 5000 | 80
P00000SVC | GE Lighting Solutions | Albeo | ALC4X1H58W4XXXXXXXXXX | Outdoor Luminaires | Low Output | Stairwell and Passageway Luminaires | Standard | FALSE | [9 empty] | 41654 |  |  | NotYetVerified |  | 3 | 4500 | 95.74 | 47 |  | 0.9 | 5000 | 80
P00000SVA | GE Lighting Solutions | Albeo | ALC4X1H5884XXXXXXXXXX | Outdoor Luminaires | Low Output | Stairwell and Passageway Luminaires | Standard | FALSE | [9 empty] | 41654 |  |  | NotYetVerified |  | 3 | 4500 | 95.74 | 47 |  | 0.9 | 5000 | 80
P00000SV9 | GE Lighting Solutions | Albeo | ALC4X1H5844XXXXXXXXXX | Outdoor Luminaires | Low Output | Stairwell and Passageway Luminaires | Standard | FALSE | [9 empty] | 41654 |  |  | NotYetVerified |  | 3 | 4500 | 95.74 | 47 |  | 0.9 | 5000 | 80
P00000SV8 | GE Lighting Solutions | Albeo | ALC4X1H5824XXXXXXXXXX | Outdoor Luminaires | Low Output | Stairwell and Passageway Luminaires | Standard | FALSE | [9 empty] | 41654 |  |  | NotYetVerified |  | 3 | 4500 | 95.74 | 47 |  | 0.9 | 5000 | 80
P00000SV7 | GE Lighting Solutions | Albeo | ALC4X1H5814XXXXXXXXXX | Outdoor Luminaires | Low Output | Stairwell and Passageway Luminaires | Standard | FALSE | [9 empty] | 41654 |  |  | NotYetVerified |  | 3 | 4500 | 95.74 | 47 |  | 0.9 | 5000 | 80
P00000SVB | GE Lighting Solutions | Albeo | ALC4X1H58D4XXXXXXXXXX | Outdoor Luminaires | Low Output | Stairwell and Passageway Luminaires | Standard | FALSE | [9 empty] | 41654 |  |  | NotYetVerified |  | 3 | 4200 | 89.36 | 47 |  | 0.9 | 5000 | 80
P00000SUP | GE Lighting Solutions | Albeo | ALC4X1T58W4XXXXXXXXXX | Outdoor Luminaires | Low Output | Stairwell and Passageway Luminaires | Standard | FALSE | [9 empty] | 41654 |  |  | NotYetVerified |  | 3 | 2700 | 90 | 30 |  | 0.9 | 5000 | 80
P00000SUN | GE Lighting Solutions | Albeo | ALC4X1T5884XXXXXXXXXX | Outdoor Luminaires | Low Output | Stairwell and Passageway Luminaires | Standard | FALSE | [9 empty] | 41654 |  |  | NotYetVerified |  | 3 | 2700 | 90 | 30 |  | 0.9 | 5000 | 80
P00000SUM | GE Lighting Solutions | Albeo | ALC4X1T5844XXXXXXXXXX | Outdoor Luminaires | Low Output | Stairwell and Passageway Luminaires | Standard | FALSE | [9 empty] | 41654 |  |  | NotYetVerified |  | 3 | 2700 | 90 | 30 |  | 0.9 | 5000 | 80
P00000SUL | GE Lighting Solutions | Albeo | ALC4X1T5824XXXXXXXXXX | Outdoor Luminaires | Low Output | Stairwell and Passageway Luminaires | Standard | FALSE | [9 empty] | 41654 |  |  | NotYetVerified |  | 3 | 2700 | 90 | 30 |  | 0.9 | 5000 | 80
P00000SUK | GE Lighting Solutions | Albeo | ALC4X1T5814XXXXXXXXXX | Outdoor Luminaires | Low Output | Stairwell and Passageway Luminaires | Standard | FALSE | [9 empty] | 41654 |  |  | NotYetVerified |  | 3 | 2700 | 90 | 30 |  | 0.9 | 5000 | 80
P00000SUO | GE Lighting Solutions | Albeo | ALC4X1T58D4XXXXXXXXXX | Outdoor Luminaires | Low Output | Stairwell and Passageway Luminaires | Standard | FALSE | [9 empty] | 41654 |  |  | NotYetVerified |  | 3 | 2500 | 83.33 | 30 |  | 0.9 | 5000 | 80
P00000SXY | GE Lighting Solutions | Albeo | ALC4X1V58W8XXXXXXXXXX | Outdoor Luminaires | High Output | Stairwell and Passageway Luminaires | Standard | FALSE | [9 empty] | 41654 |  |  | NotYetVerified |  | 3 | 12400 | 87.32 | 142 |  | 0.9 | 5000 | 80
P00000SXW | GE Lighting Solutions | Albeo | ALC4X1V5888XXXXXXXXXX | Outdoor Luminaires | High Output | Stairwell and Passageway Luminaires | Standard | FALSE | [9 empty] | 41654 |  |  | NotYetVerified |  | 3 | 12400 | 87.32 | 142 |  | 0.9 | 5000 | 80
P00000SXV | GE Lighting Solutions | Albeo | ALC4X1V5848XXXXXXXXXX | Outdoor Luminaires | High Output | Stairwell and Passageway Luminaires | Standard | FALSE | [9 empty] | 41654 |  |  | NotYetVerified |  | 3 | 12400 | 87.32 | 142 |  | 0.9 | 5000 | 80
P00000SXU | GE Lighting Solutions | Albeo | ALC4X1V5828XXXXXXXXXX | Outdoor Luminaires | High Output | Stairwell and Passageway Luminaires | Standard | FALSE | [9 empty] | 41654 |  |  | NotYetVerified |  | 3 | 12400 | 87.32 | 142 |  | 0.9 | 5000 | 80
P00000SXT | GE Lighting Solutions | Albeo | ALC4X1V5818XXXXXXXXXX | Outdoor Luminaires | High Output | Stairwell and Passageway Luminaires | Standard | FALSE | [9 empty] | 41654 |  |  | NotYetVerified |  | 3 | 12400 | 87.32 | 142 |  | 0.9 | 5000 | 80
P00000SXX | GE Lighting Solutions | Albeo | ALC4X1V58D8XXXXXXXXXX | Outdoor Luminaires | High Output | Stairwell and Passageway Luminaires | Standard | FALSE | [9 empty] | 41654 |  |  | NotYetVerified |  | 3 | 11400 | 80.28 | 142 |  | 0.9 | 5000 | 80
P00000SVT | GE Lighting Solutions | Albeo | ALC4X1V57W4XXXXXXXXXX | Outdoor Luminaires | Mid Output | Stairwell and Passageway Luminaires | Standard | FALSE | [9 empty] | 41654 |  |  | NotYetVerified |  | 3 | 7400 | 104.23 | 71 |  | 0.9 | 5000 | 70
P00000SVR | GE Lighting Solutions | Albeo | ALC4X1V5784XXXXXXXXXX | Outdoor Luminaires | Mid Output | Stairwell and Passageway Luminaires | Standard | FALSE | [9 empty] | 41654 |  |  | NotYetVerified |  | 3 | 7400 | 104.23 | 71 |  | 0.9 | 5000 | 70
P00000SVQ | GE Lighting Solutions | Albeo | ALC4X1V5744XXXXXXXXXX | Outdoor Luminaires | Mid Output | Stairwell and Passageway Luminaires | Standard | FALSE | [9 empty] | 41654 |  |  | NotYetVerified |  | 3 | 7400 | 104.23 | 71 |  | 0.9 | 5000 | 70
P00000SVP | GE Lighting Solutions | Albeo | ALC4X1V5724XXXXXXXXXX | Outdoor Luminaires | Mid Output | Stairwell and Passageway Luminaires | Standard | FALSE | [9 empty] | 41654 |  |  | NotYetVerified |  | 3 | 7400 | 104.23 | 71 |  | 0.9 | 5000 | 70
P00000SVO | GE Lighting Solutions | Albeo | ALC4X1V5714XXXXXXXXXX | Outdoor Luminaires | Mid Output | Stairwell and Passageway Luminaires | Standard | FALSE | [9 empty] | 41654 |  |  | NotYetVerified |  | 3 | 7400 | 104.23 | 71 |  | 0.9 | 5000 | 70
P00000SVS | GE Lighting Solutions | Albeo | ALC4X1V57D4XXXXXXXXXX | Outdoor Luminaires | Mid Output | Stairwell and Passageway Luminaires | Standard | FALSE | [9 empty] | 41654 |  |  | NotYetVerified |  | 3 | 7000 | 98.59 | 71 |  | 0.9 | 5000 | 70
P00000SWG | GE Lighting Solutions | Albeo | ALC4X1T57W8XXXXXXXXXX | Outdoor Luminaires | Mid Output | Stairwell and Passageway Luminaires | Standard | FALSE | [9 empty] | 41654 |  |  | NotYetVerified |  | 3 | 6400 | 112.28 | 57 |  | 0.9 | 5000 | 70
P00000SWE | GE Lighting Solutions | Albeo | ALC4X1T5788XXXXXXXXXX | Outdoor Luminaires | Mid Output | Stairwell and Passageway Luminaires | Standard | FALSE | [9 empty] | 41654 |  |  | NotYetVerified |  | 3 | 6400 | 112.28 | 57 |  | 0.9 | 5000 | 70
P00000SWD | GE Lighting Solutions | Albeo | ALC4X1T5748XXXXXXXXXX | Outdoor Luminaires | Mid Output | Stairwell and Passageway Luminaires | Standard | FALSE | [9 empty] | 41654 |  |  | NotYetVerified |  | 3 | 6400 | 112.28 | 57 |  | 0.9 | 5000 | 70
P00000SWC | GE Lighting Solutions | Albeo | ALC4X1T5728XXXXXXXXXX | Outdoor Luminaires | Mid Output | Stairwell and Passageway Luminaires | Standard | FALSE | [9 empty] | 41654 |  |  | NotYetVerified |  | 3 | 6400 | 112.28 | 57 |  | 0.9 | 5000 | 70
P00000SWB | GE Lighting Solutions | Albeo | ALC4X1T5718XXXXXXXXXX | Outdoor Luminaires | Mid Output | Stairwell and Passageway Luminaires | Standard | FALSE | [9 empty] | 41654 |  |  | NotYetVerified |  | 3 | 6400 | 112.28 | 57 |  | 0.9 | 5000 | 70
P00000SWF | GE Lighting Solutions | Albeo | ALC4X1T57D8XXXXXXXXXX | Outdoor Luminaires | Mid Output | Stairwell and Passageway Luminaires | Standard | FALSE | [9 empty] | 41654 |  |  | NotYetVerified |  | 3 | 6000 | 105.26 | 57 |  | 0.9 | 5000 | 70
P00000SV6 | GE Lighting Solutions | Albeo | ALC4X1H57W4XXXXXXXXXX | Outdoor Luminaires | Mid Output | Stairwell and Passageway Luminaires | Standard | FALSE | [9 empty] | 41654 |  |  | NotYetVerified |  | 3 | 5350 | 113.83 | 47 |  | 0.9 | 5000 | 70
P00000SV4 | GE Lighting Solutions | Albeo | ALC4X1H5784XXXXXXXXXX | Outdoor Luminaires | Mid Output | Stairwell and Passageway Luminaires | Standard | FALSE | [9 empty] | 41654 |  |  | NotYetVerified |  | 3 | 5350 | 113.83 | 47 |  | 0.9 | 5000 | 70
P00000SV3 | GE Lighting Solutions | Albeo | ALC4X1H5744XXXXXXXXXX | Outdoor Luminaires | Mid Output | Stairwell and Passageway Luminaires | Standard | FALSE | [9 empty] | 41654 |  |  | NotYetVerified |  | 3 | 5350 | 113.83 | 47 |  | 0.9 | 5000 | 70
P00000SV2 | GE Lighting Solutions | Albeo | ALC4X1H5724XXXXXXXXXX | Outdoor Luminaires | Mid Output | Stairwell and Passageway Luminaires | Standard | FALSE | [9 empty] | 41654 |  |  | NotYetVerified |  | 3 | 5350 | 113.83 | 47 |  | 0.9 | 5000 | 70
P00000SV1 | GE Lighting Solutions | Albeo | ALC4X1H5714XXXXXXXXXX | Outdoor Luminaires | Mid Output | Stairwell and Passageway Luminaires | Standard | FALSE | [9 empty] | 41654 |  |  | NotYetVerified |  | 3 | 5350 | 113.83 | 47 |  | 0.9 | 5000 | 70
P00000SV5 | GE Lighting Solutions | Albeo | ALC4X1H57D4XXXXXXXXXX | Outdoor Luminaires | Mid Output | Stairwell and Passageway Luminaires | Standard | FALSE | [9 empty] | 41654 |  |  | NotYetVerified |  | 3 | 5050 | 107.45 | 47 |  | 0.9 | 5000 | 70
P00000SUJ | GE Lighting Solutions | Albeo | ALC4X1T57W4XXXXXXXXXX | Outdoor Luminaires | Low Output | Stairwell and Passageway Luminaires | Standard | FALSE | [9 empty] | 41654 |  |  | NotYetVerified |  | 3 | 3200 | 106.67 | 30 |  | 0.9 | 5000 | 70
P00000SUH | GE Lighting Solutions | Albeo | ALC4X1T5784XXXXXXXXXX | Outdoor Luminaires | Low Output | Stairwell and Passageway Luminaires | Standard | FALSE | [9 empty] | 41654 |  |  | NotYetVerified |  | 3 | 3200 | 106.67 | 30 |  | 0.9 | 5000 | 70
P00000SUG | GE Lighting Solutions | Albeo | ALC4X1T5744XXXXXXXXXX | Outdoor Luminaires | Low Output | Stairwell and Passageway Luminaires | Standard | FALSE | [9 empty] | 41654 |  |  | NotYetVerified |  | 3 | 3200 | 106.67 | 30 |  | 0.9 | 5000 | 70
P00000SUF | GE Lighting Solutions | Albeo | ALC4X1T5724XXXXXXXXXX | Outdoor Luminaires | Low Output | Stairwell and Passageway Luminaires | Standard | FALSE | [9 empty] | 41654 |  |  | NotYetVerified |  | 3 | 3200 | 106.67 | 30 |  | 0.9 | 5000 | 70
P00000SUE | GE Lighting Solutions | Albeo | ALC4X1T5714XXXXXXXXXX | Outdoor Luminaires | Low Output | Stairwell and Passageway Luminaires | Standard | FALSE | [9 empty] | 41654 |  |  | NotYetVerified |  | 3 | 3200 | 106.67 | 30 |  | 0.9 | 5000 | 70
P00000SUI | GE Lighting Solutions | Albeo | ALC4X1T57D4XXXXXXXXXX | Outdoor Luminaires | Low Output | Stairwell and Passageway Luminaires | Standard | FALSE | [9 empty] | 41654 |  |  | NotYetVerified |  | 3 | 3000 | 100 | 30 |  | 0.9 | 5000 | 70
P00000SXS | GE Lighting Solutions | Albeo | ALC4X1V57W8XXXXXXXXXX | Outdoor Luminaires | High Output | Stairwell and Passageway Luminaires | Standard | FALSE | [9 empty] | 41654 |  |  | NotYetVerified |  | 3 | 14800 | 104.23 | 142 |  | 0.9 | 5000 | 70
P00000SXQ | GE Lighting Solutions | Albeo | ALC4X1V5788XXXXXXXXXX | Outdoor Luminaires | High Output | Stairwell and Passageway Luminaires | Standard | FALSE | [9 empty] | 41654 |  |  | NotYetVerified |  | 3 | 14800 | 104.23 | 142 |  | 0.9 | 5000 | 70
P00000SXP | GE Lighting Solutions | Albeo | ALC4X1V5748XXXXXXXXXX | Outdoor Luminaires | High Output | Stairwell and Passageway Luminaires | Standard | FALSE | [9 empty] | 41654 |  |  | NotYetVerified |  | 3 | 14800 | 104.23 | 142 |  | 0.9 | 5000 | 70
P00000SXO | GE Lighting Solutions | Albeo | ALC4X1V5728XXXXXXXXXX | Outdoor Luminaires | High Output | Stairwell and Passageway Luminaires | Standard | FALSE | [9 empty] | 41654 |  |  | NotYetVerified |  | 3 | 14800 | 104.23 | 142 |  | 0.9 | 5000 | 70
P00000SXN | GE Lighting Solutions | Albeo | ALC4X1V5718XXXXXXXXXX | Outdoor Luminaires | High Output | Stairwell and Passageway Luminaires | Standard | FALSE | [9 empty] | 41654 |  |  | NotYetVerified |  | 3 | 14800 | 104.23 | 142 |  | 0.9 | 5000 | 70
P00000SXR | GE Lighting Solutions | Albeo | ALC4X1V57D8XXXXXXXXXX | Outdoor Luminaires | High Output | Stairwell and Passageway Luminaires | Standard | FALSE | [9 empty] | 41654 |  |  | NotYetVerified |  | 3 | 13800 | 97.18 | 142 |  | 0.9 | 5000 | 70
P00000SX4 | GE Lighting Solutions | Albeo | ALC4X1H57W8XXXXXXXXXX | Outdoor Luminaires | High Output | Stairwell and Passageway Luminaires | Standard | FALSE | [9 empty] | 41654 |  |  | NotYetVerified |  | 3 | 10700 | 113.83 | 94 |  | 0.9 | 5000 | 70
P00000SX2 | GE Lighting Solutions | Albeo | ALC4X1H5788XXXXXXXXXX | Outdoor Luminaires | High Output | Stairwell and Passageway Luminaires | Standard | FALSE | [9 empty] | 41654 |  |  | NotYetVerified |  | 3 | 10700 | 113.83 | 94 |  | 0.9 | 5000 | 70
P00000SX1 | GE Lighting Solutions | Albeo | ALC4X1H5748XXXXXXXXXX | Outdoor Luminaires | High Output | Stairwell and Passageway Luminaires | Standard | FALSE | [9 empty] | 41654 |  |  | NotYetVerified |  | 3 | 10700 | 113.83 | 94 |  | 0.9 | 5000 | 70
P00000SX0 | GE Lighting Solutions | Albeo | ALC4X1H5728XXXXXXXXXX | Outdoor Luminaires | High Output | Stairwell and Passageway Luminaires | Standard | FALSE | [9 empty] | 41654 |  |  | NotYetVerified |  | 3 | 10700 | 113.83 | 94 |  | 0.9 | 5000 | 70
P00000SWZ | GE Lighting Solutions | Albeo | ALC4X1H5718XXXXXXXXXX | Outdoor Luminaires | High Output | Stairwell and Passageway Luminaires | Standard | FALSE | [9 empty] | 41654 |  |  | NotYetVerified |  | 3 | 10700 | 113.83 | 94 |  | 0.9 | 5000 | 70
P00000SX3 | GE Lighting Solutions | Albeo | ALC4X1H57D8XXXXXXXXXX | Outdoor Luminaires | High Output | Stairwell and Passageway Luminaires | Standard | FALSE | [9 empty] | 41654 |  |  | NotYetVerified |  | 3 | 10100 | 107.45 | 94 |  | 0.9 | 5000 | 70
P00000SXM | GE Lighting Solutions | Albeo | ALC4X1H48W8XXXXXXXXXX | Outdoor Luminaires | Mid Output | Stairwell and Passageway Luminaires | Standard | FALSE | [9 empty] | 41654 |  |  | NotYetVerified |  | 3 | 9000 | 95.74 | 94 |  | 0.9 | 4000 | 80
P00000SXK | GE Lighting Solutions | Albeo | ALC4X1H4888XXXXXXXXXX | Outdoor Luminaires | Mid Output | Stairwell and Passageway Luminaires | Standard | FALSE | [9 empty] | 41654 |  |  | NotYetVerified |  | 3 | 9000 | 95.74 | 94 |  | 0.9 | 4000 | 80
P00000SXJ | GE Lighting Solutions | Albeo | ALC4X1H4848XXXXXXXXXX | Outdoor Luminaires | Mid Output | Stairwell and Passageway Luminaires | Standard | FALSE | [9 empty] | 41654 |  |  | NotYetVerified |  | 3 | 9000 | 95.74 | 94 |  | 0.9 | 4000 | 80
P00000SXI | GE Lighting Solutions | Albeo | ALC4X1H4828XXXXXXXXXX | Outdoor Luminaires | Mid Output | Stairwell and Passageway Luminaires | Standard | FALSE | [9 empty] | 41654 |  |  | NotYetVerified |  | 3 | 9000 | 95.74 | 94 |  | 0.9 | 4000 | 80
P00000SXH | GE Lighting Solutions | Albeo | ALC4X1H4818XXXXXXXXXX | Outdoor Luminaires | Mid Output | Stairwell and Passageway Luminaires | Standard | FALSE | [9 empty] | 41654 |  |  | NotYetVerified |  | 3 | 9000 | 95.74 | 94 |  | 0.9 | 4000 | 80
P00000SXL | GE Lighting Solutions | Albeo | ALC4X1H48D8XXXXXXXXXX | Outdoor Luminaires | Mid Output | Stairwell and Passageway Luminaires | Standard | FALSE | [9 empty] | 41654 |  |  | NotYetVerified |  | 3 | 8400 | 89.36 | 94 |  | 0.9 | 4000 | 80
P00000SWA | GE Lighting Solutions | Albeo | ALC4X1V48W4XXXXXXXXXX | Outdoor Luminaires | Mid Output | Stairwell and Passageway Luminaires | Standard | FALSE | [9 empty] | 41654 |  |  | NotYetVerified |  | 3 | 6200 | 87.32 | 71 |  | 0.9 | 4000 | 80
P00000SW9 | GE Lighting Solutions | Albeo | ALC4X1V4884XXXXXXXXXX | Outdoor Luminaires | Mid Output | Stairwell and Passageway Luminaires | Standard | FALSE | [9 empty] | 41654 |  |  | NotYetVerified |  | 3 | 6200 | 87.32 | 71 |  | 0.9 | 4000 | 80
P00000SW8 | GE Lighting Solutions | Albeo | ALC4X1V4844XXXXXXXXXX | Outdoor Luminaires | Mid Output | Stairwell and Passageway Luminaires | Standard | FALSE | [9 empty] | 41654 |  |  | NotYetVerified |  | 3 | 6200 | 87.32 | 71 |  | 0.9 | 4000 | 80
P00000SW7 | GE Lighting Solutions | Albeo | ALC4X1V4824XXXXXXXXXX | Outdoor Luminaires | Mid Output | Stairwell and Passageway Luminaires | Standard | FALSE | [9 empty] | 41654 |  |  | NotYetVerified |  | 3 | 6200 | 87.32 | 71 |  | 0.9 | 4000 | 80
P00000SW6 | GE Lighting Solutions | Albeo | ALC4X1V4814XXXXXXXXXX | Outdoor Luminaires | Mid Output | Stairwell and Passageway Luminaires | Standard | FALSE | [9 empty] | 41654 |  |  | NotYetVerified |  | 3 | 6200 | 87.32 | 71 |  | 0.9 | 4000 | 80
P00000SWY | GE Lighting Solutions | Albeo | ALC4X1T48W8XXXXXXXXXX | Outdoor Luminaires | Mid Output | Stairwell and Passageway Luminaires | Standard | FALSE | [9 empty] | 41654 |  |  | NotYetVerified |  | 3 | 5400 | 94.74 | 57 |  | 0.9 | 4000 | 80
P00000SWW | GE Lighting Solutions | Albeo | ALC4X1T4888XXXXXXXXXX | Outdoor Luminaires | Mid Output | Stairwell and Passageway Luminaires | Standard | FALSE | [9 empty] | 41654 |  |  | NotYetVerified |  | 3 | 5400 | 94.74 | 57 |  | 0.9 | 4000 | 80
P00000SWV | GE Lighting Solutions | Albeo | ALC4X1T4848XXXXXXXXXX | Outdoor Luminaires | Mid Output | Stairwell and Passageway Luminaires | Standard | FALSE | [9 empty] | 41654 |  |  | NotYetVerified |  | 3 | 5400 | 94.74 | 57 |  | 0.9 | 4000 | 80
P00000SWU | GE Lighting Solutions | Albeo | ALC4X1T4828XXXXXXXXXX | Outdoor Luminaires | Mid Output | Stairwell and Passageway Luminaires | Standard | FALSE | [9 empty] | 41654 |  |  | NotYetVerified |  | 3 | 5400 | 94.74 | 57 |  | 0.9 | 4000 | 80
P00000SWT | GE Lighting Solutions | Albeo | ALC4X1T4818XXXXXXXXXX | Outdoor Luminaires | Mid Output | Stairwell and Passageway Luminaires | Standard | FALSE | [9 empty] | 41654 |  |  | NotYetVerified |  | 3 | 5400 | 94.74 | 57 |  | 0.9 | 4000 | 80
P00000SWX | GE Lighting Solutions | Albeo | ALC4X1T48D8XXXXXXXXXX | Outdoor Luminaires | Mid Output | Stairwell and Passageway Luminaires | Standard | FALSE | [9 empty] | 41654 |  |  | NotYetVerified |  | 3 | 5000 | 87.72 | 57 |  | 0.9 | 4000 | 80
P00000SVN | GE Lighting Solutions | Albeo | ALC4X1H48W4XXXXXXXXXX | Outdoor Luminaires | Low Output | Stairwell and Passageway Luminaires | Standard | FALSE | [9 empty] | 41654 |  |  | NotYetVerified |  | 3 | 4500 | 95.74 | 47 |  | 0.9 | 4000 | 80
P00000SVM | GE Lighting Solutions | Albeo | ALC4X1H4884XXXXXXXXXX | Outdoor Luminaires | Low Output | Stairwell and Passageway Luminaires | Standard | FALSE | [9 empty] | 41654 |  |  | NotYetVerified |  | 3 | 4500 | 95.74 | 47 |  | 0.9 | 4000 | 80
P00000SVL | GE Lighting Solutions | Albeo | ALC4X1H4844XXXXXXXXXX | Outdoor Luminaires | Low Output | Stairwell and Passageway Luminaires | Standard | FALSE | [9 empty] | 41654 |  |  | NotYetVerified |  | 3 | 4500 | 95.74 | 47 |  | 0.9 | 4000 | 80
P00000SVK | GE Lighting Solutions | Albeo | ALC4X1H4824XXXXXXXXXX | Outdoor Luminaires | Low Output | Stairwell and Passageway Luminaires | Standard | FALSE | [9 empty] | 41654 |  |  | NotYetVerified |  | 3 | 4500 | 95.74 | 47 |  | 0.9 | 4000 | 80
P00000SVJ | GE Lighting Solutions | Albeo | ALC4X1H4814XXXXXXXXXX | Outdoor Luminaires | Low Output | Stairwell and Passageway Luminaires | Standard | FALSE | [9 empty] | 41654 |  |  | NotYetVerified |  | 3 | 4500 | 95.74 | 47 |  | 0.9 | 4000 | 80
P00000SV0 | GE Lighting Solutions | Albeo | ALC4X1T48W4XXXXXXXXXX | Outdoor Luminaires | Low Output | Stairwell and Passageway Luminaires | Standard | FALSE | [9 empty] | 41654 |  |  | NotYetVerified |  | 3 | 2700 | 90 | 30 |  | 0.9 | 4000 | 80
P00000SUZ | GE Lighting Solutions | Albeo | ALC4X1T4884XXXXXXXXXX | Outdoor Luminaires | Low Output | Stairwell and Passageway Luminaires | Standard | FALSE | [9 empty] | 41654 |  |  | NotYetVerified |  | 3 | 2700 | 90 | 30 |  | 0.9 | 4000 | 80
P00000SUY | GE Lighting Solutions | Albeo | ALC4X1T4844XXXXXXXXXX | Outdoor Luminaires | Low Output | Stairwell and Passageway Luminaires | Standard | FALSE | [9 empty] | 41654 |  |  | NotYetVerified |  | 3 | 2700 | 90 | 30 |  | 0.9 | 4000 | 80
P00000SUX | GE Lighting Solutions | Albeo | ALC4X1T4824XXXXXXXXXX | Outdoor Luminaires | Low Output | Stairwell and Passageway Luminaires | Standard | FALSE | [9 empty] | 41654 |  |  | NotYetVerified |  | 3 | 2700 | 90 | 30 |  | 0.9 | 4000 | 80
P00000SUW | GE Lighting Solutions | Albeo | ALC4X1T4814XXXXXXXXXX | Outdoor Luminaires | Low Output | Stairwell and Passageway Luminaires | Standard | FALSE | [9 empty] | 41654 |  |  | NotYetVerified |  | 3 | 2700 | 90 | 30 |  | 0.9 | 4000 | 80
P00000SYA | GE Lighting Solutions | Albeo | ALC4X1V48W8XXXXXXXXXX | Outdoor Luminaires | High Output | Stairwell and Passageway Luminaires | Standard | FALSE | [9 empty] | 41654 |  |  | NotYetVerified |  | 3 | 12400 | 87.32 | 142 |  | 0.9 | 4000 | 80
P00000SY8 | GE Lighting Solutions | Albeo | ALC4X1V4888XXXXXXXXXX | Outdoor Luminaires | High Output | Stairwell and Passageway Luminaires | Standard | FALSE | [9 empty] | 41654 |  |  | NotYetVerified |  | 3 | 12400 | 87.32 | 142 |  | 0.9 | 4000 | 80
P00000SY7 | GE Lighting Solutions | Albeo | ALC4X1V4848XXXXXXXXXX | Outdoor Luminaires | High Output | Stairwell and Passageway Luminaires | Standard | FALSE | [9 empty] | 41654 |  |  | NotYetVerified |  | 3 | 12400 | 87.32 | 142 |  | 0.9 | 4000 | 80
P00000SY6 | GE Lighting Solutions | Albeo | ALC4X1V4828XXXXXXXXXX | Outdoor Luminaires | High Output | Stairwell and Passageway Luminaires | Standard | FALSE | [9 empty] | 41654 |  |  | NotYetVerified |  | 3 | 12400 | 87.32 | 142 |  | 0.9 | 4000 | 80
P00000SY5 | GE Lighting Solutions | Albeo | ALC4X1V4818XXXXXXXXXX | Outdoor Luminaires | High Output | Stairwell and Passageway Luminaires | Standard | FALSE | [9 empty] | 41654 |  |  | NotYetVerified |  | 3 | 12400 | 87.32 | 142 |  | 0.9 | 4000 | 80
P00000SY9 | GE Lighting Solutions | Albeo | ALC4X1V48D8XXXXXXXXXX | Outdoor Luminaires | High Output | Stairwell and Passageway Luminaires | Standard | FALSE | [9 empty] | 41654 |  |  | NotYetVerified |  | 3 | 11400 | 80.28 | 142 |  | 0.9 | 4000 | 80
P00000SW5 | GE Lighting Solutions | Albeo | ALC4X1V47W4XXXXXXXXXX | Outdoor Luminaires | Mid Output | Stairwell and Passageway Luminaires | Standard | FALSE | [9 empty] | 41654 |  |  | NotYetVerified |  | 3 | 7400 | 104.23 | 71 |  | 0.9 | 4000 | 70
P00000SW3 | GE Lighting Solutions | Albeo | ALC4X1V4784XXXXXXXXXX | Outdoor Luminaires | Mid Output | Stairwell and Passageway Luminaires | Standard | FALSE | [9 empty] | 41654 |  |  | NotYetVerified |  | 3 | 7400 | 104.23 | 71 |  | 0.9 | 4000 | 70
P00000SW2 | GE Lighting Solutions | Albeo | ALC4X1V4744XXXXXXXXXX | Outdoor Luminaires | Mid Output | Stairwell and Passageway Luminaires | Standard | FALSE | [9 empty] | 41654 |  |  | NotYetVerified |  | 3 | 7400 | 104.23 | 71 |  | 0.9 | 4000 | 70
P00000SW1 | GE Lighting Solutions | Albeo | ALC4X1V4724XXXXXXXXXX | Outdoor Luminaires | Mid Output | Stairwell and Passageway Luminaires | Standard | FALSE | [9 empty] | 41654 |  |  | NotYetVerified |  | 3 | 7400 | 104.23 | 71 |  | 0.9 | 4000 | 70
P00000SW0 | GE Lighting Solutions | Albeo | ALC4X1V4714XXXXXXXXXX | Outdoor Luminaires | Mid Output | Stairwell and Passageway Luminaires | Standard | FALSE | [9 empty] | 41654 |  |  | NotYetVerified |  | 3 | 7400 | 104.23 | 71 |  | 0.9 | 4000 | 70
P00000SW4 | GE Lighting Solutions | Albeo | ALC4X1V47D4XXXXXXXXXX | Outdoor Luminaires | Mid Output | Stairwell and Passageway Luminaires | Standard | FALSE | [9 empty] | 41654 |  |  | NotYetVerified |  | 3 | 7000 | 98.59 | 71 |  | 0.9 | 4000 | 70
P00000SWS | GE Lighting Solutions | Albeo | ALC4X1T47W8XXXXXXXXXX | Outdoor Luminaires | Mid Output | Stairwell and Passageway Luminaires | Standard | FALSE | [9 empty] | 41654 |  |  | NotYetVerified |  | 3 | 6400 | 112.28 | 57 |  | 0.9 | 4000 | 70
P00000SWQ | GE Lighting Solutions | Albeo | ALC4X1T4788XXXXXXXXXX | Outdoor Luminaires | Mid Output | Stairwell and Passageway Luminaires | Standard | FALSE | [9 empty] | 41654 |  |  | NotYetVerified |  | 3 | 6400 | 112.28 | 57 |  | 0.9 | 4000 | 70
P00000SWP | GE Lighting Solutions | Albeo | ALC4X1T4748XXXXXXXXXX | Outdoor Luminaires | Mid Output | Stairwell and Passageway Luminaires | Standard | FALSE | [9 empty] | 41654 |  |  | NotYetVerified |  | 3 | 6400 | 112.28 | 57 |  | 0.9 | 4000 | 70
P00000SWO | GE Lighting Solutions | Albeo | ALC4X1T4728XXXXXXXXXX | Outdoor Luminaires | Mid Output | Stairwell and Passageway Luminaires | Standard | FALSE | [9 empty] | 41654 |  |  | NotYetVerified |  | 3 | 6400 | 112.28 | 57 |  | 0.9 | 4000 | 70
P00000SWN | GE Lighting Solutions | Albeo | ALC4X1T4718XXXXXXXXXX | Outdoor Luminaires | Mid Output | Stairwell and Passageway Luminaires | Standard | FALSE | [9 empty] | 41654 |  |  | NotYetVerified |  | 3 | 6400 | 112.28 | 57 |  | 0.9 | 4000 | 70
P00000SWR | GE Lighting Solutions | Albeo | ALC4X1T47D8XXXXXXXXXX | Outdoor Luminaires | Mid Output | Stairwell and Passageway Luminaires | Standard | FALSE | [9 empty] | 41654 |  |  | NotYetVerified |  | 3 | 6000 | 105.26 | 57 |  | 0.9 | 4000 | 70
P00000SVI | GE Lighting Solutions | Albeo | ALC4X1H47W4XXXXXXXXXX | Outdoor Luminaires | Mid Output | Stairwell and Passageway Luminaires | Standard | FALSE | [9 empty] | 41654 |  |  | NotYetVerified |  | 3 | 5350 | 113.83 | 47 |  | 0.9 | 4000 | 70
P00000SVG | GE Lighting Solutions | Albeo | ALC4X1H4784XXXXXXXXXX | Outdoor Luminaires | Mid Output | Stairwell and Passageway Luminaires | Standard | FALSE | [9 empty] | 41654 |  |  | NotYetVerified |  | 3 | 5350 | 113.83 | 47 |  | 0.9 | 4000 | 70
P00000SVF | GE Lighting Solutions | Albeo | ALC4X1H4744XXXXXXXXXX | Outdoor Luminaires | Mid Output | Stairwell and Passageway Luminaires | Standard | FALSE | [9 empty] | 41654 |  |  | NotYetVerified |  | 3 | 5350 | 113.83 | 47 |  | 0.9 | 4000 | 70
P00000SVE | GE Lighting Solutions | Albeo | ALC4X1H4724XXXXXXXXXX | Outdoor Luminaires | Mid Output | Stairwell and Passageway Luminaires | Standard | FALSE | [9 empty] | 41654 |  |  | NotYetVerified |  | 3 | 5350 | 113.83 | 47 |  | 0.9 | 4000 | 70
P00000SVD | GE Lighting Solutions | Albeo | ALC4X1H4714XXXXXXXXXX | Outdoor Luminaires | Mid Output | Stairwell and Passageway Luminaires | Standard | FALSE | [9 empty] | 41654 |  |  | NotYetVerified |  | 3 | 5350 | 113.83 | 47 |  | 0.9 | 4000 | 70
P00000SVH | GE Lighting Solutions | Albeo | ALC4X1H47D4XXXXXXXXXX | Outdoor Luminaires | Mid Output | Stairwell and Passageway Luminaires | Standard | FALSE | [9 empty] | 41654 |  |  | NotYetVerified |  | 3 | 5050 | 107.45 | 47 |  | 0.9 | 4000 | 70
P00000SUV | GE Lighting Solutions | Albeo | ALC4X1T47W4XXXXXXXXXX | Outdoor Luminaires | Low Output | Stairwell and Passageway Luminaires | Standard | FALSE | [9 empty] | 41654 |  |  | NotYetVerified |  | 3 | 3200 | 106.67 | 30 |  | 0.9 | 4000 | 70
P00000SUT | GE Lighting Solutions | Albeo | ALC4X1T4784XXXXXXXXXX | Outdoor Luminaires | Low Output | Stairwell and Passageway Luminaires | Standard | FALSE | [9 empty] | 41654 |  |  | NotYetVerified |  | 3 | 3200 | 106.67 | 30 |  | 0.9 | 4000 | 70
P00000SUS | GE Lighting Solutions | Albeo | ALC4X1T4744XXXXXXXXXX | Outdoor Luminaires | Low Output | Stairwell and Passageway Luminaires | Standard | FALSE | [9 empty] | 41654 |  |  | NotYetVerified |  | 3 | 3200 | 106.67 | 30 |  | 0.9 | 4000 | 70
P00000SUR | GE Lighting Solutions | Albeo | ALC4X1T4724XXXXXXXXXX | Outdoor Luminaires | Low Output | Stairwell and Passageway Luminaires | Standard | FALSE | [9 empty] | 41654 |  |  | NotYetVerified |  | 3 | 3200 | 106.67 | 30 |  | 0.9 | 4000 | 70
P00000SUQ | GE Lighting Solutions | Albeo | ALC4X1T4714XXXXXXXXXX | Outdoor Luminaires | Low Output | Stairwell and Passageway Luminaires | Standard | FALSE | [9 empty] | 41654 |  |  | NotYetVerified |  | 3 | 3200 | 106.67 | 30 |  | 0.9 | 4000 | 70
P00000SUU | GE Lighting Solutions | Albeo | ALC4X1T47D4XXXXXXXXXX | Outdoor Luminaires | Low Output | Stairwell and Passageway Luminaires | Standard | FALSE | [9 empty] | 41654 |  |  | NotYetVerified |  | 3 | 3000 | 100 | 30 |  | 0.9 | 4000 | 70
P00000SY4 | GE Lighting Solutions | Albeo | ALC4X1V47W8XXXXXXXXXX | Outdoor Luminaires | High Output | Stairwell and Passageway Luminaires | Standard | FALSE | [9 empty] | 41654 |  |  | NotYetVerified |  | 3 | 14800 | 104.23 | 142 |  | 0.9 | 4000 | 70
P00000SY2 | GE Lighting Solutions | Albeo | ALC4X1V4788XXXXXXXXXX | Outdoor Luminaires | High Output | Stairwell and Passageway Luminaires | Standard | FALSE | [9 empty] | 41654 |  |  | NotYetVerified |  | 3 | 14800 | 104.23 | 142 |  | 0.9 | 4000 | 70
P00000SY1 | GE Lighting Solutions | Albeo | ALC4X1V4748XXXXXXXXXX | Outdoor Luminaires | High Output | Stairwell and Passageway Luminaires | Standard | FALSE | [9 empty] | 41654 |  |  | NotYetVerified |  | 3 | 14800 | 104.23 | 142 |  | 0.9 | 4000 | 70
P00000SY0 | GE Lighting Solutions | Albeo | ALC4X1V4728XXXXXXXXXX | Outdoor Luminaires | High Output | Stairwell and Passageway Luminaires | Standard | FALSE | [9 empty] | 41654 |  |  | NotYetVerified |  | 3 | 14800 | 104.23 | 142 |  | 0.9 | 4000 | 70
P00000SXZ | GE Lighting Solutions | Albeo | ALC4X1V4718XXXXXXXXXX | Outdoor Luminaires | High Output | Stairwell and Passageway Luminaires | Standard | FALSE | [9 empty] | 41654 |  |  | NotYetVerified |  | 3 | 14800 | 104.23 | 142 |  | 0.9 | 4000 | 70
P00000SY3 | GE Lighting Solutions | Albeo | ALC4X1V47D8XXXXXXXXXX | Outdoor Luminaires | High Output | Stairwell and Passageway Luminaires | Standard | FALSE | [9 empty] | 41654 |  |  | NotYetVerified |  | 3 | 13800 | 97.18 | 142 |  | 0.9 | 4000 | 70
P00000SXG | GE Lighting Solutions | Albeo | ALC4X1H47W8XXXXXXXXXX | Outdoor Luminaires | High Output | Stairwell and Passageway Luminaires | Standard | FALSE | [9 empty] | 41654 |  |  | NotYetVerified |  | 3 | 10700 | 113.83 | 94 |  | 0.9 | 4000 | 70
P00000SXE | GE Lighting Solutions | Albeo | ALC4X1H4788XXXXXXXXXX | Outdoor Luminaires | High Output | Stairwell and Passageway Luminaires | Standard | FALSE | [9 empty] | 41654 |  |  | NotYetVerified |  | 3 | 10700 | 113.83 | 94 |  | 0.9 | 4000 | 70
P00000SXD | GE Lighting Solutions | Albeo | ALC4X1H4748XXXXXXXXXX | Outdoor Luminaires | High Output | Stairwell and Passageway Luminaires | Standard | FALSE | [9 empty] | 41654 |  |  | NotYetVerified |  | 3 | 10700 | 113.83 | 94 |  | 0.9 | 4000 | 70
P00000SXC | GE Lighting Solutions | Albeo | ALC4X1H4728XXXXXXXXXX | Outdoor Luminaires | High Output | Stairwell and Passageway Luminaires | Standard | FALSE | [9 empty] | 41654 |  |  | NotYetVerified |  | 3 | 10700 | 113.83 | 94 |  | 0.9 | 4000 | 70
P00000SXB | GE Lighting Solutions | Albeo | ALC4X1H4718XXXXXXXXXX | Outdoor Luminaires | High Output | Stairwell and Passageway Luminaires | Standard | FALSE | [9 empty] | 41654 |  |  | NotYetVerified |  | 3 | 10700 | 113.83 | 94 |  | 0.9 | 4000 | 70
P00000SXF | GE Lighting Solutions | Albeo | ALC4X1H47D8XXXXXXXXXX | Outdoor Luminaires | High Output | Stairwell and Passageway Luminaires | Standard | FALSE | [9 empty] | 41654 |  |  | NotYetVerified |  | 3 | 10100 | 107.45 | 94 |  | 0.9 | 4000 | 70
P00001GMV | Lumax Lighting | Lumax Lighting | CODLED21L3K24-1-[18] | Outdoor Luminaires | Low Output | Stairwell and Passageway Luminaires | Standard | TRUE | 1823 | 79.47 | 22.94 | 17.52 | 0.985 | 3090 | 85.6 | 5 | 50000 | 41635 |  |  | NotYetVerified |  | 3 | 2127 | 92.48 | 23 | 20 | 0.9 | 3000 | 85
P00001GMS | Lumax Lighting | Lumax Lighting | CODLED13L3K24-1-[18] | Outdoor Luminaires | Low Output | Stairwell and Passageway Luminaires | Standard | TRUE | 1223 | 79.87 | 15.31 | 17.64 | 0.973 | 3096 | 85.5 | 5 | 50000 | 41635 |  |  | NotYetVerified |  | 3 | 1356 | 90.4 | 15 | 20 | 0.9 | 3000 | 85
P00001GN7 | Lumax Lighting | Lumax Lighting | CODLED50L3K48-9-[18] | Outdoor Luminaires | Low Output | Stairwell and Passageway Luminaires | Standard | TRUE | 4331 | 78.94 | 54.86 | 15.26 | 0.947 | 3093 | 85.5 | 5 | 50000 | 41635 |  |  | NotYetVerified |  | 3 | 4982 | 90.58 | 55 | 20 | 0.9 | 3000 | 85
P00001GN4 | Lumax Lighting | Lumax Lighting | CODLED42L3K48-9-[18] | Outdoor Luminaires | Low Output | Stairwell and Passageway Luminaires | Standard | TRUE | 3635 | 83.93 | 43.31 | 16.35 | 0.925 | 3085 | 85.6 | 5 | 50000 | 41635 |  |  | NotYetVerified |  | 3 | 4182 | 97.26 | 43 | 20 | 0.9 | 3000 | 85
P00001GN0 | Lumax Lighting | Lumax Lighting | CODLED24L5K24-9-[18] | Outdoor Luminaires | Low Output | Stairwell and Passageway Luminaires | Standard | TRUE | 2411 | 84.6 | 28.49 | 18.28 | 0.874 | 5711 | 85.2 | 5 | 50000 | 41635 |  |  | NotYetVerified |  | 3 | 2393 | 83.96 | 28.5 | 20 | 0.9 | 5000 | 85
P00001GMY | Lumax Lighting | Lumax Lighting | CODLED24L3K24-9-[18] | Outdoor Luminaires | Low Output | Stairwell and Passageway Luminaires | Standard | TRUE | 2097 | 73.85 | 28.4 | 18.28 | 0.874 | 3107 | 85.5 | 5 | 50000 | 41635 |  |  | NotYetVerified |  | 3 | 2393 | 83.96 | 28.5 | 20 | 0.9 | 3000 | 85
P00001GN9 | Lumax Lighting | Lumax Lighting | CODLED50L5K48-9-[18] | Outdoor Luminaires | Low Output | Stairwell and Passageway Luminaires | Standard | FALSE | [9 empty] | 41635 |  |  | NotYetVerified |  | 3 | 4982 | 90.58 | 55 | 20 | 0.9 | 5000 | 85
P00001GN6 | Lumax Lighting | Lumax Lighting | CODLED42L5K48-9-[18] | Outdoor Luminaires | Low Output | Stairwell and Passageway Luminaires | Standard | FALSE | [9 empty] | 41635 |  |  | NotYetVerified |  | 3 | 4182 | 97.26 | 43 | 20 | 0.9 | 5000 | 85
P00001GN3 | Lumax Lighting | Lumax Lighting | CODLED26L5K48-9-[18] | Outdoor Luminaires | Low Output | Stairwell and Passageway Luminaires | Standard | FALSE | [9 empty] | 41635 |  |  | NotYetVerified |  | 3 | 2615 | 106.73 | 24.5 | 20 | 0.9 | 5000 | 85
P00001GMX | Lumax Lighting | Lumax Lighting | CODLED21L5K24-1-[18] | Outdoor Luminaires | Low Output | Stairwell and Passageway Luminaires | Standard | FALSE | [9 empty] | 41635 |  |  | NotYetVerified |  | 3 | 2127 | 92.48 | 23 | 20 | 0.9 | 5000 | 85
P00001GMU | Lumax Lighting | Lumax Lighting | CODLED13L5K24-1-[18] | Outdoor Luminaires | Low Output | Stairwell and Passageway Luminaires | Standard | FALSE | [9 empty] | 41635 |  |  | NotYetVerified |  | 3 | 1356 | 90.4 | 15 | 20 | 0.9 | 5000 | 85
P00001GN8 | Lumax Lighting | Lumax Lighting | CODLED50L4K48-9-[18] | Outdoor Luminaires | Low Output | Stairwell and Passageway Luminaires | Standard | FALSE | [9 empty] | 41635 |  |  | NotYetVerified |  | 3 | 4982 | 90.58 | 55 | 20 | 0.9 | 4000 | 85
P00001GN5 | Lumax Lighting | Lumax Lighting | CODLED42L4K48-9-[18] | Outdoor Luminaires | Low Output | Stairwell and Passageway Luminaires | Standard | FALSE | [9 empty] | 41635 |  |  | NotYetVerified |  | 3 | 4182 | 97.26 | 43 | 20 | 0.9 | 4000 | 85
P00001GN2 | Lumax Lighting | Lumax Lighting | CODLED26L4K48-9-[18] | Outdoor Luminaires | Low Output | Stairwell and Passageway Luminaires | Standard | FALSE | [9 empty] | 41635 |  |  | NotYetVerified |  | 3 | 2615 | 106.73 | 24.5 | 20 | 0.9 | 4000 | 85
P00001GMZ | Lumax Lighting | Lumax Lighting | CODLED24L4K24-9-[18] | Outdoor Luminaires | Low Output | Stairwell and Passageway Luminaires | Standard | FALSE | [9 empty] | 41635 |  |  | NotYetVerified |  | 3 | 2393 | 83.96 | 28.5 | 20 | 0.9 | 4000 | 85
P00001GMW | Lumax Lighting | Lumax Lighting | CODLED21L4K24-1-[18] | Outdoor Luminaires | Low Output | Stairwell and Passageway Luminaires | Standard | FALSE | [9 empty] | 41635 |  |  | NotYetVerified |  | 3 | 2127 | 92.48 | 23 | 20 | 0.9 | 4000 | 85
P00001GMT | Lumax Lighting | Lumax Lighting | CODLED13L4K24-1-[18] | Outdoor Luminaires | Low Output | Stairwell and Passageway Luminaires | Standard | FALSE | [9 empty] | 41635 |  |  | NotYetVerified |  | 3 | 1356 | 90.4 | 15 | 20 | 0.9 | 4000 | 85
P00001GN1 | Lumax Lighting | Lumax Lighting | CODLED26L3K48-9-[18] | Outdoor Luminaires | Low Output | Stairwell and Passageway Luminaires | Standard | FALSE | [9 empty] | 41635 |  |  | NotYetVerified |  | 3 | 2615 | 106.73 | 24.5 | 20 | 0.9 | 3000 | 85
P00000UKP | Howard Lighting | Howard Lighting | SW4LED0851040UUS | Outdoor Luminaires | Mid Output | Stairwell and Passageway Luminaires | Standard | TRUE | 7049 | 73.7 | 95.7 | 11.8 | 0.94 | 4087 | 85.2 | 5 | 50000 | 41620 |  |  | NotYetVerified |  | 3 | 7049 | 73.7 | 96 | 5.4 | 0.997 | 4100 | 85.2
P00000UKN | Howard Lighting | Howard Industries | SW2LED0301040UUS | Outdoor Luminaires | Low Output | Stairwell and Passageway Luminaires | Standard | TRUE | 2276 | 73.2 | 32 | 14.63 | 0.92 | 4138 | 86.6 | 5 | 50000 | 41620 |  |  | NotYetVerified |  | 3 | 2276 | 73.2 | 31 | 5.57 | 0.997 | 4100 | 86.6
P00000UKO | Howard Lighting | Howard Industries | SW2LED030__40UUS | Outdoor Luminaires | Low Output | Stairwell and Passageway Luminaires | Standard | FALSE | [9 empty] | 41620 |  |  | NotYetVerified |  | 3 | 2276 | 73.2 | 31 | 5.57 | 0.997 | 4100 | 86.6
P00000UKQ | Howard Lighting | Howard Industries | SW4LED085__40UUS | Outdoor Luminaires | Mid Output | Stairwell and Passageway Luminaires | Standard | FALSE | [9 empty] | 41620 |  |  | NotYetVerified |  | 3 | 7049 | 73.7 | 96 | 5.4 | 0.997 | 4100 | 85.2
P00000YOM | Lamar Lighting | Lamar | VOL24MFA30 [2C or AS ONLY] (120V ONLY) | Outdoor Luminaires | Low Output | Stairwell and Passageway Luminaires | Standard | TRUE | 1823 | 79.47 | 22.94 | 17.52 | 0.985 | 3090 | 85.6 | 5 | 50000 | 41597 |  |  | NotYetVerified |  | 3 | 2127 |  | 23 |  |  | 3000
P00000YOK | Lamar Lighting | Lamar | VOL24LFA30 [2C or AS ONLY] (120V ONLY) | Outdoor Luminaires | Low Output | Stairwell and Passageway Luminaires | Standard | TRUE | 1223 | 79.87 | 15.31 | 17.64 | 0.973 | 3096 | 85.5 | 5 | 50000 | 41597 |  |  | NotYetVerified |  | 3 | 1356 |  | 15 |  |  | 3000
P00000YON | Lamar Lighting | Lamar | VOL48HFA30 [2C or AS ONLY] | Outdoor Luminaires | Low Output | Stairwell and Passageway Luminaires | Standard | TRUE | 4331 | 78.94 | 54.86 | 15.26 | 0.947 | 3093 | 85.5 | 5 | 50000 | 41597 |  |  | NotYetVerified |  | 3 | 4982 |  | 55 |  |  | 3000
P00000YOO | Lamar Lighting | Lamar | VOL48MFA30 [2C or AS ONLY] | Outdoor Luminaires | Low Output | Stairwell and Passageway Luminaires | Standard | TRUE | 3635 | 83.93 | 43.31 | 16.35 | 0.925 | 3085 | 85.6 | 5 | 50000 | 41597 |  |  | NotYetVerified |  | 3 | 4182 |  | 43 |  |  | 3000
P00000YOP | Lamar Lighting | Lamar | VOL24HFA50 [2C or AS ONLY] | Outdoor Luminaires | Low Output | Stairwell and Passageway Luminaires | Standard | TRUE | 2411 | 84.6 | 28.49 | 18.28 | 0.874 | 5711 | 85.2 | 5 | 50000 | 41597 |  |  | NotYetVerified |  | 3 | 2393 |  | 28.5 |  |  | 5000
P00000YOL | Lamar Lighting | Lamar | VOL24HFA30 [2C or AS ONLY] | Outdoor Luminaires | Low Output | Stairwell and Passageway Luminaires | Standard | TRUE | 2097 | 73.85 | 28.4 | 18.28 | 0.874 | 3107 | 85.5 | 5 | 50000 | 41597 |  |  | NotYetVerified |  | 3 | 2393 |  | 28.5 |  |  | 3000
P00000YP0 | Lamar Lighting | Lamar | VOL48HFA50 [2C or AS ONLY] | Outdoor Luminaires | Low Output | Stairwell and Passageway Luminaires | Standard | FALSE | [9 empty] | 41597 |  |  | NotYetVerified |  | 3 | 4883 | 87.87 | 55 |  |  | 5000 | 85
P00000YP1 | Lamar Lighting | Lamar | VOL48MFA50 [2C or AS ONLY] | Outdoor Luminaires | Low Output | Stairwell and Passageway Luminaires | Standard | FALSE | [9 empty] | 41597 |  |  | NotYetVerified |  | 3 | 3977 | 91.71 | 43.37 |  |  | 5000 | 85
P00000YOZ | Lamar Lighting | Lamar | VOL48LFA50 [2C or AS ONLY] | Outdoor Luminaires | Low Output | Stairwell and Passageway Luminaires | Standard | FALSE | [9 empty] | 41597 |  |  | NotYetVerified |  | 3 | 2640 | 101.31 | 26.06 |  |  | 5000 | 85
P00000YOY | Lamar Lighting | Lamar | VOL24MFA50 [2C or AS ONLY] (120V ONLY) | Outdoor Luminaires | Low Output | Stairwell and Passageway Luminaires | Standard | FALSE | [9 empty] | 41597 |  |  | NotYetVerified |  | 3 | 2045 | 89.08 | 22.96 |  |  | 5000 | 85
P00000YOX | Lamar Lighting | Lamar | VOL24LFA50 [2C or AS ONLY] (120V ONLY) | Outdoor Luminaires | Low Output | Stairwell and Passageway Luminaires | Standard | FALSE | [9 empty] | 41597 |  |  | NotYetVerified |  | 3 | 1316 | 85.91 | 15.32 |  |  | 5000 | 85
P00000YOV | Lamar Lighting | Lamar | VOL48HFA40 [2C or AS ONLY] | Outdoor Luminaires | Low Output | Stairwell and Passageway Luminaires | Standard | FALSE | [9 empty] | 41597 |  |  | NotYetVerified |  | 3 | 4992 | 90 | 55 |  |  | 4000 | 85
P00000YOW | Lamar Lighting | Lamar | VOL48MFA40 [2C or AS ONLY] | Outdoor Luminaires | Low Output | Stairwell and Passageway Luminaires | Standard | FALSE | [9 empty] | 41597 |  |  | NotYetVerified |  | 3 | 4132 | 96 | 43.37 |  |  | 4000 | 85
P00000YOU | Lamar Lighting | Lamar | VOL48LFA40 [2C or AS ONLY] | Outdoor Luminaires | Low Output | Stairwell and Passageway Luminaires | Standard | FALSE | [9 empty] | 41597 |  |  | NotYetVerified |  | 3 | 2584 | 106 | 26.06 |  |  | 4000 | 85
P00000YOR | Lamar Lighting | Lamar | VOL24HFA40 [2C or AS ONLY] | Outdoor Luminaires | Low Output | Stairwell and Passageway Luminaires | Standard | FALSE | [9 empty] | 41597 |  |  | NotYetVerified |  | 3 | 2364 | 83 | 28.4 |  |  | 4000 | 85
P00000YOS | Lamar Lighting | Lamar | VOL24MFA40 [2C or AS ONLY] (120V ONLY) | Outdoor Luminaires | Low Output | Stairwell and Passageway Luminaires | Standard | FALSE | [9 empty] | 41597 |  |  | NotYetVerified |  | 3 | 2101 | 92 | 22.96 |  |  | 4000 | 85
P00000YOQ | Lamar Lighting | Lamar | VOL24LFA40 [2C or AS ONLY] (120V ONLY) | Outdoor Luminaires | Low Output | Stairwell and Passageway Luminaires | Standard | FALSE | [9 empty] | 41597 |  |  | NotYetVerified |  | 3 | 1340 | 87 | 15.32 |  |  | 4000 | 85
P00000YOT | Lamar Lighting | Lamar | VOL48LFA30 [2C or AS ONLY] | Outdoor Luminaires | Low Output | Stairwell and Passageway Luminaires | Standard | FALSE | [9 empty] | 41597 |  |  | NotYetVerified |  | 3 | 2368 | 90.92 | 26.04 |  |  | 3000 | 85
P00001G43 | Louvers International Inc | LSD Series | LSD-LED-4-5/25 | Outdoor Luminaires | Low Output | Stairwell and Passageway Luminaires | Standard | TRUE | 1834 | 76.87 | 23.86 | 19.31 | 0.923 | 5012 | 70.9 | 5 |  | 41593 |  |  | NotYetVerified |  | 3 |  | 72 | 25 |  | 0.9 | 5000 | 70
P00001H2Q | National Lighting Company | National Lighting Company | HL5-LED [120V-240V Only] | Outdoor Luminaires | Low Output | Stairwell and Passageway Luminaires | Standard | TRUE | 2721.55 | 95 | 29.69 | 16 | 0.9 | 4060 | 86 | 5 | 50000 | 41591 |  |  | NotYetVerified |  | 3 | 2700 | 95 | 30 |  | 0.9 | 4000 | 80
P00001FC7 | Beghelli North America | Beghelli Systems | SCA2[SA HT]40WWT41120/277V [Excludes Clear Lens Option] | Outdoor Luminaires | Low Output | Stairwell and Passageway Luminaires | Standard | TRUE | 3043.2 | 71.98 | 42.66 | 18.05 | 0.9462 | 3957 | 84 | 5 | 60000 | 41550 |  |  | NotYetVerified |  | 3 | 3091 | 73.11 | 40 |  |  | 4100 | 84.4
P0000134R | Philips Day-Brite | FluxStream Linear LED | LF4FR3935USZT-FH360 | Outdoor Luminaires | Low Output | Stairwell and Passageway Luminaires | Standard | TRUE | 3290 | 100.9 | 41.71 | 17.8 | 0.93 | 3443 | 83.3 | 5 | 50000 | 41550 |  |  | NotYetVerified |  | 3 | 3900 |  |  |  |  | 3500 | 80
P00001FC6 | Beghelli North America | Beghelli Systems | SCA2[SA HT]30WWT41120/277V [Excludes Clear Lens Option] | Outdoor Luminaires | Low Output | Stairwell and Passageway Luminaires | Standard | TRUE | 2385.1 | 75.21 | 31.715 | 21.62 | 0.9189 | 3971 | 84.6 | 5 | 60000 | 41550 |  |  | NotYetVerified |  | 3 | 2415 | 76.15 | 30 |  |  | 4100 | 84.6
P0000134U | Philips Day-Brite | FluxStream Linear LED | LF4104140USZT-FH360 | Outdoor Luminaires | Low Output | Stairwell and Passageway Luminaires | Standard | FALSE | [9 empty] | 41550 |  |  | NotYetVerified |  | 3 | 4051 | 98 | 41.31
P0000134S | Philips Day-Brite | FluxStream Linear LED | LF4FR3940USZT-FH360 | Outdoor Luminaires | Low Output | Stairwell and Passageway Luminaires | Standard | FALSE | [9 empty] | 41550 |  |  | NotYetVerified |  | 3 | 3646 | 85.7 | 42.54
P0000134T | Philips Day-Brite | FluxStream Linear LED | LF4FR3140USZT-FH360 | Outdoor Luminaires | Low Output | Stairwell and Passageway Luminaires | Standard | FALSE | [9 empty] | 41550 |  |  | NotYetVerified |  | 3 | 3139 | 94.5 | 33.22
P00001FSJ | Los Angeles Lighting Mfg. Co. | LOS ANGELES LIGHTING | BCL100-1-1L-MSx-BP-1DRCDM740-UNV-840 | Outdoor Luminaires | Low Output | Stairwell and Passageway Luminaires | Standard | TRUE | 3172 | 99 | 31.94 | 17 | 0.94 | 4084 | 85 | 5 | 50000 | 41549 |  |  | NotYetVerified | Placeholder x can be I as infrared sensor or S super high frequency sensor | 3 | 3172 | 99 | 32 |  |  | 4000 | 85
P00001FSK | Los Angeles Lighting Mfg. Co. | LOS ANGELES LIGHTING | BCL100-1-1L-MSx-1DRCDM740-UNV-840 | Outdoor Luminaires | Low Output | Stairwell and Passageway Luminaires | Standard | FALSE | [9 empty] | 41549 |  |  | NotYetVerified | Placeholder x can be I as infrared sensor or S super high frequency sensor | 3 | 3172 | 109 | 29 |  |  | 4000 | 85
P00000Q0M | Delviro | Delviro Energy | ZEN296-5K-1D-CL-M(SPC)-BO | Outdoor Luminaires | Low Output | Stairwell and Passageway Luminaires | Standard | TRUE | 2588 | 84.8 | 30.52 | 8.71 | 0.988 | 5446 | 89.7 | 5 | 100000 | 41529 |  |  | NotYetVerified |  | 3 | 3100 | 103 | 30 |  |  | 5000
P00000Q0O | Delviro | Delviro Energy | ZEN4192-5K-1D-CL-M(SPC)-BO | Outdoor Luminaires | Mid Output | Stairwell and Passageway Luminaires | Standard | TRUE | 5218 | 84.78 | 61.55 | 9.09 | 0.986 | 5583 | 90.3 | 5 | 100000 | 41529 |  |  | NotYetVerified |  | 3 | 6200 | 103 | 60 |  |  | 5000
P00000Q0N | Delviro | Delviro Energy | ZEN3144-5K-1D-CL-M(SPC)-BO | Outdoor Luminaires | Low Output | Stairwell and Passageway Luminaires | Standard | FALSE | [9 empty] | 41529 |  |  | NotYetVerified |  | 3 | 4650 | 103 | 45 |  |  | 5000
P000012PK | OSRAM | Osram Propoint Medium Square Canopy LED Luminaire | MSC-L-40-745-G5-UNV-DX-IOC-** | Outdoor Luminaires | Low Output | Stairwell and Passageway Luminaires | Standard | TRUE | 3384 | 82.7 | 40.93 | 17.15 | 0.9629 | 4807 | 79 | 5 | 70000 | 41495 |  |  | NotYetVerified |  | 3 | 3300 | 82 | 40 |  | 0.9 | 4500 | 70
P000012PP | OSRAM | Osram Propoint Medium Square Canopy LED Luminaire | MSC-L-75-745-G5-UNV-DX-IOC-** | Outdoor Luminaires | Mid Output | Stairwell and Passageway Luminaires | Standard | TRUE | 5375 | 73.6 | 73.02 | 20.43 | 0.8804 | 4957 | 76 | 5 | 70000 | 41495 |  |  | NotYetVerified |  | 3 | 5200 | 72 | 75 |  | 0.9 | 4500 | 70
P00001EA7 | Amerillum Brands | Alumen8E | E-CF11L40LHACU[all mounting options]P | Outdoor Luminaires | Low Output | Stairwell and Passageway Luminaires | Standard | TRUE | 2310.96 | 75.09 | 30.78 | 15.2 | 0.958 | 3900 | 82.1 | 5 | 60000 | 41474 |  |  | NotYetVerified |  | 3 |  | 88.6 | 32
P000002JS | Acuity Brands Lighting | Lithonia Lighting | WL441LXXXD43LP830XXXXXXXNESXXXXXXXXXXXXXX | Outdoor Luminaires | Low Output | Stairwell and Passageway Luminaires | Standard | TRUE | 4229 | 102.22 | 41.37 | 11.31 | 0.905 | 3160 | 81 | 5 | 50000 | 41442 |  |  | NotYetVerified |  | 3 | 4100 | 95 | 43 |  |  | 3000 | 82
P000016OI | Precision Paragon [P2] | precision Paragon [P2] | RLL-1X4-LW-BL-UL-40K-SH | Outdoor Luminaires | Mid Output | Stairwell and Passageway Luminaires | Standard | TRUE | 5272 | 103.94 | 50.72 | 19.1 | 0.933 | 3790 | 84 | 5 | 51000 | 41431 |  |  | NotYetVerified |  | 3 | [5 empty] | 4000
P000004MV | American Green Lights LLC | PerformalUX | SL-2L-GAM-12-12-60 | Outdoor Luminaires | Low Output | Stairwell and Passageway Luminaires | Standard | TRUE | 1155 | 84.1 | 13.73 | 13.62 | 0.954 | 5698 | 75 | 5 | 50000 | 41417 |  |  | NotYetVerified |  | 3 | 1200 | 86 | 13.9 |  |  | 6000
P000016OH | Precision Paragon [P2] | precision Paragon [P2] | RLL-1X4-XL-BL-UL-40K-SH | Outdoor Luminaires | Low Output | Stairwell and Passageway Luminaires | Standard | TRUE | 3168 | 102.62 | 30.88 | 10.1 | 0.9502 | 3790 | 84 | 5 | 51000 | 41401 |  |  | NotYetVerified |  | 3 | [5 empty] | 4000
P000016W9 | PristineLED | Star Bright | SB4-20N-OSXXX | Outdoor Luminaires | Low Output | Stairwell and Passageway Luminaires | Standard | TRUE | 1747 | 75.66 | 23.09 | 17.717 | 0.9843 | 4948 | 83 | 5 | 50000 | 41394 |  |  | NotYetVerified |  | 3 | 1747 | 115 | 20.3 |  | 0.95 | 5000
P000010N1 | Lumecon LLC | Lumecon | LC-SM-20-DB-1-NW-X-X-X-OC2-X-X | Outdoor Luminaires | Low Output | Stairwell and Passageway Luminaires | Standard | TRUE | 2203 | 93.7 | 23.51 | 14.88 | 0.896 | 4579 | 73 | 5 |  | 41362 |  |  | NotYetVerified |  | 3 | 1867 | 99.31 | 18.89 |  |  | 4700
P000010N4 | Lumecon LLC | Lumecon | LC-SM-20-C-2-NW-X-X-X-OC2-X-X | Outdoor Luminaires | Low Output | Stairwell and Passageway Luminaires | Standard | FALSE | [9 empty] | 41362 |  |  | NotYetVerified |  | 3 | 1867 | 99.31 | 18.89 |  |  | 4700
P000010N3 | Lumecon LLC | Lumecon | LC-SM-20-C-1-NW-X-X-X-OC2-X-X | Outdoor Luminaires | Low Output | Stairwell and Passageway Luminaires | Standard | FALSE | [9 empty] | 41362 |  |  | NotYetVerified |  | 3 | 1867 | 99.31 | 18.89 |  |  | 4700
P000010N2 | Lumecon LLC | Lumecon | LC-SM-20-DB-2-NW-X-X-X-OC2-X-X | Outdoor Luminaires | Low Output | Stairwell and Passageway Luminaires | Standard | FALSE | [9 empty] | 41362 |  |  | NotYetVerified |  | 3 | 1867 | 99.31 | 18.89 |  |  | 4700
P000001Q6 | Acuity Brands Lighting | Lithonia Lighting | WL441LXXXD43LP835XXXXXXXNESXXXXXXXXXXXXXXX | Outdoor Luminaires | Low Output | Stairwell and Passageway Luminaires | Standard | TRUE | 4109 | 99.97 | 41.1 | 9.9 | 0.989 | 3546 | 82 | 5 | 50000 | 41353 |  |  | NotYetVerified |  | 3 | 4100 | 95 | 43 |  |  | 3500 | 82
P000001Q5 | Acuity Brands Lighting | Lithonia Lighting | WL425LXXXD24LP835XXXXXXXNESXXXXXXXXXXXXXXX | Outdoor Luminaires | Low Output | Stairwell and Passageway Luminaires | Standard | TRUE | 2479 | 102.5 | 24.18 | 9.9 | 0.989 | 3566 | 82 | 5 | 50000 | 41353 |  |  | NotYetVerified |  | 3 | 2500 | 104 | 24 |  |  | 3500 | 82
P00000QOJ | Ecopower Inc. | ECOPOWER LED | VTP4ST38WCWV4-B01-B[020304] | Outdoor Luminaires | Low Output | Stairwell and Passageway Luminaires | Standard | TRUE | 4224 | 107.2 | 39.42 | 17.09 | 0.968 | 4639 | 72 | 5 | 75000 | 41292 |  |  | NotYetVerified |  | 3 | 4180 | 110 | 38 |  |  | 4500 | 73
P00000QOI | Ecopower Inc. | ECOPOWER LED | VTP4ST55WCWV4-B01-B[020304] | Outdoor Luminaires | Mid Output | Stairwell and Passageway Luminaires | Standard | TRUE | 5444 | 102.3 | 53.23 | 17.25 | 0.963 | 4661 | 73 | 5 | 75000 | 41292 |  |  | NotYetVerified |  | 3 | 6050 | 110 | 55 |  |  | 4500 | 73
P00001DY1 | XtraLight Manufacturing Ltd. | XtraLight | SSCLED102067N5XUINXXL8XXB | Outdoor Luminaires | Low Output | Stairwell and Passageway Luminaires | Standard | TRUE | 4731 | 73.17 | 64.66 | 11 | 0.94 | 5307 | 70 | 5 | 100000 | 41222 |  |  | NotYetVerified |  | 3
P00000YNX | Lamar Lighting | OCCU-SMART | DSLED48 | Outdoor Luminaires | Low Output | Stairwell and Passageway Luminaires | Standard | TRUE | 1911.4 | 81.27 | 23.52 | 16.57 | 0.9367 | 4989 | 71.1 | 5 |  | 41197 |  |  | NotYetVerified |  | 3 | 1800 | 72 | 25 |  |  | 5000 | 71.1
P00000WLP | Industrial Lighting Products | Industrial Lighting Products | C4-80WLED-UNIV-US-DIM-XXXXX | Outdoor Luminaires | Mid Output | Stairwell and Passageway Luminaires | Standard | TRUE | 5994 | 74.85 | 80.08 | 13.58 | 0.974 | 5142 | 67 | 5 | 74000 | 41171 |  |  | NotYetVerified |  | 3 | 5994 | 74.85 | 80.08 |  |  | 5000 | 67
P00000WLQ | Industrial Lighting Products | Industrial Lighting Products | C4-40WLED-UNIV-US-DIM-XXXXX | Outdoor Luminaires | Low Output | Stairwell and Passageway Luminaires | Standard | TRUE | 3433 | 74.5 | 46.08 | 7.9 | 0.944 | 5164 | 67 | 5 | 70000 | 41171 |  |  | NotYetVerified |  | 3 | 3433 | 74.5 | 46.08 |  |  | 5000 | 67