## QPL
DESIGNLIGHTS CONSORTIUM (DLC) |  |  |  | Language/Langue:
QUALIFED PRODUCTS LIST (QPL) |  |  |  | English
**This list is for the use of sponsors of the DesignLights Consortium (DLC) in operation of their commercial lighting programs. The QPL is updated regularly. Please refer to the date last updated, below, and check www.designlights.org to ensure you are using the most current version.
NOTES: (1) White rows represent product models that actual test reports were evaluated. Gray rows represent the corresponding family models, of a particular model number, which test reports were not evaluated. (2) "X" in the model number represents wildcard characters for multiple product variations. In these cases, all variations are considered approved. This is done to save space on the QPL.
Last Updated: | 2017-03-31 | By: www.designlights.org
DLC Product Code | Manufacturer Name | Brand Name | Model Number | Category | General Application | Primary Use | Classification | Parent Product | Tested Light Output (lm) | Tested Efficacy (lm/W) | Tested Wattage (W) | Tested Total Harmonic Distortion (THD) | Tested Power Factor | Tested CCT (K) | Tested CRI | Warranty (years) | Rated Lifetime (hours) | Date Qualified | Dimming Status | Dimming Type | Has Intergated Controls | Notes | Technical Requirements Version Number | Reported Light Output (lm) | Reported Luminaire Efficacy (lm/W) | Reported Wattage (W) | Reported Total Harmonic Distortion (THD) | Reported Power Factor | Reported CCT (K) | Reported CRI
PRUBVC7D | DONGGUAN CITY LEMARK LIGHTING TECHNOLOGIES LTD | Lemark | LED-HID-250EH-E39(2700K) | Mogul (E39) Screw-Base Replacements for HID Lamps | Mid Output | Replacement Lamps for Outdoor Pole/Arm-mounted Decorative Luminaires (Type C) |  | Standard | TRUE | 5726.5 | 99.28 | 57.68 | 14.76 | 0.9152 | 2771 | 83.2 | 5 | 50000 | 42825 |  | No |  | 4.1 | 5726.5 | 99.28 | 57.68 | 14.76 | 0.92 | 2700 | 83.2
PF1FRKY6 | DONGGUAN CITY LEMARK LIGHTING TECHNOLOGIES LTD | Lemark | LED-HID-250EH-E39(5000K) | Mogul (E39) Screw-Base Replacements for HID Lamps | Mid Output | Replacement Lamps for Outdoor Pole/Arm-mounted Decorative Luminaires (Type C) |  | Standard | FALSE | [9 empty] | 42825 |  | No |  | 4.1 | 6043 | 103.08 | 58.62 | 15.46 | 0.91 | 5000 | 71
P9G84P6S | DONGGUAN CITY LEMARK LIGHTING TECHNOLOGIES LTD | Lemark | LED-HID-250EH-E39(4500K) | Mogul (E39) Screw-Base Replacements for HID Lamps | Mid Output | Replacement Lamps for Outdoor Pole/Arm-mounted Decorative Luminaires (Type C) |  | Standard | FALSE | [9 empty] | 42825 |  | No |  | 4.1 | 5980 | 102.83 | 58.15 | 14.76 | 0.92 | 4500 | 83.2
PAAQEWXT | DONGGUAN CITY LEMARK LIGHTING TECHNOLOGIES LTD | Lemark | LED-HID-250EH-E39(4000K) | Mogul (E39) Screw-Base Replacements for HID Lamps | Mid Output | Replacement Lamps for Outdoor Pole/Arm-mounted Decorative Luminaires (Type C) |  | Standard | FALSE | [9 empty] | 42825 |  | No |  | 4.1 | 5916 | 101.74 | 58.15 | 14.76 | 0.92 | 4000 | 83.2
PH9R5VAQ | DONGGUAN CITY LEMARK LIGHTING TECHNOLOGIES LTD | Lemark | LED-HID-250EH-E39(3500K) | Mogul (E39) Screw-Base Replacements for HID Lamps | Mid Output | Replacement Lamps for Outdoor Pole/Arm-mounted Decorative Luminaires (Type C) |  | Standard | FALSE | [9 empty] | 42825 |  | No |  | 4.1 | 5853 | 100.66 | 58.15 | 14.76 | 0.92 | 3500 | 83.2
P7RQ8KVX | DONGGUAN CITY LEMARK LIGHTING TECHNOLOGIES LTD | Lemark | LED-HID-250EH-E39(3000K) | Mogul (E39) Screw-Base Replacements for HID Lamps | Mid Output | Replacement Lamps for Outdoor Pole/Arm-mounted Decorative Luminaires (Type C) |  | Standard | FALSE | [9 empty] | 42825 |  | No |  | 4.1 | 5790 | 99.57 | 58.15 | 14.76 | 0.92 | 3000 | 83.2
PFCS51KJ | iGlo LLC | iGlo LED | GL100WCCE39NCSNC4000KUDX4.0 | Mogul (E39) Screw-Base Replacements for HID Lamps | High Output | Replacement Lamps for Outdoor Pole/Arm-mounted Decorative Luminaires (Type B) |  | Standard | TRUE | 11639 | 120.66 | 96.46 | 17.1 | 0.9364 | 4129 | 82.1 | 5 | 50000 | 42824 |  | No |  | 4.1 | 11820 | 121.49 | 97.29 | 17.1 | 0.94 | 4000 | 82.1
PSAYRV9W | iGlo LLC | iGlo LED | GL150WCCE39WCSNC4000KUDX4.0 | Mogul (E39) Screw-Base Replacements for HID Lamps | High Output | Replacement Lamps for Outdoor Pole/Arm-mounted Decorative Luminaires (Type B) |  | Standard | TRUE | 17146 | 118.74 | 144.4 | 13.52 | 0.9361 | 4122 | 82.3 | 5 | 50000 | 42824 |  | No |  | 4.1 | 17592 | 119.11 | 147.7 | 13.52 | 0.94 | 4000 | 82.3
PJGJMMSU | iGlo LLC | iGlo LED | GL80WCCE39NCSNC4000KUDX4.0 | Mogul (E39) Screw-Base Replacements for HID Lamps | Mid Output | Replacement Lamps for Outdoor Pole/Arm-mounted Decorative Luminaires (Type B) |  | Standard | TRUE | 9488.6 | 120.75 | 78.58 | 17.1 | 0.9323 | 4125 | 82.2 | 5 | 50000 | 42824 |  | No |  | 4.1 | 9603.9 | 122.39 | 78.47 | 17.1 | 0.93 | 4000 | 82.2
P1J2V4AE | iGlo LLC | iGlo LED | GL120WCCE39NCSNC4000KUDX4.0 | Mogul (E39) Screw-Base Replacements for HID Lamps | High Output | Replacement Lamps for Outdoor Pole/Arm-mounted Decorative Luminaires (Type B) |  | Standard | TRUE | 14444 | 122.82 | 117.6 | 18.41 | 0.93 | 4129 | 82.2 | 5 | 50000 | 42824 |  | No |  | 4.1 | 14444 | 122.82 | 117.6 | 18.41 | 0.93 | 4000 | 82.2
PX8WYWPC | iGlo LLC | iGlo LED | GL80WCCE39WCSNC4000KUDX4.0 | Mogul (E39) Screw-Base Replacements for HID Lamps | Mid Output | Replacement Lamps for Outdoor Pole/Arm-mounted Decorative Luminaires (Type B) |  | Standard | TRUE | 9177.6 | 115.21 | 79.66 | 14.56 | 0.9063 | 4116 | 82.2 | 5 | 50000 | 42824 |  | No |  | 4.1 | 9298.2 | 115.91 | 80.22 | 14.56 | 0.91 | 4000 | 82.2
P1CA3A42 | iGlo LLC | iGlo LED | GL30WCCE39NCSNC4000KUDX4.0 | Mogul (E39) Screw-Base Replacements for HID Lamps | Low Output | Replacement Lamps for Outdoor Pole/Arm-mounted Decorative Luminaires (Type B) |  | Standard | TRUE | 3332.8 | 118.44 | 28.14 | 8.21 | 0.9052 | 4116 | 82 | 5 | 50000 | 42824 | Not Dimmable | No |  | 4.1 | 3344.2 | 121.21 | 27.59 | 8.21 | 0.91 | 4000 | 82
PSTCHXV6 | iGlo LLC | iGlo LED | GL100WCCE39WCSNC4000KUDX4.0 | Mogul (E39) Screw-Base Replacements for HID Lamps | High Output | Replacement Lamps for Outdoor Pole/Arm-mounted Decorative Luminaires (Type B) |  | Standard | TRUE | 11462 | 114.62 | 100 | 12.15 | 0.9039 | 4107 | 82.1 | 5 | 50000 | 42824 |  | No |  | 4.1 | 11462 | 114.62 | 100 | 12.15 | 0.9 | 4000 | 82.1
PBNANUF6 | iGlo LLC | iGlo LED | GL40WCCE39NCSNC4000KUDX4.0 | Mogul (E39) Screw-Base Replacements for HID Lamps | Low Output | Replacement Lamps for Outdoor Pole/Arm-mounted Decorative Luminaires (Type B) |  | Standard | TRUE | 4531 | 120.12 | 37.72 | 9.27 | 0.9036 | 4112 | 82 | 5 | 50000 | 42824 |  | No |  | 4.1 | 4579.1 | 120.98 | 37.85 | 9.27 | 0.9 | 4000 | 82
PJ53D3GX | iGlo LLC | iGlo LED | GL120WCCE39WCSNC4000KUDX4.0 | Mogul (E39) Screw-Base Replacements for HID Lamps | High Output | Replacement Lamps for Outdoor Pole/Arm-mounted Decorative Luminaires (Type B) |  | Standard | TRUE | 12985 | 114.3 | 113.6 | 18.96 | 0.903 | 4109 | 82.3 | 5 | 50000 | 42824 |  | No |  | 4.1 | 13305 | 114.6 | 116.1 | 18.96 | 0.9 | 4000 | 82.3
PGZ9VMNB | iGlo LLC | iGlo LED | GL60WCCE39NCSNC4000KUDX4.0 | Mogul (E39) Screw-Base Replacements for HID Lamps | Mid Output | Replacement Lamps for Outdoor Pole/Arm-mounted Decorative Luminaires (Type B) |  | Standard | TRUE | 6573.6 | 116 | 56.67 | 12.38 | 0.9021 | 4132 | 82.1 | 5 | 50000 | 42824 |  | No |  | 4.1 | 6630.2 | 117.87 | 56.25 | 12.38 | 0.9 | 4000 | 82.1
PSEJ2SA5 | iGlo LLC | iGlo LED | GL60WCCE39WCSNC4000KUDX4.0 | Mogul (E39) Screw-Base Replacements for HID Lamps | Mid Output | Replacement Lamps for Outdoor Pole/Arm-mounted Decorative Luminaires (Type B) |  | Standard | TRUE | 6299.6 | 110.69 | 56.91 | 17.57 | 0.9021 | 4134 | 82.1 | 5 | 50000 | 42824 |  | No |  | 4.1 | 6473.2 | 110.9 | 58.37 | 17.57 | 0.9 | 4000 | 82.1
PKZ23KRP | iGlo LLC | iGlo LED | GL40WCCE39WCSNC4000KUDX4.0 | Mogul (E39) Screw-Base Replacements for HID Lamps | Mid Output | Replacement Lamps for Outdoor Pole/Arm-mounted Decorative Luminaires (Type B) |  | Standard | TRUE | 4524.7 | 114.23 | 39.61 | 15.14 | 0.9016 | 4129 | 82.3 | 5 | 50000 | 42824 |  | No |  | 4.1 | 4524.7 | 114.23 | 39.61 | 15.14 | 0.9 | 4000 | 82.3
P2F54BPP | iGlo LLC | iGlo LED | GL30WCCE39WCSNC4000KUDX4.0 | Mogul (E39) Screw-Base Replacements for HID Lamps | Low Output | Replacement Lamps for Outdoor Pole/Arm-mounted Decorative Luminaires (Type B) |  | Standard | TRUE | 3372.8 | 110.51 | 30.52 | 18.01 | 0.9015 | 4119 | 82.1 | 5 | 50000 | 42824 |  | No |  | 4.1 | 3372.8 | 110.51 | 30.52 | 18.01 | 0.9 | 4000 | 82.1
PZMEQ2NQ | iGlo LLC | iGlo LED | GL60WCCE39WCSNC5000KUDX4.0 | Mogul (E39) Screw-Base Replacements for HID Lamps | Mid Output | Replacement Lamps for Outdoor Pole/Arm-mounted Decorative Luminaires (Type B) |  | Standard | FALSE | [9 empty] | 42824 |  | No |  | 4.1 | 6473.2 | 110.9 | 58.37 | 17.57 | 0.9 | 5000 | 82.1
PYU6DRX1 | iGlo LLC | iGlo LED | GL60WCCE39NCSNC5700KUDX4.0 | Mogul (E39) Screw-Base Replacements for HID Lamps | Mid Output | Replacement Lamps for Outdoor Pole/Arm-mounted Decorative Luminaires (Type B) |  | Standard | FALSE | [9 empty] | 42824 |  | No |  | 4.1 | 6883 | 120.38 | 57.18 | 13.06 | 0.9 | 5700 | 82.5
PXX1ZJPK | iGlo LLC | iGlo LED | GL60WCCE39WCSNC5700KUDX4.0 | Mogul (E39) Screw-Base Replacements for HID Lamps | Mid Output | Replacement Lamps for Outdoor Pole/Arm-mounted Decorative Luminaires (Type B) |  | Standard | FALSE | [9 empty] | 42824 |  | No |  | 4.1 | 6705 | 113.81 | 58.91 | 18.94 | 0.9 | 5700 | 82.6
PVJX5PMS | iGlo LLC | iGlo LED | GL40WCCE39WCSNC4500KUDX4.0 | Mogul (E39) Screw-Base Replacements for HID Lamps | Mid Output | Replacement Lamps for Outdoor Pole/Arm-mounted Decorative Luminaires (Type B) |  | Standard | FALSE | [9 empty] | 42824 |  | No |  | 4.1 | 4524.7 | 114.23 | 39.61 | 15.14 | 0.9 | 4500 | 82.3
PUMZMSWA | iGlo LLC | iGlo LED | GL60WCCE39NCSNC4500KUDX4.0 | Mogul (E39) Screw-Base Replacements for HID Lamps | Mid Output | Replacement Lamps for Outdoor Pole/Arm-mounted Decorative Luminaires (Type B) |  | Standard | FALSE | [9 empty] | 42824 |  | No |  | 4.1 | 6630.2 | 117.87 | 56.25 | 12.38 | 0.9 | 4500 | 82.1
PT4RE873 | iGlo LLC | iGlo LED | GL60WCCE39WCSNC4500KUDX4.0 | Mogul (E39) Screw-Base Replacements for HID Lamps | Mid Output | Replacement Lamps for Outdoor Pole/Arm-mounted Decorative Luminaires (Type B) |  | Standard | FALSE | [9 empty] | 42824 |  | No |  | 4.1 | 6473.2 | 110.9 | 58.37 | 17.57 | 0.9 | 4500 | 82.1
PQSAU1YU | iGlo LLC | iGlo LED | GL80WCCE39NCSNC5700KUDX4.0 | Mogul (E39) Screw-Base Replacements for HID Lamps | Mid Output | Replacement Lamps for Outdoor Pole/Arm-mounted Decorative Luminaires (Type B) |  | Standard | FALSE | [9 empty] | 42824 |  | No |  | 4.1 | 9951 | 125.16 | 79.51 | 13.41 | 0.93 | 5700 | 82.5
PMBB5VX9 | iGlo LLC | iGlo LED | GL40WCCE39WCSNC5000KUDX4.0 | Mogul (E39) Screw-Base Replacements for HID Lamps | Mid Output | Replacement Lamps for Outdoor Pole/Arm-mounted Decorative Luminaires (Type B) |  | Standard | FALSE | [9 empty] | 42824 |  | No |  | 4.1 | 4524.7 | 114.23 | 39.61 | 15.14 | 0.9 | 5000 | 82.3
PKGG9GGC | iGlo LLC | iGlo LED | GL80WCCE39NCSNC4500KUDX4.0 | Mogul (E39) Screw-Base Replacements for HID Lamps | Mid Output | Replacement Lamps for Outdoor Pole/Arm-mounted Decorative Luminaires (Type B) |  | Standard | FALSE | [9 empty] | 42824 |  | No |  | 4.1 | 9603.9 | 122.39 | 78.47 | 17.1 | 0.93 | 4500 | 82.2
PHVZXZGK | iGlo LLC | iGlo LED | GL80WCCE39WCSNC5000KUDX4.0 | Mogul (E39) Screw-Base Replacements for HID Lamps | Mid Output | Replacement Lamps for Outdoor Pole/Arm-mounted Decorative Luminaires (Type B) |  | Standard | FALSE | [9 empty] | 42824 |  | No |  | 4.1 | 9298.2 | 115.91 | 80.22 | 14.56 | 0.91 | 5000 | 82.2
PDPC7MW3 | iGlo LLC | iGlo LED | GL80WCCE39WCSNC4500KUDX4.0 | Mogul (E39) Screw-Base Replacements for HID Lamps | Mid Output | Replacement Lamps for Outdoor Pole/Arm-mounted Decorative Luminaires (Type B) |  | Standard | FALSE | [9 empty] | 42824 |  | No |  | 4.1 | 9298.2 | 115.91 | 80.22 | 14.56 | 0.91 | 4500 | 82.2
PAC4FX5A | iGlo LLC | iGlo LED | GL40WCCE39WCSNC5700KUDX4.0 | Mogul (E39) Screw-Base Replacements for HID Lamps | Mid Output | Replacement Lamps for Outdoor Pole/Arm-mounted Decorative Luminaires (Type B) |  | Standard | FALSE | [9 empty] | 42824 |  | No |  | 4.1 | 4785 | 119.09 | 40.18 | 15.91 | 0.9 | 5700 | 82.7
P5CV4Q2S | iGlo LLC | iGlo LED | GL80WCCE39NCSNC5000KUDX4.0 | Mogul (E39) Screw-Base Replacements for HID Lamps | Mid Output | Replacement Lamps for Outdoor Pole/Arm-mounted Decorative Luminaires (Type B) |  | Standard | FALSE | [9 empty] | 42824 |  | No |  | 4.1 | 9603.9 | 122.39 | 78.47 | 17.1 | 0.93 | 5000 | 82.2
P3YMBYD1 | iGlo LLC | iGlo LED | GL60WCCE39NCSNC5000KUDX4.0 | Mogul (E39) Screw-Base Replacements for HID Lamps | Mid Output | Replacement Lamps for Outdoor Pole/Arm-mounted Decorative Luminaires (Type B) |  | Standard | FALSE | [9 empty] | 42824 |  | No |  | 4.1 | 6630.2 | 117.87 | 56.25 | 12.38 | 0.9 | 5000 | 82.1
P1Y25TV5 | iGlo LLC | iGlo LED | GL80WCCE39WCSNC5700KUDX4.0 | Mogul (E39) Screw-Base Replacements for HID Lamps | Mid Output | Replacement Lamps for Outdoor Pole/Arm-mounted Decorative Luminaires (Type B) |  | Standard | FALSE | [9 empty] | 42824 |  | No |  | 4.1 | 9512 | 117.91 | 80.67 | 17.47 | 0.9 | 5700 | 82.7
PXG27KB2 | iGlo LLC | iGlo LED | GL40WCCE39NCSNC5000KUDX4.0 | Mogul (E39) Screw-Base Replacements for HID Lamps | Low Output | Replacement Lamps for Outdoor Pole/Arm-mounted Decorative Luminaires (Type B) |  | Standard | FALSE | [9 empty] | 42824 |  | No |  | 4.1 | 4579.1 | 120.98 | 37.85 | 9.27 | 0.9 | 5000 | 82
PN8994D4 | iGlo LLC | iGlo LED | GL30WCCE39WCSNC5000KUDX4.0 | Mogul (E39) Screw-Base Replacements for HID Lamps | Low Output | Replacement Lamps for Outdoor Pole/Arm-mounted Decorative Luminaires (Type B) |  | Standard | FALSE | [9 empty] | 42824 |  | No |  | 4.1 | 3372.8 | 110.51 | 30.52 | 18.01 | 0.9 | 5000 | 82.1
PN5K4QSP | iGlo LLC | iGlo LED | GL30WCCE39NCSNC5700KUDX4.0 | Mogul (E39) Screw-Base Replacements for HID Lamps | Low Output | Replacement Lamps for Outdoor Pole/Arm-mounted Decorative Luminaires (Type B) |  | Standard | FALSE | [9 empty] | 42824 |  | No |  | 4.1 | 3480 | 123.45 | 28.19 | 9.37 | 0.9 | 5700 | 82.6
PKC3CH5P | iGlo LLC | iGlo LED | GL40WCCE39NCSNC5700KUDX4.0 | Mogul (E39) Screw-Base Replacements for HID Lamps | Low Output | Replacement Lamps for Outdoor Pole/Arm-mounted Decorative Luminaires (Type B) |  | Standard | FALSE | [9 empty] | 42824 |  | No |  | 4.1 | 4737 | 122.38 | 38.71 | 10.58 | 0.9 | 5700 | 82.7
PFHVJRPK | iGlo LLC | iGlo LED | GL30WCCE39WCSNC4500KUDX4.0 | Mogul (E39) Screw-Base Replacements for HID Lamps | Low Output | Replacement Lamps for Outdoor Pole/Arm-mounted Decorative Luminaires (Type B) |  | Standard | FALSE | [9 empty] | 42824 |  | No |  | 4.1 | 3372.8 | 110.51 | 30.52 | 18.01 | 0.9 | 4500 | 82.1
PC6MB5YS | iGlo LLC | iGlo LED | GL30WCCE39NCSNC4500KUDX4.0 | Mogul (E39) Screw-Base Replacements for HID Lamps | Low Output | Replacement Lamps for Outdoor Pole/Arm-mounted Decorative Luminaires (Type B) |  | Standard | FALSE | [9 empty] | 42824 |  | No |  | 4.1 | 3344.2 | 121.21 | 27.59 | 8.21 | 0.91 | 4500 | 82
P335EPJP | iGlo LLC | iGlo LED | GL30WCCE39NCSNC5000KUDX4.0 | Mogul (E39) Screw-Base Replacements for HID Lamps | Low Output | Replacement Lamps for Outdoor Pole/Arm-mounted Decorative Luminaires (Type B) |  | Standard | FALSE | [9 empty] | 42824 |  | No |  | 4.1 | 3344.2 | 121.21 | 27.59 | 8.21 | 0.91 | 5000 | 82
P29F3MVJ | iGlo LLC | iGlo LED | GL40WCCE39NCSNC4500KUDX4.0 | Mogul (E39) Screw-Base Replacements for HID Lamps | Low Output | Replacement Lamps for Outdoor Pole/Arm-mounted Decorative Luminaires (Type B) |  | Standard | FALSE | [9 empty] | 42824 |  | No |  | 4.1 | 4579.1 | 120.98 | 37.85 | 9.27 | 0.9 | 4500 | 82
P1YZVJ7N | iGlo LLC | iGlo LED | GL30WCCE39WCSNC5700KUDX4.0 | Mogul (E39) Screw-Base Replacements for HID Lamps | Low Output | Replacement Lamps for Outdoor Pole/Arm-mounted Decorative Luminaires (Type B) |  | Standard | FALSE | [9 empty] | 42824 |  | No |  | 4.1 | 3530 | 113.71 | 31.04 | 18.81 | 0.9 | 5700 | 82.6
PXVXMK98 | iGlo LLC | iGlo LED | GL120WCCE39NCSNC5000KUDX4.0 | Mogul (E39) Screw-Base Replacements for HID Lamps | High Output | Replacement Lamps for Outdoor Pole/Arm-mounted Decorative Luminaires (Type B) |  | Standard | FALSE | [9 empty] | 42824 |  | No |  | 4.1 | 14444 | 122.82 | 117.6 | 18.41 | 0.93 | 5000 | 82.2
PWHR28RQ | iGlo LLC | iGlo LED | GL120WCCE39WCSNC5700KUDX4.0 | Mogul (E39) Screw-Base Replacements for HID Lamps | High Output | Replacement Lamps for Outdoor Pole/Arm-mounted Decorative Luminaires (Type B) |  | Standard | FALSE | [9 empty] | 42824 | Not Dimmable | No |  | 4.1 | 13675 | 116.38 | 117.5 | 19.97 | 0.9 | 5700 | 82.2
PSMKA6H5 | iGlo LLC | iGlo LED | GL100WCCE39NCSNC5700KUDX4.0 | Mogul (E39) Screw-Base Replacements for HID Lamps | High Output | Replacement Lamps for Outdoor Pole/Arm-mounted Decorative Luminaires (Type B) |  | Standard | FALSE | [9 empty] | 42824 |  | No |  | 4.1 | 12162 | 123.58 | 98.41 | 17.81 | 0.93 | 5700 | 82.7
PRDCS6X4 | iGlo LLC | iGlo LED | GL100WCCE39NCSNC5000KUDX4.0 | Mogul (E39) Screw-Base Replacements for HID Lamps | High Output | Replacement Lamps for Outdoor Pole/Arm-mounted Decorative Luminaires (Type B) |  | Standard | FALSE | [9 empty] | 42824 |  | No |  | 4.1 | 11820 | 121.49 | 97.29 | 17.1 | 0.94 | 5000 | 82.1
PN8B4A1Y | iGlo LLC | iGlo LED | GL120WCCE39NCSNC5700KUDX4.0 | Mogul (E39) Screw-Base Replacements for HID Lamps | High Output | Replacement Lamps for Outdoor Pole/Arm-mounted Decorative Luminaires (Type B) |  | Standard | FALSE | [9 empty] | 42824 |  | No |  | 4.1 | 14883 | 125.81 | 118.3 | 19.18 | 0.93 | 5700 | 82.4
PEQAFDRT | iGlo LLC | iGlo LED | GL100WCCE39NCSNC4500KUDX4.0 | Mogul (E39) Screw-Base Replacements for HID Lamps | High Output | Replacement Lamps for Outdoor Pole/Arm-mounted Decorative Luminaires (Type B) |  | Standard | FALSE | [9 empty] | 42824 |  | No |  | 4.1 | 11820 | 121.49 | 97.29 | 17.1 | 0.94 | 4500 | 82.1
PE1DS731 | iGlo LLC | iGlo LED | GL120WCCE39NCSNC4500KUDX4.0 | Mogul (E39) Screw-Base Replacements for HID Lamps | High Output | Replacement Lamps for Outdoor Pole/Arm-mounted Decorative Luminaires (Type B) |  | Standard | FALSE | [9 empty] | 42824 |  | No |  | 4.1 | 14444 | 122.82 | 117.6 | 18.41 | 0.93 | 4500 | 82.2
PCABUF96 | iGlo LLC | iGlo LED | GL100WCCE39WCSNC5700KUDX4.0 | Mogul (E39) Screw-Base Replacements for HID Lamps | High Output | Replacement Lamps for Outdoor Pole/Arm-mounted Decorative Luminaires (Type B) |  | Standard | FALSE | [9 empty] | 42824 |  | No |  | 4.1 | 11852 | 117.81 | 100.6 | 13.59 | 0.9 | 5700 | 82
PC41YZBM | iGlo LLC | iGlo LED | GL150WCCE39WCSNC5000KUDX4.0 | Mogul (E39) Screw-Base Replacements for HID Lamps | High Output | Replacement Lamps for Outdoor Pole/Arm-mounted Decorative Luminaires (Type B) |  | Standard | FALSE | [9 empty] | 42824 |  | No |  | 4.1 | 17592 | 119.11 | 147.7 | 13.52 | 0.94 | 5000 | 82.3
P9ZH1T7B | iGlo LLC | iGlo LED | GL150WCCE39WCSNC4500KUDX4.0 | Mogul (E39) Screw-Base Replacements for HID Lamps | High Output | Replacement Lamps for Outdoor Pole/Arm-mounted Decorative Luminaires (Type B) |  | Standard | FALSE | [9 empty] | 42824 |  | No |  | 4.1 | 17592 | 119.11 | 147.7 | 13.52 | 0.94 | 4500 | 82.3
P8CTQ1XP | iGlo LLC | iGlo LED | GL100WCCE39WCSNC5000KUDX4.0 | Mogul (E39) Screw-Base Replacements for HID Lamps | High Output | Replacement Lamps for Outdoor Pole/Arm-mounted Decorative Luminaires (Type B) |  | Standard | FALSE | [9 empty] | 42824 |  | No |  | 4.1 | 11462 | 114.62 | 100 | 12.15 | 0.9 | 5000 | 82.1
P6AZZB7N | iGlo LLC | iGlo LED | GL120WCCE39WCSNC4500KUDX4.0 | Mogul (E39) Screw-Base Replacements for HID Lamps | High Output | Replacement Lamps for Outdoor Pole/Arm-mounted Decorative Luminaires (Type B) |  | Standard | FALSE | [9 empty] | 42824 |  | No |  | 4.1 | 13305 | 114.6 | 116.1 | 18.96 | 0.9 | 4500 | 82.3
P55SMU1V | iGlo LLC | iGlo LED | GL100WCCE39WCSNC4500KUDX4.0 | Mogul (E39) Screw-Base Replacements for HID Lamps | High Output | Replacement Lamps for Outdoor Pole/Arm-mounted Decorative Luminaires (Type B) |  | Standard | FALSE | [9 empty] | 42824 |  | No |  | 4.1 | 11462 | 114.62 | 100 | 12.15 | 0.9 | 4500 | 82.1
P42PZHDX | iGlo LLC | iGlo LED | GL150WCCE39WCSNC5700KUDX4.0 | Mogul (E39) Screw-Base Replacements for HID Lamps | High Output | Replacement Lamps for Outdoor Pole/Arm-mounted Decorative Luminaires (Type B) |  | Standard | FALSE | [9 empty] | 42824 |  | No |  | 4.1 | 17946 | 121.09 | 148.2 | 14.51 | 0.93 | 5700 | 82.6
P1GKFS13 | iGlo LLC | iGlo LED | GL120WCCE39WCSNC5000KUDX4.0 | Mogul (E39) Screw-Base Replacements for HID Lamps | High Output | Replacement Lamps for Outdoor Pole/Arm-mounted Decorative Luminaires (Type B) |  | Standard | FALSE | [9 empty] | 42824 |  | No |  | 4.1 | 13305 | 114.6 | 116.1 | 18.96 | 0.9 | 5000 | 82.3
PNKREE65 | DONGGUAN CITY LEMARK LIGHTING TECHNOLOGIES LTD | Lemark | LED-HID-700ES-E39(2700K) | Mogul (E39) Screw-Base Replacements for HID Lamps | High Output | Replacement Lamps for Outdoor Pole/Arm-mounted Decorative Luminaires (Type C) |  | Standard | TRUE | 11321 | 102.36 | 110.6 | 9.22 | 0.9662 | 2717 | 74 | 5 | 50000 | 42823 |  | No |  | 4.1 | 11710 | 102.63 | 114.1 | 9.22 | 0.97 | 2700 | 74
P7ADS7HW | DONGGUAN CITY LEMARK LIGHTING TECHNOLOGIES LTD | Lemark | LED-HID-400ES-E39(2700K) | Mogul (E39) Screw-Base Replacements for HID Lamps | High Output | Replacement Lamps for Outdoor Pole/Arm-mounted Decorative Luminaires (Type C) |  | Standard | TRUE | 10391 | 103.29 | 100.6 | 10.89 | 0.9549 | 2722 | 73.9 | 5 | 50000 | 42823 |  | No |  | 4.1 | 10391 | 103.29 | 100.6 | 10.89 | 0.95 | 2700 | 73.9
PBQAQWGH | DONGGUAN CITY LEMARK LIGHTING TECHNOLOGIES LTD | Lemark | LED-HID-300ES-E39(2700K) | Mogul (E39) Screw-Base Replacements for HID Lamps | Mid Output | Replacement Lamps for Outdoor Pole/Arm-mounted Decorative Luminaires (Type C) |  | Standard | TRUE | 8150 | 102.58 | 79.45 | 12.04 | 0.9344 | 2726 | 74.1 | 5 | 50000 | 42823 |  | No |  | 4.1 | 8150 | 102.58 | 79.45 | 12.04 | 0.93 | 2700 | 74.1
PT9RKNHX | DONGGUAN CITY LEMARK LIGHTING TECHNOLOGIES LTD | Lemark | LED-HID-250ES-E39(2700K) | Mogul (E39) Screw-Base Replacements for HID Lamps | Mid Output | Replacement Lamps for Outdoor Pole/Arm-mounted Decorative Luminaires (Type C) |  | Standard | TRUE | 5917.3 | 102.57 | 57.69 | 14.25 | 0.9081 | 2730 | 74.1 | 5 | 50000 | 42823 |  | No |  | 4.1 | 6134.9 | 103.42 | 59.32 | 14.25 | 0.91 | 2700 | 74.1
PNC28ERM | DONGGUAN CITY LEMARK LIGHTING TECHNOLOGIES LTD | Lemark | LED-HID-100I-E39(2700K) | Mogul (E39) Screw-Base Replacements for HID Lamps | Low Output | Replacement Lamps for Outdoor Pole/Arm-mounted Decorative Luminaires (Type B) |  | Standard | TRUE | 2314.5 | 100.85 | 22.95 | 18.66 | 0.9075 | 2697 | 73.4 | 5 | 50000 | 42823 |  | No |  | 4.1 | 2323.2 | 101.54 | 22.88 | 18.66 | 0.91 | 2700 | 73.4
PKCWE82J | DONGGUAN CITY LEMARK LIGHTING TECHNOLOGIES LTD | Lemark | LED-HID-400ES-E39(5000K) | Mogul (E39) Screw-Base Replacements for HID Lamps | High Output | Replacement Lamps for Outdoor Pole/Arm-mounted Decorative Luminaires (Type C) |  | Standard | FALSE | [9 empty] | 42823 |  | No |  | 4.1 | 10839 | 106.89 | 101.4 | 11.37 | 0.94 | 5000 | 81.1
PWGTH8VD | DONGGUAN CITY LEMARK LIGHTING TECHNOLOGIES LTD | Lemark | LED-HID-100I-E39(5000K) | Mogul (E39) Screw-Base Replacements for HID Lamps | Low Output | Replacement Lamps for Outdoor Pole/Arm-mounted Decorative Luminaires (Type B) |  | Standard | FALSE | [9 empty] | 42823 |  | No |  | 4.1 | 2472 | 104.81 | 23.59 | 19.19 | 0.9 | 5000 | 72.1
PNUXU9PN | DONGGUAN CITY LEMARK LIGHTING TECHNOLOGIES LTD | Lemark | LED-HID-250ES-E39(5000K) | Mogul (E39) Screw-Base Replacements for HID Lamps | Mid Output | Replacement Lamps for Outdoor Pole/Arm-mounted Decorative Luminaires (Type C) |  | Standard | FALSE | [9 empty] | 42823 |  | No |  | 4.1 | 6434 | 106.81 | 60.24 | 14.74 | 0.9 | 5000 | 71.5
P7PE69KR | DONGGUAN CITY LEMARK LIGHTING TECHNOLOGIES LTD | Lemark | LED-HID-700ES-E39(5000K) | Mogul (E39) Screw-Base Replacements for HID Lamps | High Output | Replacement Lamps for Outdoor Pole/Arm-mounted Decorative Luminaires (Type C) |  | Standard | FALSE | [9 empty] | 42823 |  | No |  | 4.1 | 12205 | 105.76 | 115.4 | 10.35 | 0.96 | 5000 | 71.2
PP6FU4FM | DONGGUAN CITY LEMARK LIGHTING TECHNOLOGIES LTD | Lemark | LED-HID-300ES-E39(5000K) | Mogul (E39) Screw-Base Replacements for HID Lamps | Mid Output | Replacement Lamps for Outdoor Pole/Arm-mounted Decorative Luminaires (Type C) |  | Standard | FALSE | [9 empty] | 42823 |  | No |  | 4.1 | 8502 | 105.89 | 80.29 | 12.59 | 0.93 | 5000 | 70.8
P5RA41C5 | DONGGUAN CITY LEMARK LIGHTING TECHNOLOGIES LTD | Lemark | LED-HID-250ES-E39(4500K) | Mogul (E39) Screw-Base Replacements for HID Lamps | Mid Output | Replacement Lamps for Outdoor Pole/Arm-mounted Decorative Luminaires (Type C) |  | Standard | FALSE | [9 empty] | 42823 |  | No |  | 4.1 | 6374 | 106.63 | 59.78 | 14.25 | 0.91 | 4500 | 74.1
PH843VZA | DONGGUAN CITY LEMARK LIGHTING TECHNOLOGIES LTD | Lemark | LED-HID-300ES-E39(4500K) | Mogul (E39) Screw-Base Replacements for HID Lamps | Mid Output | Replacement Lamps for Outdoor Pole/Arm-mounted Decorative Luminaires (Type C) |  | Standard | FALSE | [9 empty] | 42823 |  | No |  | 4.1 | 8432 | 105.57 | 79.87 | 12.04 | 0.93 | 4500 | 74.1
PHNYJ7VT | DONGGUAN CITY LEMARK LIGHTING TECHNOLOGIES LTD | Lemark | LED-HID-700ES-E39(4500K) | Mogul (E39) Screw-Base Replacements for HID Lamps | High Output | Replacement Lamps for Outdoor Pole/Arm-mounted Decorative Luminaires (Type C) |  | Standard | FALSE | [9 empty] | 42823 |  | No |  | 4.1 | 12106 | 105.45 | 114.8 | 9.22 | 0.97 | 4500 | 74
PG5QQFT4 | DONGGUAN CITY LEMARK LIGHTING TECHNOLOGIES LTD | Lemark | LED-HID-400ES-E39(4500K) | Mogul (E39) Screw-Base Replacements for HID Lamps | High Output | Replacement Lamps for Outdoor Pole/Arm-mounted Decorative Luminaires (Type C) |  | Standard | FALSE | [9 empty] | 42823 |  | No |  | 4.1 | 10749 | 106.43 | 101 | 10.89 | 0.95 | 4500 | 73.9
PGVWS9J6 | DONGGUAN CITY LEMARK LIGHTING TECHNOLOGIES LTD | Lemark | LED-HID-100I-E39(4500K) | Mogul (E39) Screw-Base Replacements for HID Lamps | Low Output | Replacement Lamps for Outdoor Pole/Arm-mounted Decorative Luminaires (Type B) |  | Standard | FALSE | [9 empty] | 42823 |  | No |  | 4.1 | 2442 | 105.08 | 23.24 | 18.66 | 0.91 | 4500 | 73.4
P6H5KB5F | DONGGUAN CITY LEMARK LIGHTING TECHNOLOGIES LTD | Lemark | LED-HID-250ES-E39(4000K) | Mogul (E39) Screw-Base Replacements for HID Lamps | Mid Output | Replacement Lamps for Outdoor Pole/Arm-mounted Decorative Luminaires (Type C) |  | Standard | FALSE | [9 empty] | 42823 |  | No |  | 4.1 | 6314 | 105.63 | 59.78 | 14.25 | 0.91 | 4000 | 74.1
PJY8RNQ6 | DONGGUAN CITY LEMARK LIGHTING TECHNOLOGIES LTD | Lemark | LED-HID-300ES-E39(4000K) | Mogul (E39) Screw-Base Replacements for HID Lamps | Mid Output | Replacement Lamps for Outdoor Pole/Arm-mounted Decorative Luminaires (Type C) |  | Standard | FALSE | [9 empty] | 42823 |  | No |  | 4.1 | 8361 | 104.69 | 79.87 | 12.04 | 0.93 | 4000 | 74.1
P2KFDBFP | DONGGUAN CITY LEMARK LIGHTING TECHNOLOGIES LTD | Lemark | LED-HID-700ES-E39(4000K) | Mogul (E39) Screw-Base Replacements for HID Lamps | High Output | Replacement Lamps for Outdoor Pole/Arm-mounted Decorative Luminaires (Type C) |  | Standard | FALSE | [9 empty] | 42823 |  | No |  | 4.1 | 12007 | 104.59 | 114.8 | 9.22 | 0.97 | 4000 | 74
PFMRMWC4 | DONGGUAN CITY LEMARK LIGHTING TECHNOLOGIES LTD | Lemark | LED-HID-400ES-E39(4000K) | Mogul (E39) Screw-Base Replacements for HID Lamps | High Output | Replacement Lamps for Outdoor Pole/Arm-mounted Decorative Luminaires (Type C) |  | Standard | FALSE | [9 empty] | 42823 |  | No |  | 4.1 | 10660 | 105.54 | 101 | 10.89 | 0.95 | 4000 | 73.9
PNN987GA | DONGGUAN CITY LEMARK LIGHTING TECHNOLOGIES LTD | Lemark | LED-HID-100I-E39(4000K) | Mogul (E39) Screw-Base Replacements for HID Lamps | Low Output | Replacement Lamps for Outdoor Pole/Arm-mounted Decorative Luminaires (Type B) |  | Standard | FALSE | [9 empty] | 42823 |  | No |  | 4.1 | 2412 | 103.79 | 23.24 | 18.66 | 0.91 | 4000 | 73.4
P12AHHM7 | DONGGUAN CITY LEMARK LIGHTING TECHNOLOGIES LTD | Lemark | LED-HID-250ES-E39(3500K) | Mogul (E39) Screw-Base Replacements for HID Lamps | Mid Output | Replacement Lamps for Outdoor Pole/Arm-mounted Decorative Luminaires (Type C) |  | Standard | FALSE | [9 empty] | 42823 |  | No |  | 4.1 | 6255 | 104.63 | 59.78 | 14.25 | 0.91 | 3500 | 74.1
PQD1EKFW | DONGGUAN CITY LEMARK LIGHTING TECHNOLOGIES LTD | Lemark | LED-HID-300ES-E39(3500K) | Mogul (E39) Screw-Base Replacements for HID Lamps | Mid Output | Replacement Lamps for Outdoor Pole/Arm-mounted Decorative Luminaires (Type C) |  | Standard | FALSE | [9 empty] | 42823 |  | No |  | 4.1 | 8291 | 103.8 | 79.87 | 12.04 | 0.93 | 3500 | 74.1
P2VAMPS8 | DONGGUAN CITY LEMARK LIGHTING TECHNOLOGIES LTD | Lemark | LED-HID-700ES-E39(3500K) | Mogul (E39) Screw-Base Replacements for HID Lamps | High Output | Replacement Lamps for Outdoor Pole/Arm-mounted Decorative Luminaires (Type C) |  | Standard | FALSE | [9 empty] | 42823 |  | No |  | 4.1 | 11908 | 103.73 | 114.8 | 9.22 | 0.97 | 3500 | 74
PAJBDZSG | DONGGUAN CITY LEMARK LIGHTING TECHNOLOGIES LTD | Lemark | LED-HID-400ES-E39(3500K) | Mogul (E39) Screw-Base Replacements for HID Lamps | High Output | Replacement Lamps for Outdoor Pole/Arm-mounted Decorative Luminaires (Type C) |  | Standard | FALSE | [9 empty] | 42823 |  | No |  | 4.1 | 10570 | 104.66 | 101 | 10.89 | 0.95 | 3500 | 73.9
P2B8H3MG | DONGGUAN CITY LEMARK LIGHTING TECHNOLOGIES LTD | Lemark | LED-HID-100I-E39(3500K) | Mogul (E39) Screw-Base Replacements for HID Lamps | Low Output | Replacement Lamps for Outdoor Pole/Arm-mounted Decorative Luminaires (Type B) |  | Standard | FALSE | [9 empty] | 42823 |  | No |  | 4.1 | 2383 | 102.54 | 23.24 | 18.66 | 0.91 | 3500 | 73.4
P4GKA5EA | DONGGUAN CITY LEMARK LIGHTING TECHNOLOGIES LTD | Lemark | LED-HID-250ES-E39(3000K) | Mogul (E39) Screw-Base Replacements for HID Lamps | Mid Output | Replacement Lamps for Outdoor Pole/Arm-mounted Decorative Luminaires (Type C) |  | Standard | FALSE | [9 empty] | 42823 |  | No |  | 4.1 | 6195 | 103.63 | 59.78 | 14.25 | 0.91 | 3000 | 74.1
PRMF2TWG | DONGGUAN CITY LEMARK LIGHTING TECHNOLOGIES LTD | Lemark | LED-HID-300ES-E39(3000K) | Mogul (E39) Screw-Base Replacements for HID Lamps | Mid Output | Replacement Lamps for Outdoor Pole/Arm-mounted Decorative Luminaires (Type C) |  | Standard | FALSE | [9 empty] | 42823 |  | No |  | 4.1 | 8220 | 102.92 | 79.87 | 12.04 | 0.93 | 3000 | 74.1
PQTA1JFW | DONGGUAN CITY LEMARK LIGHTING TECHNOLOGIES LTD | Lemark | LED-HID-700ES-E39(3000K) | Mogul (E39) Screw-Base Replacements for HID Lamps | High Output | Replacement Lamps for Outdoor Pole/Arm-mounted Decorative Luminaires (Type C) |  | Standard | FALSE | [9 empty] | 42823 |  | No |  | 4.1 | 11809 | 102.87 | 114.8 | 9.22 | 0.97 | 3000 | 74
P8XHW6PW | DONGGUAN CITY LEMARK LIGHTING TECHNOLOGIES LTD | Lemark | LED-HID-400ES-E39(3000K) | Mogul (E39) Screw-Base Replacements for HID Lamps | High Output | Replacement Lamps for Outdoor Pole/Arm-mounted Decorative Luminaires (Type C) |  | Standard | FALSE | [9 empty] | 42823 |  | No |  | 4.1 | 10481 | 103.77 | 101 | 10.89 | 0.95 | 3000 | 73.9
PER4NJM2 | DONGGUAN CITY LEMARK LIGHTING TECHNOLOGIES LTD | Lemark | LED-HID-100I-E39(3000K) | Mogul (E39) Screw-Base Replacements for HID Lamps | Low Output | Replacement Lamps for Outdoor Pole/Arm-mounted Decorative Luminaires (Type B) |  | Standard | FALSE | [9 empty] | 42823 |  | No |  | 4.1 | 2353 | 101.25 | 23.24 | 18.66 | 0.91 | 3000 | 73.4
P5HPU7QA | LEDtronics Inc. | Ledtronics | LEDRA36-054WE39-XNW-101A | Mogul (E39) Screw-Base Replacements for HID Lamps | Mid Output | Replacement Lamps for Outdoor Pole/Arm-mounted Area and Roadway Luminaires (Type B) |  | Standard | TRUE | 6465.6 | 117.73 | 54.92 | 18.22 | 0.916 | 3905 | 73.3 | 5 | 50000 | 42823 |  | No |  | 4 | 6664.7 | 121.44 | 54.88 | 18.22 | 0.92 | 4000 | 73.3
PJF6SNKM | LEDtronics Inc. | Ledtronics | LEDRA36-036WE39-XNW-101A | Mogul (E39) Screw-Base Replacements for HID Lamps | Low Output | Replacement Lamps for Outdoor Pole/Arm-mounted Area and Roadway Luminaires (Type B) |  | Standard | TRUE | 4010 | 115.33 | 34.77 | 6.7 | 0.9103 | 3897 | 72.8 | 5 | 50000 | 42823 |  | No |  | 4 | 4008.5 | 119.8 | 33.46 | 6.7 | 0.91 | 4000 | 72.8
P2SFSBFX | LEDtronics Inc. | Ledtronics | LEDRA44-115WE39-XNW-101A | Mogul (E39) Screw-Base Replacements for HID Lamps | High Output | Replacement Lamps for Outdoor Pole/Arm-mounted Area and Roadway Luminaires (Type B) |  | Standard | TRUE | 12819 | 113.44 | 113 | 17.92 | 0.9013 | 3903 | 73.1 | 5 | 50000 | 42823 |  | No |  | 4 | 12819 | 113.44 | 113 | 17.92 | 0.9 | 4000 | 73.1
PSYXKU2V | LEDtronics Inc. | Ledtronics | LEDRA44-095WE39-XNW-101A | Mogul (E39) Screw-Base Replacements for HID Lamps | High Output | Replacement Lamps for Outdoor Pole/Arm-mounted Area and Roadway Luminaires (Type B) |  | Standard | TRUE | 10622 | 114.03 | 93.15 | 17.9 | 0.9028 | 3898 | 73.1 | 5 | 50000 | 42823 |  | No |  | 4 | 10622 | 114.03 | 93.15 | 17.9 | 0.9 | 4000 | 73.1
PT7D4WGX | LEDtronics Inc. | Ledtronics | LEDRA44-075WE39-XNW-101A | Mogul (E39) Screw-Base Replacements for HID Lamps | Mid Output | Replacement Lamps for Outdoor Pole/Arm-mounted Area and Roadway Luminaires (Type B) |  | Standard | TRUE | 8507.2 | 115.32 | 73.77 | 19.49 | 0.901 | 3898 | 73 | 5 | 50000 | 42823 |  | No |  | 4 | 8615.3 | 116.12 | 74.19 | 19.49 | 0.9 | 4000 | 73
P61CY151 | LEDtronics Inc. | Ledtronics | LEDRA36-027WE39-XNW-101A | Mogul (E39) Screw-Base Replacements for HID Lamps | Low Output | Replacement Lamps for Outdoor Pole/Arm-mounted Area and Roadway Luminaires (Type B) |  | Standard | TRUE | 3032 | 117.07 | 25.9 | 6.81 | 0.9012 | 3924 | 72.8 | 5 | 50000 | 42823 |  | No |  | 4 | 3032 | 117.07 | 25.9 | 6.81 | 0.9 | 4000 | 72.8
PJSTCRCZ | LEDtronics Inc. | Ledtronics | LEDRA44-115WE39-XCW-101A | Mogul (E39) Screw-Base Replacements for HID Lamps | High Output | Replacement Lamps for Outdoor Pole/Arm-mounted Area and Roadway Luminaires (Type B) |  | Standard | FALSE | [9 empty] | 42823 |  | No |  | 4 | 13008 | 115.32 | 112.8 | 19.07 | 0.9 | 5700 | 75.8
PVFFPUQ9 | LEDtronics Inc. | Ledtronics | LEDRA36-054WE39-XCW-101A | Mogul (E39) Screw-Base Replacements for HID Lamps | Mid Output | Replacement Lamps for Outdoor Pole/Arm-mounted Area and Roadway Luminaires (Type B) |  | Standard | FALSE | [9 empty] | 42823 |  | No |  | 4 | 6802 | 123.34 | 55.15 | 18.92 | 0.92 | 5700 | 75.7
PKJ1MHNG | LEDtronics Inc. | Ledtronics | LEDRA44-095WE39-XCW-101A | Mogul (E39) Screw-Base Replacements for HID Lamps | High Output | Replacement Lamps for Outdoor Pole/Arm-mounted Area and Roadway Luminaires (Type B) |  | Standard | FALSE | [9 empty] | 42823 |  | No |  | 4 | 11192 | 120.4 | 92.96 | 18.81 | 0.91 | 5700 | 75.6
P7T7Q5KE | LEDtronics Inc. | Ledtronics | LEDRA44-075WE39-XCW-101A | Mogul (E39) Screw-Base Replacements for HID Lamps | Mid Output | Replacement Lamps for Outdoor Pole/Arm-mounted Area and Roadway Luminaires (Type B) |  | Standard | FALSE | [9 empty] | 42823 |  | No |  | 4 | 8814 | 119.06 | 74.03 | 19.92 | 0.9 | 5700 | 75.3
P3ZZN5HS | LEDtronics Inc. | Ledtronics | LEDRA36-027WE39-XCW-101A | Mogul (E39) Screw-Base Replacements for HID Lamps | Low Output | Replacement Lamps for Outdoor Pole/Arm-mounted Area and Roadway Luminaires (Type B) |  | Standard | FALSE | [9 empty] | 42823 |  | No |  | 4 | 3181 | 124.16 | 25.62 | 8.07 | 0.9 | 5700 | 75.3
PEVJCK8V | LEDtronics Inc. | Ledtronics | LEDRA36-036WE39-XCW-101A | Mogul (E39) Screw-Base Replacements for HID Lamps | Low Output | Replacement Lamps for Outdoor Pole/Arm-mounted Area and Roadway Luminaires (Type B) |  | Standard | FALSE | [9 empty] | 42823 |  | No |  | 4 | 4186 | 119.84 | 34.93 | 6.91 | 0.91 | 5700 | 75.2
PMF2137W | LEDtronics Inc. | Ledtronics | LEDRA36-054WE39-XPW-101A | Mogul (E39) Screw-Base Replacements for HID Lamps | Mid Output | Replacement Lamps for Outdoor Pole/Arm-mounted Area and Roadway Luminaires (Type B) |  | Standard | FALSE | [9 empty] | 42823 |  | No |  | 4 | 6664.7 | 121.44 | 54.88 | 18.22 | 0.92 | 5000 | 73.3
PXH9ZD5B | LEDtronics Inc. | Ledtronics | LEDRA44-115WE39-XPW-101A | Mogul (E39) Screw-Base Replacements for HID Lamps | High Output | Replacement Lamps for Outdoor Pole/Arm-mounted Area and Roadway Luminaires (Type B) |  | Standard | FALSE | [9 empty] | 42823 |  | No |  | 4 | 12819 | 113.44 | 113 | 17.92 | 0.9 | 5000 | 73.1
PQDY1TVM | LEDtronics Inc. | Ledtronics | LEDRA44-095WE39-XPW-101A | Mogul (E39) Screw-Base Replacements for HID Lamps | High Output | Replacement Lamps for Outdoor Pole/Arm-mounted Area and Roadway Luminaires (Type B) |  | Standard | FALSE | [9 empty] | 42823 |  | No |  | 4 | 10622 | 114.03 | 93.15 | 17.9 | 0.9 | 5000 | 73.1
PEQKUK6Q | LEDtronics Inc. | Ledtronics | LEDRA44-075WE39-XPW-101A | Mogul (E39) Screw-Base Replacements for HID Lamps | Mid Output | Replacement Lamps for Outdoor Pole/Arm-mounted Area and Roadway Luminaires (Type B) |  | Standard | FALSE | [9 empty] | 42823 |  | No |  | 4 | 8615.3 | 116.12 | 74.19 | 19.49 | 0.9 | 5000 | 73
PRGNS6DU | LEDtronics Inc. | Ledtronics | LEDRA36-027WE39-XPW-101A | Mogul (E39) Screw-Base Replacements for HID Lamps | Low Output | Replacement Lamps for Outdoor Pole/Arm-mounted Area and Roadway Luminaires (Type B) |  | Standard | FALSE | [9 empty] | 42823 |  | No |  | 4 | 3032 | 117.07 | 25.9 | 6.81 | 0.9 | 5000 | 72.8
PRYRNCSN | LEDtronics Inc. | Ledtronics | LEDRA36-036WE39-XPW-101A | Mogul (E39) Screw-Base Replacements for HID Lamps | Low Output | Replacement Lamps for Outdoor Pole/Arm-mounted Area and Roadway Luminaires (Type B) |  | Standard | FALSE | [9 empty] | 42823 |  | No |  | 4 | 4008.5 | 119.8 | 33.46 | 6.7 | 0.91 | 5000 | 72.8
PTMXB77J | Signcomplex Limited | Signcomplex | RT-100-AW-WW-YY [Horizontally-oriented Base Qualified Pointing Straight Down] | Mogul (E39) Screw-Base Replacements for HID Lamps | High Output | Replacement Lamps for Outdoor Pole/Arm-mounted Area and Roadway Luminaires (Type C) |  | Standard | TRUE | 10647.64 | 105.69 | 100.74 | 15.1 | 0.921 | 2989 | 83.3 | 5.7078 | 50000 | 42822 |  | No |  | 4.1 | 10942.7 | 106.5 | 102.7 | 15.1 | 0.92 | 2989 | 83.3
PVR2M6P5 | Signcomplex Limited | Signcomplex | RT-180-AW-WW-YY [Horizontally-oriented Base Qualified Pointing Straight Down] | Mogul (E39) Screw-Base Replacements for HID Lamps | High Output | Replacement Lamps for Outdoor Pole/Arm-mounted Area and Roadway Luminaires (Type C) |  | Standard | TRUE | 18998.8 | 106.48 | 178.43 | 15.2 | 0.915 | 2985 | 83.3 | 5.7078 | 50000 | 42822 |  | No |  | 4.1 | 19307.2 | 106.7 | 180.8 | 15.2 | 0.92 | 2985 | 83.3
PZH4GFXW | Signcomplex Limited | Signcomplex | RT-150-AW-WW-YY [Horizontally-oriented Base Qualified Pointing Straight Down] | Mogul (E39) Screw-Base Replacements for HID Lamps | High Output | Replacement Lamps for Outdoor Pole/Arm-mounted Area and Roadway Luminaires (Type C) |  | Standard | TRUE | 15883.81 | 105.34 | 150.79 | 15.2 | 0.915 | 2982 | 83.2 | 5.7078 | 50000 | 42822 |  | No |  | 4.1 | 16162.7 | 105.9 | 152.6 | 15.2 | 0.92 | 2982 | 83.2
PDNE8GBU | Signcomplex Limited | Signcomplex | RT-180-AW-W-YY [Horizontally-oriented Base Qualified Pointing Straight Down] | Mogul (E39) Screw-Base Replacements for HID Lamps | High Output | Replacement Lamps for Outdoor Pole/Arm-mounted Area and Roadway Luminaires (Type C) |  | Standard | FALSE | [9 empty] | 42822 |  | No |  | 4.1 | 22462.2 | 123.8 | 181.4 | 16.5 | 0.92 | 4900 | 84.1
PYHK6UJN | Signcomplex Limited | Signcomplex | RT-150-AW-W-YY [Horizontally-oriented Base Qualified Pointing Straight Down] | Mogul (E39) Screw-Base Replacements for HID Lamps | High Output | Replacement Lamps for Outdoor Pole/Arm-mounted Area and Roadway Luminaires (Type C) |  | Standard | FALSE | [9 empty] | 42822 |  | No |  | 4.1 | 19166.3 | 124.8 | 153.5 | 16.8 | 0.92 | 4879 | 83.9
PG7E11HM | Signcomplex Limited | Signcomplex | RT-100-AW-W-YY [Horizontally-oriented Base Qualified Pointing Straight Down] | Mogul (E39) Screw-Base Replacements for HID Lamps | High Output | Replacement Lamps for Outdoor Pole/Arm-mounted Area and Roadway Luminaires (Type C) |  | Standard | FALSE | [9 empty] | 42822 |  | No |  | 4.1 | 12842 | 124 | 103.5 | 16.3 | 0.93 | 4863 | 84
PJ6XCFCC | Signcomplex Limited | Signcomplex | RT-180-AW-NW-YY [Horizontally-oriented Base Qualified Pointing Straight Down] | Mogul (E39) Screw-Base Replacements for HID Lamps | High Output | Replacement Lamps for Outdoor Pole/Arm-mounted Area and Roadway Luminaires (Type C) |  | Standard | FALSE | [9 empty] | 42822 |  | No |  | 4.1 | 20884.7 | 115.3 | 181.1 | 15.2 | 0.92 | 4000 | 83.3
PZZWXM15 | Signcomplex Limited | Signcomplex | RT-100-AW-NW-YY [Horizontally-oriented Base Qualified Pointing Straight Down] | Mogul (E39) Screw-Base Replacements for HID Lamps | High Output | Replacement Lamps for Outdoor Pole/Arm-mounted Area and Roadway Luminaires (Type C) |  | Standard | FALSE | [9 empty] | 42822 |  | No |  | 4.1 | 11892.4 | 115.3 | 103.1 | 15.1 | 0.92 | 4000 | 83.3
P8CW4JHK | Signcomplex Limited | Signcomplex | RT-150-AW-NW-YY [Horizontally-oriented Base Qualified Pointing Straight Down] | Mogul (E39) Screw-Base Replacements for HID Lamps | High Output | Replacement Lamps for Outdoor Pole/Arm-mounted Area and Roadway Luminaires (Type C) |  | Standard | FALSE | [9 empty] | 42822 |  | No |  | 4.1 | 17664.5 | 115.4 | 153 | 15.2 | 0.92 | 4000 | 83.2
PKQRVJB1 | Shenzhen Cross Sun Lighting Technology Co. Ltd. | Cross Sun | CSLED27HID/INT/[E39EX39] 3000K | Mogul (E39) Screw-Base Replacements for HID Lamps | Low Output | Replacement Lamps for Outdoor Pole/Arm-mounted Decorative Luminaires (Type B) |  | Standard | TRUE | 2436.1 | 92.8 | 26.25 | 8.87 | 0.928 | 2949 | 82.9 | 5 | 50000 | 42822 |  | No |  | 4.1 | 2559.1 | 93.33 | 27.42 | 8.87 | 0.93 | 3000 | 82.9
PCXF68AR | Shenzhen Cross Sun Lighting Technology Co. Ltd. | Cross Sun | CSLED27HID/INT/[E39EX39] 5700K | Mogul (E39) Screw-Base Replacements for HID Lamps | Low Output | Replacement Lamps for Outdoor Pole/Arm-mounted Decorative Luminaires (Type B) |  | Standard | FALSE | [9 empty] | 42822 |  | No |  | 4.1 | 2684 | 96.94 | 27.69 | 8.94 | 0.93 | 5700 | 82.3
PTM31JN5 | Shenzhen Cross Sun Lighting Technology Co. Ltd. | Cross Sun | CSLED27HID/INT/[E39EX39] 5000K | Mogul (E39) Screw-Base Replacements for HID Lamps | Low Output | Replacement Lamps for Outdoor Pole/Arm-mounted Decorative Luminaires (Type B) |  | Standard | FALSE | [9 empty] | 42822 |  | No |  | 4.1 | 2659 | 96.48 | 27.56 | 10.56 | 0.9 | 5000 | 82.9
PZZZ83E7 | Shenzhen Cross Sun Lighting Technology Co. Ltd. | Cross Sun | CSLED27HID/INT/[E39EX39] 4500K | Mogul (E39) Screw-Base Replacements for HID Lamps | Low Output | Replacement Lamps for Outdoor Pole/Arm-mounted Decorative Luminaires (Type B) |  | Standard | FALSE | [9 empty] | 42822 |  | No |  | 4.1 | 2634 | 95.57 | 27.56 | 10.56 | 0.9 | 4500 | 82.9
PHHNYQER | Shenzhen Cross Sun Lighting Technology Co. Ltd. | Cross Sun | CSLED27HID/INT/[E39EX39] 4000K | Mogul (E39) Screw-Base Replacements for HID Lamps | Low Output | Replacement Lamps for Outdoor Pole/Arm-mounted Decorative Luminaires (Type B) |  | Standard | FALSE | [9 empty] | 42822 |  | No |  | 4.1 | 2609 | 94.67 | 27.56 | 10.56 | 0.9 | 4000 | 82.9
P3TYXV61 | Shenzhen Cross Sun Lighting Technology Co. Ltd. | Cross Sun | CSLED27HID/INT/[E39EX39] 3500K | Mogul (E39) Screw-Base Replacements for HID Lamps | Low Output | Replacement Lamps for Outdoor Pole/Arm-mounted Decorative Luminaires (Type B) |  | Standard | FALSE | [9 empty] | 42822 |  | No |  | 4.1 | 2584 | 93.76 | 27.56 | 10.56 | 0.9 | 3500 | 82.9
PG7CZYTG | Shenzhen Cross Sun Lighting Technology Co. Ltd. | Cross Sun | CSLED150HID/INT/[E39 EX39] 3000K | Mogul (E39) Screw-Base Replacements for HID Lamps | High Output | Replacement Lamps for Outdoor Pole/Arm-mounted Decorative Luminaires (Type B) |  | Standard | TRUE | 14933 | 97.86 | 152.6 | 15.93 | 0.9351 | 2974 | 83 | 5 | 50000 | 42821 |  | No |  | 4.1 | 14933 | 97.86 | 152.6 | 15.93 | 0.94 | 3000 | 83
PDCU8N4J | Shenzhen Cross Sun Lighting Technology Co. Ltd. | Cross Sun | CSLED150HID/INT/[E39 EX39] 5700K | Mogul (E39) Screw-Base Replacements for HID Lamps | High Output | Replacement Lamps for Outdoor Pole/Arm-mounted Decorative Luminaires (Type B) |  | Standard | FALSE | [9 empty] | 42821 |  | No |  | 4.1 | 15568 | 101.29 | 153.7 | 17.38 | 0.93 | 5700 | 82.4
PG98EPTC | Shenzhen Cross Sun Lighting Technology Co. Ltd. | Cross Sun | CSLED150HID/INT/[E39 EX39] 5000K | Mogul (E39) Screw-Base Replacements for HID Lamps | High Output | Replacement Lamps for Outdoor Pole/Arm-mounted Decorative Luminaires (Type B) |  | Standard | FALSE | [9 empty] | 42821 |  | No |  | 4.1 | 15441 | 100.79 | 153.2 | 15.93 | 0.94 | 5000 | 83
PWM9T1VN | Shenzhen Cross Sun Lighting Technology Co. Ltd. | Cross Sun | CSLED150HID/INT/[E39 EX39] 4500K | Mogul (E39) Screw-Base Replacements for HID Lamps | High Output | Replacement Lamps for Outdoor Pole/Arm-mounted Decorative Luminaires (Type B) |  | Standard | FALSE | [9 empty] | 42821 |  | No |  | 4.1 | 15314 | 99.96 | 153.2 | 15.93 | 0.94 | 4500 | 83
P7XRWWX2 | Shenzhen Cross Sun Lighting Technology Co. Ltd. | Cross Sun | CSLED150HID/INT/[E39 EX39] 4000K | Mogul (E39) Screw-Base Replacements for HID Lamps | High Output | Replacement Lamps for Outdoor Pole/Arm-mounted Decorative Luminaires (Type B) |  | Standard | FALSE | [9 empty] | 42821 |  | No |  | 4.1 | 15187 | 99.13 | 153.2 | 15.93 | 0.94 | 4000 | 83
PAP2N78T | Shenzhen Cross Sun Lighting Technology Co. Ltd. | Cross Sun | CSLED150HID/INT/[E39 EX39] 3500K | Mogul (E39) Screw-Base Replacements for HID Lamps | High Output | Replacement Lamps for Outdoor Pole/Arm-mounted Decorative Luminaires (Type B) |  | Standard | FALSE | [9 empty] | 42821 |  | No |  | 4.1 | 15060 | 98.3 | 153.2 | 15.93 | 0.94 | 3500 | 83
PKNC58V7 | Shenzhen Cross Sun Lighting Technology Co. Ltd. | Cross Sun | CSLED54HID/INT/[E39 EX39] 3000K | Mogul (E39) Screw-Base Replacements for HID Lamps | Mid Output | Replacement Lamps for Outdoor Pole/Arm-mounted Decorative Luminaires (Type B) |  | Standard | TRUE | 5108.4 | 96.77 | 52.79 | 8.56 | 0.9318 | 2956 | 82.5 | 5 | 50000 | 42821 |  | No |  | 4.1 | 5108.4 | 96.77 | 52.79 | 8.56 | 0.93 | 3000 | 82.5
PW1SGB4N | Shenzhen Cross Sun Lighting Technology Co. Ltd. | Cross Sun | CSLED54HID/INT/[E39 EX39] 5700K | Mogul (E39) Screw-Base Replacements for HID Lamps | Mid Output | Replacement Lamps for Outdoor Pole/Arm-mounted Decorative Luminaires (Type B) |  | Standard | FALSE | [9 empty] | 42821 |  | No |  | 4.1 | 5225 | 99.61 | 52.45 | 10.29 | 0.94 | 5700 | 82.4
PZH4UW1A | Shenzhen Cross Sun Lighting Technology Co. Ltd. | Cross Sun | CSLED54HID/INT/[E39 EX39] 5000K | Mogul (E39) Screw-Base Replacements for HID Lamps | Mid Output | Replacement Lamps for Outdoor Pole/Arm-mounted Decorative Luminaires (Type B) |  | Standard | FALSE | [9 empty] | 42821 |  | No |  | 4.1 | 5202 | 98.86 | 52.62 | 8.56 | 0.93 | 5000 | 82.5
PQPFK61A | Shenzhen Cross Sun Lighting Technology Co. Ltd. | Cross Sun | CSLED54HID/INT/[E39 EX39] 4500K | Mogul (E39) Screw-Base Replacements for HID Lamps | Mid Output | Replacement Lamps for Outdoor Pole/Arm-mounted Decorative Luminaires (Type B) |  | Standard | FALSE | [9 empty] | 42821 |  | No |  | 4.1 | 5178 | 98.4 | 52.62 | 8.56 | 0.93 | 4500 | 82.5
P4MSPUV4 | Shenzhen Cross Sun Lighting Technology Co. Ltd. | Cross Sun | CSLED54HID/INT/[E39 EX39] 4000K | Mogul (E39) Screw-Base Replacements for HID Lamps | Mid Output | Replacement Lamps for Outdoor Pole/Arm-mounted Decorative Luminaires (Type B) |  | Standard | FALSE | [9 empty] | 42821 |  | No |  | 4.1 | 5155 | 97.97 | 52.62 | 8.56 | 0.93 | 4000 | 82.5
P2VH126F | Shenzhen Cross Sun Lighting Technology Co. Ltd. | Cross Sun | CSLED54HID/INT/[E39 EX39] 3500K | Mogul (E39) Screw-Base Replacements for HID Lamps | Mid Output | Replacement Lamps for Outdoor Pole/Arm-mounted Decorative Luminaires (Type B) |  | Standard | FALSE | [9 empty] | 42821 |  | No |  | 4.1 | 5132 | 97.53 | 52.62 | 8.56 | 0.93 | 3500 | 82.5
PPZ8XA8Z | Electronic Lighting Systems | ELS LED | ELS-CL-40WB2E39 4000K | Mogul (E39) Screw-Base Replacements for HID Lamps | Low Output | Replacement Lamps for Outdoor Pole/Arm-mounted Decorative Luminaires (Type B) |  | Standard | TRUE | 4531 | 120.12 | 37.72 | 9.27 | 0.9036 | 4112 | 82 | 5 | 50000 | 42818 | Not Dimmable | No |  | 4.1 | 4579.1 | 120.98 | 37.85 | 9.27 | 0.9 | 4000 | 82
PWR5DR4Z | Electronic Lighting Systems | ELS LED | ELS-CL-40WB2E39 5700K | Mogul (E39) Screw-Base Replacements for HID Lamps | Low Output | Replacement Lamps for Outdoor Pole/Arm-mounted Decorative Luminaires (Type B) |  | Standard | FALSE | [9 empty] | 42818 | Not Dimmable | No |  | 4.1 | 4737 | 122.38 | 38.71 | 10.58 | 0.9 | 5700 | 82.7
PMW9XDKN | Electronic Lighting Systems | ELS LED | ELS-CL-40WB2E39 5000K | Mogul (E39) Screw-Base Replacements for HID Lamps | Low Output | Replacement Lamps for Outdoor Pole/Arm-mounted Decorative Luminaires (Type B) |  | Standard | FALSE | [9 empty] | 42818 | Not Dimmable | No |  | 4.1 | 4579.1 | 120.98 | 37.85 | 9.27 | 0.9 | 5000 | 82
PGN5MUHM | Electronic Lighting Systems | ELS LED | ELS-CL-40WB2E39 4500K | Mogul (E39) Screw-Base Replacements for HID Lamps | Low Output | Replacement Lamps for Outdoor Pole/Arm-mounted Decorative Luminaires (Type B) |  | Standard | FALSE | [9 empty] | 42818 | Not Dimmable | No |  | 4.1 | 4579.1 | 120.98 | 37.85 | 9.27 | 0.9 | 4500 | 82
PDAYHVG4 | DONGGUAN CITY LEMARK LIGHTING TECHNOLOGIES LTD | Lemark | LED-HID-700EH-E39(2700K) | Mogul (E39) Screw-Base Replacements for HID Lamps | High Output | Replacement Lamps for Outdoor Pole/Arm-mounted Decorative Luminaires (Type C) |  | Standard | TRUE | 10780 | 99.72 | 108.1 | 9.67 | 0.965 | 2751 | 82.9 | 5 | 50000 | 42816 |  | No |  | 4.1 | 11168 | 100.61 | 111 | 9.67 | 0.97 | 2700 | 82.9
PW6QR5H2 | DONGGUAN CITY LEMARK LIGHTING TECHNOLOGIES LTD | Lemark | LED-HID-700EH-E39(5000K) | Mogul (E39) Screw-Base Replacements for HID Lamps | High Output | Replacement Lamps for Outdoor Pole/Arm-mounted Decorative Luminaires (Type C) |  | Standard | FALSE | [9 empty] | 42816 |  | No |  | 4.1 | 11672 | 103.94 | 112.3 | 10.94 | 0.96 | 5000 | 70.5
P6HRMMEY | DONGGUAN CITY LEMARK LIGHTING TECHNOLOGIES LTD | Lemark | LED-HID-700EH-E39(4500K) | Mogul (E39) Screw-Base Replacements for HID Lamps | High Output | Replacement Lamps for Outdoor Pole/Arm-mounted Decorative Luminaires (Type C) |  | Standard | FALSE | [9 empty] | 42816 |  | No |  | 4.1 | 11571 | 103.59 | 111.7 | 9.67 | 0.97 | 4500 | 82.9
P6VPWED3 | DONGGUAN CITY LEMARK LIGHTING TECHNOLOGIES LTD | Lemark | LED-HID-700EH-E39(4000K) | Mogul (E39) Screw-Base Replacements for HID Lamps | High Output | Replacement Lamps for Outdoor Pole/Arm-mounted Decorative Luminaires (Type C) |  | Standard | FALSE | [9 empty] | 42816 |  | No |  | 4.1 | 11470 | 102.69 | 111.7 | 9.67 | 0.97 | 4000 | 82.9
PNSUAQ9V | DONGGUAN CITY LEMARK LIGHTING TECHNOLOGIES LTD | Lemark | LED-HID-700EH-E39(3500K) | Mogul (E39) Screw-Base Replacements for HID Lamps | High Output | Replacement Lamps for Outdoor Pole/Arm-mounted Decorative Luminaires (Type C) |  | Standard | FALSE | [9 empty] | 42816 |  | No |  | 4.1 | 11370 | 101.79 | 111.7 | 9.67 | 0.97 | 3500 | 82.9
PJZGCC3W | DONGGUAN CITY LEMARK LIGHTING TECHNOLOGIES LTD | Lemark | LED-HID-700EH-E39(3000K) | Mogul (E39) Screw-Base Replacements for HID Lamps | High Output | Replacement Lamps for Outdoor Pole/Arm-mounted Decorative Luminaires (Type C) |  | Standard | FALSE | [9 empty] | 42816 |  | No |  | 4.1 | 11269 | 100.89 | 111.7 | 9.67 | 0.97 | 3000 | 82.9
PDUQYMR8 | DONGGUAN CITY LEMARK LIGHTING TECHNOLOGIES LTD | Lemark | LED-HID-400EH-E39(2700K) | Mogul (E39) Screw-Base Replacements for HID Lamps | High Output | Replacement Lamps for Outdoor Pole/Arm-mounted Decorative Luminaires (Type C) |  | Standard | TRUE | 9957 | 100.82 | 98.76 | 10.83 | 0.9536 | 2759 | 83 | 5 | 50000 | 42816 |  | No |  | 4.1 | 9957 | 100.82 | 98.76 | 10.83 | 0.95 | 2700 | 83
PXM7A6N7 | DONGGUAN CITY LEMARK LIGHTING TECHNOLOGIES LTD | Lemark | LED-HID-400EH-E39(5000K) | Mogul (E39) Screw-Base Replacements for HID Lamps | High Output | Replacement Lamps for Outdoor Pole/Arm-mounted Decorative Luminaires (Type C) |  | Standard | FALSE | [9 empty] | 42816 |  | No |  | 4.1 | 10350 | 103.95 | 99.57 | 11.67 | 0.95 | 5000 | 70.8
P3RAXT9Q | DONGGUAN CITY LEMARK LIGHTING TECHNOLOGIES LTD | Lemark | LED-HID-400EH-E39(4500K) | Mogul (E39) Screw-Base Replacements for HID Lamps | High Output | Replacement Lamps for Outdoor Pole/Arm-mounted Decorative Luminaires (Type C) |  | Standard | FALSE | [9 empty] | 42816 |  | No |  | 4.1 | 10271 | 103.57 | 99.17 | 10.83 | 0.95 | 4500 | 83
P2MENAV4 | DONGGUAN CITY LEMARK LIGHTING TECHNOLOGIES LTD | Lemark | LED-HID-400EH-E39(4000K) | Mogul (E39) Screw-Base Replacements for HID Lamps | High Output | Replacement Lamps for Outdoor Pole/Arm-mounted Decorative Luminaires (Type C) |  | Standard | FALSE | [9 empty] | 42816 |  | No |  | 4.1 | 10193 | 102.79 | 99.17 | 10.83 | 0.95 | 4000 | 83
P9Z348HB | DONGGUAN CITY LEMARK LIGHTING TECHNOLOGIES LTD | Lemark | LED-HID-400EH-E39(3500K) | Mogul (E39) Screw-Base Replacements for HID Lamps | High Output | Replacement Lamps for Outdoor Pole/Arm-mounted Decorative Luminaires (Type C) |  | Standard | FALSE | [9 empty] | 42816 |  | No |  | 4.1 | 10114 | 101.99 | 99.17 | 10.83 | 0.95 | 3500 | 83
P4HJGX1K | DONGGUAN CITY LEMARK LIGHTING TECHNOLOGIES LTD | Lemark | LED-HID-400EH-E39(3000K) | Mogul (E39) Screw-Base Replacements for HID Lamps | High Output | Replacement Lamps for Outdoor Pole/Arm-mounted Decorative Luminaires (Type C) |  | Standard | FALSE | [9 empty] | 42816 |  | No |  | 4.1 | 10036 | 101.2 | 99.17 | 10.83 | 0.95 | 3000 | 83
PVWB3XC5 | DONGGUAN CITY LEMARK LIGHTING TECHNOLOGIES LTD | Lemark | LED-HID-300EH-E39(2700K) | Mogul (E39) Screw-Base Replacements for HID Lamps | Mid Output | Replacement Lamps for Outdoor Pole/Arm-mounted Decorative Luminaires (Type C) |  | Standard | TRUE | 7823.5 | 100.25 | 78.04 | 11.8 | 0.9338 | 2773 | 83 | 5 | 50000 | 42815 | Not Dimmable | No |  | 4.1 | 7823.5 | 100.25 | 78.04 | 11.8 | 0.93 | 2700 | 83
PTZWKARD | DONGGUAN CITY LEMARK LIGHTING TECHNOLOGIES LTD | Lemark | LED-HID-300EH-E39(5000K) | Mogul (E39) Screw-Base Replacements for HID Lamps | Mid Output | Replacement Lamps for Outdoor Pole/Arm-mounted Decorative Luminaires (Type C) |  | Standard | FALSE | [9 empty] | 42815 | Not Dimmable | No |  | 4.1 | 8224 | 103.72 | 79.29 | 12.71 | 0.93 | 5000 | 70.7
P6ERWG3T | DONGGUAN CITY LEMARK LIGHTING TECHNOLOGIES LTD | Lemark | LED-HID-300EH-E39(4500K) | Mogul (E39) Screw-Base Replacements for HID Lamps | Mid Output | Replacement Lamps for Outdoor Pole/Arm-mounted Decorative Luminaires (Type C) |  | Standard | FALSE | [9 empty] | 42815 | Not Dimmable | No |  | 4.1 | 8144 | 103.53 | 78.67 | 11.8 | 0.93 | 4500 | 83
PHS6KVVE | DONGGUAN CITY LEMARK LIGHTING TECHNOLOGIES LTD | Lemark | LED-HID-300EH-E39(4000K) | Mogul (E39) Screw-Base Replacements for HID Lamps | Mid Output | Replacement Lamps for Outdoor Pole/Arm-mounted Decorative Luminaires (Type C) |  | Standard | FALSE | [9 empty] | 42815 | Not Dimmable | No |  | 4.1 | 8064 | 102.51 | 78.67 | 11.8 | 0.93 | 4000 | 83
PAVARZ6E | DONGGUAN CITY LEMARK LIGHTING TECHNOLOGIES LTD | Lemark | LED-HID-300EH-E39(3500K) | Mogul (E39) Screw-Base Replacements for HID Lamps | Mid Output | Replacement Lamps for Outdoor Pole/Arm-mounted Decorative Luminaires (Type C) |  | Standard | FALSE | [9 empty] | 42815 | Not Dimmable | No |  | 4.1 | 7984 | 101.49 | 78.67 | 11.8 | 0.93 | 3500 | 83
PA5D8121 | DONGGUAN CITY LEMARK LIGHTING TECHNOLOGIES LTD | Lemark | LED-HID-300EH-E39(3000K) | Mogul (E39) Screw-Base Replacements for HID Lamps | Mid Output | Replacement Lamps for Outdoor Pole/Arm-mounted Decorative Luminaires (Type C) |  | Standard | FALSE | [9 empty] | 42815 | Not Dimmable | No |  | 4.1 | 7904 | 100.47 | 78.67 | 11.8 | 0.93 | 3000 | 83
P4KPT7GA | iGlo LLC | iGlo LED | GL54WCSTNC1E39SNC4000KUDX | Mogul (E39) Screw-Base Replacements for HID Lamps | Mid Output | Replacement Lamps for Outdoor Pole/Arm-mounted Area and Roadway Luminaires (Type B) |  | Standard | TRUE | 6465.6 | 117.73 | 54.92 | 18.22 | 0.916 | 3905 | 73.3 | 5 | 50000 | 42815 | Not Dimmable | No |  | 4 | 6664.7 | 121.44 | 54.88 | 18.22 | 0.92 | 4000 | 73.3
PMHKGU3M | iGlo LLC | iGlo LED | GL36WCSTNC1E39SNC4000KUDX | Mogul (E39) Screw-Base Replacements for HID Lamps | Low Output | Replacement Lamps for Outdoor Pole/Arm-mounted Area and Roadway Luminaires (Type B) |  | Standard | TRUE | 4010 | 115.33 | 34.77 | 6.7 | 0.9103 | 3897 | 72.8 | 5 | 50000 | 42815 | Not Dimmable | No |  | 4 | 4008.5 | 119.8 | 33.46 | 6.7 | 0.91 | 4000 | 72.8
PRUJKG7B | iGlo LLC | iGlo LED | GL115WCSTNC1E39SNC4000KUDX | Mogul (E39) Screw-Base Replacements for HID Lamps | High Output | Replacement Lamps for Outdoor Pole/Arm-mounted Area and Roadway Luminaires (Type B) |  | Standard | TRUE | 12819 | 113.44 | 113 | 17.92 | 0.9013 | 3903 | 73.1 | 5 | 50000 | 42815 | Not Dimmable | No |  | 4 | 12819 | 113.44 | 113 | 17.92 | 0.9 | 4000 | 73.1
PSKGMA7Z | iGlo LLC | iGlo LED | GL95WCSTNC1E39SNC4000KUDX | Mogul (E39) Screw-Base Replacements for HID Lamps | High Output | Replacement Lamps for Outdoor Pole/Arm-mounted Area and Roadway Luminaires (Type B) |  | Standard | TRUE | 10622 | 114.03 | 93.15 | 17.9 | 0.9028 | 3898 | 73.1 | 5 | 50000 | 42815 | Not Dimmable | No |  | 4 | 10622 | 114.03 | 93.15 | 17.9 | 0.9 | 4000 | 73.1
PJ2M31GC | iGlo LLC | iGlo LED | GL75WCSTNC1E39SNC4000KUDX | Mogul (E39) Screw-Base Replacements for HID Lamps | Mid Output | Replacement Lamps for Outdoor Pole/Arm-mounted Area and Roadway Luminaires (Type B) |  | Standard | TRUE | 8507.2 | 115.32 | 73.77 | 19.49 | 0.901 | 3898 | 73 | 5 | 50000 | 42815 | Not Dimmable | No |  | 4 | 8615.3 | 116.12 | 74.19 | 19.49 | 0.9 | 4000 | 73
PP1ZKGC7 | iGlo LLC | iGlo LED | GL54WCSTNC1E39SNC4000KUDXS | Mogul (E39) Screw-Base Replacements for HID Lamps | Mid Output | Replacement Lamps for Outdoor Pole/Arm-mounted Area and Roadway Luminaires (Type B) |  | Standard | TRUE | 5672.4 | 111.53 | 50.86 | 18.89 | 0.9008 | 3926 | 72.8 | 5 | 50000 | 42815 | Not Dimmable | No |  | 4 | 5672.4 | 111.53 | 50.86 | 18.89 | 0.9 | 4000 | 72.8
PCXY696R | iGlo LLC | iGlo LED | GL27WCSTNC1E39SNC4000KUDX | Mogul (E39) Screw-Base Replacements for HID Lamps | Low Output | Replacement Lamps for Outdoor Pole/Arm-mounted Area and Roadway Luminaires (Type B) |  | Standard | TRUE | 3032 | 117.07 | 25.9 | 6.81 | 0.9012 | 3924 | 72.8 | 5 | 50000 | 42815 | Not Dimmable | No |  | 4 | 3032 | 117.07 | 25.9 | 6.81 | 0.9 | 4000 | 72.8
PSP29CSQ | iGlo LLC | iGlo LED | GL115WCSTNC1E39SNC5700KUDX | Mogul (E39) Screw-Base Replacements for HID Lamps | High Output | Replacement Lamps for Outdoor Pole/Arm-mounted Area and Roadway Luminaires (Type B) |  | Standard | FALSE | [9 empty] | 42815 | Not Dimmable | No |  | 4 | 13008 | 115.32 | 112.8 | 19.07 | 0.9 | 5700 | 75.8
PKUJ37E7 | iGlo LLC | iGlo LED | GL115WCSTNC1EX39SNC5700KUDX | Mogul (E39) Screw-Base Replacements for HID Lamps | High Output | Replacement Lamps for Outdoor Pole/Arm-mounted Area and Roadway Luminaires (Type B) |  | Standard | FALSE | [9 empty] | 42815 | Not Dimmable | No |  | 4 | 13008 | 115.32 | 112.8 | 19.07 | 0.9 | 5700 | 75.8
PUCYXQEP | iGlo LLC | iGlo LED | GL54WCSTNC1E39SNC5700KUDX | Mogul (E39) Screw-Base Replacements for HID Lamps | Mid Output | Replacement Lamps for Outdoor Pole/Arm-mounted Area and Roadway Luminaires (Type B) |  | Standard | FALSE | [9 empty] | 42815 | Not Dimmable | No |  | 4 | 6802 | 123.34 | 55.15 | 18.92 | 0.92 | 5700 | 75.7
PP4A9FFP | iGlo LLC | iGlo LED | GL54WCSTNC1EX39SNC5700KUDX | Mogul (E39) Screw-Base Replacements for HID Lamps | Mid Output | Replacement Lamps for Outdoor Pole/Arm-mounted Area and Roadway Luminaires (Type B) |  | Standard | FALSE | [9 empty] | 42815 | Not Dimmable | No |  | 4 | 6802 | 123.34 | 55.15 | 18.92 | 0.92 | 5700 | 75.7
PK7Z7VB1 | iGlo LLC | iGlo LED | GL95WCSTNC1E39SNC5700KUDX | Mogul (E39) Screw-Base Replacements for HID Lamps | High Output | Replacement Lamps for Outdoor Pole/Arm-mounted Area and Roadway Luminaires (Type B) |  | Standard | FALSE | [9 empty] | 42815 | Not Dimmable | No |  | 4 | 11192 | 120.4 | 92.96 | 18.81 | 0.91 | 5700 | 75.6
PFG13ZM8 | iGlo LLC | iGlo LED | GL95WCSTNC1EX39SNC5700KUDX | Mogul (E39) Screw-Base Replacements for HID Lamps | High Output | Replacement Lamps for Outdoor Pole/Arm-mounted Area and Roadway Luminaires (Type B) |  | Standard | FALSE | [9 empty] | 42815 | Not Dimmable | No |  | 4 | 11192 | 120.4 | 92.96 | 18.81 | 0.91 | 5700 | 75.6
PVVNDA2X | iGlo LLC | iGlo LED | GL75WCSTNC1E39SNC5700KUDX | Mogul (E39) Screw-Base Replacements for HID Lamps | Mid Output | Replacement Lamps for Outdoor Pole/Arm-mounted Area and Roadway Luminaires (Type B) |  | Standard | FALSE | [9 empty] | 42815 | Not Dimmable | No |  | 4 | 8814 | 119.06 | 74.03 | 19.92 | 0.9 | 5700 | 75.3
PN3EN5DP | iGlo LLC | iGlo LED | GL75WCSTNC1EX39SNC5700KUDX | Mogul (E39) Screw-Base Replacements for HID Lamps | Mid Output | Replacement Lamps for Outdoor Pole/Arm-mounted Area and Roadway Luminaires (Type B) |  | Standard | FALSE | [9 empty] | 42815 | Not Dimmable | No |  | 4 | 8814 | 119.06 | 74.03 | 19.92 | 0.9 | 5700 | 75.3
PDJNU5ZJ | iGlo LLC | iGlo LED | GL27WCSTNC1E39SNC5700KUDX | Mogul (E39) Screw-Base Replacements for HID Lamps | Low Output | Replacement Lamps for Outdoor Pole/Arm-mounted Area and Roadway Luminaires (Type B) |  | Standard | FALSE | [9 empty] | 42815 | Not Dimmable | No |  | 4 | 3181 | 124.16 | 25.62 | 8.07 | 0.9 | 5700 | 75.3
P7DX2DZP | iGlo LLC | iGlo LED | GL27WCSTNC1EX39SNC5700KUDX | Mogul (E39) Screw-Base Replacements for HID Lamps | Low Output | Replacement Lamps for Outdoor Pole/Arm-mounted Area and Roadway Luminaires (Type B) |  | Standard | FALSE | [9 empty] | 42815 | Not Dimmable | No |  | 4 | 3181 | 124.16 | 25.62 | 8.07 | 0.9 | 5700 | 75.3
PSAN2BEG | iGlo LLC | iGlo LED | GL36WCSTNC1EX39SNC5700KUDX | Mogul (E39) Screw-Base Replacements for HID Lamps | Low Output | Replacement Lamps for Outdoor Pole/Arm-mounted Area and Roadway Luminaires (Type B) |  | Standard | FALSE | [9 empty] | 42815 | Not Dimmable | No |  | 4 | 4186 | 119.84 | 34.93 | 6.91 | 0.91 | 5700 | 75.2
P7NKZA81 | iGlo LLC | iGlo LED | GL36WCSTNC1E39SNC5700KUDX | Mogul (E39) Screw-Base Replacements for HID Lamps | Low Output | Replacement Lamps for Outdoor Pole/Arm-mounted Area and Roadway Luminaires (Type B) |  | Standard | FALSE | [9 empty] | 42815 | Not Dimmable | No |  | 4 | 4186 | 119.84 | 34.93 | 6.91 | 0.91 | 5700 | 75.2
PK75WFVP | iGlo LLC | iGlo LED | GL54WCSTNC1E39SNC5700KUDXS | Mogul (E39) Screw-Base Replacements for HID Lamps | Mid Output | Replacement Lamps for Outdoor Pole/Arm-mounted Area and Roadway Luminaires (Type B) |  | Standard | FALSE | [9 empty] | 42815 | Not Dimmable | No |  | 4 | 5815 | 113.18 | 51.38 | 19.38 | 0.9 | 5700 | 75.1
PJ2PC8TQ | iGlo LLC | iGlo LED | GL54WCSTNC1EX39SNC5700KUDXS | Mogul (E39) Screw-Base Replacements for HID Lamps | Mid Output | Replacement Lamps for Outdoor Pole/Arm-mounted Area and Roadway Luminaires (Type B) |  | Standard | FALSE | [9 empty] | 42815 | Not Dimmable | No |  | 4 | 5815 | 113.18 | 51.38 | 19.38 | 0.9 | 5700 | 75.1
PN8783U1 | iGlo LLC | iGlo LED | GL54WCSTNC1EX39SNC5000KUDX | Mogul (E39) Screw-Base Replacements for HID Lamps | Mid Output | Replacement Lamps for Outdoor Pole/Arm-mounted Area and Roadway Luminaires (Type B) |  | Standard | FALSE | [9 empty] | 42815 | Not Dimmable | No |  | 4 | 6664.7 | 121.44 | 54.88 | 18.22 | 0.92 | 5000 | 73.3
P1MBC1X3 | iGlo LLC | iGlo LED | GL54WCSTNC1E39SNC5000KUDX | Mogul (E39) Screw-Base Replacements for HID Lamps | Mid Output | Replacement Lamps for Outdoor Pole/Arm-mounted Area and Roadway Luminaires (Type B) |  | Standard | FALSE | [9 empty] | 42815 | Not Dimmable | No |  | 4 | 6664.7 | 121.44 | 54.88 | 18.22 | 0.92 | 5000 | 73.3
PZ9E6Z3H | iGlo LLC | iGlo LED | GL115WCSTNC1EX39SNC5000KUDX | Mogul (E39) Screw-Base Replacements for HID Lamps | High Output | Replacement Lamps for Outdoor Pole/Arm-mounted Area and Roadway Luminaires (Type B) |  | Standard | FALSE | [9 empty] | 42815 | Not Dimmable | No |  | 4 | 12819 | 113.44 | 113 | 17.92 | 0.9 | 5000 | 73.1
P6QQJBX3 | iGlo LLC | iGlo LED | GL115WCSTNC1E39SNC5000KUDX | Mogul (E39) Screw-Base Replacements for HID Lamps | High Output | Replacement Lamps for Outdoor Pole/Arm-mounted Area and Roadway Luminaires (Type B) |  | Standard | FALSE | [9 empty] | 42815 | Not Dimmable | No |  | 4 | 12819 | 113.44 | 113 | 17.92 | 0.9 | 5000 | 73.1
PGA9822G | iGlo LLC | iGlo LED | GL95WCSTNC1E39SNC5000KUDX | Mogul (E39) Screw-Base Replacements for HID Lamps | High Output | Replacement Lamps for Outdoor Pole/Arm-mounted Area and Roadway Luminaires (Type B) |  | Standard | FALSE | [9 empty] | 42815 | Not Dimmable | No |  | 4 | 10622 | 114.03 | 93.15 | 17.9 | 0.9 | 5000 | 73.1
P3H1FYJU | iGlo LLC | iGlo LED | GL95WCSTNC1EX39SNC5000KUDX | Mogul (E39) Screw-Base Replacements for HID Lamps | High Output | Replacement Lamps for Outdoor Pole/Arm-mounted Area and Roadway Luminaires (Type B) |  | Standard | FALSE | [9 empty] | 42815 | Not Dimmable | No |  | 4 | 10622 | 114.03 | 93.15 | 17.9 | 0.9 | 5000 | 73.1
PESTGB9E | iGlo LLC | iGlo LED | GL75WCSTNC1EX39SNC5000KUDX | Mogul (E39) Screw-Base Replacements for HID Lamps | Mid Output | Replacement Lamps for Outdoor Pole/Arm-mounted Area and Roadway Luminaires (Type B) |  | Standard | FALSE | [9 empty] | 42815 | Not Dimmable | No |  | 4 | 8615.3 | 116.12 | 74.19 | 19.49 | 0.9 | 5000 | 73
P6FNAW99 | iGlo LLC | iGlo LED | GL75WCSTNC1E39SNC5000KUDX | Mogul (E39) Screw-Base Replacements for HID Lamps | Mid Output | Replacement Lamps for Outdoor Pole/Arm-mounted Area and Roadway Luminaires (Type B) |  | Standard | FALSE | [9 empty] | 42815 | Not Dimmable | No |  | 4 | 8615.3 | 116.12 | 74.19 | 19.49 | 0.9 | 5000 | 73
PJYYH897 | iGlo LLC | iGlo LED | GL54WCSTNC1EX39SNC5000KUDXS | Mogul (E39) Screw-Base Replacements for HID Lamps | Mid Output | Replacement Lamps for Outdoor Pole/Arm-mounted Area and Roadway Luminaires (Type B) |  | Standard | FALSE | [9 empty] | 42815 | Not Dimmable | No |  | 4 | 5672.4 | 111.53 | 50.86 | 18.89 | 0.9 | 5000 | 72.8
P7ZEXA3U | iGlo LLC | iGlo LED | GL54WCSTNC1E39SNC5000KUDXS | Mogul (E39) Screw-Base Replacements for HID Lamps | Mid Output | Replacement Lamps for Outdoor Pole/Arm-mounted Area and Roadway Luminaires (Type B) |  | Standard | FALSE | [9 empty] | 42815 | Not Dimmable | No |  | 4 | 5672.4 | 111.53 | 50.86 | 18.89 | 0.9 | 5000 | 72.8
PSN2419R | iGlo LLC | iGlo LED | GL27WCSTNC1E39SNC5000KUDX | Mogul (E39) Screw-Base Replacements for HID Lamps | Low Output | Replacement Lamps for Outdoor Pole/Arm-mounted Area and Roadway Luminaires (Type B) |  | Standard | FALSE | [9 empty] | 42815 | Not Dimmable | No |  | 4 | 3032 | 117.07 | 25.9 | 6.81 | 0.9 | 5000 | 72.8
P24CXGCC | iGlo LLC | iGlo LED | GL27WCSTNC1EX39SNC5000KUDX | Mogul (E39) Screw-Base Replacements for HID Lamps | Low Output | Replacement Lamps for Outdoor Pole/Arm-mounted Area and Roadway Luminaires (Type B) |  | Standard | FALSE | [9 empty] | 42815 | Not Dimmable | No |  | 4 | 3032 | 117.07 | 25.9 | 6.81 | 0.9 | 5000 | 72.8
PU92HYE6 | iGlo LLC | iGlo LED | GL36WCSTNC1E39SNC5000KUDX | Mogul (E39) Screw-Base Replacements for HID Lamps | Low Output | Replacement Lamps for Outdoor Pole/Arm-mounted Area and Roadway Luminaires (Type B) |  | Standard | FALSE | [9 empty] | 42815 | Not Dimmable | No |  | 4 | 4008.5 | 119.8 | 33.46 | 6.7 | 0.91 | 5000 | 72.8
PEZ32A55 | iGlo LLC | iGlo LED | GL36WCSTNC1EX39SNC5000KUDX | Mogul (E39) Screw-Base Replacements for HID Lamps | Low Output | Replacement Lamps for Outdoor Pole/Arm-mounted Area and Roadway Luminaires (Type B) |  | Standard | FALSE | [9 empty] | 42815 | Not Dimmable | No |  | 4 | 4008.5 | 119.8 | 33.46 | 6.7 | 0.91 | 5000 | 72.8
PK9SYKAR | iGlo LLC | iGlo LED | GL54WCSTNC1EX39SNC4000KUDX | Mogul (E39) Screw-Base Replacements for HID Lamps | Mid Output | Replacement Lamps for Outdoor Pole/Arm-mounted Area and Roadway Luminaires (Type B) |  | Standard | FALSE | [9 empty] | 42815 | Not Dimmable | No |  | 4 | 6664.7 | 121.44 | 54.88 | 18.22 | 0.92 | 4000 | 73.3
P2J2CTYE | iGlo LLC | iGlo LED | GL115WCSTNC1EX39SNC4000KUDX | Mogul (E39) Screw-Base Replacements for HID Lamps | High Output | Replacement Lamps for Outdoor Pole/Arm-mounted Area and Roadway Luminaires (Type B) |  | Standard | FALSE | [9 empty] | 42815 | Not Dimmable | No |  | 4 | 12819 | 113.44 | 113 | 17.92 | 0.9 | 4000 | 73.1
PZ44VA5G | iGlo LLC | iGlo LED | GL95WCSTNC1EX39SNC4000KUDX | Mogul (E39) Screw-Base Replacements for HID Lamps | High Output | Replacement Lamps for Outdoor Pole/Arm-mounted Area and Roadway Luminaires (Type B) |  | Standard | FALSE | [9 empty] | 42815 | Not Dimmable | No |  | 4 | 10622 | 114.03 | 93.15 | 17.9 | 0.9 | 4000 | 73.1
PBSQC3WA | iGlo LLC | iGlo LED | GL75WCSTNC1EX39SNC4000KUDX | Mogul (E39) Screw-Base Replacements for HID Lamps | Mid Output | Replacement Lamps for Outdoor Pole/Arm-mounted Area and Roadway Luminaires (Type B) |  | Standard | FALSE | [9 empty] | 42815 | Not Dimmable | No |  | 4 | 8615.3 | 116.12 | 74.19 | 19.49 | 0.9 | 4000 | 73
PPED7DBF | iGlo LLC | iGlo LED | GL54WCSTNC1EX39SNC4000KUDXS | Mogul (E39) Screw-Base Replacements for HID Lamps | Mid Output | Replacement Lamps for Outdoor Pole/Arm-mounted Area and Roadway Luminaires (Type B) |  | Standard | FALSE | [9 empty] | 42815 | Not Dimmable | No |  | 4 | 5672.4 | 111.53 | 50.86 | 18.89 | 0.9 | 4000 | 72.8
PG1MVK5S | iGlo LLC | iGlo LED | GL27WCSTNC1EX39SNC4000KUDX | Mogul (E39) Screw-Base Replacements for HID Lamps | Low Output | Replacement Lamps for Outdoor Pole/Arm-mounted Area and Roadway Luminaires (Type B) |  | Standard | FALSE | [9 empty] | 42815 | Not Dimmable | No |  | 4 | 3032 | 117.07 | 25.9 | 6.81 | 0.9 | 4000 | 72.8
PUYGT6PG | iGlo LLC | iGlo LED | GL36WCSTNC1EX39SNC4000KUDX | Mogul (E39) Screw-Base Replacements for HID Lamps | Low Output | Replacement Lamps for Outdoor Pole/Arm-mounted Area and Roadway Luminaires (Type B) |  | Standard | FALSE | [9 empty] | 42815 | Not Dimmable | No |  | 4 | 4008.5 | 119.8 | 33.46 | 6.7 | 0.91 | 4000 | 72.8
PBNTTMUA | Greenlite Lighting Corporation | GREENLITE | 80W/HID/C/E39/27K | Mogul (E39) Screw-Base Replacements for HID Lamps | Mid Output | Replacement Lamps for Outdoor Pole/Arm-mounted Decorative Luminaires (Type B) |  | Standard | TRUE | 7469.8 | 94.36 | 79.16 | 16.36 | 0.9158 | 2751 | 83.5 | 5 | 50000 | 42815 | Not Dimmable | No |  | 4 | 7674.5 | 95.97 | 79.97 | 16.36 | 0.92 | 2700 | 83.5
P4PK96WY | Greenlite Lighting Corporation | GREENLITE | 80W/HID/C/E39/50K | Mogul (E39) Screw-Base Replacements for HID Lamps | Mid Output | Replacement Lamps for Outdoor Pole/Arm-mounted Decorative Luminaires (Type B) |  | Standard | FALSE | [9 empty] | 42815 | Not Dimmable | No |  | 4 | 7674.5 | 95.97 | 79.97 | 16.36 | 0.92 | 5000 | 83.5
PU5DY73N | EarthTronics Inc. | EarthTronics | HL8027EX39 | Mogul (E39) Screw-Base Replacements for HID Lamps | Mid Output | Replacement Lamps for Outdoor Pole/Arm-mounted Decorative Luminaires (Type B) |  | Standard | TRUE | 8043.6 | 104.15 | 77.23 | 17.55 | 0.9071 | 2737 | 82.9 | 5 | 50000 | 42814 | Not Dimmable | No | product updated on 1/10/2017 | 4.1 | 8198.4 | 104.29 | 78.61 | 17.55 | 0.91 | 2700 | 82.9
PDPYGPAW | EarthTronics Inc. | EarthTronics | HL8057EX39 | Mogul (E39) Screw-Base Replacements for HID Lamps | Mid Output | Replacement Lamps for Outdoor Pole/Arm-mounted Decorative Luminaires (Type B) |  | Standard | FALSE | [9 empty] | 42814 | Not Dimmable | No | product updated on 1/10/2017 | 4.1 | 8514 | 108.15 | 78.72 | 17.86 | 0.9 | 5700 | 82.6
P7EJAGG2 | EarthTronics Inc. | EarthTronics | HL8050EX39 | Mogul (E39) Screw-Base Replacements for HID Lamps | Mid Output | Replacement Lamps for Outdoor Pole/Arm-mounted Decorative Luminaires (Type B) |  | Standard | FALSE | [9 empty] | 42814 | Not Dimmable | No | product updated on 1/10/2017 | 4.1 | 8461 | 107.55 | 78.67 | 17.55 | 0.91 | 5000 | 82.9
P2G8Y96G | EarthTronics Inc. | EarthTronics | HL8045EX39 | Mogul (E39) Screw-Base Replacements for HID Lamps | Mid Output | Replacement Lamps for Outdoor Pole/Arm-mounted Decorative Luminaires (Type B) |  | Standard | FALSE | [9 empty] | 42814 | Not Dimmable | No | product updated on 1/10/2017 | 4.1 | 8409 | 106.89 | 78.67 | 17.55 | 0.91 | 4500 | 82.9
P78UV1GD | EarthTronics Inc. | EarthTronics | HL8040EX39 | Mogul (E39) Screw-Base Replacements for HID Lamps | Mid Output | Replacement Lamps for Outdoor Pole/Arm-mounted Decorative Luminaires (Type B) |  | Standard | FALSE | [9 empty] | 42814 | Not Dimmable | No | product updated on 1/10/2017 | 4.1 | 8356 | 106.22 | 78.67 | 17.55 | 0.91 | 4000 | 82.9
PJVCW9M5 | EarthTronics Inc. | EarthTronics | HL8035EX39 | Mogul (E39) Screw-Base Replacements for HID Lamps | Mid Output | Replacement Lamps for Outdoor Pole/Arm-mounted Decorative Luminaires (Type B) |  | Standard | FALSE | [9 empty] | 42814 | Not Dimmable | No | product updated on 1/10/2017 | 4.1 | 8304 | 105.55 | 78.67 | 17.55 | 0.91 | 3500 | 82.9
PKYB2SJY | EarthTronics Inc. | EarthTronics | HL8030EX39 | Mogul (E39) Screw-Base Replacements for HID Lamps | Mid Output | Replacement Lamps for Outdoor Pole/Arm-mounted Decorative Luminaires (Type B) |  | Standard | FALSE | [9 empty] | 42814 | Not Dimmable | No | product updated on 1/10/2017 | 4.1 | 8251 | 104.88 | 78.67 | 17.55 | 0.91 | 3000 | 82.9
PR8MN3GV | YES LED Lighting Inc. | YES LED Lighting | YCLS-150W-40E39 | Mogul (E39) Screw-Base Replacements for HID Lamps | High Output | Replacement Lamps for Outdoor Pole/Arm-mounted Decorative Luminaires (Type B) |  | Standard | TRUE | 17146 | 118.74 | 144.4 | 13.52 | 0.9361 | 4122 | 82.3 | 5 | 50000 | 42814 | Not Dimmable | No |  | 4.1 | 17592 | 119.11 | 147.7 | 13.52 | 0.94 | 4000 | 82.3
P2G9RN5A | YES LED Lighting Inc. | YES LED Lighting | YCLS-80W-40E39 | Mogul (E39) Screw-Base Replacements for HID Lamps | Mid Output | Replacement Lamps for Outdoor Pole/Arm-mounted Decorative Luminaires (Type B) |  | Standard | TRUE | 9177.6 | 115.21 | 79.66 | 14.56 | 0.9063 | 4116 | 82.2 | 5 | 50000 | 42814 | Not Dimmable | No |  | 4.1 | 9298.2 | 115.91 | 80.22 | 14.56 | 0.91 | 4000 | 82.2
PT7YHE7G | YES LED Lighting Inc. | YES LED Lighting | YCLS-100W-40E39 | Mogul (E39) Screw-Base Replacements for HID Lamps | High Output | Replacement Lamps for Outdoor Pole/Arm-mounted Decorative Luminaires (Type B) |  | Standard | TRUE | 11462 | 114.62 | 100 | 12.15 | 0.9039 | 4107 | 82.1 | 5 | 50000 | 42814 | Not Dimmable | No |  | 4.1 | 11462 | 114.62 | 100 | 12.15 | 0.9 | 4000 | 82.1
PZBEANGT | YES LED Lighting Inc. | YES LED Lighting | YCLS-120W-40E39 | Mogul (E39) Screw-Base Replacements for HID Lamps | High Output | Replacement Lamps for Outdoor Pole/Arm-mounted Decorative Luminaires (Type B) |  | Standard | TRUE | 12985 | 114.3 | 113.6 | 18.96 | 0.903 | 4109 | 82.3 | 5 | 50000 | 42814 | Not Dimmable | No |  | 4.1 | 13305 | 114.6 | 116.1 | 18.96 | 0.9 | 4000 | 82.3
PQU63HTH | YES LED Lighting Inc. | YES LED Lighting | YCLS-60W-40E39 | Mogul (E39) Screw-Base Replacements for HID Lamps | Mid Output | Replacement Lamps for Outdoor Pole/Arm-mounted Decorative Luminaires (Type B) |  | Standard | TRUE | 6299.6 | 110.69 | 56.91 | 17.57 | 0.9021 | 4134 | 82.1 | 5 | 50000 | 42814 | Not Dimmable | No |  | 4.1 | 6473.2 | 110.9 | 58.37 | 17.57 | 0.9 | 4000 | 82.1
P9J6B4KP | YES LED Lighting Inc. | YES LED Lighting | YCLS-40W-40E39 | Mogul (E39) Screw-Base Replacements for HID Lamps | Mid Output | Replacement Lamps for Outdoor Pole/Arm-mounted Decorative Luminaires (Type B) |  | Standard | TRUE | 4524.7 | 114.23 | 39.61 | 15.14 | 0.9016 | 4129 | 82.3 | 5 | 50000 | 42814 | Not Dimmable | No |  | 4.1 | 4524.7 | 114.23 | 39.61 | 15.14 | 0.9 | 4000 | 82.3
PB7CKM1Y | YES LED Lighting Inc. | YES LED Lighting | YCLS-30W-40E39 | Mogul (E39) Screw-Base Replacements for HID Lamps | Low Output | Replacement Lamps for Outdoor Pole/Arm-mounted Decorative Luminaires (Type B) |  | Standard | TRUE | 3372.8 | 110.51 | 30.52 | 18.01 | 0.9015 | 4119 | 82.1 | 5 | 50000 | 42814 | Not Dimmable | No |  | 4.1 | 3372.8 | 110.51 | 30.52 | 18.01 | 0.9 | 4000 | 82.1
P3S7KMS3 | YES LED Lighting Inc. | YES LED Lighting | YCLS-80W-57E39 | Mogul (E39) Screw-Base Replacements for HID Lamps | Mid Output | Replacement Lamps for Outdoor Pole/Arm-mounted Decorative Luminaires (Type B) |  | Standard | FALSE | [9 empty] | 42814 | Not Dimmable | No |  | 4.1 | 9512 | 117.91 | 80.67 | 17.47 | 0.9 | 5700 | 82.7
PYSZCP8T | YES LED Lighting Inc. | YES LED Lighting | YCLS-40W-57E39 | Mogul (E39) Screw-Base Replacements for HID Lamps | Mid Output | Replacement Lamps for Outdoor Pole/Arm-mounted Decorative Luminaires (Type B) |  | Standard | FALSE | [9 empty] | 42814 | Not Dimmable | No |  | 4.1 | 4785 | 119.09 | 40.18 | 15.91 | 0.9 | 5700 | 82.7
PWA8D9NK | YES LED Lighting Inc. | YES LED Lighting | YCLS-60W-57E39 | Mogul (E39) Screw-Base Replacements for HID Lamps | Mid Output | Replacement Lamps for Outdoor Pole/Arm-mounted Decorative Luminaires (Type B) |  | Standard | FALSE | [9 empty] | 42814 | Not Dimmable | No |  | 4.1 | 6705 | 113.81 | 58.91 | 18.94 | 0.9 | 5700 | 82.6
PTTUQUTF | YES LED Lighting Inc. | YES LED Lighting | YCLS-30W-57E39 | Mogul (E39) Screw-Base Replacements for HID Lamps | Low Output | Replacement Lamps for Outdoor Pole/Arm-mounted Decorative Luminaires (Type B) |  | Standard | FALSE | [9 empty] | 42814 | Not Dimmable | No |  | 4.1 | 3530 | 113.71 | 31.04 | 18.81 | 0.9 | 5700 | 82.6
PRBQPNY9 | YES LED Lighting Inc. | YES LED Lighting | YCLS-150W-57E39 | Mogul (E39) Screw-Base Replacements for HID Lamps | High Output | Replacement Lamps for Outdoor Pole/Arm-mounted Decorative Luminaires (Type B) |  | Standard | FALSE | [9 empty] | 42814 | Not Dimmable | No |  | 4.1 | 17946 | 121.09 | 148.2 | 14.51 | 0.93 | 5700 | 82.6
P17A69XS | YES LED Lighting Inc. | YES LED Lighting | YCLS-120W-57E39 | Mogul (E39) Screw-Base Replacements for HID Lamps | High Output | Replacement Lamps for Outdoor Pole/Arm-mounted Decorative Luminaires (Type B) |  | Standard | FALSE | [9 empty] | 42814 | Not Dimmable | No |  | 4.1 | 13675 | 116.38 | 117.5 | 19.97 | 0.9 | 5700 | 82.2
PBR172D9 | YES LED Lighting Inc. | YES LED Lighting | YCLS-100W-57E39 | Mogul (E39) Screw-Base Replacements for HID Lamps | High Output | Replacement Lamps for Outdoor Pole/Arm-mounted Decorative Luminaires (Type B) |  | Standard | FALSE | [9 empty] | 42814 | Not Dimmable | No |  | 4.1 | 11852 | 117.81 | 100.6 | 13.59 | 0.9 | 5700 | 82
PQ9YSP1M | YES LED Lighting Inc. | YES LED Lighting | YCLS-120W-50E39 | Mogul (E39) Screw-Base Replacements for HID Lamps | High Output | Replacement Lamps for Outdoor Pole/Arm-mounted Decorative Luminaires (Type B) |  | Standard | FALSE | [9 empty] | 42814 | Not Dimmable | No |  | 4.1 | 13305 | 114.6 | 116.1 | 18.96 | 0.9 | 5000 | 82.3
PS7TRRT3 | YES LED Lighting Inc. | YES LED Lighting | YCLS-40W-50E39 | Mogul (E39) Screw-Base Replacements for HID Lamps | Mid Output | Replacement Lamps for Outdoor Pole/Arm-mounted Decorative Luminaires (Type B) |  | Standard | FALSE | [9 empty] | 42814 | Not Dimmable | No |  | 4.1 | 4524.7 | 114.23 | 39.61 | 15.14 | 0.9 | 5000 | 82.3
PBCVFFBW | YES LED Lighting Inc. | YES LED Lighting | YCLS-150W-50E39 | Mogul (E39) Screw-Base Replacements for HID Lamps | High Output | Replacement Lamps for Outdoor Pole/Arm-mounted Decorative Luminaires (Type B) |  | Standard | FALSE | [9 empty] | 42814 | Not Dimmable | No |  | 4.1 | 17592 | 119.11 | 147.7 | 13.52 | 0.94 | 5000 | 82.3
PQ9TPCWG | YES LED Lighting Inc. | YES LED Lighting | YCLS-80W-50E39 | Mogul (E39) Screw-Base Replacements for HID Lamps | Mid Output | Replacement Lamps for Outdoor Pole/Arm-mounted Decorative Luminaires (Type B) |  | Standard | FALSE | [9 empty] | 42814 | Not Dimmable | No |  | 4.1 | 9298.2 | 115.91 | 80.22 | 14.56 | 0.91 | 5000 | 82.2
PXB3PVQA | YES LED Lighting Inc. | YES LED Lighting | YCLS-30W-50E39 | Mogul (E39) Screw-Base Replacements for HID Lamps | Low Output | Replacement Lamps for Outdoor Pole/Arm-mounted Decorative Luminaires (Type B) |  | Standard | FALSE | [9 empty] | 42814 | Not Dimmable | No |  | 4.1 | 3372.8 | 110.51 | 30.52 | 18.01 | 0.9 | 5000 | 82.1
PSZGFCWB | YES LED Lighting Inc. | YES LED Lighting | YCLS-60W-50E39 | Mogul (E39) Screw-Base Replacements for HID Lamps | Mid Output | Replacement Lamps for Outdoor Pole/Arm-mounted Decorative Luminaires (Type B) |  | Standard | FALSE | [9 empty] | 42814 | Not Dimmable | No |  | 4.1 | 6473.2 | 110.9 | 58.37 | 17.57 | 0.9 | 5000 | 82.1
PS29JRTF | YES LED Lighting Inc. | YES LED Lighting | YCLS-100W-50E39 | Mogul (E39) Screw-Base Replacements for HID Lamps | High Output | Replacement Lamps for Outdoor Pole/Arm-mounted Decorative Luminaires (Type B) |  | Standard | FALSE | [9 empty] | 42814 | Not Dimmable | No |  | 4.1 | 11462 | 114.62 | 100 | 12.15 | 0.9 | 5000 | 82.1
PK17ZJME | YES LED Lighting Inc. | YES LED Lighting | YCLS-120W-45E39 | Mogul (E39) Screw-Base Replacements for HID Lamps | High Output | Replacement Lamps for Outdoor Pole/Arm-mounted Decorative Luminaires (Type B) |  | Standard | FALSE | [9 empty] | 42814 | Not Dimmable | No |  | 4.1 | 13305 | 114.6 | 116.1 | 18.96 | 0.9 | 4500 | 82.3
PQVCGPMP | YES LED Lighting Inc. | YES LED Lighting | YCLS-40W-45E39 | Mogul (E39) Screw-Base Replacements for HID Lamps | Mid Output | Replacement Lamps for Outdoor Pole/Arm-mounted Decorative Luminaires (Type B) |  | Standard | FALSE | [9 empty] | 42814 | Not Dimmable | No |  | 4.1 | 4524.7 | 114.23 | 39.61 | 15.14 | 0.9 | 4500 | 82.3
PSNYH98F | YES LED Lighting Inc. | YES LED Lighting | YCLS-150W-45E39 | Mogul (E39) Screw-Base Replacements for HID Lamps | High Output | Replacement Lamps for Outdoor Pole/Arm-mounted Decorative Luminaires (Type B) |  | Standard | FALSE | [9 empty] | 42814 | Not Dimmable | No |  | 4.1 | 17592 | 119.11 | 147.7 | 13.52 | 0.94 | 4500 | 82.3
PAGQF4FT | YES LED Lighting Inc. | YES LED Lighting | YCLS-80W-45E39 | Mogul (E39) Screw-Base Replacements for HID Lamps | Mid Output | Replacement Lamps for Outdoor Pole/Arm-mounted Decorative Luminaires (Type B) |  | Standard | FALSE | [9 empty] | 42814 | Not Dimmable | No |  | 4.1 | 9298.2 | 115.91 | 80.22 | 14.56 | 0.91 | 4500 | 82.2
PGGPV3N4 | YES LED Lighting Inc. | YES LED Lighting | YCLS-30W-45E39 | Mogul (E39) Screw-Base Replacements for HID Lamps | Low Output | Replacement Lamps for Outdoor Pole/Arm-mounted Decorative Luminaires (Type B) |  | Standard | FALSE | [9 empty] | 42814 | Not Dimmable | No |  | 4.1 | 3372.8 | 110.51 | 30.52 | 18.01 | 0.9 | 4500 | 82.1
P8ST8BQG | YES LED Lighting Inc. | YES LED Lighting | YCLS-60W-45E39 | Mogul (E39) Screw-Base Replacements for HID Lamps | Mid Output | Replacement Lamps for Outdoor Pole/Arm-mounted Decorative Luminaires (Type B) |  | Standard | FALSE | [9 empty] | 42814 | Not Dimmable | No |  | 4.1 | 6473.2 | 110.9 | 58.37 | 17.57 | 0.9 | 4500 | 82.1
PKUTZVGR | YES LED Lighting Inc. | YES LED Lighting | YCLS-100W-45E39 | Mogul (E39) Screw-Base Replacements for HID Lamps | High Output | Replacement Lamps for Outdoor Pole/Arm-mounted Decorative Luminaires (Type B) |  | Standard | FALSE | [9 empty] | 42814 | Not Dimmable | No |  | 4.1 | 11462 | 114.62 | 100 | 12.15 | 0.9 | 4500 | 82.1
PC4BXTW3 | Reno Led Lighting Inc. | Reno Led | RENO-CORN-54W-E(X)39A (2700K) | Mogul (E39) Screw-Base Replacements for HID Lamps | Mid Output | Replacement Lamps for Outdoor Pole/Arm-mounted Decorative Luminaires (Type B) |  | Standard | TRUE | 5084.8 | 92.99 | 54.68 | 17.27 | 0.9268 | 2743 | 83 | 5 | 50000 | 42810 | Not Dimmable | No |  | 4.1 | 6048 | 112 | 54 | 17.27 | 0.93 | 2700 | 83
PK1P2TXT | Reno Led Lighting Inc. | Reno Led | RENO-CORN-120W-E(X)39A (2700K) | Mogul (E39) Screw-Base Replacements for HID Lamps | High Output | Replacement Lamps for Outdoor Pole/Arm-mounted Decorative Luminaires (Type B) |  | Standard | TRUE | 10933 | 92.65 | 118 | 13.65 | 0.9139 | 2788 | 83.4 | 5 | 50000 | 42810 | Not Dimmable | No |  | 4.1 | 13200 | 110 | 120 | 13.65 | 0.91 | 2700 | 83.4
PM662F6P | Reno Led Lighting Inc. | Reno Led | RENO-CORN-36W-E(X)39A (2700K) | Mogul (E39) Screw-Base Replacements for HID Lamps | Low Output | Replacement Lamps for Outdoor Pole/Arm-mounted Decorative Luminaires (Type B) |  | Standard | TRUE | 3484.8 | 97.97 | 35.57 | 11.67 | 0.9089 | 2790 | 83.3 | 5 | 50000 | 42810 | Not Dimmable | No |  | 4.1 | 4212 | 117 | 36 | 11.67 | 0.91 | 2700 | 83.3
PT9ZPG2T | Reno Led Lighting Inc. | Reno Led | RENO-CORN-80W-E(X)39A (2700K) | Mogul (E39) Screw-Base Replacements for HID Lamps | Mid Output | Replacement Lamps for Outdoor Pole/Arm-mounted Decorative Luminaires (Type B) |  | Standard | TRUE | 8043.6 | 104.15 | 77.23 | 17.55 | 0.9071 | 2737 | 82.9 | 5 | 50000 | 42810 | Not Dimmable | No |  | 4.1 | 8198.4 | 104.29 | 78.61 | 17.55 | 0.91 | 2700 | 82.9
PH7JDNJ4 | Reno Led Lighting Inc. | Reno Led | RENO-CORN-45W-E(X)39A (2700K) | Mogul (E39) Screw-Base Replacements for HID Lamps | Mid Output | Replacement Lamps for Outdoor Pole/Arm-mounted Decorative Luminaires (Type B) |  | Standard | TRUE | 4545.3 | 102.83 | 44.2 | 12.74 | 0.904 | 2864 | 84.9 | 5 | 50000 | 42810 | Not Dimmable | No |  | 4.1 | 5490 | 122 | 45 | 12.74 | 0.9 | 2700 | 84.9
PUTVZ7FG | Reno Led Lighting Inc. | Reno Led | RENO-CORN-27W-E(X)39A (2700K) | Mogul (E39) Screw-Base Replacements for HID Lamps | Low Output | Replacement Lamps for Outdoor Pole/Arm-mounted Decorative Luminaires (Type B) |  | Standard | TRUE | 2556 | 95.48 | 26.77 | 17.61 | 0.9037 | 2792 | 83.9 | 5 | 50000 | 42810 | Not Dimmable | No |  | 4.1 | 3132 | 116 | 27 | 17.61 | 0.9 | 2700 | 83.9
P38H3BWU | Reno Led Lighting Inc. | Reno Led | RENO-CORN-100W-E(X)39A (2700K) | Mogul (E39) Screw-Base Replacements for HID Lamps | High Output | Replacement Lamps for Outdoor Pole/Arm-mounted Decorative Luminaires (Type B) |  | Standard | TRUE | 10031 | 101.56 | 98.77 | 15 | 0.9017 | 2784 | 83.4 | 5 | 50000 | 42810 | Not Dimmable | No |  | 4.1 | 11700 | 117 | 100 | 15 | 0.9 | 2700 | 83.4
PDP1AHG8 | Reno Led Lighting Inc. | Reno Led | RENO-CORN-100W-E(X)39A (5700K) | Mogul (E39) Screw-Base Replacements for HID Lamps | High Output | Replacement Lamps for Outdoor Pole/Arm-mounted Decorative Luminaires (Type B) |  | Standard | FALSE | [9 empty] | 42810 | Not Dimmable | No |  | 4.1 | 12900 | 129 | 100 | 16.29 | 0.9 | 5700 | 85.9
PZ7HAGDW | Reno Led Lighting Inc. | Reno Led | RENO-CORN-45W-E(X)39A (5700K) | Mogul (E39) Screw-Base Replacements for HID Lamps | Mid Output | Replacement Lamps for Outdoor Pole/Arm-mounted Decorative Luminaires (Type B) |  | Standard | FALSE | [9 empty] | 42810 | Not Dimmable | No |  | 4.1 | 6030 | 134 | 45 | 14.39 | 0.93 | 5700 | 85.9
P9XQJN5T | Reno Led Lighting Inc. | Reno Led | RENO-CORN-120W-E(X)39A (5700K) | Mogul (E39) Screw-Base Replacements for HID Lamps | High Output | Replacement Lamps for Outdoor Pole/Arm-mounted Decorative Luminaires (Type B) |  | Standard | FALSE | [9 empty] | 42810 | Not Dimmable | No |  | 4.1 | 14640 | 122 | 120 | 14.91 | 0.91 | 5700 | 85.8
P4XGAR5S | Reno Led Lighting Inc. | Reno Led | RENO-CORN-27W-E(X)39A (5700K) | Mogul (E39) Screw-Base Replacements for HID Lamps | Low Output | Replacement Lamps for Outdoor Pole/Arm-mounted Decorative Luminaires (Type B) |  | Standard | FALSE | [9 empty] | 42810 | Not Dimmable | No |  | 4.1 | 3456 | 128 | 27 | 19.21 | 0.9 | 5700 | 83.4
PBGDNGMC | Reno Led Lighting Inc. | Reno Led | RENO-CORN-36W-E(X)39A (5700K) | Mogul (E39) Screw-Base Replacements for HID Lamps | Low Output | Replacement Lamps for Outdoor Pole/Arm-mounted Decorative Luminaires (Type B) |  | Standard | FALSE | [9 empty] | 42810 | Not Dimmable | No |  | 4.1 | 4644 | 129 | 36 | 15.59 | 0.91 | 5700 | 82.9
PZG97MN5 | Reno Led Lighting Inc. | Reno Led | RENO-CORN-54W-E(X)39A (5700K) | Mogul (E39) Screw-Base Replacements for HID Lamps | Mid Output | Replacement Lamps for Outdoor Pole/Arm-mounted Decorative Luminaires (Type B) |  | Standard | FALSE | [9 empty] | 42810 | Not Dimmable | No |  | 4.1 | 6696 | 124 | 54 | 18.37 | 0.93 | 5700 | 82.8
PWNJS8JC | Reno Led Lighting Inc. | Reno Led | RENO-CORN-80W-E(X)39A (5700K) | Mogul (E39) Screw-Base Replacements for HID Lamps | Mid Output | Replacement Lamps for Outdoor Pole/Arm-mounted Decorative Luminaires (Type B) |  | Standard | FALSE | [9 empty] | 42810 | Not Dimmable | No |  | 4.1 | 8514 | 108.15 | 78.72 | 17.86 | 0.9 | 5700 | 82.6
PUURD4YB | Reno Led Lighting Inc. | Reno Led | RENO-CORN-45W-E(X)39A (5000K) | Mogul (E39) Screw-Base Replacements for HID Lamps | Mid Output | Replacement Lamps for Outdoor Pole/Arm-mounted Decorative Luminaires (Type B) |  | Standard | FALSE | [9 empty] | 42810 | Not Dimmable | No |  | 4.1 | 5940 | 132 | 45 | 12.74 | 0.9 | 5000 | 84.9
PZ7D9F5X | Reno Led Lighting Inc. | Reno Led | RENO-CORN-27W-E(X)39A (5000K) | Mogul (E39) Screw-Base Replacements for HID Lamps | Low Output | Replacement Lamps for Outdoor Pole/Arm-mounted Decorative Luminaires (Type B) |  | Standard | FALSE | [9 empty] | 42810 | Not Dimmable | No |  | 4.1 | 3402 | 126 | 27 | 17.61 | 0.9 | 5000 | 83.9
PJVABJUG | Reno Led Lighting Inc. | Reno Led | RENO-CORN-100W-E(X)39A (5000K) | Mogul (E39) Screw-Base Replacements for HID Lamps | High Output | Replacement Lamps for Outdoor Pole/Arm-mounted Decorative Luminaires (Type B) |  | Standard | FALSE | [9 empty] | 42810 | Not Dimmable | No |  | 4.1 | 12700 | 127 | 100 | 15 | 0.9 | 5000 | 83.4
PZJE7EM1 | Reno Led Lighting Inc. | Reno Led | RENO-CORN-120W-E(X)39A (5000K) | Mogul (E39) Screw-Base Replacements for HID Lamps | High Output | Replacement Lamps for Outdoor Pole/Arm-mounted Decorative Luminaires (Type B) |  | Standard | FALSE | [9 empty] | 42810 | Not Dimmable | No |  | 4.1 | 14400 | 120 | 120 | 13.65 | 0.91 | 5000 | 83.4
PJ94MRH6 | Reno Led Lighting Inc. | Reno Led | RENO-CORN-36W-E(X)39A (5000K) | Mogul (E39) Screw-Base Replacements for HID Lamps | Low Output | Replacement Lamps for Outdoor Pole/Arm-mounted Decorative Luminaires (Type B) |  | Standard | FALSE | [9 empty] | 42810 | Not Dimmable | No |  | 4.1 | 4572 | 127 | 36 | 11.67 | 0.91 | 5000 | 83.3
PWRHWYBE | Reno Led Lighting Inc. | Reno Led | RENO-CORN-54W-E(X)39A (5000K) | Mogul (E39) Screw-Base Replacements for HID Lamps | Mid Output | Replacement Lamps for Outdoor Pole/Arm-mounted Decorative Luminaires (Type B) |  | Standard | FALSE | [9 empty] | 42810 | Not Dimmable | No |  | 4.1 | 6588 | 122 | 54 | 17.27 | 0.93 | 5000 | 83
PGEYBC6W | Reno Led Lighting Inc. | Reno Led | RENO-CORN-80W-E(X)39A (5000K) | Mogul (E39) Screw-Base Replacements for HID Lamps | Mid Output | Replacement Lamps for Outdoor Pole/Arm-mounted Decorative Luminaires (Type B) |  | Standard | FALSE | [9 empty] | 42810 | Not Dimmable | No |  | 4.1 | 8461 | 107.55 | 78.67 | 17.55 | 0.91 | 5000 | 82.9
PSRS5EJ4 | Reno Led Lighting Inc. | Reno Led | RENO-CORN-45W-E(X)39A (4500K) | Mogul (E39) Screw-Base Replacements for HID Lamps | Mid Output | Replacement Lamps for Outdoor Pole/Arm-mounted Decorative Luminaires (Type B) |  | Standard | FALSE | [9 empty] | 42810 | Not Dimmable | No |  | 4.1 | 5850 | 130 | 45 | 12.74 | 0.9 | 4500 | 84.9
P3F6VTNX | Reno Led Lighting Inc. | Reno Led | RENO-CORN-27W-E(X)39A (4500K) | Mogul (E39) Screw-Base Replacements for HID Lamps | Low Output | Replacement Lamps for Outdoor Pole/Arm-mounted Decorative Luminaires (Type B) |  | Standard | FALSE | [9 empty] | 42810 | Not Dimmable | No |  | 4.1 | 3348 | 124 | 27 | 17.61 | 0.9 | 4500 | 83.9
PXQX7R34 | Reno Led Lighting Inc. | Reno Led | RENO-CORN-100W-E(X)39A (4500K) | Mogul (E39) Screw-Base Replacements for HID Lamps | High Output | Replacement Lamps for Outdoor Pole/Arm-mounted Decorative Luminaires (Type B) |  | Standard | FALSE | [9 empty] | 42810 | Not Dimmable | No |  | 4.1 | 12500 | 125 | 100 | 15 | 0.9 | 4500 | 83.4
P97PGQPN | Reno Led Lighting Inc. | Reno Led | RENO-CORN-120W-E(X)39A (4500K) | Mogul (E39) Screw-Base Replacements for HID Lamps | High Output | Replacement Lamps for Outdoor Pole/Arm-mounted Decorative Luminaires (Type B) |  | Standard | FALSE | [9 empty] | 42810 | Not Dimmable | No |  | 4.1 | 14160 | 118 | 120 | 13.65 | 0.91 | 4500 | 83.4
PCS3VSCS | Reno Led Lighting Inc. | Reno Led | RENO-CORN-36W-E(X)39A (4500K) | Mogul (E39) Screw-Base Replacements for HID Lamps | Low Output | Replacement Lamps for Outdoor Pole/Arm-mounted Decorative Luminaires (Type B) |  | Standard | FALSE | [9 empty] | 42810 | Not Dimmable | No |  | 4.1 | 4500 | 125 | 36 | 11.67 | 0.91 | 4500 | 83.3
PVG4BH5P | Reno Led Lighting Inc. | Reno Led | RENO-CORN-54W-E(X)39A (4500K) | Mogul (E39) Screw-Base Replacements for HID Lamps | Mid Output | Replacement Lamps for Outdoor Pole/Arm-mounted Decorative Luminaires (Type B) |  | Standard | FALSE | [9 empty] | 42810 | Not Dimmable | No |  | 4.1 | 6480 | 120 | 54 | 17.27 | 0.93 | 4500 | 83
PWG44C6C | Reno Led Lighting Inc. | Reno Led | RENO-CORN-80W-E(X)39A (4500K) | Mogul (E39) Screw-Base Replacements for HID Lamps | Mid Output | Replacement Lamps for Outdoor Pole/Arm-mounted Decorative Luminaires (Type B) |  | Standard | FALSE | [9 empty] | 42810 | Not Dimmable | No |  | 4.1 | 8409 | 106.89 | 78.67 | 17.55 | 0.91 | 4500 | 82.9
PQSQ5JNR | Reno Led Lighting Inc. | Reno Led | RENO-CORN-45W-E(X)39A (4000K) | Mogul (E39) Screw-Base Replacements for HID Lamps | Mid Output | Replacement Lamps for Outdoor Pole/Arm-mounted Decorative Luminaires (Type B) |  | Standard | FALSE | [9 empty] | 42810 | Not Dimmable | No |  | 4.1 | 5760 | 128 | 45 | 12.74 | 0.9 | 4000 | 84.9
PFZZ3BNU | Reno Led Lighting Inc. | Reno Led | RENO-CORN-27W-E(X)39A (4000K) | Mogul (E39) Screw-Base Replacements for HID Lamps | Low Output | Replacement Lamps for Outdoor Pole/Arm-mounted Decorative Luminaires (Type B) |  | Standard | FALSE | [9 empty] | 42810 | Not Dimmable | No |  | 4.1 | 3294 | 122 | 27 | 17.61 | 0.9 | 4000 | 83.9
PKPXQQWN | Reno Led Lighting Inc. | Reno Led | RENO-CORN-100W-E(X)39A (4000K) | Mogul (E39) Screw-Base Replacements for HID Lamps | High Output | Replacement Lamps for Outdoor Pole/Arm-mounted Decorative Luminaires (Type B) |  | Standard | FALSE | [9 empty] | 42810 | Not Dimmable | No |  | 4.1 | 12300 | 123 | 100 | 15 | 0.9 | 4000 | 83.4
PSSC7HGF | Reno Led Lighting Inc. | Reno Led | RENO-CORN-120W-E(X)39A (4000K) | Mogul (E39) Screw-Base Replacements for HID Lamps | High Output | Replacement Lamps for Outdoor Pole/Arm-mounted Decorative Luminaires (Type B) |  | Standard | FALSE | [9 empty] | 42810 | Not Dimmable | No |  | 4.1 | 13920 | 116 | 120 | 13.65 | 0.91 | 4000 | 83.4
PTZV5CRM | Reno Led Lighting Inc. | Reno Led | RENO-CORN-36W-E(X)39A (4000K) | Mogul (E39) Screw-Base Replacements for HID Lamps | Low Output | Replacement Lamps for Outdoor Pole/Arm-mounted Decorative Luminaires (Type B) |  | Standard | FALSE | [9 empty] | 42810 | Not Dimmable | No |  | 4.1 | 4428 | 123 | 36 | 11.67 | 0.91 | 4000 | 83.3
PV4G1EQ1 | Reno Led Lighting Inc. | Reno Led | RENO-CORN-54W-E(X)39A (4000K) | Mogul (E39) Screw-Base Replacements for HID Lamps | Mid Output | Replacement Lamps for Outdoor Pole/Arm-mounted Decorative Luminaires (Type B) |  | Standard | FALSE | [9 empty] | 42810 | Not Dimmable | No |  | 4.1 | 6372 | 118 | 54 | 17.27 | 0.93 | 4000 | 83
P89ZE6Z5 | Reno Led Lighting Inc. | Reno Led | RENO-CORN-80W-E(X)39A (4000K) | Mogul (E39) Screw-Base Replacements for HID Lamps | Mid Output | Replacement Lamps for Outdoor Pole/Arm-mounted Decorative Luminaires (Type B) |  | Standard | FALSE | [9 empty] | 42810 | Not Dimmable | No |  | 4.1 | 8356 | 106.22 | 78.67 | 17.55 | 0.91 | 4000 | 82.9
PQDKMV4S | Reno Led Lighting Inc. | Reno Led | RENO-CORN-45W-E(X)39A (3500K) | Mogul (E39) Screw-Base Replacements for HID Lamps | Mid Output | Replacement Lamps for Outdoor Pole/Arm-mounted Decorative Luminaires (Type B) |  | Standard | FALSE | [9 empty] | 42810 | Not Dimmable | No |  | 4.1 | 5670 | 126 | 45 | 12.74 | 0.9 | 3500 | 84.9
P7Q3VB7D | Reno Led Lighting Inc. | Reno Led | RENO-CORN-27W-E(X)39A (3500K) | Mogul (E39) Screw-Base Replacements for HID Lamps | Low Output | Replacement Lamps for Outdoor Pole/Arm-mounted Decorative Luminaires (Type B) |  | Standard | FALSE | [9 empty] | 42810 | Not Dimmable | No |  | 4.1 | 3240 | 120 | 27 | 17.61 | 0.9 | 3500 | 83.9
PXBTDG2Q | Reno Led Lighting Inc. | Reno Led | RENO-CORN-100W-E(X)39A (3500K) | Mogul (E39) Screw-Base Replacements for HID Lamps | High Output | Replacement Lamps for Outdoor Pole/Arm-mounted Decorative Luminaires (Type B) |  | Standard | FALSE | [9 empty] | 42810 | Not Dimmable | No |  | 4.1 | 12100 | 121 | 100 | 15 | 0.9 | 3500 | 83.4
PVWPW5VN | Reno Led Lighting Inc. | Reno Led | RENO-CORN-120W-E(X)39A (3500K) | Mogul (E39) Screw-Base Replacements for HID Lamps | High Output | Replacement Lamps for Outdoor Pole/Arm-mounted Decorative Luminaires (Type B) |  | Standard | FALSE | [9 empty] | 42810 | Not Dimmable | No |  | 4.1 | 13680 | 114 | 120 | 13.65 | 0.91 | 3500 | 83.4
P2QK2MSH | Reno Led Lighting Inc. | Reno Led | RENO-CORN-36W-E(X)39A (3500K) | Mogul (E39) Screw-Base Replacements for HID Lamps | Low Output | Replacement Lamps for Outdoor Pole/Arm-mounted Decorative Luminaires (Type B) |  | Standard | FALSE | [9 empty] | 42810 | Not Dimmable | No |  | 4.1 | 4356 | 121 | 36 | 11.67 | 0.91 | 3500 | 83.3
P5QHK375 | Reno Led Lighting Inc. | Reno Led | RENO-CORN-54W-E(X)39A (3500K) | Mogul (E39) Screw-Base Replacements for HID Lamps | Mid Output | Replacement Lamps for Outdoor Pole/Arm-mounted Decorative Luminaires (Type B) |  | Standard | FALSE | [9 empty] | 42810 | Not Dimmable | No |  | 4.1 | 6264 | 116 | 54 | 17.27 | 0.93 | 3500 | 83
PXQBYTKH | Reno Led Lighting Inc. | Reno Led | RENO-CORN-80W-E(X)39A (3500K) | Mogul (E39) Screw-Base Replacements for HID Lamps | Mid Output | Replacement Lamps for Outdoor Pole/Arm-mounted Decorative Luminaires (Type B) |  | Standard | FALSE | [9 empty] | 42810 | Not Dimmable | No |  | 4.1 | 8304 | 105.55 | 78.67 | 17.55 | 0.91 | 3500 | 82.9
PGK6DRB2 | Reno Led Lighting Inc. | Reno Led | RENO-CORN-45W-E(X)39A (3000K) | Mogul (E39) Screw-Base Replacements for HID Lamps | Mid Output | Replacement Lamps for Outdoor Pole/Arm-mounted Decorative Luminaires (Type B) |  | Standard | FALSE | [9 empty] | 42810 | Not Dimmable | No |  | 4.1 | 5580 | 124 | 45 | 12.74 | 0.9 | 3000 | 84.9
PD7K6JZE | Reno Led Lighting Inc. | Reno Led | RENO-CORN-27W-E(X)39A (3000K) | Mogul (E39) Screw-Base Replacements for HID Lamps | Low Output | Replacement Lamps for Outdoor Pole/Arm-mounted Decorative Luminaires (Type B) |  | Standard | FALSE | [9 empty] | 42810 | Not Dimmable | No |  | 4.1 | 3186 | 118 | 27 | 17.61 | 0.9 | 3000 | 83.9
P9AJMBXP | Reno Led Lighting Inc. | Reno Led | RENO-CORN-100W-E(X)39A (3000K) | Mogul (E39) Screw-Base Replacements for HID Lamps | High Output | Replacement Lamps for Outdoor Pole/Arm-mounted Decorative Luminaires (Type B) |  | Standard | FALSE | [9 empty] | 42810 | Not Dimmable | No |  | 4.1 | 11900 | 119 | 100 | 15 | 0.9 | 3000 | 83.4
PUWPW9FN | Reno Led Lighting Inc. | Reno Led | RENO-CORN-120W-E(X)39A (3000K) | Mogul (E39) Screw-Base Replacements for HID Lamps | High Output | Replacement Lamps for Outdoor Pole/Arm-mounted Decorative Luminaires (Type B) |  | Standard | FALSE | [9 empty] | 42810 | Not Dimmable | No |  | 4.1 | 13440 | 112 | 120 | 13.65 | 0.91 | 3000 | 83.4
P46653XK | Reno Led Lighting Inc. | Reno Led | RENO-CORN-36W-E(X)39A (3000K) | Mogul (E39) Screw-Base Replacements for HID Lamps | Low Output | Replacement Lamps for Outdoor Pole/Arm-mounted Decorative Luminaires (Type B) |  | Standard | FALSE | [9 empty] | 42810 | Not Dimmable | No |  | 4.1 | 4284 | 119 | 36 | 11.67 | 0.91 | 3000 | 83.3
PQ4JD7NZ | Reno Led Lighting Inc. | Reno Led | RENO-CORN-54W-E(X)39A (3000K) | Mogul (E39) Screw-Base Replacements for HID Lamps | Mid Output | Replacement Lamps for Outdoor Pole/Arm-mounted Decorative Luminaires (Type B) |  | Standard | FALSE | [9 empty] | 42810 | Not Dimmable | No |  | 4.1 | 6156 | 114 | 54 | 17.27 | 0.93 | 3000 | 83
PA46NFC5 | Reno Led Lighting Inc. | Reno Led | RENO-CORN-80W-E(X)39A (3000K) | Mogul (E39) Screw-Base Replacements for HID Lamps | Mid Output | Replacement Lamps for Outdoor Pole/Arm-mounted Decorative Luminaires (Type B) |  | Standard | FALSE | [9 empty] | 42810 | Not Dimmable | No |  | 4.1 | 8251 | 104.88 | 78.67 | 17.55 | 0.91 | 3000 | 82.9
PD4BP9EG | Lamp Shining Manufacturing Co.Ltd | Lamp Shining | LSCB-40WE39NCG(5700K) | Mogul (E39) Screw-Base Replacements for HID Lamps | Mid Output | Replacement Lamps for Outdoor Pole/Arm-mounted Decorative Luminaires (Type B) |  | Standard | TRUE | 5579.194 | 130.967 | 42.6 | 16.9 | 0.919 | 5876 | 81.4 | 5 | 50000 | 42810 | Not Dimmable | No |  | 4.1 | 5579.19 | 130.97 | 42.6 | 16.9 | 0.92 | 5876 | 81.4
PZHV99TS | Lamp Shining Manufacturing Co.Ltd | Lamp Shining | LSCB-120WE39WCC(4000K) | Mogul (E39) Screw-Base Replacements for HID Lamps | High Output | Replacement Lamps for Outdoor Pole/Arm-mounted Decorative Luminaires (Type B) |  | Standard | TRUE | 13902.676 | 116.146 | 119.7 | 15.3 | 0.918 | 4143 | 81.5 | 5 | 50000 | 42810 | Not Dimmable | No |  | 4.1 | 13902.6 | 116.1 | 119.7 | 15.3 | 0.92 | 4143 | 82
PC4XNUVK | Lamp Shining Manufacturing Co.Ltd | Lamp Shining | LSCB-40WE39NCG(4000K) | Mogul (E39) Screw-Base Replacements for HID Lamps | Low Output | Replacement Lamps for Outdoor Pole/Arm-mounted Decorative Luminaires (Type B) |  | Standard | TRUE | 4906.35 | 122.55 | 40.034 | 16.2 | 0.913 | 4126 | 81.8 | 5 | 50000 | 42810 | Not Dimmable | No |  | 4.1 | 4986.73 | 123.89 | 40.25 | 16.2 | 0.91 | 4126 | 81.8
PNJXQAQH | Lamp Shining Manufacturing Co.Ltd | Lamp Shining | LSCB-60WE39NCG(5700K) | Mogul (E39) Screw-Base Replacements for HID Lamps | Mid Output | Replacement Lamps for Outdoor Pole/Arm-mounted Decorative Luminaires (Type B) |  | Standard | FALSE | [9 empty] | 42810 | Not Dimmable | No |  | 4.1 | 7619.6 | 126.9 | 60 | 16.9 | 0.92 | 5920 | 81.7
P68NM4D7 | Lamp Shining Manufacturing Co.Ltd | Lamp Shining | LSCB-70WE39NCG(5700K) | Mogul (E39) Screw-Base Replacements for HID Lamps | Mid Output | Replacement Lamps for Outdoor Pole/Arm-mounted Decorative Luminaires (Type B) |  | Standard | FALSE | [9 empty] | 42810 | Not Dimmable | No |  | 4.1 | 8940.6 | 127.5 | 70.1 | 16.7 | 0.92 | 5904 | 81.9
P8DS6XQ6 | Lamp Shining Manufacturing Co.Ltd | Lamp Shining | LSCB-50WE39NCG(5700K) | Mogul (E39) Screw-Base Replacements for HID Lamps | Mid Output | Replacement Lamps for Outdoor Pole/Arm-mounted Decorative Luminaires (Type B) |  | Standard | FALSE | [9 empty] | 42810 | Not Dimmable | No |  | 4.1 | 6601.8 | 129.4 | 51 | 16.6 | 0.92 | 5856 | 81.5
PSQP3UBA | Lamp Shining Manufacturing Co.Ltd | Lamp Shining | LSCB-120WE39WCC(5700K) | Mogul (E39) Screw-Base Replacements for HID Lamps | High Output | Replacement Lamps for Outdoor Pole/Arm-mounted Decorative Luminaires (Type B) |  | Standard | FALSE | [9 empty] | 42810 | Not Dimmable | No |  | 4.1 | 15002.1 | 120.6 | 124.3 | 16.7 | 0.92 | 5814 | 81.5
PVNZKN6P | Lamp Shining Manufacturing Co.Ltd | Lamp Shining | LSCB-150WE39WCC(5700K) | Mogul (E39) Screw-Base Replacements for HID Lamps | High Output | Replacement Lamps for Outdoor Pole/Arm-mounted Decorative Luminaires (Type B) |  | Standard | FALSE | [9 empty] | 42810 | Not Dimmable | No |  | 4.1 | 18398.1 | 121.8 | 151 | 16.8 | 0.92 | 5812 | 81.6
P81RUZRU | Lamp Shining Manufacturing Co.Ltd | Lamp Shining | LSCB-120WE39WCC(5000K) | Mogul (E39) Screw-Base Replacements for HID Lamps | High Output | Replacement Lamps for Outdoor Pole/Arm-mounted Decorative Luminaires (Type B) |  | Standard | FALSE | [9 empty] | 42810 | Not Dimmable | No |  | 4.1 | 13902.6 | 116.1 | 119.7 | 15.3 | 0.92 | 5000 | 82
P38HF4C4 | Lamp Shining Manufacturing Co.Ltd | Lamp Shining | LSCB-40WE39NCG(5000K) | Mogul (E39) Screw-Base Replacements for HID Lamps | Low Output | Replacement Lamps for Outdoor Pole/Arm-mounted Decorative Luminaires (Type B) |  | Standard | FALSE | [9 empty] | 42810 | Not Dimmable | No |  | 4.1 | 4986.73 | 123.89 | 40.25 | 16.2 | 0.91 | 5000 | 81.8
PMTWJFFA | Lamp Shining Manufacturing Co.Ltd | Lamp Shining | LSCB-150WE39WCC(5000K) | Mogul (E39) Screw-Base Replacements for HID Lamps | High Output | Replacement Lamps for Outdoor Pole/Arm-mounted Decorative Luminaires (Type B) |  | Standard | FALSE | [9 empty] | 42810 | Not Dimmable | No |  | 4.1 | 17455.4 | 117 | 149.1 | 15.3 | 0.91 | 5000 | 81.8
PAW9UQCQ | Lamp Shining Manufacturing Co.Ltd | Lamp Shining | LSCB-50WE39NCG(5000K) | Mogul (E39) Screw-Base Replacements for HID Lamps | Mid Output | Replacement Lamps for Outdoor Pole/Arm-mounted Decorative Luminaires (Type B) |  | Standard | FALSE | [9 empty] | 42810 | Not Dimmable | No |  | 4.1 | 6347.6 | 125.9 | 50.4 | 15.7 | 0.91 | 5000 | 81.7
PCE1QHY4 | Lamp Shining Manufacturing Co.Ltd | Lamp Shining | LSCB-120WE39WCC(4500K) | Mogul (E39) Screw-Base Replacements for HID Lamps | High Output | Replacement Lamps for Outdoor Pole/Arm-mounted Decorative Luminaires (Type B) |  | Standard | FALSE | [9 empty] | 42810 | Not Dimmable | No |  | 4.1 | 13902.6 | 116.1 | 119.7 | 15.3 | 0.92 | 4500 | 82
P6D13DSU | Lamp Shining Manufacturing Co.Ltd | Lamp Shining | LSCB-40WE39NCG(4500K) | Mogul (E39) Screw-Base Replacements for HID Lamps | Low Output | Replacement Lamps for Outdoor Pole/Arm-mounted Decorative Luminaires (Type B) |  | Standard | FALSE | [9 empty] | 42810 | Not Dimmable | No |  | 4.1 | 4986.73 | 123.89 | 40.25 | 16.2 | 0.91 | 4500 | 81.8
P6TW8U7U | Lamp Shining Manufacturing Co.Ltd | Lamp Shining | LSCB-150WE39WCC(4500K) | Mogul (E39) Screw-Base Replacements for HID Lamps | High Output | Replacement Lamps for Outdoor Pole/Arm-mounted Decorative Luminaires (Type B) |  | Standard | FALSE | [9 empty] | 42810 | Not Dimmable | No |  | 4.1 | 17455.4 | 117 | 149.1 | 15.3 | 0.91 | 4500 | 81.8
PNRTHUF8 | Lamp Shining Manufacturing Co.Ltd | Lamp Shining | LSCB-50WE39NCG(4500K) | Mogul (E39) Screw-Base Replacements for HID Lamps | Mid Output | Replacement Lamps for Outdoor Pole/Arm-mounted Decorative Luminaires (Type B) |  | Standard | FALSE | [9 empty] | 42810 | Not Dimmable | No |  | 4.1 | 6347.6 | 125.9 | 50.4 | 15.7 | 0.91 | 4500 | 81.7
PQK58DKD | Lamp Shining Manufacturing Co.Ltd | Lamp Shining | LSCB-70WE39NCG(4000K) | Mogul (E39) Screw-Base Replacements for HID Lamps | Mid Output | Replacement Lamps for Outdoor Pole/Arm-mounted Decorative Luminaires (Type B) |  | Standard | FALSE | [9 empty] | 42810 | Not Dimmable | No |  | 4.1 | 8500.8 | 122.3 | 69.5 | 15.4 | 0.91 | 4154 | 81.9
PNNE3C6M | Lamp Shining Manufacturing Co.Ltd | Lamp Shining | LSCB-70WE39NCG(5000K) | Mogul (E39) Screw-Base Replacements for HID Lamps | Mid Output | Replacement Lamps for Outdoor Pole/Arm-mounted Decorative Luminaires (Type B) |  | Standard | FALSE | [9 empty] | 42810 | Not Dimmable | No |  | 4.1 | 8500.8 | 122.3 | 69.5 | 15.4 | 0.91 | 4154 | 81.9
PD1DETB1 | Lamp Shining Manufacturing Co.Ltd | Lamp Shining | LSCB-70WE39NCG(4500K) | Mogul (E39) Screw-Base Replacements for HID Lamps | Mid Output | Replacement Lamps for Outdoor Pole/Arm-mounted Decorative Luminaires (Type B) |  | Standard | FALSE | [9 empty] | 42810 | Not Dimmable | No |  | 4.1 | 8500.8 | 122.3 | 69.5 | 15.4 | 0.91 | 4154 | 81.9
PXHUUMV3 | Lamp Shining Manufacturing Co.Ltd | Lamp Shining | LSCB-60WE39NCG(5000K) | Mogul (E39) Screw-Base Replacements for HID Lamps | Mid Output | Replacement Lamps for Outdoor Pole/Arm-mounted Decorative Luminaires (Type B) |  | Standard | FALSE | [9 empty] | 42810 | Not Dimmable | No |  | 4.1 | 7217.2 | 123.1 | 58.6 | 15.6 | 0.92 | 4146 | 81.8
PJN3EQX7 | Lamp Shining Manufacturing Co.Ltd | Lamp Shining | LSCB-60WE39NCG(4000K) | Mogul (E39) Screw-Base Replacements for HID Lamps | Mid Output | Replacement Lamps for Outdoor Pole/Arm-mounted Decorative Luminaires (Type B) |  | Standard | FALSE | [9 empty] | 42810 | Not Dimmable | No |  | 4.1 | 7217.2 | 123.1 | 58.6 | 15.6 | 0.92 | 4146 | 81.8
PJHWPXAU | Lamp Shining Manufacturing Co.Ltd | Lamp Shining | LSCB-60WE39NCG(4500K) | Mogul (E39) Screw-Base Replacements for HID Lamps | Mid Output | Replacement Lamps for Outdoor Pole/Arm-mounted Decorative Luminaires (Type B) |  | Standard | FALSE | [9 empty] | 42810 | Not Dimmable | No |  | 4.1 | 7217.2 | 123.1 | 58.6 | 15.6 | 0.92 | 4146 | 81.8
PGU32WTG | Lamp Shining Manufacturing Co.Ltd | Lamp Shining | LSCB-50WE39NCG(4000K) | Mogul (E39) Screw-Base Replacements for HID Lamps | Mid Output | Replacement Lamps for Outdoor Pole/Arm-mounted Decorative Luminaires (Type B) |  | Standard | FALSE | [9 empty] | 42810 | Not Dimmable | No |  | 4.1 | 6347.6 | 125.9 | 50.4 | 15.7 | 0.91 | 4132 | 81.7
PMC4J9E8 | Lamp Shining Manufacturing Co.Ltd | Lamp Shining | LSCB-150WE39WCC(4000K) | Mogul (E39) Screw-Base Replacements for HID Lamps | High Output | Replacement Lamps for Outdoor Pole/Arm-mounted Decorative Luminaires (Type B) |  | Standard | FALSE | [9 empty] | 42810 | Not Dimmable | No |  | 4.1 | 17455.4 | 117 | 149.1 | 15.3 | 0.91 | 4083 | 81.8
PMF4266B | TOSMART TECHNOLOGY CO LTD | / | 13100111 4000K | Mogul (E39) Screw-Base Replacements for HID Lamps | High Output | Replacement Lamps for Outdoor Pole/Arm-mounted Decorative Luminaires (Type B) |  | Standard | TRUE | 11462 | 114.62 | 100 | 12.15 | 0.9039 | 4107 | 82.1 | 5 | 50000 | 42809 | Not Dimmable | No |  | 4.1 | 11462 | 114.62 | 100 | 12.15 | 0.9 | 4000 | 82.1
P3XR9461 | TOSMART TECHNOLOGY CO LTD | / | 13100111 5700K | Mogul (E39) Screw-Base Replacements for HID Lamps | High Output | Replacement Lamps for Outdoor Pole/Arm-mounted Decorative Luminaires (Type B) |  | Standard | FALSE | [9 empty] | 42809 | Not Dimmable | No |  | 4.1 | 11852 | 117.81 | 100.6 | 13.59 | 0.9 | 5700 | 82
P2J1E62N | TOSMART TECHNOLOGY CO LTD | / | 13100111 5000K | Mogul (E39) Screw-Base Replacements for HID Lamps | High Output | Replacement Lamps for Outdoor Pole/Arm-mounted Decorative Luminaires (Type B) |  | Standard | FALSE | [9 empty] | 42809 | Not Dimmable | No |  | 4.1 | 11462 | 114.62 | 100 | 12.15 | 0.9 | 5000 | 82.1
PYKQP2WW | TOSMART TECHNOLOGY CO LTD | / | 13100111 4500K | Mogul (E39) Screw-Base Replacements for HID Lamps | High Output | Replacement Lamps for Outdoor Pole/Arm-mounted Decorative Luminaires (Type B) |  | Standard | FALSE | [9 empty] | 42809 | Not Dimmable | No |  | 4.1 | 11462 | 114.62 | 100 | 12.15 | 0.9 | 4500 | 82.1
P94BH92A | SATCO Products Inc. | Satco | S8937 | Mogul (E39) Screw-Base Replacements for HID Lamps | High Output | Replacement Lamps for Outdoor Pole/Arm-mounted Area and Roadway Luminaires (Type B) |  | Standard | TRUE | 10133.5 | 94.47 | 107.27 | 18.2 | 0.912 | 2991 | 83.2 | 5 | 50000 | 42809 | Not Dimmable | No |  | 4.1 | 10222.2 | 94.4 | 108.2 | 18.2 | 0.91 | 2991 | 83.2
PD3H68WM | SATCO Products Inc. | Satco | S8931 | Mogul (E39) Screw-Base Replacements for HID Lamps | Mid Output | Replacement Lamps for Outdoor Pole/Arm-mounted Area and Roadway Luminaires (Type B) |  | Standard | TRUE | 7379.67 | 93.722 | 78.74 | 17.7 | 0.921 | 2993 | 83.3 | 5 | 50000 | 42809 | Not Dimmable | No |  | 4.1 | 7379.6 | 93.7 | 78.7 | 17.7 | 0.92 | 2993 | 83.3
PKF8DJT8 | SATCO Products Inc. | Satco | S8938 | Mogul (E39) Screw-Base Replacements for HID Lamps | High Output | Replacement Lamps for Outdoor Pole/Arm-mounted Area and Roadway Luminaires (Type B) |  | Standard | FALSE | [9 empty] | 42809 | Not Dimmable | No |  | 4.1 | 11214.1 | 100.7 | 111.3 | 18.8 | 0.92 | 4934 | 84.8
P5NWB4DX | SATCO Products Inc. | Satco | S8932 | Mogul (E39) Screw-Base Replacements for HID Lamps | Mid Output | Replacement Lamps for Outdoor Pole/Arm-mounted Area and Roadway Luminaires (Type B) |  | Standard | FALSE | [9 empty] | 42809 | Not Dimmable | No |  | 4.1 | 7867.1 | 98.5 | 79.8 | 18.4 | 0.93 | 4921 | 84.7
P1NX5M91 | HTM Lighting | HTM Lighting | HTM-CLW-LED-150WB1 4000K | Mogul (E39) Screw-Base Replacements for HID Lamps | High Output | Replacement Lamps for Outdoor Pole/Arm-mounted Decorative Luminaires (Type B) |  | Standard | TRUE | 17146 | 118.74 | 144.4 | 13.52 | 0.9361 | 4122 | 82.3 | 5 | 50000 | 42808 | Not Dimmable | No |  | 4.1 | 17592 | 119.11 | 147.7 | 13.52 | 0.94 | 4000 | 82.3
P6A41G7Z | HTM Lighting | HTM Lighting | HTM-CLW-LED-80WB1 4000K | Mogul (E39) Screw-Base Replacements for HID Lamps | Mid Output | Replacement Lamps for Outdoor Pole/Arm-mounted Decorative Luminaires (Type B) |  | Standard | TRUE | 9177.6 | 115.21 | 79.66 | 14.56 | 0.9063 | 4116 | 82.2 | 5 | 50000 | 42808 | Not Dimmable | No |  | 4.1 | 9298.2 | 115.91 | 80.22 | 14.56 | 0.91 | 4000 | 82.2
P4E557FX | HTM Lighting | HTM Lighting | HTM-CLW-LED-120WB1 4000K | Mogul (E39) Screw-Base Replacements for HID Lamps | High Output | Replacement Lamps for Outdoor Pole/Arm-mounted Decorative Luminaires (Type B) |  | Standard | TRUE | 12985 | 114.3 | 113.6 | 18.96 | 0.903 | 4109 | 82.3 | 5 | 50000 | 42808 | Not Dimmable | No |  | 4.1 | 13305 | 114.6 | 116.1 | 18.96 | 0.9 | 4000 | 82.3
PHWHGHGB | HTM Lighting | HTM Lighting | HTM-CLW-LED-60WB1E39 4000K | Mogul (E39) Screw-Base Replacements for HID Lamps | Mid Output | Replacement Lamps for Outdoor Pole/Arm-mounted Decorative Luminaires (Type B) |  | Standard | TRUE | 6299.6 | 110.69 | 56.91 | 17.57 | 0.9021 | 4134 | 82.1 | 5 | 50000 | 42808 | Not Dimmable | No |  | 4.1 | 6473.2 | 110.9 | 58.37 | 17.57 | 0.9 | 4000 | 82.1
PUFCFHVW | HTM Lighting | HTM Lighting | HTM-CLW-LED-40WB1E39 4000K | Mogul (E39) Screw-Base Replacements for HID Lamps | Mid Output | Replacement Lamps for Outdoor Pole/Arm-mounted Decorative Luminaires (Type B) |  | Standard | TRUE | 4524.7 | 114.23 | 39.61 | 15.14 | 0.9016 | 4129 | 82.3 | 5 | 50000 | 42808 | Not Dimmable | No |  | 4.1 | 4524.7 | 114.23 | 39.61 | 15.14 | 0.9 | 4000 | 82.3
PMD5UYG4 | HTM Lighting | HTM Lighting | HTM-CLW-LED-30WB1E39 4000K | Mogul (E39) Screw-Base Replacements for HID Lamps | Low Output | Replacement Lamps for Outdoor Pole/Arm-mounted Decorative Luminaires (Type B) |  | Standard | TRUE | 3372.8 | 110.51 | 30.52 | 18.01 | 0.9015 | 4119 | 82.1 | 5 | 50000 | 42808 | Not Dimmable | No |  | 4.1 | 3372.8 | 110.51 | 30.52 | 18.01 | 0.9 | 4000 | 82.1
P7JSCNV1 | HTM Lighting | HTM Lighting | HTM-CLW-LED-80WB1 5700K | Mogul (E39) Screw-Base Replacements for HID Lamps | Mid Output | Replacement Lamps for Outdoor Pole/Arm-mounted Decorative Luminaires (Type B) |  | Standard | FALSE | [9 empty] | 42808 | Not Dimmable | No |  | 4.1 | 9512 | 117.91 | 80.67 | 17.47 | 0.9 | 5700 | 82.7
PXKCNTPZ | HTM Lighting | HTM Lighting | HTM-CLW-LED-40WB1E39 5700K | Mogul (E39) Screw-Base Replacements for HID Lamps | Mid Output | Replacement Lamps for Outdoor Pole/Arm-mounted Decorative Luminaires (Type B) |  | Standard | FALSE | [9 empty] | 42808 | Not Dimmable | No |  | 4.1 | 4785 | 119.09 | 40.18 | 15.91 | 0.9 | 5700 | 82.7
PS2CMPK6 | HTM Lighting | HTM Lighting | HTM-CLW-LED-60WB1E39 5700K | Mogul (E39) Screw-Base Replacements for HID Lamps | Mid Output | Replacement Lamps for Outdoor Pole/Arm-mounted Decorative Luminaires (Type B) |  | Standard | FALSE | [9 empty] | 42808 | Not Dimmable | No |  | 4.1 | 6705 | 113.81 | 58.91 | 18.94 | 0.9 | 5700 | 82.6
PX5JMS8X | HTM Lighting | HTM Lighting | HTM-CLW-LED-30WB1E39 5700K | Mogul (E39) Screw-Base Replacements for HID Lamps | Low Output | Replacement Lamps for Outdoor Pole/Arm-mounted Decorative Luminaires (Type B) |  | Standard | FALSE | [9 empty] | 42808 | Not Dimmable | No |  | 4.1 | 3530 | 113.71 | 31.04 | 18.81 | 0.9 | 5700 | 82.6
P23KGS77 | HTM Lighting | HTM Lighting | HTM-CLW-LED-150WB1 5700K | Mogul (E39) Screw-Base Replacements for HID Lamps | High Output | Replacement Lamps for Outdoor Pole/Arm-mounted Decorative Luminaires (Type B) |  | Standard | FALSE | [9 empty] | 42808 | Not Dimmable | No |  | 4.1 | 17946 | 121.09 | 148.2 | 14.51 | 0.93 | 5700 | 82.6
P759M1C8 | HTM Lighting | HTM Lighting | HTM-CLW-LED-120WB1 5700K | Mogul (E39) Screw-Base Replacements for HID Lamps | High Output | Replacement Lamps for Outdoor Pole/Arm-mounted Decorative Luminaires (Type B) |  | Standard | FALSE | [9 empty] | 42808 | Not Dimmable | No |  | 4.1 | 13675 | 116.38 | 117.5 | 19.97 | 0.9 | 5700 | 82.2
P8TY2FD4 | HTM Lighting | HTM Lighting | HTM-CLW-LED-120WB1 5000K | Mogul (E39) Screw-Base Replacements for HID Lamps | High Output | Replacement Lamps for Outdoor Pole/Arm-mounted Decorative Luminaires (Type B) |  | Standard | FALSE | [9 empty] | 42808 | Not Dimmable | No |  | 4.1 | 13305 | 114.6 | 116.1 | 18.96 | 0.9 | 5000 | 82.3
PTNSHEVN | HTM Lighting | HTM Lighting | HTM-CLW-LED-40WB1E39 5000K | Mogul (E39) Screw-Base Replacements for HID Lamps | Mid Output | Replacement Lamps for Outdoor Pole/Arm-mounted Decorative Luminaires (Type B) |  | Standard | FALSE | [9 empty] | 42808 | Not Dimmable | No |  | 4.1 | 4524.7 | 114.23 | 39.61 | 15.14 | 0.9 | 5000 | 82.3
PB83QRU8 | HTM Lighting | HTM Lighting | HTM-CLW-LED-150WB1 5000K | Mogul (E39) Screw-Base Replacements for HID Lamps | High Output | Replacement Lamps for Outdoor Pole/Arm-mounted Decorative Luminaires (Type B) |  | Standard | FALSE | [9 empty] | 42808 | Not Dimmable | No |  | 4.1 | 17592 | 119.11 | 147.7 | 13.52 | 0.94 | 5000 | 82.3
PY5HNBU4 | HTM Lighting | HTM Lighting | HTM-CLW-LED-80WB1 5000K | Mogul (E39) Screw-Base Replacements for HID Lamps | Mid Output | Replacement Lamps for Outdoor Pole/Arm-mounted Decorative Luminaires (Type B) |  | Standard | FALSE | [9 empty] | 42808 | Not Dimmable | No |  | 4.1 | 9298.2 | 115.91 | 80.22 | 14.56 | 0.91 | 5000 | 82.2
P29AJKJ9 | HTM Lighting | HTM Lighting | HTM-CLW-LED-30WB1E39 5000K | Mogul (E39) Screw-Base Replacements for HID Lamps | Low Output | Replacement Lamps for Outdoor Pole/Arm-mounted Decorative Luminaires (Type B) |  | Standard | FALSE | [9 empty] | 42808 | Not Dimmable | No |  | 4.1 | 3372.8 | 110.51 | 30.52 | 18.01 | 0.9 | 5000 | 82.1
P4P35QBD | HTM Lighting | HTM Lighting | HTM-CLW-LED-60WB1E39 5000K | Mogul (E39) Screw-Base Replacements for HID Lamps | Mid Output | Replacement Lamps for Outdoor Pole/Arm-mounted Decorative Luminaires (Type B) |  | Standard | FALSE | [9 empty] | 42808 | Not Dimmable | No |  | 4.1 | 6473.2 | 110.9 | 58.37 | 17.57 | 0.9 | 5000 | 82.1
PY3JVWCJ | HTM Lighting | HTM Lighting | HTM-CLW-LED-120WB1 4500K | Mogul (E39) Screw-Base Replacements for HID Lamps | High Output | Replacement Lamps for Outdoor Pole/Arm-mounted Decorative Luminaires (Type B) |  | Standard | FALSE | [9 empty] | 42808 | Not Dimmable | No |  | 4.1 | 13305 | 114.6 | 116.1 | 18.96 | 0.9 | 4500 | 82.3
P8EXSR47 | HTM Lighting | HTM Lighting | HTM-CLW-LED-40WB1E39 4500K | Mogul (E39) Screw-Base Replacements for HID Lamps | Mid Output | Replacement Lamps for Outdoor Pole/Arm-mounted Decorative Luminaires (Type B) |  | Standard | FALSE | [9 empty] | 42808 | Not Dimmable | No |  | 4.1 | 4524.7 | 114.23 | 39.61 | 15.14 | 0.9 | 4500 | 82.3
PJQM11NA | HTM Lighting | HTM Lighting | HTM-CLW-LED-150WB1 4500K | Mogul (E39) Screw-Base Replacements for HID Lamps | High Output | Replacement Lamps for Outdoor Pole/Arm-mounted Decorative Luminaires (Type B) |  | Standard | FALSE | [9 empty] | 42808 | Not Dimmable | No |  | 4.1 | 17592 | 119.11 | 147.7 | 13.52 | 0.94 | 4500 | 82.3
PUQKGX6A | HTM Lighting | HTM Lighting | HTM-CLW-LED-80WB1 4500K | Mogul (E39) Screw-Base Replacements for HID Lamps | Mid Output | Replacement Lamps for Outdoor Pole/Arm-mounted Decorative Luminaires (Type B) |  | Standard | FALSE | [9 empty] | 42808 | Not Dimmable | No |  | 4.1 | 9298.2 | 115.91 | 80.22 | 14.56 | 0.91 | 4500 | 82.2
PWZ23HNE | HTM Lighting | HTM Lighting | HTM-CLW-LED-30WB1E39 4500K | Mogul (E39) Screw-Base Replacements for HID Lamps | Low Output | Replacement Lamps for Outdoor Pole/Arm-mounted Decorative Luminaires (Type B) |  | Standard | FALSE | [9 empty] | 42808 | Not Dimmable | No |  | 4.1 | 3372.8 | 110.51 | 30.52 | 18.01 | 0.9 | 4500 | 82.1
PTYXA2T3 | HTM Lighting | HTM Lighting | HTM-CLW-LED-60WB1E39 4500K | Mogul (E39) Screw-Base Replacements for HID Lamps | Mid Output | Replacement Lamps for Outdoor Pole/Arm-mounted Decorative Luminaires (Type B) |  | Standard | FALSE | [9 empty] | 42808 | Not Dimmable | No |  | 4.1 | 6473.2 | 110.9 | 58.37 | 17.57 | 0.9 | 4500 | 82.1
P61DF3P6 | Shenzhen Romanso Electronic Co. Ltd. | ROMANSO | RMS-180D-K7-120W(3000K) | Mogul (E39) Screw-Base Replacements for HID Lamps | High Output | Replacement Lamps for Outdoor Pole/Arm-mounted Area and Roadway Luminaires (Type B) |  | Standard | TRUE | 11410.191 | 96.378 | 118.39 | 16.4 | 0.921 | 3029 | 82.7 | 5 | 50000 | 42807 | Not Dimmable | No |  | 4.1 | 11410.1 | 96.3 | 118.3 | 16.4 | 0.92 | 3029 | 82.7
PF74NZQY | Shenzhen Romanso Electronic Co. Ltd. | ROMANSO | RMS-180D-K7-100W(3000K) | Mogul (E39) Screw-Base Replacements for HID Lamps | Mid Output | Replacement Lamps for Outdoor Pole/Arm-mounted Area and Roadway Luminaires (Type B) |  | Standard | TRUE | 9113.556 | 95.46 | 95.47 | 17.1 | 0.914 | 3024 | 83.2 | 5 | 50000 | 42807 | Not Dimmable | No |  | 4.1 | 9113.5 | 95.4 | 95.47 | 17.1 | 0.91 | 3024 | 83.2
P9XJ9QSC | Shenzhen Romanso Electronic Co. Ltd. | ROMANSO | RMS-180D-K7-80W(3000K) | Mogul (E39) Screw-Base Replacements for HID Lamps | Mid Output | Replacement Lamps for Outdoor Pole/Arm-mounted Area and Roadway Luminaires (Type B) |  | Standard | TRUE | 7362.655 | 95.818 | 76.84 | 16.9 | 0.908 | 3031 | 83.2 | 5 | 50000 | 42807 | Not Dimmable | No |  | 4.1 | 7362.6 | 95.8 | 76.8 | 16.9 | 0.91 | 3031 | 83.4
PBV7JPKA | Shenzhen Romanso Electronic Co. Ltd. | ROMANSO | RMS-180D-K7-120W(5700K) | Mogul (E39) Screw-Base Replacements for HID Lamps | High Output | Replacement Lamps for Outdoor Pole/Arm-mounted Area and Roadway Luminaires (Type B) |  | Standard | FALSE | [9 empty] | 42807 | Not Dimmable | No |  | 4.1 | 12704.2 | 103.5 | 122.6 | 17.2 | 0.93 | 5552 | 72.3
PQDAYPP9 | Shenzhen Romanso Electronic Co. Ltd. | ROMANSO | RMS-180D-K7-80W(5700K) | Mogul (E39) Screw-Base Replacements for HID Lamps | Mid Output | Replacement Lamps for Outdoor Pole/Arm-mounted Area and Roadway Luminaires (Type B) |  | Standard | FALSE | [9 empty] | 42807 | Not Dimmable | No |  | 4.1 | 7950.2 | 101.6 | 78.2 | 17.5 | 0.92 | 5542 | 72.2
PG17DX4N | Shenzhen Romanso Electronic Co. Ltd. | ROMANSO | RMS-180D-K7-100W(5700K) | Mogul (E39) Screw-Base Replacements for HID Lamps | Mid Output | Replacement Lamps for Outdoor Pole/Arm-mounted Area and Roadway Luminaires (Type B) |  | Standard | FALSE | [9 empty] | 42807 | Not Dimmable | No |  | 4.1 | 9755.1 | 103.5 | 94.23 | 17.9 | 0.92 | 5518 | 72.2
P6CQYFWN | Shenzhen Romanso Electronic Co. Ltd. | ROMANSO | RMS-180D-K7-80W(5000K) | Mogul (E39) Screw-Base Replacements for HID Lamps | Mid Output | Replacement Lamps for Outdoor Pole/Arm-mounted Area and Roadway Luminaires (Type B) |  | Standard | FALSE | [9 empty] | 42807 | Not Dimmable | No |  | 4.1 | 7362.6 | 95.8 | 76.8 | 16.9 | 0.91 | 5000 | 83.4
PQHQ8875 | Shenzhen Romanso Electronic Co. Ltd. | ROMANSO | RMS-180D-K7-100W(5000K) | Mogul (E39) Screw-Base Replacements for HID Lamps | Mid Output | Replacement Lamps for Outdoor Pole/Arm-mounted Area and Roadway Luminaires (Type B) |  | Standard | FALSE | [9 empty] | 42807 | Not Dimmable | No |  | 4.1 | 9113.5 | 95.4 | 95.47 | 17.1 | 0.91 | 5000 | 83.2
PA3S3ZTH | Shenzhen Romanso Electronic Co. Ltd. | ROMANSO | RMS-180D-K7-120W(5000K) | Mogul (E39) Screw-Base Replacements for HID Lamps | High Output | Replacement Lamps for Outdoor Pole/Arm-mounted Area and Roadway Luminaires (Type B) |  | Standard | FALSE | [9 empty] | 42807 | Not Dimmable | No |  | 4.1 | 11410.1 | 96.3 | 118.3 | 16.4 | 0.92 | 5000 | 82.7
PBEUJ4BT | Shenzhen Romanso Electronic Co. Ltd. | ROMANSO | RMS-180D-K7-80W(4500K) | Mogul (E39) Screw-Base Replacements for HID Lamps | Mid Output | Replacement Lamps for Outdoor Pole/Arm-mounted Area and Roadway Luminaires (Type B) |  | Standard | FALSE | [9 empty] | 42807 | Not Dimmable | No |  | 4.1 | 7362.6 | 95.8 | 76.8 | 16.9 | 0.91 | 4500 | 83.4
PE3ZDC3F | Shenzhen Romanso Electronic Co. Ltd. | ROMANSO | RMS-180D-K7-100W(4500K) | Mogul (E39) Screw-Base Replacements for HID Lamps | Mid Output | Replacement Lamps for Outdoor Pole/Arm-mounted Area and Roadway Luminaires (Type B) |  | Standard | FALSE | [9 empty] | 42807 | Not Dimmable | No |  | 4.1 | 9113.5 | 95.4 | 95.47 | 17.1 | 0.91 | 4500 | 83.2
P8JWB6CM | Shenzhen Romanso Electronic Co. Ltd. | ROMANSO | RMS-180D-K7-120W(4500K) | Mogul (E39) Screw-Base Replacements for HID Lamps | High Output | Replacement Lamps for Outdoor Pole/Arm-mounted Area and Roadway Luminaires (Type B) |  | Standard | FALSE | [9 empty] | 42807 | Not Dimmable | No |  | 4.1 | 11410.1 | 96.3 | 118.3 | 16.4 | 0.92 | 4500 | 82.7
PWTHDNM6 | Shenzhen Romanso Electronic Co. Ltd. | ROMANSO | RMS-180D-K7-80W(4000K) | Mogul (E39) Screw-Base Replacements for HID Lamps | Mid Output | Replacement Lamps for Outdoor Pole/Arm-mounted Area and Roadway Luminaires (Type B) |  | Standard | FALSE | [9 empty] | 42807 | Not Dimmable | No |  | 4.1 | 7362.6 | 95.8 | 76.8 | 16.9 | 0.91 | 4000 | 83.4
PT1ZVQU5 | Shenzhen Romanso Electronic Co. Ltd. | ROMANSO | RMS-180D-K7-100W(4000K) | Mogul (E39) Screw-Base Replacements for HID Lamps | Mid Output | Replacement Lamps for Outdoor Pole/Arm-mounted Area and Roadway Luminaires (Type B) |  | Standard | FALSE | [9 empty] | 42807 | Not Dimmable | No |  | 4.1 | 9113.5 | 95.4 | 95.47 | 17.1 | 0.91 | 4000 | 83.2
PEDJXWSE | Shenzhen Romanso Electronic Co. Ltd. | ROMANSO | RMS-180D-K7-120W(4000K) | Mogul (E39) Screw-Base Replacements for HID Lamps | High Output | Replacement Lamps for Outdoor Pole/Arm-mounted Area and Roadway Luminaires (Type B) |  | Standard | FALSE | [9 empty] | 42807 | Not Dimmable | No |  | 4.1 | 11410.1 | 96.3 | 118.3 | 16.4 | 0.92 | 4000 | 82.7
P2HHNJYE | Shenzhen Romanso Electronic Co. Ltd. | ROMANSO | RMS-180D-K7-80W(3500K) | Mogul (E39) Screw-Base Replacements for HID Lamps | Mid Output | Replacement Lamps for Outdoor Pole/Arm-mounted Area and Roadway Luminaires (Type B) |  | Standard | FALSE | [9 empty] | 42807 | Not Dimmable | No |  | 4.1 | 7362.6 | 95.8 | 76.8 | 16.9 | 0.91 | 3500 | 83.4
PUFZU938 | Shenzhen Romanso Electronic Co. Ltd. | ROMANSO | RMS-180D-K7-100W(3500K) | Mogul (E39) Screw-Base Replacements for HID Lamps | Mid Output | Replacement Lamps for Outdoor Pole/Arm-mounted Area and Roadway Luminaires (Type B) |  | Standard | FALSE | [9 empty] | 42807 | Not Dimmable | No |  | 4.1 | 9113.5 | 95.4 | 95.47 | 17.1 | 0.91 | 3500 | 83.2
PPKC84DB | Shenzhen Romanso Electronic Co. Ltd. | ROMANSO | RMS-180D-K7-120W(3500K) | Mogul (E39) Screw-Base Replacements for HID Lamps | High Output | Replacement Lamps for Outdoor Pole/Arm-mounted Area and Roadway Luminaires (Type B) |  | Standard | FALSE | [9 empty] | 42807 | Not Dimmable | No |  | 4.1 | 11410.1 | 96.3 | 118.3 | 16.4 | 0.92 | 3500 | 82.7
PQ4DSGY8 | GREEN X LED (HK) CO LTD | TRITAN | GXT80-SW-1-E4 | Mogul (E39) Screw-Base Replacements for HID Lamps | Mid Output | Replacement Lamps for Outdoor Pole/Arm-mounted Decorative Luminaires (Type B) |  | Standard | TRUE | 9316.567 | 119.092 | 78.23 | 18.6 | 0.921 | 3006 | 84.1 | 5 | 50000 | 42804 | Not Dimmable | No |  | 4.1 | 9316.5 | 119 | 78.2 | 17.4 | 0.92 | 3006 | 84.1
PWVFBBH7 | GREEN X LED (HK) CO LTD | TRITAN | GXT80-CC-1-EX | Mogul (E39) Screw-Base Replacements for HID Lamps | Mid Output | Replacement Lamps for Outdoor Pole/Arm-mounted Decorative Luminaires (Type B) |  | Standard | FALSE | [9 empty] | 42804 | Not Dimmable | No |  | 4.1 | 9953.1 | 125.9 | 79 | 18.6 | 0.93 | 5650 | 84.9
P5BEVY55 | GREEN X LED (HK) CO LTD | TRITAN | GXT80-CC-1-E4 | Mogul (E39) Screw-Base Replacements for HID Lamps | Mid Output | Replacement Lamps for Outdoor Pole/Arm-mounted Decorative Luminaires (Type B) |  | Standard | FALSE | [9 empty] | 42804 | Not Dimmable | No |  | 4.1 | 9953.1 | 125.9 | 79 | 18.6 | 0.93 | 5650 | 84.9
PVD65R3H | GREEN X LED (HK) CO LTD | TRITAN | GXT80-CW-1-EX | Mogul (E39) Screw-Base Replacements for HID Lamps | Mid Output | Replacement Lamps for Outdoor Pole/Arm-mounted Decorative Luminaires (Type B) |  | Standard | FALSE | [9 empty] | 42804 | Not Dimmable | No |  | 4.1 | 9316.5 | 119 | 78.2 | 17.4 | 0.92 | 5000 | 84.1
PG1N6BRB | GREEN X LED (HK) CO LTD | TRITAN | GXT80-CW-1-E4 | Mogul (E39) Screw-Base Replacements for HID Lamps | Mid Output | Replacement Lamps for Outdoor Pole/Arm-mounted Decorative Luminaires (Type B) |  | Standard | FALSE | [9 empty] | 42804 | Not Dimmable | No |  | 4.1 | 9316.5 | 119 | 78.2 | 17.4 | 0.92 | 5000 | 84.1
PVNSTB8K | GREEN X LED (HK) CO LTD | TRITAN | GXT80-DW-1-EX | Mogul (E39) Screw-Base Replacements for HID Lamps | Mid Output | Replacement Lamps for Outdoor Pole/Arm-mounted Decorative Luminaires (Type B) |  | Standard | FALSE | [9 empty] | 42804 | Not Dimmable | No |  | 4.1 | 9316.5 | 119 | 78.2 | 17.4 | 0.92 | 4500 | 84.1
PJFSBDFH | GREEN X LED (HK) CO LTD | TRITAN | GXT80-DW-1-E4 | Mogul (E39) Screw-Base Replacements for HID Lamps | Mid Output | Replacement Lamps for Outdoor Pole/Arm-mounted Decorative Luminaires (Type B) |  | Standard | FALSE | [9 empty] | 42804 | Not Dimmable | No |  | 4.1 | 9316.5 | 119 | 78.2 | 17.4 | 0.92 | 4500 | 84.1
PXXQCT16 | GREEN X LED (HK) CO LTD | TRITAN | GXT80-BW-1-EX | Mogul (E39) Screw-Base Replacements for HID Lamps | Mid Output | Replacement Lamps for Outdoor Pole/Arm-mounted Decorative Luminaires (Type B) |  | Standard | FALSE | [9 empty] | 42804 | Not Dimmable | No |  | 4.1 | 9316.5 | 119 | 78.2 | 17.4 | 0.92 | 4000 | 84.1
PEXJSTMY | GREEN X LED (HK) CO LTD | TRITAN | GXT80-BW-1-E4 | Mogul (E39) Screw-Base Replacements for HID Lamps | Mid Output | Replacement Lamps for Outdoor Pole/Arm-mounted Decorative Luminaires (Type B) |  | Standard | FALSE | [9 empty] | 42804 | Not Dimmable | No |  | 4.1 | 9316.5 | 119 | 78.2 | 17.4 | 0.92 | 4000 | 84.1
PKDJCEHE | GREEN X LED (HK) CO LTD | TRITAN | GXT80-WW-1-EX | Mogul (E39) Screw-Base Replacements for HID Lamps | Mid Output | Replacement Lamps for Outdoor Pole/Arm-mounted Decorative Luminaires (Type B) |  | Standard | FALSE | [9 empty] | 42804 | Not Dimmable | No |  | 4.1 | 9316.5 | 119 | 78.2 | 17.4 | 0.92 | 3500 | 84.1
PDK1PUS9 | GREEN X LED (HK) CO LTD | TRITAN | GXT80-WW-1-E4 | Mogul (E39) Screw-Base Replacements for HID Lamps | Mid Output | Replacement Lamps for Outdoor Pole/Arm-mounted Decorative Luminaires (Type B) |  | Standard | FALSE | [9 empty] | 42804 | Not Dimmable | No |  | 4.1 | 9316.5 | 119 | 78.2 | 17.4 | 0.92 | 3500 | 84.1
PBV65CD9 | GREEN X LED (HK) CO LTD | TRITAN | GXT80-SW-1-EX | Mogul (E39) Screw-Base Replacements for HID Lamps | Mid Output | Replacement Lamps for Outdoor Pole/Arm-mounted Decorative Luminaires (Type B) |  | Standard | FALSE | [9 empty] | 42804 | Not Dimmable | No |  | 4.1 | 9316.5 | 119 | 78.2 | 17.4 | 0.92 | 3006 | 84.1
P7KHGVN4 | Shenzhen guanke technologies Co. Ltd | GK | GKS13-40W-06D3(3000K) | Mogul (E39) Screw-Base Replacements for HID Lamps | Low Output | Replacement Lamps for Outdoor Pole/Arm-mounted Area and Roadway Luminaires (Type B) |  | Standard | TRUE | 4362.182 | 118.441 | 36.83 | 17.3 | 0.918 | 2981 | 81.7 | 5 | 50000 | 42803 | Not Dimmable | No |  | 4.1 | 4362.1 | 118.4 | 36.8 | 17.3 | 0.92 | 2981 | 81.7
P5MW2YR5 | Shenzhen guanke technologies Co. Ltd | GK | GKS13-40W-06D3(5000K) | Mogul (E39) Screw-Base Replacements for HID Lamps | Low Output | Replacement Lamps for Outdoor Pole/Arm-mounted Area and Roadway Luminaires (Type B) |  | Standard | FALSE | [9 empty] | 42803 | Not Dimmable | No |  | 4.1 | 4743.7 | 124.3 | 38.1 | 17.7 | 0.92 | 4916 | 84
PZ2A75ZN | Shenzhen guanke technologies Co. Ltd | GK | GKS13-40W-06D3(4500K) | Mogul (E39) Screw-Base Replacements for HID Lamps | Low Output | Replacement Lamps for Outdoor Pole/Arm-mounted Area and Roadway Luminaires (Type B) |  | Standard | FALSE | [9 empty] | 42803 | Not Dimmable | No |  | 4.1 | 4362.1 | 118.4 | 36.8 | 17.3 | 0.92 | 4500 | 81.7
PP5WYG1M | Shenzhen guanke technologies Co. Ltd | GK | GKS13-40W-06D3(4000K) | Mogul (E39) Screw-Base Replacements for HID Lamps | Low Output | Replacement Lamps for Outdoor Pole/Arm-mounted Area and Roadway Luminaires (Type B) |  | Standard | FALSE | [9 empty] | 42803 | Not Dimmable | No |  | 4.1 | 4362.1 | 118.4 | 36.8 | 17.3 | 0.92 | 4000 | 81.7
PS2Y45MJ | Shenzhen guanke technologies Co. Ltd | GK | GKS13-40W-06D3(3500K) | Mogul (E39) Screw-Base Replacements for HID Lamps | Low Output | Replacement Lamps for Outdoor Pole/Arm-mounted Area and Roadway Luminaires (Type B) |  | Standard | FALSE | [9 empty] | 42803 | Not Dimmable | No |  | 4.1 | 4362.1 | 118.4 | 36.8 | 17.3 | 0.92 | 3500 | 81.7
PK8ZWSW3 | HTM Lighting | HTM | CLW-HO45W [E39EX39] (3000K) | Mogul (E39) Screw-Base Replacements for HID Lamps | Mid Output | Replacement Lamps for Outdoor Pole/Arm-mounted Decorative Luminaires (Type B) |  | Standard | TRUE | 4962.1 | 110.82 | 44.776 | 16.4 | 0.924 | 3006 | 81.7 | 5 | 50000 | 42803 | Dimmable | No |  | 4 | 5501.9 | 121.4 | 45.3 | 16.1 | 0.93 | 3005 | 81.5
P7GE7MKB | HTM Lighting | HTM | CLW-HO36W [E39EX39] (3000K) | Mogul (E39) Screw-Base Replacements for HID Lamps | Low Output | Replacement Lamps for Outdoor Pole/Arm-mounted Decorative Luminaires (Type B) |  | Standard | TRUE | 4000.6 | 115.43 | 34.659 | 16.7 | 0.923 | 3012 | 81.4 | 5 | 50000 | 42803 | Dimmable | No |  | 4 | 4159.6 | 116.5 | 35.6 | 16.3 | 0.926 | 3000 | 81.8
PU1GDJJR | HTM Lighting | HTM | CLW-HO54W [E39EX39] (3000K) | Mogul (E39) Screw-Base Replacements for HID Lamps | Mid Output | Replacement Lamps for Outdoor Pole/Arm-mounted Decorative Luminaires (Type B) |  | Standard | TRUE | 5600.69 | 112.45 | 49.805 | 17.2 | 0.922 | 3003 | 81.8 | 5 | 50000 | 42803 | Dimmable | No |  | 4 | 5710.4 | 113.8 | 50.1 | 17.2 | 0.92 | 3003 | 81.8
PWT23M65 | HTM Lighting | HTM | CLW-HO27W [E39EX39] (3000K) | Mogul (E39) Screw-Base Replacements for HID Lamps | Low Output | Replacement Lamps for Outdoor Pole/Arm-mounted Decorative Luminaires (Type B) |  | Standard | TRUE | 2272.9 | 91.3 | 24.9 | 14.77 | 0.8835 | 2995 | 81 | 5 | 50000 | 42803 | Not Yet Verified | No | the rated data is bare lamp data | 4 | 3240 | 120 | 27 | 21.27 | 0.9 | 3000 | 80
PKEHT62E | HTM Lighting | HTM | CLW-HO36W [E39EX39] (5700K) | Mogul (E39) Screw-Base Replacements for HID Lamps | Low Output | Replacement Lamps for Outdoor Pole/Arm-mounted Decorative Luminaires (Type B) |  | Standard | FALSE | [9 empty] | 42803 | Not Dimmable | No |  | 4 | 4320 | 120 | 36 | 15.59 | 0.93 | 5700 | 80
PT6U9DUF | HTM Lighting | HTM | CLW-HO54W [E39EX39] 5000K) | Mogul (E39) Screw-Base Replacements for HID Lamps | Mid Output | Replacement Lamps for Outdoor Pole/Arm-mounted Decorative Luminaires (Type B) |  | Standard | FALSE | [9 empty] | 42803 | Dimmable | No | Updated on 12/05/2016 | 4 | 6175.5 | 117.2 | 52.6 | 18.9 | 0.93 | 5026 | 85.9
PVSGE3WS | HTM Lighting | HTM | CLW-HO27W [E39EX39] 5000K) | Mogul (E39) Screw-Base Replacements for HID Lamps | Low Output | Replacement Lamps for Outdoor Pole/Arm-mounted Decorative Luminaires (Type B) |  | Standard | FALSE | [9 empty] | 42803 | Not Yet Verified | No | the rated data is bare lamp data | 4 | 3240 | 120 | 27 | 21.27 | 0.9 | 5000 | 80
PW1NY7WB | HTM Lighting | HTM | CLW-HO45W [E39EX39] 5000K) | Mogul (E39) Screw-Base Replacements for HID Lamps | Mid Output | Replacement Lamps for Outdoor Pole/Arm-mounted Decorative Luminaires (Type B) |  | Standard | FALSE | [9 empty] | 42803 | Dimmable | No | Updated on 12/5/2016 | 4 | 5903.2 | 128.7 | 45.84 | 17.7 | 0.94 | 4944 | 85.5
PGVMS96P | HTM Lighting | HTM | CLW-HO36W [E39EX39] (5000K) | Mogul (E39) Screw-Base Replacements for HID Lamps | Low Output | Replacement Lamps for Outdoor Pole/Arm-mounted Decorative Luminaires (Type B) |  | Standard | FALSE | [9 empty] | 42803 | Dimmable | No | Updated on 12/5/2016 | 4 | 4380.3 | 120.1 | 36.4 | 17.7 | 0.931 | 4927 | 85.5
P5FKNUK9 | HTM Lighting | HTM | CLW-HO27W [E39EX39] (4500K) | Mogul (E39) Screw-Base Replacements for HID Lamps | Low Output | Replacement Lamps for Outdoor Pole/Arm-mounted Decorative Luminaires (Type B) |  | Standard | FALSE | [9 empty] | 42803 | Not Yet Verified | No | the rated data is bare lamp data | 4 | 3240 | 120 | 27 | 21.27 | 0.9 | 4500 | 80
P8UYUWMD | HTM Lighting | HTM | CLW-HO54W [E39EX39] (4500K) | Mogul (E39) Screw-Base Replacements for HID Lamps | Mid Output | Replacement Lamps for Outdoor Pole/Arm-mounted Decorative Luminaires (Type B) |  | Standard | FALSE | [9 empty] | 42803 | Dimmable | No |  | 4 | 5710.4 | 113.8 | 50.1 | 17.2 | 0.92 | 4500 | 81.8
PNSR3V5C | HTM Lighting | HTM | CLW-HO36W [E39EX39] (4500K) | Mogul (E39) Screw-Base Replacements for HID Lamps | Low Output | Replacement Lamps for Outdoor Pole/Arm-mounted Decorative Luminaires (Type B) |  | Standard | FALSE | [9 empty] | 42803 | Dimmable | No |  | 4 | 4159.6 | 116.5 | 35.6 | 16.3 | 0.926 | 4500 | 81.8
PKAE879R | HTM Lighting | HTM | CLW-HO45W [E39EX39] (4500K) | Mogul (E39) Screw-Base Replacements for HID Lamps | Mid Output | Replacement Lamps for Outdoor Pole/Arm-mounted Decorative Luminaires (Type B) |  | Standard | FALSE | [9 empty] | 42803 | Dimmable | No |  | 4 | 5501.9 | 121.4 | 45.3 | 16.1 | 0.93 | 4500 | 81.5
PMSJF5F4 | HTM Lighting | HTM | CLW-HO27W [E39EX39] (4000K) | Mogul (E39) Screw-Base Replacements for HID Lamps | Low Output | Replacement Lamps for Outdoor Pole/Arm-mounted Decorative Luminaires (Type B) |  | Standard | FALSE | [9 empty] | 42803 | Not Yet Verified | No | the rated data is bare lamp data | 4 | 3240 | 120 | 27 | 21.27 | 0.9 | 4000 | 80
PRE2S3XA | HTM Lighting | HTM | CLW-HO54W [E39EX39] (4000K) | Mogul (E39) Screw-Base Replacements for HID Lamps | Mid Output | Replacement Lamps for Outdoor Pole/Arm-mounted Decorative Luminaires (Type B) |  | Standard | FALSE | [9 empty] | 42803 | Dimmable | No | Updated on 12/05/2016 | 4 | 5710.4 | 113.8 | 50.1 | 17.2 | 0.92 | 4000 | 81.8
P2286VZ2 | HTM Lighting | HTM | CLW-HO36W [E39EX39] (4000K) | Mogul (E39) Screw-Base Replacements for HID Lamps | Low Output | Replacement Lamps for Outdoor Pole/Arm-mounted Decorative Luminaires (Type B) |  | Standard | FALSE | [9 empty] | 42803 | Dimmable | No | Updated on 12/5/2016 | 4 | 4159.6 | 116.5 | 35.6 | 16.3 | 0.926 | 4000 | 81.8
PZYD1Q9T | HTM Lighting | HTM | CLW-HO45W [E39EX39] (4000K) | Mogul (E39) Screw-Base Replacements for HID Lamps | Mid Output | Replacement Lamps for Outdoor Pole/Arm-mounted Decorative Luminaires (Type B) |  | Standard | FALSE | [9 empty] | 42803 | Dimmable | No | Updated on 12/5/2016 | 4 | 5501.9 | 121.4 | 45.3 | 16.1 | 0.93 | 4000 | 81.5
PXY2SKWN | HTM Lighting | HTM | CLW-HO27W [E39EX39] (3500K) | Mogul (E39) Screw-Base Replacements for HID Lamps | Low Output | Replacement Lamps for Outdoor Pole/Arm-mounted Decorative Luminaires (Type B) |  | Standard | FALSE | [9 empty] | 42803 | Not Yet Verified | No | the rated data is bare lamp data | 4 | 3240 | 120 | 27 | 21.27 | 0.9 | 3500 | 80
PNCJCF4V | HTM Lighting | HTM | CLW-HO54W [E39EX39] (3500K) | Mogul (E39) Screw-Base Replacements for HID Lamps | Mid Output | Replacement Lamps for Outdoor Pole/Arm-mounted Decorative Luminaires (Type B) |  | Standard | FALSE | [9 empty] | 42803 | Dimmable | No |  | 4 | 5710.4 | 113.8 | 50.1 | 17.2 | 0.92 | 3500 | 81.8
PZ5MX74P | HTM Lighting | HTM | CLW-HO36W [E39EX39] (3500K) | Mogul (E39) Screw-Base Replacements for HID Lamps | Low Output | Replacement Lamps for Outdoor Pole/Arm-mounted Decorative Luminaires (Type B) |  | Standard | FALSE | [9 empty] | 42803 | Dimmable | No |  | 4 | 4159.6 | 116.5 | 35.6 | 16.3 | 0.926 | 3500 | 81.8
P1HJH71V | HTM Lighting | HTM | CLW-HO45W [E39EX39] (3500K) | Mogul (E39) Screw-Base Replacements for HID Lamps | Mid Output | Replacement Lamps for Outdoor Pole/Arm-mounted Decorative Luminaires (Type B) |  | Standard | FALSE | [9 empty] | 42803 | Dimmable | No |  | 4 | 5501.9 | 121.4 | 45.3 | 16.1 | 0.93 | 3500 | 81.5
PTKN1S3X | EverWatt | EverWatt | EW-180CB-054W-1A1E39 4000K | Mogul (E39) Screw-Base Replacements for HID Lamps | Mid Output | Replacement Lamps for Outdoor Pole/Arm-mounted Area and Roadway Luminaires (Type B) |  | Standard | TRUE | 6465.6 | 117.73 | 54.92 | 18.22 | 0.916 | 3905 | 73.3 | 5 | 50000 | 42803 | Not Dimmable | No |  | 4 | 6664.7 | 121.44 | 54.88 | 18.22 | 0.92 | 4000 | 73.3
P6HNB77B | EverWatt | EverWatt | EW-180CB-115W-1A1E39 4000K | Mogul (E39) Screw-Base Replacements for HID Lamps | High Output | Replacement Lamps for Outdoor Pole/Arm-mounted Area and Roadway Luminaires (Type B) |  | Standard | TRUE | 12819 | 113.44 | 113 | 17.92 | 0.9013 | 3903 | 73.1 | 5 | 50000 | 42803 | Not Dimmable | No |  | 4 | 12819 | 113.44 | 113 | 17.92 | 0.9 | 4000 | 73.1
PPWCK79W | EverWatt | EverWatt | EW-180CB-095W-1A1E39 4000K | Mogul (E39) Screw-Base Replacements for HID Lamps | High Output | Replacement Lamps for Outdoor Pole/Arm-mounted Area and Roadway Luminaires (Type B) |  | Standard | TRUE | 10622 | 114.03 | 93.15 | 17.9 | 0.9028 | 3898 | 73.1 | 5 | 50000 | 42803 | Not Dimmable | No |  | 4 | 10622 | 114.03 | 93.15 | 17.9 | 0.9 | 4000 | 73.1
PD1KW378 | EverWatt | EverWatt | EW-180CB-075W-1A1E39 4000K | Mogul (E39) Screw-Base Replacements for HID Lamps | Mid Output | Replacement Lamps for Outdoor Pole/Arm-mounted Area and Roadway Luminaires (Type B) |  | Standard | TRUE | 8507.2 | 115.32 | 73.77 | 19.49 | 0.901 | 3898 | 73 | 5 | 50000 | 42803 | Not Dimmable | No |  | 4 | 8615.3 | 116.12 | 74.19 | 19.49 | 0.9 | 4000 | 73
PGNNCJ1S | EverWatt | EverWatt | EW-180CB-115W-1A1EX39 5700K | Mogul (E39) Screw-Base Replacements for HID Lamps | High Output | Replacement Lamps for Outdoor Pole/Arm-mounted Area and Roadway Luminaires (Type B) |  | Standard | FALSE | [9 empty] | 42803 | Not Dimmable | No |  | 4 | 13008 | 115.32 | 112.8 | 19.07 | 0.9 | 5700 | 75.8
PFP7734T | EverWatt | EverWatt | EW-180CB-115W-1A1E39 5700K | Mogul (E39) Screw-Base Replacements for HID Lamps | High Output | Replacement Lamps for Outdoor Pole/Arm-mounted Area and Roadway Luminaires (Type B) |  | Standard | FALSE | [9 empty] | 42803 | Not Dimmable | No |  | 4 | 13008 | 115.32 | 112.8 | 19.07 | 0.9 | 5700 | 75.8
PP3MBHXP | EverWatt | EverWatt | EW-180CB-054W-1A1E39 5700K | Mogul (E39) Screw-Base Replacements for HID Lamps | Mid Output | Replacement Lamps for Outdoor Pole/Arm-mounted Area and Roadway Luminaires (Type B) |  | Standard | FALSE | [9 empty] | 42803 | Not Dimmable | No |  | 4 | 6802 | 123.34 | 55.15 | 18.92 | 0.92 | 5700 | 75.7
P2X8MY17 | EverWatt | EverWatt | EW-180CB-054W-1A1EX39 5700K | Mogul (E39) Screw-Base Replacements for HID Lamps | Mid Output | Replacement Lamps for Outdoor Pole/Arm-mounted Area and Roadway Luminaires (Type B) |  | Standard | FALSE | [9 empty] | 42803 | Not Dimmable | No |  | 4 | 6802 | 123.34 | 55.15 | 18.92 | 0.92 | 5700 | 75.7
PMQTPKMW | EverWatt | EverWatt | EW-180CB-095W-1A1E39 5700K | Mogul (E39) Screw-Base Replacements for HID Lamps | High Output | Replacement Lamps for Outdoor Pole/Arm-mounted Area and Roadway Luminaires (Type B) |  | Standard | FALSE | [9 empty] | 42803 | Not Dimmable | No |  | 4 | 11192 | 120.4 | 92.96 | 18.81 | 0.91 | 5700 | 75.6
P332SXAH | EverWatt | EverWatt | EW-180CB-095W-1A1EX39 5700K | Mogul (E39) Screw-Base Replacements for HID Lamps | High Output | Replacement Lamps for Outdoor Pole/Arm-mounted Area and Roadway Luminaires (Type B) |  | Standard | FALSE | [9 empty] | 42803 | Not Dimmable | No |  | 4 | 11192 | 120.4 | 92.96 | 18.81 | 0.91 | 5700 | 75.6
PPMY4P3R | EverWatt | EverWatt | EW-180CB-075W-1A1EX39 5700K | Mogul (E39) Screw-Base Replacements for HID Lamps | Mid Output | Replacement Lamps for Outdoor Pole/Arm-mounted Area and Roadway Luminaires (Type B) |  | Standard | FALSE | [9 empty] | 42803 | Not Dimmable | No |  | 4 | 8814 | 119.06 | 74.03 | 19.92 | 0.9 | 5700 | 75.3
PF1S5R6N | EverWatt | EverWatt | EW-180CB-075W-1A1E39 5700K | Mogul (E39) Screw-Base Replacements for HID Lamps | Mid Output | Replacement Lamps for Outdoor Pole/Arm-mounted Area and Roadway Luminaires (Type B) |  | Standard | FALSE | [9 empty] | 42803 | Not Dimmable | No |  | 4 | 8814 | 119.06 | 74.03 | 19.92 | 0.9 | 5700 | 75.3
PV6FHZ26 | EverWatt | EverWatt | EW-180CB-054W-1A1E39 5000K | Mogul (E39) Screw-Base Replacements for HID Lamps | Mid Output | Replacement Lamps for Outdoor Pole/Arm-mounted Area and Roadway Luminaires (Type B) |  | Standard | FALSE | [9 empty] | 42803 | Not Dimmable | No |  | 4 | 6664.7 | 121.44 | 54.88 | 18.22 | 0.92 | 5000 | 73.3
PH92NWNJ | EverWatt | EverWatt | EW-180CB-054W-1A1EX39 5000K | Mogul (E39) Screw-Base Replacements for HID Lamps | Mid Output | Replacement Lamps for Outdoor Pole/Arm-mounted Area and Roadway Luminaires (Type B) |  | Standard | FALSE | [9 empty] | 42803 | Not Dimmable | No |  | 4 | 6664.7 | 121.44 | 54.88 | 18.22 | 0.92 | 5000 | 73.3
PX16YMNM | EverWatt | EverWatt | EW-180CB-115W-1A1EX39 5000K | Mogul (E39) Screw-Base Replacements for HID Lamps | High Output | Replacement Lamps for Outdoor Pole/Arm-mounted Area and Roadway Luminaires (Type B) |  | Standard | FALSE | [9 empty] | 42803 | Not Dimmable | No |  | 4 | 12819 | 113.44 | 113 | 17.92 | 0.9 | 5000 | 73.1
P6ERCR5F | EverWatt | EverWatt | EW-180CB-115W-1A1E39 5000K | Mogul (E39) Screw-Base Replacements for HID Lamps | High Output | Replacement Lamps for Outdoor Pole/Arm-mounted Area and Roadway Luminaires (Type B) |  | Standard | FALSE | [9 empty] | 42803 | Not Dimmable | No |  | 4 | 12819 | 113.44 | 113 | 17.92 | 0.9 | 5000 | 73.1
PP3ACD6S | EverWatt | EverWatt | EW-180CB-095W-1A1EX39 5000K | Mogul (E39) Screw-Base Replacements for HID Lamps | High Output | Replacement Lamps for Outdoor Pole/Arm-mounted Area and Roadway Luminaires (Type B) |  | Standard | FALSE | [9 empty] | 42803 | Not Dimmable | No |  | 4 | 10622 | 114.03 | 93.15 | 17.9 | 0.9 | 5000 | 73.1
P7SSG4VG | EverWatt | EverWatt | EW-180CB-095W-1A1E39 5000K | Mogul (E39) Screw-Base Replacements for HID Lamps | High Output | Replacement Lamps for Outdoor Pole/Arm-mounted Area and Roadway Luminaires (Type B) |  | Standard | FALSE | [9 empty] | 42803 | Not Dimmable | No |  | 4 | 10622 | 114.03 | 93.15 | 17.9 | 0.9 | 5000 | 73.1
PFN1U6SD | EverWatt | EverWatt | EW-180CB-075W-1A1EX39 5000K | Mogul (E39) Screw-Base Replacements for HID Lamps | Mid Output | Replacement Lamps for Outdoor Pole/Arm-mounted Area and Roadway Luminaires (Type B) |  | Standard | FALSE | [9 empty] | 42803 | Not Dimmable | No |  | 4 | 8615.3 | 116.12 | 74.19 | 19.49 | 0.9 | 5000 | 73
P2WFJKRK | EverWatt | EverWatt | EW-180CB-075W-1A1E39 5000K | Mogul (E39) Screw-Base Replacements for HID Lamps | Mid Output | Replacement Lamps for Outdoor Pole/Arm-mounted Area and Roadway Luminaires (Type B) |  | Standard | FALSE | [9 empty] | 42803 | Not Dimmable | No |  | 4 | 8615.3 | 116.12 | 74.19 | 19.49 | 0.9 | 5000 | 73
PGEWJWM1 | EverWatt | EverWatt | EW-180CB-054W-1A1EX39 4000K | Mogul (E39) Screw-Base Replacements for HID Lamps | Mid Output | Replacement Lamps for Outdoor Pole/Arm-mounted Area and Roadway Luminaires (Type B) |  | Standard | FALSE | [9 empty] | 42803 | Not Dimmable | No |  | 4 | 6664.7 | 121.44 | 54.88 | 18.22 | 0.92 | 4000 | 73.3
PYRD1YZU | EverWatt | EverWatt | EW-180CB-115W-1A1EX39 4000K | Mogul (E39) Screw-Base Replacements for HID Lamps | High Output | Replacement Lamps for Outdoor Pole/Arm-mounted Area and Roadway Luminaires (Type B) |  | Standard | FALSE | [9 empty] | 42803 | Not Dimmable | No |  | 4 | 12819 | 113.44 | 113 | 17.92 | 0.9 | 4000 | 73.1
PHRZP9F2 | EverWatt | EverWatt | EW-180CB-095W-1A1EX39 4000K | Mogul (E39) Screw-Base Replacements for HID Lamps | High Output | Replacement Lamps for Outdoor Pole/Arm-mounted Area and Roadway Luminaires (Type B) |  | Standard | FALSE | [9 empty] | 42803 | Not Dimmable | No |  | 4 | 10622 | 114.03 | 93.15 | 17.9 | 0.9 | 4000 | 73.1
P6P5CPWW | EverWatt | EverWatt | EW-180CB-075W-1A1EX39 4000K | Mogul (E39) Screw-Base Replacements for HID Lamps | Mid Output | Replacement Lamps for Outdoor Pole/Arm-mounted Area and Roadway Luminaires (Type B) |  | Standard | FALSE | [9 empty] | 42803 | Not Dimmable | No |  | 4 | 8615.3 | 116.12 | 74.19 | 19.49 | 0.9 | 4000 | 73
P17U9HNP | Ledreit Manufacturing Co. Ltd | Ledreit | YL-80W10S-E39(2700K) | Mogul (E39) Screw-Base Replacements for HID Lamps | Mid Output | Replacement Lamps for Outdoor Pole/Arm-mounted Decorative Luminaires (Type B) |  | Standard | TRUE | 9857.758 | 124.624 | 79.1 | 15.1 | 0.918 | 2654 | 84 | 5 | 50000 | 42800 | Not Dimmable | No |  | 4.1 | 9857.7 | 124.6 | 79.1 | 15.1 | 0.92 | 2654 | 84
PGMPYPDA | Ledreit Manufacturing Co. Ltd | Ledreit | YL-80W10S-E39(5700K) | Mogul (E39) Screw-Base Replacements for HID Lamps | Mid Output | Replacement Lamps for Outdoor Pole/Arm-mounted Decorative Luminaires (Type B) |  | Standard | FALSE | [9 empty] | 42800 | Not Dimmable | No |  | 4.1 | 10225.4 | 128.5 | 79.5 | 16.8 | 0.92 | 5838 | 83.8
PCYCRX2H | Ledreit Manufacturing Co. Ltd | Ledreit | YL-80W10S-E39(5000K) | Mogul (E39) Screw-Base Replacements for HID Lamps | Mid Output | Replacement Lamps for Outdoor Pole/Arm-mounted Decorative Luminaires (Type B) |  | Standard | FALSE | [9 empty] | 42800 | Not Dimmable | No |  | 4.1 | 10164.1 | 128.1 | 79.3 | 15.1 | 0.92 | 5000 | 84
P7NMS185 | Ledreit Manufacturing Co. Ltd | Ledreit | YL-80W10S-E39(4500K) | Mogul (E39) Screw-Base Replacements for HID Lamps | Mid Output | Replacement Lamps for Outdoor Pole/Arm-mounted Decorative Luminaires (Type B) |  | Standard | FALSE | [9 empty] | 42800 | Not Dimmable | No |  | 4.1 | 10102.8 | 127.3 | 79.3 | 15.1 | 0.92 | 4500 | 84
PGXYRE61 | Ledreit Manufacturing Co. Ltd | Ledreit | YL-80W10S-E39(4000K) | Mogul (E39) Screw-Base Replacements for HID Lamps | Mid Output | Replacement Lamps for Outdoor Pole/Arm-mounted Decorative Luminaires (Type B) |  | Standard | FALSE | [9 empty] | 42800 | Not Dimmable | No |  | 4.1 | 10041.5 | 126.5 | 79.3 | 15.1 | 0.92 | 4000 | 84
PT79K7QS | Ledreit Manufacturing Co. Ltd | Ledreit | YL-80W10S-E39(3500K) | Mogul (E39) Screw-Base Replacements for HID Lamps | Mid Output | Replacement Lamps for Outdoor Pole/Arm-mounted Decorative Luminaires (Type B) |  | Standard | FALSE | [9 empty] | 42800 | Not Dimmable | No |  | 4.1 | 9980.3 | 125.8 | 79.3 | 15.1 | 0.92 | 3500 | 84
PDDS8A44 | Ledreit Manufacturing Co. Ltd | Ledreit | YL-80W10S-E39(3000K) | Mogul (E39) Screw-Base Replacements for HID Lamps | Mid Output | Replacement Lamps for Outdoor Pole/Arm-mounted Decorative Luminaires (Type B) |  | Standard | FALSE | [9 empty] | 42800 | Not Dimmable | No |  | 4.1 | 9919 | 125 | 79.3 | 15.1 | 0.92 | 3000 | 84
P4TZR45A | Shenzhen Romanso Electronic Co. Ltd. | ROMANSO | RMS-360D-K10-75W(3000K) | Mogul (E39) Screw-Base Replacements for HID Lamps | Mid Output | Replacement Lamps for Outdoor Pole/Arm-mounted Decorative Luminaires (Type B) |  | Standard | TRUE | 8613.21 | 116.081 | 74.2 | 17.5 | 0.92 | 2912 | 83.2 | 5 | 50000 | 42796 |  | No |  | 4.1 | 8613.2 | 116 | 74.2 | 17.5 | 0.92 | 2912 | 83.2
PUZTXPEY | Shenzhen Romanso Electronic Co. Ltd. | ROMANSO | RMS-360D-K10-45W(3000K) | Mogul (E39) Screw-Base Replacements for HID Lamps | Mid Output | Replacement Lamps for Outdoor Pole/Arm-mounted Decorative Luminaires (Type B) |  | Standard | TRUE | 5405.649 | 119.594 | 45.2 | 17.2 | 0.918 | 2930 | 93.1 | 5 | 50000 | 42796 |  | No |  | 4.1 | 5405.6 | 119.5 | 45.2 | 17.2 | 0.92 | 2930 | 83.1
PUCR3KY5 | Shenzhen Romanso Electronic Co. Ltd. | ROMANSO | RMS-360D-K10-54W(3000K) | Mogul (E39) Screw-Base Replacements for HID Lamps | Mid Output | Replacement Lamps for Outdoor Pole/Arm-mounted Decorative Luminaires (Type B) |  | Standard | TRUE | 6370.67 | 114.68 | 55.554 | 16.7 | 0.915 | 2923 | 83.1 | 5 | 50000 | 42796 |  | No |  | 4.1 | 6444.6 | 115.5 | 55.77 | 16.7 | 0.92 | 2923 | 83.1
P622MGJM | Shenzhen Romanso Electronic Co. Ltd. | ROMANSO | RMS-360D-K10-36W(3000K) | Mogul (E39) Screw-Base Replacements for HID Lamps | Low Output | Replacement Lamps for Outdoor Pole/Arm-mounted Decorative Luminaires (Type B) |  | Standard | TRUE | 4046.7 | 114.94 | 35.206 | 17.9 | 0.911 | 2926 | 81.9 | 5 | 50000 | 42796 |  | No |  | 4.1 | 4110.7 | 116 | 35.4 | 17.9 | 0.91 | 2926 | 81.9
PN4BEHRN | Shenzhen Romanso Electronic Co. Ltd. | ROMANSO | RMS-360D-K10-27W(3000K) | Mogul (E39) Screw-Base Replacements for HID Lamps | Low Output | Replacement Lamps for Outdoor Pole/Arm-mounted Decorative Luminaires (Type B) |  | Standard | TRUE | 2902.45 | 114.09 | 25.44 | 16.5 | 0.909 | 2927 | 82 | 5 | 50000 | 42796 |  | No |  | 4.1 | 2902.4 | 114 | 25.44 | 16.5 | 0.91 | 2927 | 82
PZBP7FGR | Shenzhen Romanso Electronic Co. Ltd. | ROMANSO | RMS-360D-K10-45W(5700K) | Mogul (E39) Screw-Base Replacements for HID Lamps | Mid Output | Replacement Lamps for Outdoor Pole/Arm-mounted Decorative Luminaires (Type B) |  | Standard | FALSE | [9 empty] | 42796 |  | No |  | 4.1 | 5622.9 | 125.7 | 44.7 | 18.2 | 0.93 | 5498 | 82.9
P8BGZQ3A | Shenzhen Romanso Electronic Co. Ltd. | ROMANSO | RMS-360D-K10-54W(5700K) | Mogul (E39) Screw-Base Replacements for HID Lamps | Mid Output | Replacement Lamps for Outdoor Pole/Arm-mounted Decorative Luminaires (Type B) |  | Standard | FALSE | [9 empty] | 42796 |  | No |  | 4.1 | 6549.9 | 122.3 | 53.52 | 17.6 | 0.92 | 5482 | 82.9
PGSQRSYX | Shenzhen Romanso Electronic Co. Ltd. | ROMANSO | RMS-360D-K10-36W(5700K) | Mogul (E39) Screw-Base Replacements for HID Lamps | Low Output | Replacement Lamps for Outdoor Pole/Arm-mounted Decorative Luminaires (Type B) |  | Standard | FALSE | [9 empty] | 42796 |  | No |  | 4.1 | 4324.3 | 120 | 36 | 18.5 | 0.92 | 5398 | 82.5
PUDSYC55 | Shenzhen Romanso Electronic Co. Ltd. | ROMANSO | RMS-360D-K10-27W(5700K) | Mogul (E39) Screw-Base Replacements for HID Lamps | Low Output | Replacement Lamps for Outdoor Pole/Arm-mounted Decorative Luminaires (Type B) |  | Standard | FALSE | [9 empty] | 42796 |  | No |  | 4.1 | 3090.5 | 120.2 | 25.71 | 17.2 | 0.92 | 5388 | 82.5
PSRQ94XE | Shenzhen Romanso Electronic Co. Ltd. | ROMANSO | RMS-360D-K10-75W(5700K) | Mogul (E39) Screw-Base Replacements for HID Lamps | Mid Output | Replacement Lamps for Outdoor Pole/Arm-mounted Decorative Luminaires (Type B) |  | Standard | FALSE | [9 empty] | 42796 |  | No |  | 4.1 | 8798.5 | 122.5 | 71.81 | 18.1 | 0.93 | 5376 | 82.2
P7QYXGAM | Shenzhen Romanso Electronic Co. Ltd. | ROMANSO | RMS-360D-K10-75W(5000K) | Mogul (E39) Screw-Base Replacements for HID Lamps | Mid Output | Replacement Lamps for Outdoor Pole/Arm-mounted Decorative Luminaires (Type B) |  | Standard | FALSE | [9 empty] | 42796 |  | No |  | 4.1 | 8613.2 | 116 | 74.2 | 17.5 | 0.92 | 5000 | 83.2
PK8DHYG4 | Shenzhen Romanso Electronic Co. Ltd. | ROMANSO | RMS-360D-K10-45W(5000K) | Mogul (E39) Screw-Base Replacements for HID Lamps | Mid Output | Replacement Lamps for Outdoor Pole/Arm-mounted Decorative Luminaires (Type B) |  | Standard | FALSE | [9 empty] | 42796 |  | No |  | 4.1 | 5405.6 | 119.5 | 45.2 | 17.2 | 0.92 | 5000 | 83.1
PF782J5A | Shenzhen Romanso Electronic Co. Ltd. | ROMANSO | RMS-360D-K10-54W(5000K) | Mogul (E39) Screw-Base Replacements for HID Lamps | Mid Output | Replacement Lamps for Outdoor Pole/Arm-mounted Decorative Luminaires (Type B) |  | Standard | FALSE | [9 empty] | 42796 |  | No |  | 4.1 | 6444.6 | 115.5 | 55.77 | 16.7 | 0.92 | 5000 | 83.1
PY1659YQ | Shenzhen Romanso Electronic Co. Ltd. | ROMANSO | RMS-360D-K10-27W(5000K) | Mogul (E39) Screw-Base Replacements for HID Lamps | Low Output | Replacement Lamps for Outdoor Pole/Arm-mounted Decorative Luminaires (Type B) |  | Standard | FALSE | [9 empty] | 42796 |  | No |  | 4.1 | 2902.4 | 114 | 25.44 | 16.5 | 0.91 | 5000 | 82
P2XF4MKG | Shenzhen Romanso Electronic Co. Ltd. | ROMANSO | RMS-360D-K10-36W(5000K) | Mogul (E39) Screw-Base Replacements for HID Lamps | Low Output | Replacement Lamps for Outdoor Pole/Arm-mounted Decorative Luminaires (Type B) |  | Standard | FALSE | [9 empty] | 42796 |  | No |  | 4.1 | 4110.7 | 116 | 35.4 | 17.9 | 0.91 | 5000 | 81.9
PGX38T81 | Shenzhen Romanso Electronic Co. Ltd. | ROMANSO | RMS-360D-K10-75W(4500K) | Mogul (E39) Screw-Base Replacements for HID Lamps | Mid Output | Replacement Lamps for Outdoor Pole/Arm-mounted Decorative Luminaires (Type B) |  | Standard | FALSE | [9 empty] | 42796 |  | No |  | 4.1 | 8613.2 | 116 | 74.2 | 17.5 | 0.92 | 4500 | 83.2
PVATA9CY | Shenzhen Romanso Electronic Co. Ltd. | ROMANSO | RMS-360D-K10-45W(4500K) | Mogul (E39) Screw-Base Replacements for HID Lamps | Mid Output | Replacement Lamps for Outdoor Pole/Arm-mounted Decorative Luminaires (Type B) |  | Standard | FALSE | [9 empty] | 42796 |  | No |  | 4.1 | 5405.6 | 119.5 | 45.2 | 17.2 | 0.92 | 4500 | 83.1
PE9E53ZX | Shenzhen Romanso Electronic Co. Ltd. | ROMANSO | RMS-360D-K10-54W(4500K) | Mogul (E39) Screw-Base Replacements for HID Lamps | Mid Output | Replacement Lamps for Outdoor Pole/Arm-mounted Decorative Luminaires (Type B) |  | Standard | FALSE | [9 empty] | 42796 |  | No |  | 4.1 | 6444.6 | 115.5 | 55.77 | 16.7 | 0.92 | 4500 | 83.1
PC8J2Y1A | Shenzhen Romanso Electronic Co. Ltd. | ROMANSO | RMS-360D-K10-27W(4500K) | Mogul (E39) Screw-Base Replacements for HID Lamps | Low Output | Replacement Lamps for Outdoor Pole/Arm-mounted Decorative Luminaires (Type B) |  | Standard | FALSE | [9 empty] | 42796 |  | No |  | 4.1 | 2902.4 | 114 | 25.44 | 16.5 | 0.91 | 4500 | 82
PNPUAMM5 | Shenzhen Romanso Electronic Co. Ltd. | ROMANSO | RMS-360D-K10-36W(4500K) | Mogul (E39) Screw-Base Replacements for HID Lamps | Low Output | Replacement Lamps for Outdoor Pole/Arm-mounted Decorative Luminaires (Type B) |  | Standard | FALSE | [9 empty] | 42796 |  | No |  | 4.1 | 4110.7 | 116 | 35.4 | 17.9 | 0.91 | 4500 | 81.9
PCM8S8GC | Shenzhen Romanso Electronic Co. Ltd. | ROMANSO | RMS-360D-K10-75W(4000K) | Mogul (E39) Screw-Base Replacements for HID Lamps | Mid Output | Replacement Lamps for Outdoor Pole/Arm-mounted Decorative Luminaires (Type B) |  | Standard | FALSE | [9 empty] | 42796 |  | No |  | 4.1 | 8613.2 | 116 | 74.2 | 17.5 | 0.92 | 4000 | 83.2
PNHK67RK | Shenzhen Romanso Electronic Co. Ltd. | ROMANSO | RMS-360D-K10-45W(4000K) | Mogul (E39) Screw-Base Replacements for HID Lamps | Mid Output | Replacement Lamps for Outdoor Pole/Arm-mounted Decorative Luminaires (Type B) |  | Standard | FALSE | [9 empty] | 42796 |  | No |  | 4.1 | 5405.6 | 119.5 | 45.2 | 17.2 | 0.92 | 4000 | 83.1
PY9XPBAA | Shenzhen Romanso Electronic Co. Ltd. | ROMANSO | RMS-360D-K10-54W(4000K) | Mogul (E39) Screw-Base Replacements for HID Lamps | Mid Output | Replacement Lamps for Outdoor Pole/Arm-mounted Decorative Luminaires (Type B) |  | Standard | FALSE | [9 empty] | 42796 |  | No |  | 4.1 | 6444.6 | 115.5 | 55.77 | 16.7 | 0.92 | 4000 | 83.1
PP5D46GE | Shenzhen Romanso Electronic Co. Ltd. | ROMANSO | RMS-360D-K10-27W(4000K) | Mogul (E39) Screw-Base Replacements for HID Lamps | Low Output | Replacement Lamps for Outdoor Pole/Arm-mounted Decorative Luminaires (Type B) |  | Standard | FALSE | [9 empty] | 42796 |  | No |  | 4.1 | 2902.4 | 114 | 25.44 | 16.5 | 0.91 | 4000 | 82
P53NVZN5 | Shenzhen Romanso Electronic Co. Ltd. | ROMANSO | RMS-360D-K10-36W(4000K) | Mogul (E39) Screw-Base Replacements for HID Lamps | Low Output | Replacement Lamps for Outdoor Pole/Arm-mounted Decorative Luminaires (Type B) |  | Standard | FALSE | [9 empty] | 42796 |  | No |  | 4.1 | 4110.7 | 116 | 35.4 | 17.9 | 0.91 | 4000 | 81.9
PB2UEGQP | Shenzhen Romanso Electronic Co. Ltd. | ROMANSO | RMS-360D-K10-75W(3500K) | Mogul (E39) Screw-Base Replacements for HID Lamps | Mid Output | Replacement Lamps for Outdoor Pole/Arm-mounted Decorative Luminaires (Type B) |  | Standard | FALSE | [9 empty] | 42796 |  | No |  | 4.1 | 8613.2 | 116 | 74.2 | 17.5 | 0.92 | 3500 | 83.2
PMDDNTAT | Shenzhen Romanso Electronic Co. Ltd. | ROMANSO | RMS-360D-K10-45W(3500K) | Mogul (E39) Screw-Base Replacements for HID Lamps | Mid Output | Replacement Lamps for Outdoor Pole/Arm-mounted Decorative Luminaires (Type B) |  | Standard | FALSE | [9 empty] | 42796 |  | No |  | 4.1 | 5405.6 | 119.5 | 45.2 | 17.2 | 0.92 | 3500 | 83.1
PJDVUGN8 | Shenzhen Romanso Electronic Co. Ltd. | ROMANSO | RMS-360D-K10-54W(3500K) | Mogul (E39) Screw-Base Replacements for HID Lamps | Mid Output | Replacement Lamps for Outdoor Pole/Arm-mounted Decorative Luminaires (Type B) |  | Standard | FALSE | [9 empty] | 42796 |  | No |  | 4.1 | 6444.6 | 115.5 | 55.77 | 16.7 | 0.92 | 3500 | 83.1
PUDJQAA2 | Shenzhen Romanso Electronic Co. Ltd. | ROMANSO | RMS-360D-K10-27W(3500K) | Mogul (E39) Screw-Base Replacements for HID Lamps | Low Output | Replacement Lamps for Outdoor Pole/Arm-mounted Decorative Luminaires (Type B) |  | Standard | FALSE | [9 empty] | 42796 |  | No |  | 4.1 | 2902.4 | 114 | 25.44 | 16.5 | 0.91 | 3500 | 82
PBGFMNKJ | Shenzhen Romanso Electronic Co. Ltd. | ROMANSO | RMS-360D-K10-36W(3500K) | Mogul (E39) Screw-Base Replacements for HID Lamps | Low Output | Replacement Lamps for Outdoor Pole/Arm-mounted Decorative Luminaires (Type B) |  | Standard | FALSE | [9 empty] | 42796 |  | No |  | 4.1 | 4110.7 | 116 | 35.4 | 17.9 | 0.91 | 3500 | 81.9
PC35VHVE | Shenzhen Like Lighting Technology Co. Ltd. | Likelighting | LK-180D-K7-120W(3000K) | Mogul (E39) Screw-Base Replacements for HID Lamps | High Output | Replacement Lamps for Outdoor Pole/Arm-mounted Area and Roadway Luminaires (Type B) |  | Standard | TRUE | 11410.191 | 96.378 | 118.39 | 16.4 | 0.921 | 3029 | 82.7 | 5 | 50000 | 42795 | Not Dimmable | No |  | 4.1 | 11410.1 | 96.3 | 118.3 | 16.4 | 0.92 | 3029 | 82.7
P1Q7ZUMM | Shenzhen Like Lighting Technology Co. Ltd. | Likelighting | LK-180D-K7-120W(5700K) | Mogul (E39) Screw-Base Replacements for HID Lamps | High Output | Replacement Lamps for Outdoor Pole/Arm-mounted Area and Roadway Luminaires (Type B) |  | Standard | FALSE | [9 empty] | 42795 | Not Dimmable | No |  | 4.1 | 12704.2 | 103.5 | 122.6 | 17.2 | 0.93 | 5552 | 72.3
P6STQ5QV | Shenzhen Like Lighting Technology Co. Ltd. | Likelighting | LK-180D-K7-120W(5000K) | Mogul (E39) Screw-Base Replacements for HID Lamps | High Output | Replacement Lamps for Outdoor Pole/Arm-mounted Area and Roadway Luminaires (Type B) |  | Standard | FALSE | [9 empty] | 42795 | Not Dimmable | No |  | 4.1 | 11410.1 | 96.3 | 118.3 | 16.4 | 0.92 | 5000 | 82.7
PPYZQCG8 | Shenzhen Like Lighting Technology Co. Ltd. | Likelighting | LK-180D-K7-120W(4500K) | Mogul (E39) Screw-Base Replacements for HID Lamps | High Output | Replacement Lamps for Outdoor Pole/Arm-mounted Area and Roadway Luminaires (Type B) |  | Standard | FALSE | [9 empty] | 42795 | Not Dimmable | No |  | 4.1 | 11410.1 | 96.3 | 118.3 | 16.4 | 0.92 | 4500 | 82.7
PAUPCHTV | Shenzhen Like Lighting Technology Co. Ltd. | Likelighting | LK-180D-K7-120W(4000K) | Mogul (E39) Screw-Base Replacements for HID Lamps | High Output | Replacement Lamps for Outdoor Pole/Arm-mounted Area and Roadway Luminaires (Type B) |  | Standard | FALSE | [9 empty] | 42795 | Not Dimmable | No |  | 4.1 | 11410.1 | 96.3 | 118.3 | 16.4 | 0.92 | 4000 | 82.7
PDZTKQ1A | Shenzhen Like Lighting Technology Co. Ltd. | Likelighting | LK-180D-K7-120W(3500K) | Mogul (E39) Screw-Base Replacements for HID Lamps | High Output | Replacement Lamps for Outdoor Pole/Arm-mounted Area and Roadway Luminaires (Type B) |  | Standard | FALSE | [9 empty] | 42795 | Not Dimmable | No |  | 4.1 | 11410.1 | 96.3 | 118.3 | 16.4 | 0.92 | 3500 | 82.7
P1BY4MUM | Shenzhen Like Lighting Technology Co. Ltd. | Likelighting | LK-180D-K7-100W(3000K) | Mogul (E39) Screw-Base Replacements for HID Lamps | Mid Output | Replacement Lamps for Outdoor Pole/Arm-mounted Area and Roadway Luminaires (Type B) |  | Standard | TRUE | 9113.556 | 95.46 | 95.47 | 17.1 | 0.914 | 3024 | 83.2 | 5 | 50000 | 42795 | Not Dimmable | No |  | 4.1 | 9113.5 | 95.4 | 95.47 | 17.1 | 0.91 | 3024 | 83.2
PCJNPR2X | Shenzhen Like Lighting Technology Co. Ltd. | Likelighting | LK-180D-K7-100W(5700K) | Mogul (E39) Screw-Base Replacements for HID Lamps | Mid Output | Replacement Lamps for Outdoor Pole/Arm-mounted Area and Roadway Luminaires (Type B) |  | Standard | FALSE | [9 empty] | 42795 | Not Dimmable | No |  | 4.1 | 9755.1 | 103.5 | 94.23 | 17.9 | 0.92 | 5518 | 72.2
P1WMS1JF | Shenzhen Like Lighting Technology Co. Ltd. | Likelighting | LK-180D-K7-100W(5000K) | Mogul (E39) Screw-Base Replacements for HID Lamps | Mid Output | Replacement Lamps for Outdoor Pole/Arm-mounted Area and Roadway Luminaires (Type B) |  | Standard | FALSE | [9 empty] | 42795 | Not Dimmable | No |  | 4.1 | 9113.5 | 95.4 | 95.47 | 17.1 | 0.91 | 5000 | 83.2
PU56AN8A | Shenzhen Like Lighting Technology Co. Ltd. | Likelighting | LK-180D-K7-100W(4500K) | Mogul (E39) Screw-Base Replacements for HID Lamps | Mid Output | Replacement Lamps for Outdoor Pole/Arm-mounted Area and Roadway Luminaires (Type B) |  | Standard | FALSE | [9 empty] | 42795 | Not Dimmable | No |  | 4.1 | 9113.5 | 95.4 | 95.47 | 17.1 | 0.91 | 4500 | 83.2
PG96Z5SX | Shenzhen Like Lighting Technology Co. Ltd. | Likelighting | LK-180D-K7-100W(4000K) | Mogul (E39) Screw-Base Replacements for HID Lamps | Mid Output | Replacement Lamps for Outdoor Pole/Arm-mounted Area and Roadway Luminaires (Type B) |  | Standard | FALSE | [9 empty] | 42795 | Not Dimmable | No |  | 4.1 | 9113.5 | 95.4 | 95.47 | 17.1 | 0.91 | 4000 | 83.2
P3QGB84K | Shenzhen Like Lighting Technology Co. Ltd. | Likelighting | LK-180D-K7-100W(3500K) | Mogul (E39) Screw-Base Replacements for HID Lamps | Mid Output | Replacement Lamps for Outdoor Pole/Arm-mounted Area and Roadway Luminaires (Type B) |  | Standard | FALSE | [9 empty] | 42795 | Not Dimmable | No |  | 4.1 | 9113.5 | 95.4 | 95.47 | 17.1 | 0.91 | 3500 | 83.2
P29DDUXZ | Shenzhen Like Lighting Technology Co. Ltd. | Likelighting | LK-180D-K7-80W(3000K) | Mogul (E39) Screw-Base Replacements for HID Lamps | Mid Output | Replacement Lamps for Outdoor Pole/Arm-mounted Area and Roadway Luminaires (Type B) |  | Standard | TRUE | 7362.655 | 95.818 | 76.84 | 16.9 | 0.908 | 3031 | 83.2 | 5 | 50000 | 42795 | Not Dimmable | No |  | 4.1 | 7362.6 | 95.8 | 76.8 | 16.9 | 0.91 | 3031 | 83.4
PYDSC3M8 | Shenzhen Like Lighting Technology Co. Ltd. | Likelighting | LK-180D-K7-80W(5700K) | Mogul (E39) Screw-Base Replacements for HID Lamps | Mid Output | Replacement Lamps for Outdoor Pole/Arm-mounted Area and Roadway Luminaires (Type B) |  | Standard | FALSE | [9 empty] | 42795 | Not Dimmable | No |  | 4.1 | 7950.2 | 101.6 | 78.2 | 17.5 | 0.92 | 5542 | 72.2
P8UVJ5PP | Shenzhen Like Lighting Technology Co. Ltd. | Likelighting | LK-180D-K7-80W(5000K) | Mogul (E39) Screw-Base Replacements for HID Lamps | Mid Output | Replacement Lamps for Outdoor Pole/Arm-mounted Area and Roadway Luminaires (Type B) |  | Standard | FALSE | [9 empty] | 42795 | Not Dimmable | No |  | 4.1 | 7362.6 | 95.8 | 76.8 | 16.9 | 0.91 | 5000 | 83.4
PBXJP6SQ | Shenzhen Like Lighting Technology Co. Ltd. | Likelighting | LK-180D-K7-80W(4500K) | Mogul (E39) Screw-Base Replacements for HID Lamps | Mid Output | Replacement Lamps for Outdoor Pole/Arm-mounted Area and Roadway Luminaires (Type B) |  | Standard | FALSE | [9 empty] | 42795 | Not Dimmable | No |  | 4.1 | 7362.6 | 95.8 | 76.8 | 16.9 | 0.91 | 4500 | 83.4
P3UYVE96 | Shenzhen Like Lighting Technology Co. Ltd. | Likelighting | LK-180D-K7-80W(4000K) | Mogul (E39) Screw-Base Replacements for HID Lamps | Mid Output | Replacement Lamps for Outdoor Pole/Arm-mounted Area and Roadway Luminaires (Type B) |  | Standard | FALSE | [9 empty] | 42795 | Not Dimmable | No |  | 4.1 | 7362.6 | 95.8 | 76.8 | 16.9 | 0.91 | 4000 | 83.4
PHP5EQP4 | Shenzhen Like Lighting Technology Co. Ltd. | Likelighting | LK-180D-K7-80W(3500K) | Mogul (E39) Screw-Base Replacements for HID Lamps | Mid Output | Replacement Lamps for Outdoor Pole/Arm-mounted Area and Roadway Luminaires (Type B) |  | Standard | FALSE | [9 empty] | 42795 | Not Dimmable | No |  | 4.1 | 7362.6 | 95.8 | 76.8 | 16.9 | 0.91 | 3500 | 83.4
P72NTFR3 | Shenzhen guanke technologies Co. Ltd | GK | GKS35-80W-01D3(3000K) | Mogul (E39) Screw-Base Replacements for HID Lamps | Mid Output | Replacement Lamps for Outdoor Pole/Arm-mounted Area and Roadway Luminaires (Type B) |  | Standard | TRUE | 7379.67 | 93.722 | 78.74 | 17.7 | 0.921 | 2993 | 83.3 | 5 | 50000 | 42793 | Not Dimmable | No |  | 4.1 | 7379.6 | 93.7 | 78.7 | 17.7 | 0.92 | 2993 | 83.3
PN5UPFYP | Shenzhen guanke technologies Co. Ltd | GK | GKS35-80W-01D3(5000K) | Mogul (E39) Screw-Base Replacements for HID Lamps | Mid Output | Replacement Lamps for Outdoor Pole/Arm-mounted Area and Roadway Luminaires (Type B) |  | Standard | FALSE | [9 empty] | 42793 | Not Dimmable | No |  | 4.1 | 7867.1 | 98.5 | 79.8 | 18.4 | 0.93 | 4921 | 84.7
PQAWSY94 | Shenzhen guanke technologies Co. Ltd | GK | GKS35-80W-01D3(4500K) | Mogul (E39) Screw-Base Replacements for HID Lamps | Mid Output | Replacement Lamps for Outdoor Pole/Arm-mounted Area and Roadway Luminaires (Type B) |  | Standard | FALSE | [9 empty] | 42793 | Not Dimmable | No |  | 4.1 | 7379.6 | 93.7 | 78.7 | 17.7 | 0.92 | 4500 | 83.3
P2579YZS | Shenzhen guanke technologies Co. Ltd | GK | GKS35-80W-01D3(4000K) | Mogul (E39) Screw-Base Replacements for HID Lamps | Mid Output | Replacement Lamps for Outdoor Pole/Arm-mounted Area and Roadway Luminaires (Type B) |  | Standard | FALSE | [9 empty] | 42793 | Not Dimmable | No |  | 4.1 | 7379.6 | 93.7 | 78.7 | 17.7 | 0.92 | 4000 | 83.3
PR82PQ1P | Shenzhen guanke technologies Co. Ltd | GK | GKS35-80W-01D3(3500K) | Mogul (E39) Screw-Base Replacements for HID Lamps | Mid Output | Replacement Lamps for Outdoor Pole/Arm-mounted Area and Roadway Luminaires (Type B) |  | Standard | FALSE | [9 empty] | 42793 | Not Dimmable | No |  | 4.1 | 7379.6 | 93.7 | 78.7 | 17.7 | 0.92 | 3500 | 83.3
P6TNA7U3 | Shenzhen guanke technologies Co. Ltd | GK | GKS35-110W-01D3(3000K) | Mogul (E39) Screw-Base Replacements for HID Lamps | High Output | Replacement Lamps for Outdoor Pole/Arm-mounted Area and Roadway Luminaires (Type B) |  | Standard | TRUE | 10133.5 | 94.47 | 107.27 | 18.2 | 0.912 | 2991 | 83.2 | 5 | 50000 | 42793 | Not Dimmable | No |  | 4.1 | 10222.2 | 94.4 | 108.2 | 18.2 | 0.91 | 2991 | 83.2
P8RBW1C2 | Shenzhen guanke technologies Co. Ltd | GK | GKS35-110W-01D3(5000K) | Mogul (E39) Screw-Base Replacements for HID Lamps | High Output | Replacement Lamps for Outdoor Pole/Arm-mounted Area and Roadway Luminaires (Type B) |  | Standard | FALSE | [9 empty] | 42793 | Not Dimmable | No |  | 4.1 | 11214.1 | 100.7 | 111.3 | 18.8 | 0.92 | 4934 | 84.8
PPDNPR64 | Shenzhen guanke technologies Co. Ltd | GK | GKS35-110W-01D3(4500K) | Mogul (E39) Screw-Base Replacements for HID Lamps | High Output | Replacement Lamps for Outdoor Pole/Arm-mounted Area and Roadway Luminaires (Type B) |  | Standard | FALSE | [9 empty] | 42793 | Not Dimmable | No |  | 4.1 | 10222.2 | 94.4 | 108.2 | 18.2 | 0.91 | 4500 | 83.2
PME5WGPX | Shenzhen guanke technologies Co. Ltd | GK | GKS35-110W-01D3(4000K) | Mogul (E39) Screw-Base Replacements for HID Lamps | High Output | Replacement Lamps for Outdoor Pole/Arm-mounted Area and Roadway Luminaires (Type B) |  | Standard | FALSE | [9 empty] | 42793 | Not Dimmable | No |  | 4.1 | 10222.2 | 94.4 | 108.2 | 18.2 | 0.91 | 4000 | 83.2
P246EDJR | Shenzhen guanke technologies Co. Ltd | GK | GKS35-110W-01D3(3500K) | Mogul (E39) Screw-Base Replacements for HID Lamps | High Output | Replacement Lamps for Outdoor Pole/Arm-mounted Area and Roadway Luminaires (Type B) |  | Standard | FALSE | [9 empty] | 42793 | Not Dimmable | No |  | 4.1 | 10222.2 | 94.4 | 108.2 | 18.2 | 0.91 | 3500 | 83.2
P3XCFMG5 | Topaz Lighting Corp. | Topaz | LPT75/830/E39/G2-74 | Mogul (E39) Screw-Base Replacements for HID Lamps | Mid Output | Replacement Lamps for Outdoor Pole/Arm-mounted Decorative Luminaires (Type B) |  | Standard | TRUE | 8613.21 | 116.081 | 74.2 | 17.5 | 0.92 | 2912 | 83.2 | 5 | 50000 | 42789 | Not Dimmable | No |  | 4.1 | 8613.2 | 116 | 74.2 | 17.5 | 0.92 | 2912 | 83.2
PSSA91MH | Topaz Lighting Corp. | Topaz | LPT45/830/E39/G2-74 | Mogul (E39) Screw-Base Replacements for HID Lamps | Mid Output | Replacement Lamps for Outdoor Pole/Arm-mounted Decorative Luminaires (Type B) |  | Standard | TRUE | 5405.649 | 119.594 | 45.2 | 17.2 | 0.918 | 2930 | 93.1 | 5 | 50000 | 42789 | Not Dimmable | No |  | 4.1 | 5405.6 | 119.5 | 45.2 | 17.2 | 0.92 | 2930 | 83.1
PM272YBR | Topaz Lighting Corp. | Topaz | LPT54/830/E39/G2-74 | Mogul (E39) Screw-Base Replacements for HID Lamps | Mid Output | Replacement Lamps for Outdoor Pole/Arm-mounted Decorative Luminaires (Type B) |  | Standard | TRUE | 6370.67 | 114.68 | 55.554 | 16.7 | 0.915 | 2923 | 83.1 | 5 | 50000 | 42789 | Not Dimmable | No |  | 4.1 | 6444.6 | 115.5 | 55.77 | 16.7 | 0.92 | 2923 | 83.1
PM4MH2EU | Topaz Lighting Corp. | Topaz | LPT36/830/E39/G2-74 | Mogul (E39) Screw-Base Replacements for HID Lamps | Low Output | Replacement Lamps for Outdoor Pole/Arm-mounted Decorative Luminaires (Type B) |  | Standard | TRUE | 4046.7 | 114.94 | 35.206 | 17.9 | 0.911 | 2926 | 81.9 | 5 | 50000 | 42789 | Not Dimmable | No |  | 4.1 | 4110.7 | 116 | 35.4 | 17.9 | 0.91 | 2926 | 81.9
PV73PHGW | Topaz Lighting Corp. | Topaz | LPT27/830/E39/G2-74 | Mogul (E39) Screw-Base Replacements for HID Lamps | Low Output | Replacement Lamps for Outdoor Pole/Arm-mounted Decorative Luminaires (Type B) |  | Standard | TRUE | 2902.45 | 114.09 | 25.44 | 16.5 | 0.909 | 2927 | 82 | 5 | 50000 | 42789 | Not Dimmable | No |  | 4.1 | 2902.4 | 114 | 25.44 | 16.5 | 0.91 | 2927 | 82
P8ARXGRW | Topaz Lighting Corp. | Topaz | LPT75/850/E39/G2-74 | Mogul (E39) Screw-Base Replacements for HID Lamps | Mid Output | Replacement Lamps for Outdoor Pole/Arm-mounted Decorative Luminaires (Type B) |  | Standard | FALSE | [9 empty] | 42789 | Not Dimmable | No |  | 4.1 | 8613.2 | 116 | 74.2 | 17.5 | 0.92 | 5000 | 83.2
PZZ6DS5J | Topaz Lighting Corp. | Topaz | LPT45/850/E39/G2-74 | Mogul (E39) Screw-Base Replacements for HID Lamps | Mid Output | Replacement Lamps for Outdoor Pole/Arm-mounted Decorative Luminaires (Type B) |  | Standard | FALSE | [9 empty] | 42789 | Not Dimmable | No |  | 4.1 | 5405.6 | 119.5 | 45.2 | 17.2 | 0.92 | 5000 | 83.1
P49XFA6R | Topaz Lighting Corp. | Topaz | LPT54/850/E39/G2-74 | Mogul (E39) Screw-Base Replacements for HID Lamps | Mid Output | Replacement Lamps for Outdoor Pole/Arm-mounted Decorative Luminaires (Type B) |  | Standard | FALSE | [9 empty] | 42789 | Not Dimmable | No |  | 4.1 | 6444.6 | 115.5 | 55.77 | 16.7 | 0.92 | 5000 | 83.1
PMRAQNUZ | Topaz Lighting Corp. | Topaz | LPT27/850/E39/G2-74 | Mogul (E39) Screw-Base Replacements for HID Lamps | Low Output | Replacement Lamps for Outdoor Pole/Arm-mounted Decorative Luminaires (Type B) |  | Standard | FALSE | [9 empty] | 42789 | Not Dimmable | No |  | 4.1 | 2902.4 | 114 | 25.44 | 16.5 | 0.91 | 5000 | 82
PDEFMC5P | Topaz Lighting Corp. | Topaz | LPT36/850/E39/G2-74 | Mogul (E39) Screw-Base Replacements for HID Lamps | Low Output | Replacement Lamps for Outdoor Pole/Arm-mounted Decorative Luminaires (Type B) |  | Standard | FALSE | [9 empty] | 42789 | Not Dimmable | No |  | 4.1 | 4110.7 | 116 | 35.4 | 17.9 | 0.91 | 5000 | 81.9
PN2GS2XY | The Straits Lighting Company LLC | STRAITS LIGHTING | SL915CBA-54W-E39 (2700K) | Mogul (E39) Screw-Base Replacements for HID Lamps | Mid Output | Replacement Lamps for Outdoor Pole/Arm-mounted Decorative Luminaires (Type B) |  | Standard | TRUE | 5084.8 | 92.99 | 54.68 | 17.27 | 0.9268 | 2743 | 83 | 5 | 50000 | 42782 |  | No | Updated on 2/16/2017 | 4 | 6048 | 112 | 54 | 17.27 | 0.93 | 2700 | 83
PA78V7Y9 | The Straits Lighting Company LLC | STRAITS LIGHTING | SL915CBA-36W-E39 (2700K) | Mogul (E39) Screw-Base Replacements for HID Lamps | Low Output | Replacement Lamps for Outdoor Pole/Arm-mounted Decorative Luminaires (Type B) |  | Standard | TRUE | 3484.8 | 97.97 | 35.57 | 11.67 | 0.9089 | 2790 | 83.3 | 5 | 50000 | 42782 |  | No | Updated on 2/16/2017 | 4 | 4212 | 117 | 36 | 11.67 | 0.91 | 2700 | 83.3
PA2S4D5K | The Straits Lighting Company LLC | STRAITS LIGHTING | SL915CBA-100W-E39 (2700K) | Mogul (E39) Screw-Base Replacements for HID Lamps | High Output | Replacement Lamps for Outdoor Pole/Arm-mounted Decorative Luminaires (Type B) |  | Standard | TRUE | 10031 | 101.56 | 98.77 | 15 | 0.9017 | 2784 | 83.4 | 5 | 50000 | 42782 |  | No | Updated on 2/16/2017 | 4 | 11700 | 117 | 100 | 15 | 0.9 | 2700 | 83.4
PBP8C7RR | The Straits Lighting Company LLC | STRAITS LIGHTING | SL915CBA-27W-E39 (2700K) | Mogul (E39) Screw-Base Replacements for HID Lamps | Low Output | Replacement Lamps for Outdoor Pole/Arm-mounted Decorative Luminaires (Type B) |  | Standard | TRUE | 2556 | 95.48 | 26.77 | 17.61 | 0.9037 | 2792 | 83.9 | 5 | 50000 | 42782 |  | No | Updated on 2/16/2017 | 4 | 3132 | 116 | 27 | 17.61 | 0.9 | 2700 | 83.9
P1CZTENK | The Straits Lighting Company LLC | STRAITS LIGHTING | SL915CBA-120W-E39 (2700K) | Mogul (E39) Screw-Base Replacements for HID Lamps | High Output | Replacement Lamps for Outdoor Pole/Arm-mounted Decorative Luminaires (Type B) |  | Standard | TRUE | 10933 | 92.65 | 118 | 13.65 | 0.9139 | 2788 | 83.4 | 5 | 50000 | 42782 |  | No | Updated on 2/16/2017 | 4 | 13200 | 110 | 120 | 13.65 | 0.91 | 2700 | 83.4
PXEYRUAH | The Straits Lighting Company LLC | STRAITS LIGHTING | SL915CBA-80W-E39 (2700K) | Mogul (E39) Screw-Base Replacements for HID Lamps | Mid Output | Replacement Lamps for Outdoor Pole/Arm-mounted Decorative Luminaires (Type B) |  | Standard | TRUE | 8043.6 | 104.15 | 77.23 | 17.55 | 0.9071 | 2737 | 82.9 | 5 | 50000 | 42782 |  | No | Updated on 2/16/2017 | 4.1 | 8198.4 | 104.29 | 78.61 | 17.55 | 0.91 | 2700 | 82.9
PUCSR91C | The Straits Lighting Company LLC | STRAITS LIGHTING | SL915CBA-45W-E39 (2700K) | Mogul (E39) Screw-Base Replacements for HID Lamps | Mid Output | Replacement Lamps for Outdoor Pole/Arm-mounted Decorative Luminaires (Type B) |  | Standard | TRUE | 4545.3 | 102.83 | 44.2 | 12.74 | 0.904 | 2864 | 84.9 | 5 | 50000 | 42782 |  | No | Updated on 2/16/2017 | 4 | 5490 | 122 | 45 | 12.74 | 0.9 | 2700 | 84.9
PQX1Y197 | The Straits Lighting Company LLC | STRAITS LIGHTING | SL915CBA-45W-E39 (5700K) | Mogul (E39) Screw-Base Replacements for HID Lamps | Mid Output | Replacement Lamps for Outdoor Pole/Arm-mounted Decorative Luminaires (Type B) |  | Standard | FALSE | [9 empty] | 42782 |  | No | Updated on 2/16/2017 | 4 | 6030 | 134 | 45 | 14.39 | 0.93 | 5700 | 85.9
PG63NJRS | The Straits Lighting Company LLC | STRAITS LIGHTING | SL915CBA-80W-E39 (5700K) | Mogul (E39) Screw-Base Replacements for HID Lamps | Mid Output | Replacement Lamps for Outdoor Pole/Arm-mounted Decorative Luminaires (Type B) |  | Standard | FALSE | [9 empty] | 42782 |  | No | Updated on 2/16/2017 | 4.1 | 8514 | 108.15 | 78.72 | 17.86 | 0.9 | 5700 | 82.6
PR9731ZZ | The Straits Lighting Company LLC | STRAITS LIGHTING | SL915CBA-100W-E39 (5700K) | Mogul (E39) Screw-Base Replacements for HID Lamps | High Output | Replacement Lamps for Outdoor Pole/Arm-mounted Decorative Luminaires (Type B) |  | Standard | FALSE | [9 empty] | 42782 |  | No | Updated on 2/16/2017 | 4 | 12900 | 129 | 100 | 16.29 | 0.9 | 5700 | 85.9
PHAC3H4R | The Straits Lighting Company LLC | STRAITS LIGHTING | SL915CBA-120W-E39 (5700K) | Mogul (E39) Screw-Base Replacements for HID Lamps | High Output | Replacement Lamps for Outdoor Pole/Arm-mounted Decorative Luminaires (Type B) |  | Standard | FALSE | [9 empty] | 42782 |  | No | Updated on 2/16/2017 | 4 | 14640 | 122 | 120 | 14.91 | 0.91 | 5700 | 85.8
P81J4R6M | The Straits Lighting Company LLC | STRAITS LIGHTING | SL915CBA-27W-E39 (4500K) | Mogul (E39) Screw-Base Replacements for HID Lamps | Low Output | Replacement Lamps for Outdoor Pole/Arm-mounted Decorative Luminaires (Type B) |  | Standard | FALSE | [9 empty] | 42782 |  | No | Updated on 2/16/2017 | 4 | 3348 | 124 | 27 | 17.61 | 0.9 | 4500 | 83.9
PQHV5EGQ | The Straits Lighting Company LLC | STRAITS LIGHTING | SL915CBA-36W-E39 (5700K) | Mogul (E39) Screw-Base Replacements for HID Lamps | Low Output | Replacement Lamps for Outdoor Pole/Arm-mounted Decorative Luminaires (Type B) |  | Standard | FALSE | [9 empty] | 42782 |  | No | Updated on 2/16/2017 | 4 | 4644 | 129 | 36 | 15.59 | 0.91 | 5700 | 82.9
PNY5BSF9 | The Straits Lighting Company LLC | STRAITS LIGHTING | SL915CBA-54W-E39 (5700K) | Mogul (E39) Screw-Base Replacements for HID Lamps | Mid Output | Replacement Lamps for Outdoor Pole/Arm-mounted Decorative Luminaires (Type B) |  | Standard | FALSE | [9 empty] | 42782 |  | No | Updated on 2/16/2017 | 4 | 6696 | 124 | 54 | 18.37 | 0.93 | 5700 | 82.8
PVG6AZPY | The Straits Lighting Company LLC | STRAITS LIGHTING | SL915CBA-45W-E39 (5000K) | Mogul (E39) Screw-Base Replacements for HID Lamps | Mid Output | Replacement Lamps for Outdoor Pole/Arm-mounted Decorative Luminaires (Type B) |  | Standard | FALSE | [9 empty] | 42782 |  | No | Updated on 2/16/2017 | 4 | 5940 | 132 | 45 | 12.74 | 0.9 | 5000 | 84.9
PQQVC8C7 | The Straits Lighting Company LLC | STRAITS LIGHTING | SL915CBA-27W-E39 (5000K) | Mogul (E39) Screw-Base Replacements for HID Lamps | Low Output | Replacement Lamps for Outdoor Pole/Arm-mounted Decorative Luminaires (Type B) |  | Standard | FALSE | [9 empty] | 42782 |  | No | Updated on 2/16/2017 | 4 | 3402 | 126 | 27 | 17.61 | 0.9 | 5000 | 83.9
P6XCVYCE | The Straits Lighting Company LLC | STRAITS LIGHTING | SL915CBA-80W-E39 (3500K) | Mogul (E39) Screw-Base Replacements for HID Lamps | Mid Output | Replacement Lamps for Outdoor Pole/Arm-mounted Decorative Luminaires (Type B) |  | Standard | FALSE | [9 empty] | 42782 |  | No | Updated on 2/16/2017 | 4.1 | 8304 | 105.55 | 78.67 | 17.55 | 0.91 | 3500 | 82.9
PFYRKWMB | The Straits Lighting Company LLC | STRAITS LIGHTING | SL915CBA-100W-E39 (5000K) | Mogul (E39) Screw-Base Replacements for HID Lamps | High Output | Replacement Lamps for Outdoor Pole/Arm-mounted Decorative Luminaires (Type B) |  | Standard | FALSE | [9 empty] | 42782 |  | No | Updated on 2/16/2017 | 4 | 12700 | 127 | 100 | 15 | 0.9 | 5000 | 83.4
PN2F77V6 | The Straits Lighting Company LLC | STRAITS LIGHTING | SL915CBA-120W-E39 (5000K) | Mogul (E39) Screw-Base Replacements for HID Lamps | High Output | Replacement Lamps for Outdoor Pole/Arm-mounted Decorative Luminaires (Type B) |  | Standard | FALSE | [9 empty] | 42782 |  | No | Updated on 2/16/2017 | 4 | 14400 | 120 | 120 | 13.65 | 0.91 | 5000 | 83.4
P3MHTGMP | The Straits Lighting Company LLC | STRAITS LIGHTING | SL915CBA-36W-E39 (5000K) | Mogul (E39) Screw-Base Replacements for HID Lamps | Low Output | Replacement Lamps for Outdoor Pole/Arm-mounted Decorative Luminaires (Type B) |  | Standard | FALSE | [9 empty] | 42782 |  | No | Updated on 2/16/2017 | 4 | 4572 | 127 | 36 | 11.67 | 0.91 | 5000 | 83.3
PKWG2QRP | The Straits Lighting Company LLC | STRAITS LIGHTING | SL915CBA-54W-E39 (5000K) | Mogul (E39) Screw-Base Replacements for HID Lamps | Mid Output | Replacement Lamps for Outdoor Pole/Arm-mounted Decorative Luminaires (Type B) |  | Standard | FALSE | [9 empty] | 42782 |  | No | Updated on 2/16/2017 | 4 | 6588 | 122 | 54 | 17.27 | 0.93 | 5000 | 83
P2B4ZUCE | The Straits Lighting Company LLC | STRAITS LIGHTING | SL915CBA-45W-E39 (4500K) | Mogul (E39) Screw-Base Replacements for HID Lamps | Mid Output | Replacement Lamps for Outdoor Pole/Arm-mounted Decorative Luminaires (Type B) |  | Standard | FALSE | [9 empty] | 42782 |  | No | Updated on 2/16/2017 | 4 | 5850 | 130 | 45 | 12.74 | 0.9 | 4500 | 84.9
PZNUM8UX | The Straits Lighting Company LLC | STRAITS LIGHTING | SL915CBA-27W-E39 (3000K) | Mogul (E39) Screw-Base Replacements for HID Lamps | Low Output | Replacement Lamps for Outdoor Pole/Arm-mounted Decorative Luminaires (Type B) |  | Standard | FALSE | [9 empty] | 42782 |  | No | Updated on 2/16/2017 | 4 | 3186 | 118 | 27 | 17.61 | 0.9 | 3000 | 83.9
PNPH48U2 | The Straits Lighting Company LLC | STRAITS LIGHTING | SL915CBA-80W-E39 (4000K) | Mogul (E39) Screw-Base Replacements for HID Lamps | Mid Output | Replacement Lamps for Outdoor Pole/Arm-mounted Decorative Luminaires (Type B) |  | Standard | FALSE | [9 empty] | 42782 |  | No | Updated on 2/16/2017 | 4.1 | 8356 | 106.22 | 78.67 | 17.55 | 0.91 | 4000 | 82.9
PTQSZCK5 | The Straits Lighting Company LLC | STRAITS LIGHTING | SL915CBA-100W-E39 (4500K) | Mogul (E39) Screw-Base Replacements for HID Lamps | High Output | Replacement Lamps for Outdoor Pole/Arm-mounted Decorative Luminaires (Type B) |  | Standard | FALSE | [9 empty] | 42782 |  | No | Updated on 2/16/2017 | 4 | 12500 | 125 | 100 | 15 | 0.9 | 4500 | 83.4
PSDXEMS2 | The Straits Lighting Company LLC | STRAITS LIGHTING | SL915CBA-120W-E39 (4500K) | Mogul (E39) Screw-Base Replacements for HID Lamps | High Output | Replacement Lamps for Outdoor Pole/Arm-mounted Decorative Luminaires (Type B) |  | Standard | FALSE | [9 empty] | 42782 |  | No | Updated on 2/16/2017 | 4 | 14160 | 118 | 120 | 13.65 | 0.91 | 4500 | 83.4
PFQRWZ78 | The Straits Lighting Company LLC | STRAITS LIGHTING | SL915CBA-36W-E39 (4500K) | Mogul (E39) Screw-Base Replacements for HID Lamps | Low Output | Replacement Lamps for Outdoor Pole/Arm-mounted Decorative Luminaires (Type B) |  | Standard | FALSE | [9 empty] | 42782 |  | No | Updated on 2/16/2017 | 4 | 4500 | 125 | 36 | 11.67 | 0.91 | 4500 | 83.3
PJ7VCCHQ | The Straits Lighting Company LLC | STRAITS LIGHTING | SL915CBA-54W-E39 (4500K) | Mogul (E39) Screw-Base Replacements for HID Lamps | Mid Output | Replacement Lamps for Outdoor Pole/Arm-mounted Decorative Luminaires (Type B) |  | Standard | FALSE | [9 empty] | 42782 |  | No | Updated on 2/16/2017 | 4 | 6480 | 120 | 54 | 17.27 | 0.93 | 4500 | 83
P66YH3CF | The Straits Lighting Company LLC | STRAITS LIGHTING | SL915CBA-45W-E39 (4000K) | Mogul (E39) Screw-Base Replacements for HID Lamps | Mid Output | Replacement Lamps for Outdoor Pole/Arm-mounted Decorative Luminaires (Type B) |  | Standard | FALSE | [9 empty] | 42782 |  | No | Updated on 2/16/2017 | 4 | 5760 | 128 | 45 | 12.74 | 0.9 | 4000 | 84.9
PBFUK4XV | The Straits Lighting Company LLC | STRAITS LIGHTING | SL915CBA-27W-E39 (5700K) | Mogul (E39) Screw-Base Replacements for HID Lamps | Low Output | Replacement Lamps for Outdoor Pole/Arm-mounted Decorative Luminaires (Type B) |  | Standard | FALSE | [9 empty] | 42782 |  | No | Updated on 2/16/2017 | 4 | 3456 | 128 | 27 | 19.21 | 0.9 | 5700 | 83.4
PHQK9CG7 | The Straits Lighting Company LLC | STRAITS LIGHTING | SL915CBA-80W-E39 (3000K) | Mogul (E39) Screw-Base Replacements for HID Lamps | Mid Output | Replacement Lamps for Outdoor Pole/Arm-mounted Decorative Luminaires (Type B) |  | Standard | FALSE | [9 empty] | 42782 |  | No | Updated on 2/16/2017 | 4.1 | 8251 | 104.88 | 78.67 | 17.55 | 0.91 | 3000 | 82.9
P1RBQ5BF | The Straits Lighting Company LLC | STRAITS LIGHTING | SL915CBA-100W-E39 (4000K) | Mogul (E39) Screw-Base Replacements for HID Lamps | High Output | Replacement Lamps for Outdoor Pole/Arm-mounted Decorative Luminaires (Type B) |  | Standard | FALSE | [9 empty] | 42782 |  | No | Updated on 2/16/2017 | 4 | 12300 | 123 | 100 | 15 | 0.9 | 4000 | 83.4
PSJNE9BJ | The Straits Lighting Company LLC | STRAITS LIGHTING | SL915CBA-120W-E39 (4000K) | Mogul (E39) Screw-Base Replacements for HID Lamps | High Output | Replacement Lamps for Outdoor Pole/Arm-mounted Decorative Luminaires (Type B) |  | Standard | FALSE | [9 empty] | 42782 |  | No | Updated on 2/16/2017 | 4 | 13920 | 116 | 120 | 13.65 | 0.91 | 4000 | 83.4
PFNWQDK9 | The Straits Lighting Company LLC | STRAITS LIGHTING | SL915CBA-36W-E39 (4000K) | Mogul (E39) Screw-Base Replacements for HID Lamps | Low Output | Replacement Lamps for Outdoor Pole/Arm-mounted Decorative Luminaires (Type B) |  | Standard | FALSE | [9 empty] | 42782 |  | No | Updated on 2/16/2017 | 4 | 4428 | 123 | 36 | 11.67 | 0.91 | 4000 | 83.3
PEU2G3VR | The Straits Lighting Company LLC | STRAITS LIGHTING | SL915CBA-54W-E39 (4000K) | Mogul (E39) Screw-Base Replacements for HID Lamps | Mid Output | Replacement Lamps for Outdoor Pole/Arm-mounted Decorative Luminaires (Type B) |  | Standard | FALSE | [9 empty] | 42782 |  | No | Updated on 2/16/2017 | 4 | 6372 | 118 | 54 | 17.27 | 0.93 | 4000 | 83
PTMQ36FJ | The Straits Lighting Company LLC | STRAITS LIGHTING | SL915CBA-45W-E39 (3500K) | Mogul (E39) Screw-Base Replacements for HID Lamps | Mid Output | Replacement Lamps for Outdoor Pole/Arm-mounted Decorative Luminaires (Type B) |  | Standard | FALSE | [9 empty] | 42782 |  | No | Updated on 2/16/2017 | 4 | 5670 | 126 | 45 | 12.74 | 0.9 | 3500 | 84.9
PBM82QNS | The Straits Lighting Company LLC | STRAITS LIGHTING | SL915CBA-27W-E39 (4000K) | Mogul (E39) Screw-Base Replacements for HID Lamps | Low Output | Replacement Lamps for Outdoor Pole/Arm-mounted Decorative Luminaires (Type B) |  | Standard | FALSE | [9 empty] | 42782 |  | No | Updated on 2/16/2017 | 4 | 3294 | 122 | 27 | 17.61 | 0.9 | 4000 | 83.9
P36WTHGC | The Straits Lighting Company LLC | STRAITS LIGHTING | SL915CBA-80W-E39 (5000K) | Mogul (E39) Screw-Base Replacements for HID Lamps | Mid Output | Replacement Lamps for Outdoor Pole/Arm-mounted Decorative Luminaires (Type B) |  | Standard | FALSE | [9 empty] | 42782 |  | No | Updated on 2/16/2017 | 4.1 | 8461 | 107.55 | 78.67 | 17.55 | 0.91 | 5000 | 82.9
PTEZY1KD | The Straits Lighting Company LLC | STRAITS LIGHTING | SL915CBA-100W-E39 (3500K) | Mogul (E39) Screw-Base Replacements for HID Lamps | High Output | Replacement Lamps for Outdoor Pole/Arm-mounted Decorative Luminaires (Type B) |  | Standard | FALSE | [9 empty] | 42782 |  | No | Updated on 2/16/2017 | 4 | 12100 | 121 | 100 | 15 | 0.9 | 3500 | 83.4
PAE6PFTM | The Straits Lighting Company LLC | STRAITS LIGHTING | SL915CBA-120W-E39 (3500K) | Mogul (E39) Screw-Base Replacements for HID Lamps | High Output | Replacement Lamps for Outdoor Pole/Arm-mounted Decorative Luminaires (Type B) |  | Standard | FALSE | [9 empty] | 42782 |  | No | Updated on 2/16/2017 | 4 | 13680 | 114 | 120 | 13.65 | 0.91 | 3500 | 83.4
PWJTSXKW | The Straits Lighting Company LLC | STRAITS LIGHTING | SL915CBA-36W-E39 (3500K) | Mogul (E39) Screw-Base Replacements for HID Lamps | Low Output | Replacement Lamps for Outdoor Pole/Arm-mounted Decorative Luminaires (Type B) |  | Standard | FALSE | [9 empty] | 42782 |  | No | Updated on 2/16/2017 | 4 | 4356 | 121 | 36 | 11.67 | 0.91 | 3500 | 83.3
PQ9W9JQ7 | The Straits Lighting Company LLC | STRAITS LIGHTING | SL915CBA-54W-E39 (3500K) | Mogul (E39) Screw-Base Replacements for HID Lamps | Mid Output | Replacement Lamps for Outdoor Pole/Arm-mounted Decorative Luminaires (Type B) |  | Standard | FALSE | [9 empty] | 42782 |  | No | Updated on 2/16/2017 | 4 | 6264 | 116 | 54 | 17.27 | 0.93 | 3500 | 83
PJS4KUNU | The Straits Lighting Company LLC | STRAITS LIGHTING | SL915CBA-45W-E39 (3000K) | Mogul (E39) Screw-Base Replacements for HID Lamps | Mid Output | Replacement Lamps for Outdoor Pole/Arm-mounted Decorative Luminaires (Type B) |  | Standard | FALSE | [9 empty] | 42782 |  | No | Updated on 2/16/2017 | 4 | 5580 | 124 | 45 | 12.74 | 0.9 | 3000 | 84.9
PBW7YPGH | The Straits Lighting Company LLC | STRAITS LIGHTING | SL915CBA-27W-E39 (3500K) | Mogul (E39) Screw-Base Replacements for HID Lamps | Low Output | Replacement Lamps for Outdoor Pole/Arm-mounted Decorative Luminaires (Type B) |  | Standard | FALSE | [9 empty] | 42782 |  | No | Updated on 2/16/2017 | 4 | 3240 | 120 | 27 | 17.61 | 0.9 | 3500 | 83.9
P57EKPSW | The Straits Lighting Company LLC | STRAITS LIGHTING | SL915CBA-80W-E39 (4500K) | Mogul (E39) Screw-Base Replacements for HID Lamps | Mid Output | Replacement Lamps for Outdoor Pole/Arm-mounted Decorative Luminaires (Type B) |  | Standard | FALSE | [9 empty] | 42782 |  | No | Updated on 2/16/2017 | 4.1 | 8409 | 106.89 | 78.67 | 17.55 | 0.91 | 4500 | 82.9
P1RWWRRN | The Straits Lighting Company LLC | STRAITS LIGHTING | SL915CBA-100W-E39 (3000K) | Mogul (E39) Screw-Base Replacements for HID Lamps | High Output | Replacement Lamps for Outdoor Pole/Arm-mounted Decorative Luminaires (Type B) |  | Standard | FALSE | [9 empty] | 42782 |  | No | Updated on 2/16/2017 | 4 | 11900 | 119 | 100 | 15 | 0.9 | 3000 | 83.4
PKRQH3DH | The Straits Lighting Company LLC | STRAITS LIGHTING | SL915CBA-120W-E39 (3000K) | Mogul (E39) Screw-Base Replacements for HID Lamps | High Output | Replacement Lamps for Outdoor Pole/Arm-mounted Decorative Luminaires (Type B) |  | Standard | FALSE | [9 empty] | 42782 |  | No | Updated on 2/16/2017 | 4 | 13440 | 112 | 120 | 13.65 | 0.91 | 3000 | 83.4
PB9MSD81 | The Straits Lighting Company LLC | STRAITS LIGHTING | SL915CBA-36W-E39 (3000K) | Mogul (E39) Screw-Base Replacements for HID Lamps | Low Output | Replacement Lamps for Outdoor Pole/Arm-mounted Decorative Luminaires (Type B) |  | Standard | FALSE | [9 empty] | 42782 |  | No | Updated on 2/16/2017 | 4 | 4284 | 119 | 36 | 11.67 | 0.91 | 3000 | 83.3
PG4GFX7T | The Straits Lighting Company LLC | STRAITS LIGHTING | SL915CBA-54W-E39 (3000K) | Mogul (E39) Screw-Base Replacements for HID Lamps | Mid Output | Replacement Lamps for Outdoor Pole/Arm-mounted Decorative Luminaires (Type B) |  | Standard | FALSE | [9 empty] | 42782 |  | No | Updated on 2/16/2017 | 4 | 6156 | 114 | 54 | 17.27 | 0.93 | 3000 | 83
PF8NA8MF | Shenzhen guanke technologies Co. Ltd | GK | GKS28-54W Plus(3000K) | Mogul (E39) Screw-Base Replacements for HID Lamps | Mid Output | Replacement Lamps for Outdoor Pole/Arm-mounted Decorative Luminaires (Type B) |  | Standard | TRUE | 4528.77 | 89.19 | 50.777 | 18.3 | 0.926 | 3029 | 85.4 | 5 |  | 42781 |  | No |  | 4.1 | 4630 | 90 | 51.4 | 18.3 | 0.93 | 3029 | 85.4
P45SMHZA | Shenzhen guanke technologies Co. Ltd | GK | GKS28-27W Plus(3000K) | Mogul (E39) Screw-Base Replacements for HID Lamps | Low Output | Replacement Lamps for Outdoor Pole/Arm-mounted Decorative Luminaires (Type B) |  | Standard | TRUE | 2833.68 | 97.34 | 29.11 | 16.9 | 0.923 | 2952 | 82.1 | 5 |  | 42781 |  | No |  | 4.1 | 2780.1 | 97.9 | 28.3 | 16.9 | 0.92 | 2952 | 82.1
PZ388V99 | Shenzhen guanke technologies Co. Ltd | GK | GKS28-45W Plus(3000K) | Mogul (E39) Screw-Base Replacements for HID Lamps | Low Output | Replacement Lamps for Outdoor Pole/Arm-mounted Decorative Luminaires (Type B) |  | Standard | TRUE | 4267.56 | 96.52 | 44.213 | 17.6 | 0.92 | 3020 | 85.3 | 5 |  | 42781 |  | No |  | 4.1 | 4351.7 | 96.9 | 44.8 | 17.6 | 0.92 | 3020 | 85.3
P6Z5WXJ8 | Shenzhen guanke technologies Co. Ltd | GK | GKS28-36W Plus(3000K) | Mogul (E39) Screw-Base Replacements for HID Lamps | Low Output | Replacement Lamps for Outdoor Pole/Arm-mounted Decorative Luminaires (Type B) |  | Standard | TRUE | 3152.99 | 87.88 | 35.877 | 16.6 | 0.911 | 3030 | 85.4 | 5 |  | 42781 |  | No |  | 4.1 | 3158.6 | 88.1 | 35.8 | 16.6 | 0.91 | 3030 | 85.4
PPQG71KC | Shenzhen guanke technologies Co. Ltd | GK | GKS28-54W Plus(5000K) | Mogul (E39) Screw-Base Replacements for HID Lamps | Mid Output | Replacement Lamps for Outdoor Pole/Arm-mounted Decorative Luminaires (Type B) |  | Standard | FALSE | [9 empty] | 42781 |  | No |  | 4.1 | 4976.7 | 95 | 52.3 | 18.9 | 0.93 | 4880 | 82.4
PCH4MCBJ | Shenzhen guanke technologies Co. Ltd | GK | GKS28-27W Plus(5000K) | Mogul (E39) Screw-Base Replacements for HID Lamps | Low Output | Replacement Lamps for Outdoor Pole/Arm-mounted Decorative Luminaires (Type B) |  | Standard | FALSE | [9 empty] | 42781 |  | No |  | 4.1 | 2843.8 | 102.1 | 27.8 | 17.2 | 0.93 | 4819 | 83.4
PTXE33CY | Shenzhen guanke technologies Co. Ltd | GK | GKS28-36W Plus(5000K) | Mogul (E39) Screw-Base Replacements for HID Lamps | Low Output | Replacement Lamps for Outdoor Pole/Arm-mounted Decorative Luminaires (Type B) |  | Standard | FALSE | [9 empty] | 42781 |  | No |  | 4.1 | 3370.9 | 94.7 | 35.5 | 17.2 | 0.92 | 4810 | 83.3
PW9H7BAB | Shenzhen guanke technologies Co. Ltd | GK | GKS28-45W Plus(5000K) | Mogul (E39) Screw-Base Replacements for HID Lamps | Low Output | Replacement Lamps for Outdoor Pole/Arm-mounted Decorative Luminaires (Type B) |  | Standard | FALSE | [9 empty] | 42781 |  | No |  | 4.1 | 4525 | 99.5 | 45.4 | 18.3 | 0.93 | 4756 | 84.6
PVY78XAW | Shenzhen guanke technologies Co. Ltd | GK | GKS28-54W Plus(4500K) | Mogul (E39) Screw-Base Replacements for HID Lamps | Mid Output | Replacement Lamps for Outdoor Pole/Arm-mounted Decorative Luminaires (Type B) |  | Standard | FALSE | [9 empty] | 42781 |  | No |  | 4.1 | 4630 | 90 | 51.4 | 18.3 | 0.93 | 4500 | 85.4
PP9YNVWX | Shenzhen guanke technologies Co. Ltd | GK | GKS28-36W Plus(4500K) | Mogul (E39) Screw-Base Replacements for HID Lamps | Low Output | Replacement Lamps for Outdoor Pole/Arm-mounted Decorative Luminaires (Type B) |  | Standard | FALSE | [9 empty] | 42781 |  | No |  | 4.1 | 3158.6 | 88.1 | 35.8 | 16.6 | 0.91 | 4500 | 85.4
P1GJBXM9 | Shenzhen guanke technologies Co. Ltd | GK | GKS28-45W Plus(4500K) | Mogul (E39) Screw-Base Replacements for HID Lamps | Low Output | Replacement Lamps for Outdoor Pole/Arm-mounted Decorative Luminaires (Type B) |  | Standard | FALSE | [9 empty] | 42781 |  | No |  | 4.1 | 4351.7 | 96.9 | 44.8 | 17.6 | 0.92 | 4500 | 85.3
PTRTY6DP | Shenzhen guanke technologies Co. Ltd | GK | GKS28-27W Plus(4500K) | Mogul (E39) Screw-Base Replacements for HID Lamps | Low Output | Replacement Lamps for Outdoor Pole/Arm-mounted Decorative Luminaires (Type B) |  | Standard | FALSE | [9 empty] | 42781 |  | No |  | 4.1 | 2780.1 | 97.9 | 28.3 | 16.9 | 0.92 | 4500 | 82.1
PZDMZDF9 | Shenzhen guanke technologies Co. Ltd | GK | GKS28-54W Plus(4000K) | Mogul (E39) Screw-Base Replacements for HID Lamps | Mid Output | Replacement Lamps for Outdoor Pole/Arm-mounted Decorative Luminaires (Type B) |  | Standard | FALSE | [9 empty] | 42781 |  | No |  | 4.1 | 4630 | 90 | 51.4 | 18.3 | 0.93 | 4000 | 85.4
P196MW7K | Shenzhen guanke technologies Co. Ltd | GK | GKS28-36W Plus(4000K) | Mogul (E39) Screw-Base Replacements for HID Lamps | Low Output | Replacement Lamps for Outdoor Pole/Arm-mounted Decorative Luminaires (Type B) |  | Standard | FALSE | [9 empty] | 42781 |  | No |  | 4.1 | 3158.6 | 88.1 | 35.8 | 16.6 | 0.91 | 4000 | 85.4
PH7ASD8S | Shenzhen guanke technologies Co. Ltd | GK | GKS28-45W Plus(4000K) | Mogul (E39) Screw-Base Replacements for HID Lamps | Low Output | Replacement Lamps for Outdoor Pole/Arm-mounted Decorative Luminaires (Type B) |  | Standard | FALSE | [9 empty] | 42781 |  | No |  | 4.1 | 4351.7 | 96.9 | 44.8 | 17.6 | 0.92 | 4000 | 85.3
PUQYUV58 | Shenzhen guanke technologies Co. Ltd | GK | GKS28-27W Plus(4000K) | Mogul (E39) Screw-Base Replacements for HID Lamps | Low Output | Replacement Lamps for Outdoor Pole/Arm-mounted Decorative Luminaires (Type B) |  | Standard | FALSE | [9 empty] | 42781 |  | No |  | 4.1 | 2780.1 | 97.9 | 28.3 | 16.9 | 0.92 | 4000 | 82.1
PVAGW6MK | Shenzhen guanke technologies Co. Ltd | GK | GKS28-54W Plus(3500K) | Mogul (E39) Screw-Base Replacements for HID Lamps | Mid Output | Replacement Lamps for Outdoor Pole/Arm-mounted Decorative Luminaires (Type B) |  | Standard | FALSE | [9 empty] | 42781 |  | No |  | 4.1 | 4630 | 90 | 51.4 | 18.3 | 0.93 | 3500 | 85.4
PTHDB1EY | Shenzhen guanke technologies Co. Ltd | GK | GKS28-36W Plus(3500K) | Mogul (E39) Screw-Base Replacements for HID Lamps | Low Output | Replacement Lamps for Outdoor Pole/Arm-mounted Decorative Luminaires (Type B) |  | Standard | FALSE | [9 empty] | 42781 |  | No |  | 4.1 | 3158.6 | 88.1 | 35.8 | 16.6 | 0.91 | 3500 | 85.4
PGPXE91M | Shenzhen guanke technologies Co. Ltd | GK | GKS28-45W Plus(3500K) | Mogul (E39) Screw-Base Replacements for HID Lamps | Low Output | Replacement Lamps for Outdoor Pole/Arm-mounted Decorative Luminaires (Type B) |  | Standard | FALSE | [9 empty] | 42781 |  | No |  | 4.1 | 4351.7 | 96.9 | 44.8 | 17.6 | 0.92 | 3500 | 85.3
PZ2RR64M | Shenzhen guanke technologies Co. Ltd | GK | GKS28-27W Plus(3500K) | Mogul (E39) Screw-Base Replacements for HID Lamps | Low Output | Replacement Lamps for Outdoor Pole/Arm-mounted Decorative Luminaires (Type B) |  | Standard | FALSE | [9 empty] | 42781 |  | No |  | 4.1 | 2780.1 | 97.9 | 28.3 | 16.9 | 0.92 | 3500 | 82.1
P6TJE696 | Fusion Lamps | Fusion Lamps | FLED54HID/5K/MOGV2 | Mogul (E39) Screw-Base Replacements for HID Lamps | Mid Output | Replacement Lamps for Outdoor Pole/Arm-mounted Decorative Luminaires (Type B) |  | Standard | TRUE | 5541.3 | 103.85 | 53.36 | 16.85 | 0.9209 | 5033 | 83.6 | 5 | 50000 | 42780 |  | No | Updated 10/19/2016 | 4 | 4852.4 | 93.39 | 51.96 | 15.14 | 0.916 | 5000 | 83.7
PQ2E58HP | Fusion Lamps | Fusion Lamps | FLED45HID/27K/MOGV2 | Mogul (E39) Screw-Base Replacements for HID Lamps | Low Output | Replacement Lamps for Outdoor Pole/Arm-mounted Decorative Luminaires (Type B) |  | Standard | TRUE | 4320.2 | 96.74 | 44.66 | 12.34 | 0.9131 | 2697 | 81.7 | 5 | 50000 | 42780 |  | No | Updated on 9/20/2016 | 4 | 4473.9 | 96.98 | 46.13 | 12.34 | 0.91 | 2700 | 81.7
PE33K2KX | Fusion Lamps | Fusion Lamps | FLED36HID/27K/MOGV2 | Mogul (E39) Screw-Base Replacements for HID Lamps | Low Output | Replacement Lamps for Outdoor Pole/Arm-mounted Decorative Luminaires (Type B) |  | Standard | TRUE | 3169.3 | 93.68 | 33.83 | 15.29 | 0.9076 | 2744 | 83.5 | 5 | 50000 | 42780 |  | No | Updated on 9/20/2016 | 4 | 3236.9 | 93.99 | 34.44 | 15.29 | 0.91 | 2700 | 83.5
P593S8XM | Fusion Lamps | Fusion Lamps | FLED36HID/5K/MOGV2 | Mogul (E39) Screw-Base Replacements for HID Lamps | Low Output | Replacement Lamps for Outdoor Pole/Arm-mounted Decorative Luminaires (Type B) |  | Standard | FALSE | [9 empty] | 42780 |  | No | Updated on 9/20/2016 | 4 | 3236.9 | 93.99 | 34.44 | 15.29 | 0.91 | 5000 | 83.5
P526MQYJ | Fusion Lamps | Fusion Lamps | FLED45HID/5K/MOGV2 | Mogul (E39) Screw-Base Replacements for HID Lamps | Low Output | Replacement Lamps for Outdoor Pole/Arm-mounted Decorative Luminaires (Type B) |  | Standard | FALSE | [9 empty] | 42780 |  | No | Updated on 9/20/2016 | 4 | 4473.9 | 96.98 | 46.13 | 12.34 | 0.91 | 5000 | 81.7
P21R5X1Z | Metro LED | ML | ML-CLH-54W1A1-E 4000K | Mogul (E39) Screw-Base Replacements for HID Lamps | Mid Output | Replacement Lamps for Outdoor Pole/Arm-mounted Area and Roadway Luminaires (Type B) |  | Standard | TRUE | 6465.6 | 117.73 | 54.92 | 18.22 | 0.916 | 3905 | 73.3 | 5 | 50000 | 42776 |  | No |  | 4 | 6664.7 | 121.44 | 54.88 | 18.22 | 0.92 | 4000 | 73.3
PEUSDTZM | Metro LED | ML | ML-CLH-36W1A1-E 4000K | Mogul (E39) Screw-Base Replacements for HID Lamps | Low Output | Replacement Lamps for Outdoor Pole/Arm-mounted Area and Roadway Luminaires (Type B) |  | Standard | TRUE | 4010 | 115.33 | 34.77 | 6.7 | 0.9103 | 3897 | 72.8 | 5 | 50000 | 42776 |  | No |  | 4 | 4008.5 | 119.8 | 33.46 | 6.7 | 0.91 | 4000 | 72.8
PJ23SBK2 | Metro LED | ML | ML-CLH-115W1A1-E 4000K | Mogul (E39) Screw-Base Replacements for HID Lamps | High Output | Replacement Lamps for Outdoor Pole/Arm-mounted Area and Roadway Luminaires (Type B) |  | Standard | TRUE | 12819 | 113.44 | 113 | 17.92 | 0.9013 | 3903 | 73.1 | 5 | 50000 | 42776 |  | No |  | 4 | 12819 | 113.44 | 113 | 17.92 | 0.9 | 4000 | 73.1
PJBFGG8Q | Metro LED | ML | ML-CLH-95W1A1-E 4000K | Mogul (E39) Screw-Base Replacements for HID Lamps | High Output | Replacement Lamps for Outdoor Pole/Arm-mounted Area and Roadway Luminaires (Type B) |  | Standard | TRUE | 10622 | 114.03 | 93.15 | 17.9 | 0.9028 | 3898 | 73.1 | 5 | 50000 | 42776 |  | No |  | 4 | 10622 | 114.03 | 93.15 | 17.9 | 0.9 | 4000 | 73.1
PTDVYZYD | Metro LED | ML | ML-CLH-75W1A1-E 4000K | Mogul (E39) Screw-Base Replacements for HID Lamps | Mid Output | Replacement Lamps for Outdoor Pole/Arm-mounted Area and Roadway Luminaires (Type B) |  | Standard | TRUE | 8507.2 | 115.32 | 73.77 | 19.49 | 0.901 | 3898 | 73 | 5 | 50000 | 42776 |  | No |  | 4 | 8615.3 | 116.12 | 74.19 | 19.49 | 0.9 | 4000 | 73
PS79WZV6 | Metro LED | ML | ML-CLH-54W1A2-E 4000K | Mogul (E39) Screw-Base Replacements for HID Lamps | Mid Output | Replacement Lamps for Outdoor Pole/Arm-mounted Area and Roadway Luminaires (Type B) |  | Standard | TRUE | 5672.4 | 111.53 | 50.86 | 18.89 | 0.9008 | 3926 | 72.8 | 5 | 50000 | 42776 |  | No |  | 4 | 5672.4 | 111.53 | 50.86 | 18.89 | 0.9 | 4000 | 72.8
PK5J32P6 | Metro LED | ML | ML-CLH-27W1A1-E 4000K | Mogul (E39) Screw-Base Replacements for HID Lamps | Low Output | Replacement Lamps for Outdoor Pole/Arm-mounted Area and Roadway Luminaires (Type B) |  | Standard | TRUE | 3032 | 117.07 | 25.9 | 6.81 | 0.9012 | 3924 | 72.8 | 5 | 50000 | 42776 |  | No |  | 4 | 3032 | 117.07 | 25.9 | 6.81 | 0.9 | 4000 | 72.8
PF2JGS4Y | Metro LED | ML | ML-CBW-150W 4000K | Mogul (E39) Screw-Base Replacements for HID Lamps | High Output | Replacement Lamps for Outdoor Pole/Arm-mounted Decorative Luminaires (Type B) |  | Standard | TRUE | 17146 | 118.74 | 144.4 | 13.52 | 0.9361 | 4122 | 82.3 | 5 | 50000 | 42776 |  | No |  | 4 | 17592 | 119.11 | 147.7 | 13.52 | 0.94 | 4000 | 82.3
PKQNBFYE | Metro LED | ML | ML-CBW-80W 4000K | Mogul (E39) Screw-Base Replacements for HID Lamps | Mid Output | Replacement Lamps for Outdoor Pole/Arm-mounted Decorative Luminaires (Type B) |  | Standard | TRUE | 9177.6 | 115.21 | 79.66 | 14.56 | 0.9063 | 4116 | 82.2 | 5 | 50000 | 42776 |  | No |  | 4 | 9298.2 | 115.91 | 80.22 | 14.56 | 0.91 | 4000 | 82.2
PXVNG9AA | Metro LED | ML | ML-CBW-100W 4000K | Mogul (E39) Screw-Base Replacements for HID Lamps | High Output | Replacement Lamps for Outdoor Pole/Arm-mounted Decorative Luminaires (Type B) |  | Standard | TRUE | 11462 | 114.62 | 100 | 12.15 | 0.9039 | 4107 | 82.1 | 5 | 50000 | 42776 |  | No |  | 4 | 11462 | 114.62 | 100 | 12.15 | 0.9 | 4000 | 82.1
PEJKFNWV | Metro LED | ML | ML-CBW-120W 4000K | Mogul (E39) Screw-Base Replacements for HID Lamps | High Output | Replacement Lamps for Outdoor Pole/Arm-mounted Decorative Luminaires (Type B) |  | Standard | TRUE | 12985 | 114.3 | 113.6 | 18.96 | 0.903 | 4109 | 82.3 | 5 | 50000 | 42776 |  | No |  | 4 | 13305 | 114.6 | 116.1 | 18.96 | 0.9 | 4000 | 82.3
PQAGZXKS | Metro LED | ML | ML-CBW-60WE39 4000K | Mogul (E39) Screw-Base Replacements for HID Lamps | Mid Output | Replacement Lamps for Outdoor Pole/Arm-mounted Decorative Luminaires (Type B) |  | Standard | TRUE | 6299.6 | 110.69 | 56.91 | 17.57 | 0.9021 | 4134 | 82.1 | 5 | 50000 | 42776 |  | No |  | 4 | 6473.2 | 110.9 | 58.37 | 17.57 | 0.9 | 4000 | 82.1
PZ2VPA66 | Metro LED | ML | ML-CBW-40WE39 4000K | Mogul (E39) Screw-Base Replacements for HID Lamps | Mid Output | Replacement Lamps for Outdoor Pole/Arm-mounted Decorative Luminaires (Type B) |  | Standard | TRUE | 4524.7 | 114.23 | 39.61 | 15.14 | 0.9016 | 4129 | 82.3 | 5 | 50000 | 42776 |  | No |  | 4 | 4524.7 | 114.23 | 39.61 | 15.14 | 0.9 | 4000 | 82.3
P144WZEJ | Metro LED | ML | ML-CBW-30WE39 4000K | Mogul (E39) Screw-Base Replacements for HID Lamps | Low Output | Replacement Lamps for Outdoor Pole/Arm-mounted Decorative Luminaires (Type B) |  | Standard | TRUE | 3372.8 | 110.51 | 30.52 | 18.01 | 0.9015 | 4119 | 82.1 | 5 | 50000 | 42776 |  | No |  | 4 | 3372.8 | 110.51 | 30.52 | 18.01 | 0.9 | 4000 | 82.1
PDKC1AKT | Metro LED | ML | ML-CBW-80W 5700K | Mogul (E39) Screw-Base Replacements for HID Lamps | Mid Output | Replacement Lamps for Outdoor Pole/Arm-mounted Decorative Luminaires (Type B) |  | Standard | FALSE | [9 empty] | 42776 |  | No |  | 4 | 9512 | 117.91 | 80.67 | 17.47 | 0.9 | 5700 | 82.7
PHREA9ZH | Metro LED | ML | ML-CBW-40WE39 5700K | Mogul (E39) Screw-Base Replacements for HID Lamps | Mid Output | Replacement Lamps for Outdoor Pole/Arm-mounted Decorative Luminaires (Type B) |  | Standard | FALSE | [9 empty] | 42776 |  | No |  | 4 | 4785 | 119.09 | 40.18 | 15.91 | 0.9 | 5700 | 82.7
P7PXMRKS | Metro LED | ML | ML-CBW-60WE39 5700K | Mogul (E39) Screw-Base Replacements for HID Lamps | Mid Output | Replacement Lamps for Outdoor Pole/Arm-mounted Decorative Luminaires (Type B) |  | Standard | FALSE | [9 empty] | 42776 |  | No |  | 4 | 6705 | 113.81 | 58.91 | 18.94 | 0.9 | 5700 | 82.6
PTP3PAS9 | Metro LED | ML | ML-CBW-30WE39 5700K | Mogul (E39) Screw-Base Replacements for HID Lamps | Low Output | Replacement Lamps for Outdoor Pole/Arm-mounted Decorative Luminaires (Type B) |  | Standard | FALSE | [9 empty] | 42776 |  | No |  | 4 | 3530 | 113.71 | 31.04 | 18.81 | 0.9 | 5700 | 82.6
P2ZMJY4J | Metro LED | ML | ML-CBW-150W 5700K | Mogul (E39) Screw-Base Replacements for HID Lamps | High Output | Replacement Lamps for Outdoor Pole/Arm-mounted Decorative Luminaires (Type B) |  | Standard | FALSE | [9 empty] | 42776 |  | No |  | 4 | 17946 | 121.09 | 148.2 | 14.51 | 0.93 | 5700 | 82.6
P59R6V5F | Metro LED | ML | ML-CBW-120W 5700K | Mogul (E39) Screw-Base Replacements for HID Lamps | High Output | Replacement Lamps for Outdoor Pole/Arm-mounted Decorative Luminaires (Type B) |  | Standard | FALSE | [9 empty] | 42776 |  | No |  | 4 | 13675 | 116.38 | 117.5 | 19.97 | 0.9 | 5700 | 82.2
PRQW82TG | Metro LED | ML | ML-CBW-100W 5700K | Mogul (E39) Screw-Base Replacements for HID Lamps | High Output | Replacement Lamps for Outdoor Pole/Arm-mounted Decorative Luminaires (Type B) |  | Standard | FALSE | [9 empty] | 42776 |  | No |  | 4 | 11852 | 117.81 | 100.6 | 13.59 | 0.9 | 5700 | 82
PP95NMMD | Metro LED | ML | ML-CLH-115W1A1-E 5700K | Mogul (E39) Screw-Base Replacements for HID Lamps | High Output | Replacement Lamps for Outdoor Pole/Arm-mounted Area and Roadway Luminaires (Type B) |  | Standard | FALSE | [9 empty] | 42776 |  | No |  | 4 | 13008 | 115.32 | 112.8 | 19.07 | 0.9 | 5700 | 75.8
P7P54NMN | Metro LED | ML | ML-CLH-115W1A1-EX 5700K | Mogul (E39) Screw-Base Replacements for HID Lamps | High Output | Replacement Lamps for Outdoor Pole/Arm-mounted Area and Roadway Luminaires (Type B) |  | Standard | FALSE | [9 empty] | 42776 |  | No |  | 4 | 13008 | 115.32 | 112.8 | 19.07 | 0.9 | 5700 | 75.8
PZGZFKKV | Metro LED | ML | ML-CLH-54W1A1-E 5700K | Mogul (E39) Screw-Base Replacements for HID Lamps | Mid Output | Replacement Lamps for Outdoor Pole/Arm-mounted Area and Roadway Luminaires (Type B) |  | Standard | FALSE | [9 empty] | 42776 |  | No |  | 4 | 6802 | 123.34 | 55.15 | 18.92 | 0.92 | 5700 | 75.7
PC4UZYNP | Metro LED | ML | ML-CLH-54W1A1-EX 5700K | Mogul (E39) Screw-Base Replacements for HID Lamps | Mid Output | Replacement Lamps for Outdoor Pole/Arm-mounted Area and Roadway Luminaires (Type B) |  | Standard | FALSE | [9 empty] | 42776 |  | No |  | 4 | 6802 | 123.34 | 55.15 | 18.92 | 0.92 | 5700 | 75.7
PWZ468AQ | Metro LED | ML | ML-CLH-95W1A1-E 5700K | Mogul (E39) Screw-Base Replacements for HID Lamps | High Output | Replacement Lamps for Outdoor Pole/Arm-mounted Area and Roadway Luminaires (Type B) |  | Standard | FALSE | [9 empty] | 42776 |  | No |  | 4 | 11192 | 120.4 | 92.96 | 18.81 | 0.91 | 5700 | 75.6
PQYXW2Z2 | Metro LED | ML | ML-CLH-95W1A1-EX 5700K | Mogul (E39) Screw-Base Replacements for HID Lamps | High Output | Replacement Lamps for Outdoor Pole/Arm-mounted Area and Roadway Luminaires (Type B) |  | Standard | FALSE | [9 empty] | 42776 |  | No |  | 4 | 11192 | 120.4 | 92.96 | 18.81 | 0.91 | 5700 | 75.6
PR42XSJK | Metro LED | ML | ML-CLH-75W1A1-E 5700K | Mogul (E39) Screw-Base Replacements for HID Lamps | Mid Output | Replacement Lamps for Outdoor Pole/Arm-mounted Area and Roadway Luminaires (Type B) |  | Standard | FALSE | [9 empty] | 42776 |  | No |  | 4 | 8814 | 119.06 | 74.03 | 19.92 | 0.9 | 5700 | 75.3
PNVGNQT4 | Metro LED | ML | ML-CLH-75W1A1-EX 5700K | Mogul (E39) Screw-Base Replacements for HID Lamps | Mid Output | Replacement Lamps for Outdoor Pole/Arm-mounted Area and Roadway Luminaires (Type B) |  | Standard | FALSE | [9 empty] | 42776 |  | No |  | 4 | 8814 | 119.06 | 74.03 | 19.92 | 0.9 | 5700 | 75.3
PQJECMZT | Metro LED | ML | ML-CLH-27W1A1-E 5700K | Mogul (E39) Screw-Base Replacements for HID Lamps | Low Output | Replacement Lamps for Outdoor Pole/Arm-mounted Area and Roadway Luminaires (Type B) |  | Standard | FALSE | [9 empty] | 42776 |  | No |  | 4 | 3181 | 124.16 | 25.62 | 8.07 | 0.9 | 5700 | 75.3
PPPZYD3B | Metro LED | ML | ML-CLH-27W1A1-EX 5700K | Mogul (E39) Screw-Base Replacements for HID Lamps | Low Output | Replacement Lamps for Outdoor Pole/Arm-mounted Area and Roadway Luminaires (Type B) |  | Standard | FALSE | [9 empty] | 42776 |  | No |  | 4 | 3181 | 124.16 | 25.62 | 8.07 | 0.9 | 5700 | 75.3
PZ71E6SJ | Metro LED | ML | ML-CLH-36W1A1-E 5700K | Mogul (E39) Screw-Base Replacements for HID Lamps | Low Output | Replacement Lamps for Outdoor Pole/Arm-mounted Area and Roadway Luminaires (Type B) |  | Standard | FALSE | [9 empty] | 42776 |  | No |  | 4 | 4186 | 119.84 | 34.93 | 6.91 | 0.91 | 5700 | 75.2
PW68D4BV | Metro LED | ML | ML-CLH-36W1A1-EX 5700K | Mogul (E39) Screw-Base Replacements for HID Lamps | Low Output | Replacement Lamps for Outdoor Pole/Arm-mounted Area and Roadway Luminaires (Type B) |  | Standard | FALSE | [9 empty] | 42776 |  | No |  | 4 | 4186 | 119.84 | 34.93 | 6.91 | 0.91 | 5700 | 75.2
P8KYMGWR | Metro LED | ML | ML-CLH-54W1A2-E 5700K | Mogul (E39) Screw-Base Replacements for HID Lamps | Mid Output | Replacement Lamps for Outdoor Pole/Arm-mounted Area and Roadway Luminaires (Type B) |  | Standard | FALSE | [9 empty] | 42776 |  | No |  | 4 | 5815 | 113.18 | 51.38 | 19.38 | 0.9 | 5700 | 75.1
P5FVW8GN | Metro LED | ML | ML-CLH-54W1A2-EX 5700K | Mogul (E39) Screw-Base Replacements for HID Lamps | Mid Output | Replacement Lamps for Outdoor Pole/Arm-mounted Area and Roadway Luminaires (Type B) |  | Standard | FALSE | [9 empty] | 42776 |  | No |  | 4 | 5815 | 113.18 | 51.38 | 19.38 | 0.9 | 5700 | 75.1
P3Y6XS5P | Metro LED | ML | ML-CBW-120W 5000K | Mogul (E39) Screw-Base Replacements for HID Lamps | High Output | Replacement Lamps for Outdoor Pole/Arm-mounted Decorative Luminaires (Type B) |  | Standard | FALSE | [9 empty] | 42776 |  | No |  | 4 | 13305 | 114.6 | 116.1 | 18.96 | 0.9 | 5000 | 82.3
PUSQ2ZBZ | Metro LED | ML | ML-CBW-40WE39 5000K | Mogul (E39) Screw-Base Replacements for HID Lamps | Mid Output | Replacement Lamps for Outdoor Pole/Arm-mounted Decorative Luminaires (Type B) |  | Standard | FALSE | [9 empty] | 42776 |  | No |  | 4 | 4524.7 | 114.23 | 39.61 | 15.14 | 0.9 | 5000 | 82.3
PNTKUTHX | Metro LED | ML | ML-CBW-150W 5000K | Mogul (E39) Screw-Base Replacements for HID Lamps | High Output | Replacement Lamps for Outdoor Pole/Arm-mounted Decorative Luminaires (Type B) |  | Standard | FALSE | [9 empty] | 42776 |  | No |  | 4 | 17592 | 119.11 | 147.7 | 13.52 | 0.94 | 5000 | 82.3
PH7GZTT8 | Metro LED | ML | ML-CBW-80W 5000K | Mogul (E39) Screw-Base Replacements for HID Lamps | Mid Output | Replacement Lamps for Outdoor Pole/Arm-mounted Decorative Luminaires (Type B) |  | Standard | FALSE | [9 empty] | 42776 |  | No |  | 4 | 9298.2 | 115.91 | 80.22 | 14.56 | 0.91 | 5000 | 82.2
P1TG9PT2 | Metro LED | ML | ML-CBW-30WE39 5000K | Mogul (E39) Screw-Base Replacements for HID Lamps | Low Output | Replacement Lamps for Outdoor Pole/Arm-mounted Decorative Luminaires (Type B) |  | Standard | FALSE | [9 empty] | 42776 |  | No |  | 4 | 3372.8 | 110.51 | 30.52 | 18.01 | 0.9 | 5000 | 82.1
PKN57JZ8 | Metro LED | ML | ML-CBW-60WE39 5000K | Mogul (E39) Screw-Base Replacements for HID Lamps | Mid Output | Replacement Lamps for Outdoor Pole/Arm-mounted Decorative Luminaires (Type B) |  | Standard | FALSE | [9 empty] | 42776 |  | No |  | 4 | 6473.2 | 110.9 | 58.37 | 17.57 | 0.9 | 5000 | 82.1
P1QDKD1Y | Metro LED | ML | ML-CBW-100W 5000K | Mogul (E39) Screw-Base Replacements for HID Lamps | High Output | Replacement Lamps for Outdoor Pole/Arm-mounted Decorative Luminaires (Type B) |  | Standard | FALSE | [9 empty] | 42776 |  | No |  | 4 | 11462 | 114.62 | 100 | 12.15 | 0.9 | 5000 | 82.1
PS8THK21 | Metro LED | ML | ML-CLH-54W1A1-E 5000K | Mogul (E39) Screw-Base Replacements for HID Lamps | Mid Output | Replacement Lamps for Outdoor Pole/Arm-mounted Area and Roadway Luminaires (Type B) |  | Standard | FALSE | [9 empty] | 42776 |  | No |  | 4 | 6664.7 | 121.44 | 54.88 | 18.22 | 0.92 | 5000 | 73.3
PA2BCQZY | Metro LED | ML | ML-CLH-54W1A1-EX 5000K | Mogul (E39) Screw-Base Replacements for HID Lamps | Mid Output | Replacement Lamps for Outdoor Pole/Arm-mounted Area and Roadway Luminaires (Type B) |  | Standard | FALSE | [9 empty] | 42776 |  | No |  | 4 | 6664.7 | 121.44 | 54.88 | 18.22 | 0.92 | 5000 | 73.3
PAGJFMYT | Metro LED | ML | ML-CLH-115W1A1-EX 5000K | Mogul (E39) Screw-Base Replacements for HID Lamps | High Output | Replacement Lamps for Outdoor Pole/Arm-mounted Area and Roadway Luminaires (Type B) |  | Standard | FALSE | [9 empty] | 42776 |  | No |  | 4 | 12819 | 113.44 | 113 | 17.92 | 0.9 | 5000 | 73.1
P6NRSTQS | Metro LED | ML | ML-CLH-115W1A1-E 5000K | Mogul (E39) Screw-Base Replacements for HID Lamps | High Output | Replacement Lamps for Outdoor Pole/Arm-mounted Area and Roadway Luminaires (Type B) |  | Standard | FALSE | [9 empty] | 42776 |  | No |  | 4 | 12819 | 113.44 | 113 | 17.92 | 0.9 | 5000 | 73.1
PN48R7BP | Metro LED | ML | ML-CLH-95W1A1-E 5000K | Mogul (E39) Screw-Base Replacements for HID Lamps | High Output | Replacement Lamps for Outdoor Pole/Arm-mounted Area and Roadway Luminaires (Type B) |  | Standard | FALSE | [9 empty] | 42776 |  | No |  | 4 | 10622 | 114.03 | 93.15 | 17.9 | 0.9 | 5000 | 73.1
PHVKC1R5 | Metro LED | ML | ML-CLH-95W1A1-EX 5000K | Mogul (E39) Screw-Base Replacements for HID Lamps | High Output | Replacement Lamps for Outdoor Pole/Arm-mounted Area and Roadway Luminaires (Type B) |  | Standard | FALSE | [9 empty] | 42776 |  | No |  | 4 | 10622 | 114.03 | 93.15 | 17.9 | 0.9 | 5000 | 73.1
PU6PR28K | Metro LED | ML | ML-CLH-75W1A1-E 5000K | Mogul (E39) Screw-Base Replacements for HID Lamps | Mid Output | Replacement Lamps for Outdoor Pole/Arm-mounted Area and Roadway Luminaires (Type B) |  | Standard | FALSE | [9 empty] | 42776 |  | No |  | 4 | 8615.3 | 116.12 | 74.19 | 19.49 | 0.9 | 5000 | 73
PDCZJPDY | Metro LED | ML | ML-CLH-75W1A1-EX 5000K | Mogul (E39) Screw-Base Replacements for HID Lamps | Mid Output | Replacement Lamps for Outdoor Pole/Arm-mounted Area and Roadway Luminaires (Type B) |  | Standard | FALSE | [9 empty] | 42776 |  | No |  | 4 | 8615.3 | 116.12 | 74.19 | 19.49 | 0.9 | 5000 | 73
PYJ8T299 | Metro LED | ML | ML-CLH-54W1A2-E 5000K | Mogul (E39) Screw-Base Replacements for HID Lamps | Mid Output | Replacement Lamps for Outdoor Pole/Arm-mounted Area and Roadway Luminaires (Type B) |  | Standard | FALSE | [9 empty] | 42776 |  | No |  | 4 | 5672.4 | 111.53 | 50.86 | 18.89 | 0.9 | 5000 | 72.8
PNERX8FJ | Metro LED | ML | ML-CLH-54W1A2-EX 5000K | Mogul (E39) Screw-Base Replacements for HID Lamps | Mid Output | Replacement Lamps for Outdoor Pole/Arm-mounted Area and Roadway Luminaires (Type B) |  | Standard | FALSE | [9 empty] | 42776 |  | No |  | 4 | 5672.4 | 111.53 | 50.86 | 18.89 | 0.9 | 5000 | 72.8
PMN2CP18 | Metro LED | ML | ML-CLH-27W1A1-E 5000K | Mogul (E39) Screw-Base Replacements for HID Lamps | Low Output | Replacement Lamps for Outdoor Pole/Arm-mounted Area and Roadway Luminaires (Type B) |  | Standard | FALSE | [9 empty] | 42776 |  | No |  | 4 | 3032 | 117.07 | 25.9 | 6.81 | 0.9 | 5000 | 72.8
PB8839PU | Metro LED | ML | ML-CLH-27W1A1-EX 5000K | Mogul (E39) Screw-Base Replacements for HID Lamps | Low Output | Replacement Lamps for Outdoor Pole/Arm-mounted Area and Roadway Luminaires (Type B) |  | Standard | FALSE | [9 empty] | 42776 |  | No |  | 4 | 3032 | 117.07 | 25.9 | 6.81 | 0.9 | 5000 | 72.8
PRGGND24 | Metro LED | ML | ML-CLH-36W1A1-E 5000K | Mogul (E39) Screw-Base Replacements for HID Lamps | Low Output | Replacement Lamps for Outdoor Pole/Arm-mounted Area and Roadway Luminaires (Type B) |  | Standard | FALSE | [9 empty] | 42776 |  | No |  | 4 | 4008.5 | 119.8 | 33.46 | 6.7 | 0.91 | 5000 | 72.8
P6QQG7RK | Metro LED | ML | ML-CLH-36W1A1-EX 5000K | Mogul (E39) Screw-Base Replacements for HID Lamps | Low Output | Replacement Lamps for Outdoor Pole/Arm-mounted Area and Roadway Luminaires (Type B) |  | Standard | FALSE | [9 empty] | 42776 |  | No |  | 4 | 4008.5 | 119.8 | 33.46 | 6.7 | 0.91 | 5000 | 72.8
PBCW9UGQ | Metro LED | ML | ML-CBW-120W 4500K | Mogul (E39) Screw-Base Replacements for HID Lamps | High Output | Replacement Lamps for Outdoor Pole/Arm-mounted Decorative Luminaires (Type B) |  | Standard | FALSE | [9 empty] | 42776 |  | No |  | 4 | 13305 | 114.6 | 116.1 | 18.96 | 0.9 | 4500 | 82.3
PUH5DRJC | Metro LED | ML | ML-CBW-40WE39 4500K | Mogul (E39) Screw-Base Replacements for HID Lamps | Mid Output | Replacement Lamps for Outdoor Pole/Arm-mounted Decorative Luminaires (Type B) |  | Standard | FALSE | [9 empty] | 42776 |  | No |  | 4 | 4524.7 | 114.23 | 39.61 | 15.14 | 0.9 | 4500 | 82.3
P5HXSQTY | Metro LED | ML | ML-CBW-150W 4500K | Mogul (E39) Screw-Base Replacements for HID Lamps | High Output | Replacement Lamps for Outdoor Pole/Arm-mounted Decorative Luminaires (Type B) |  | Standard | FALSE | [9 empty] | 42776 |  | No |  | 4 | 17592 | 119.11 | 147.7 | 13.52 | 0.94 | 4500 | 82.3
PGXQ39VH | Metro LED | ML | ML-CBW-80W 4500K | Mogul (E39) Screw-Base Replacements for HID Lamps | Mid Output | Replacement Lamps for Outdoor Pole/Arm-mounted Decorative Luminaires (Type B) |  | Standard | FALSE | [9 empty] | 42776 |  | No |  | 4 | 9298.2 | 115.91 | 80.22 | 14.56 | 0.91 | 4500 | 82.2
PFD45W5Q | Metro LED | ML | ML-CBW-30WE39 4500K | Mogul (E39) Screw-Base Replacements for HID Lamps | Low Output | Replacement Lamps for Outdoor Pole/Arm-mounted Decorative Luminaires (Type B) |  | Standard | FALSE | [9 empty] | 42776 |  | No |  | 4 | 3372.8 | 110.51 | 30.52 | 18.01 | 0.9 | 4500 | 82.1
PMHSV9UF | Metro LED | ML | ML-CBW-60WE39 4500K | Mogul (E39) Screw-Base Replacements for HID Lamps | Mid Output | Replacement Lamps for Outdoor Pole/Arm-mounted Decorative Luminaires (Type B) |  | Standard | FALSE | [9 empty] | 42776 |  | No |  | 4 | 6473.2 | 110.9 | 58.37 | 17.57 | 0.9 | 4500 | 82.1
P4DU35AC | Metro LED | ML | ML-CBW-100W 4500K | Mogul (E39) Screw-Base Replacements for HID Lamps | High Output | Replacement Lamps for Outdoor Pole/Arm-mounted Decorative Luminaires (Type B) |  | Standard | FALSE | [9 empty] | 42776 |  | No |  | 4 | 11462 | 114.62 | 100 | 12.15 | 0.9 | 4500 | 82.1
P22EGKTC | Metro LED | ML | ML-CLH-54W1A1-EX 4000K | Mogul (E39) Screw-Base Replacements for HID Lamps | Mid Output | Replacement Lamps for Outdoor Pole/Arm-mounted Area and Roadway Luminaires (Type B) |  | Standard | FALSE | [9 empty] | 42776 |  | No |  | 4 | 6664.7 | 121.44 | 54.88 | 18.22 | 0.92 | 4000 | 73.3
PHYPFVUF | Metro LED | ML | ML-CLH-115W1A1-EX 4000K | Mogul (E39) Screw-Base Replacements for HID Lamps | High Output | Replacement Lamps for Outdoor Pole/Arm-mounted Area and Roadway Luminaires (Type B) |  | Standard | FALSE | [9 empty] | 42776 |  | No |  | 4 | 12819 | 113.44 | 113 | 17.92 | 0.9 | 4000 | 73.1
P3YGN5XC | Metro LED | ML | ML-CLH-95W1A1-EX 4000K | Mogul (E39) Screw-Base Replacements for HID Lamps | High Output | Replacement Lamps for Outdoor Pole/Arm-mounted Area and Roadway Luminaires (Type B) |  | Standard | FALSE | [9 empty] | 42776 |  | No |  | 4 | 10622 | 114.03 | 93.15 | 17.9 | 0.9 | 4000 | 73.1
PDS5441D | Metro LED | ML | ML-CLH-75W1A1-EX 4000K | Mogul (E39) Screw-Base Replacements for HID Lamps | Mid Output | Replacement Lamps for Outdoor Pole/Arm-mounted Area and Roadway Luminaires (Type B) |  | Standard | FALSE | [9 empty] | 42776 |  | No |  | 4 | 8615.3 | 116.12 | 74.19 | 19.49 | 0.9 | 4000 | 73
PFRE5BCX | Metro LED | ML | ML-CLH-54W1A2-EX 4000K | Mogul (E39) Screw-Base Replacements for HID Lamps | Mid Output | Replacement Lamps for Outdoor Pole/Arm-mounted Area and Roadway Luminaires (Type B) |  | Standard | FALSE | [9 empty] | 42776 |  | No |  | 4 | 5672.4 | 111.53 | 50.86 | 18.89 | 0.9 | 4000 | 72.8
PRENCWTP | Metro LED | ML | ML-CLH-27W1A1-EX 4000K | Mogul (E39) Screw-Base Replacements for HID Lamps | Low Output | Replacement Lamps for Outdoor Pole/Arm-mounted Area and Roadway Luminaires (Type B) |  | Standard | FALSE | [9 empty] | 42776 |  | No |  | 4 | 3032 | 117.07 | 25.9 | 6.81 | 0.9 | 4000 | 72.8
PQ4JQMPB | Metro LED | ML | ML-CLH-36W1A1-EX 4000K | Mogul (E39) Screw-Base Replacements for HID Lamps | Low Output | Replacement Lamps for Outdoor Pole/Arm-mounted Area and Roadway Luminaires (Type B) |  | Standard | FALSE | [9 empty] | 42776 |  | No |  | 4 | 4008.5 | 119.8 | 33.46 | 6.7 | 0.91 | 4000 | 72.8
P7EKJYYN | US VAOPTO Inc. | VAOPTO | VO-PT-54WW-Eyy | Mogul (E39) Screw-Base Replacements for HID Lamps | Mid Output | Replacement Lamps for Outdoor Pole/Arm-mounted Area and Roadway Luminaires (Type B) |  | Standard | TRUE | 5987.218 | 109.656 | 54.6 | 14.5 | 0.915 | 2888 | 83 | 5 | 50000 | 42775 |  | No |  | 4 | 5987.2 | 109.6 | 54.6 | 14.5 | 0.92 | 2888 | 83
P8HTSNDR | US VAOPTO Inc. | VAOPTO | VO-PT-75WW-Eyy | Mogul (E39) Screw-Base Replacements for HID Lamps | Mid Output | Replacement Lamps for Outdoor Pole/Arm-mounted Area and Roadway Luminaires (Type B) |  | Standard | TRUE | 7877.309 | 109.104 | 72.2 | 9.3 | 0.911 | 2921 | 82.9 | 5 | 50000 | 42775 |  | No |  | 4 | 7877.3 | 109.1 | 72.2 | 14.1 | 0.91 | 2921 | 82.9
P6YZY1BR | US VAOPTO Inc. | VAOPTO | VO-PT-36WW-Eyy | Mogul (E39) Screw-Base Replacements for HID Lamps | Low Output | Replacement Lamps for Outdoor Pole/Arm-mounted Area and Roadway Luminaires (Type B) |  | Standard | TRUE | 3959.878 | 110.303 | 35.9 | 9.1 | 0.917 | 2892 | 82.9 | 5 | 50000 | 42775 |  | No |  | 4 | 3959.8 | 110.3 | 35.9 | 14.3 | 0.92 | 2892 | 82.9
P1Y3U1FN | US VAOPTO Inc. | VAOPTO | VO-PT-54WW-EyyR | Mogul (E39) Screw-Base Replacements for HID Lamps | Mid Output | Replacement Lamps for Outdoor Pole/Arm-mounted Decorative Luminaires (Type B) |  | Standard | TRUE | 5416.55 | 104.21 | 51.975 | 13.3 | 0.918 | 3056 | 84.2 | 5 | 50000 | 42775 |  | No | Product Updated on 8/4/2016 | 3.1 | 5930.2 | 114.2 | 51.9 | 13.3 | 0.92 | 3056 | 84.2
PKKVF5M8 | US VAOPTO Inc. | VAOPTO | VO-PT-45WW-EyyR | Mogul (E39) Screw-Base Replacements for HID Lamps | Mid Output | Replacement Lamps for Outdoor Pole/Arm-mounted Decorative Luminaires (Type B) |  | Standard | TRUE | 4680.64 | 105.51 | 44.364 | 13.8 | 0.917 | 2992 | 84.1 | 5 | 50000 | 42775 |  | No | Product updated on 8/4/2016 | 3.1 | 5296.6 | 117.9 | 44.9 | 13.8 | 0.92 | 2992 | 84.1
PFSFE7Y6 | US VAOPTO Inc. | VAOPTO | VO-PT-75WW-EyyR | Mogul (E39) Screw-Base Replacements for HID Lamps | Mid Output | Replacement Lamps for Outdoor Pole/Arm-mounted Decorative Luminaires (Type B) |  | Standard | TRUE | 7244.94 | 104.33 | 69.444 | 14.2 | 0.917 | 3034 | 83.8 | 5 | 50000 | 42775 |  | No | Product updated on 8/4/2016 | 3.1 | 8153.2 | 114.3 | 71.3 | 14.2 | 0.92 | 3034 | 83.8
PF9ZJ95C | US VAOPTO Inc. | VAOPTO | VO-PT-27WW-EyyR | Mogul (E39) Screw-Base Replacements for HID Lamps | Low Output | Replacement Lamps for Outdoor Pole/Arm-mounted Decorative Luminaires (Type B) |  | Standard | TRUE | 2636.69 | 104.6 | 25.207 | 13.1 | 0.915 | 3056 | 84.3 | 5 | 50000 | 42775 |  | No | Product updated on 8/4/2016 | 3.1 | 2903.8 | 114.7 | 25.3 | 13.1 | 0.92 | 3056 | 84.3
P3FFYAAE | US VAOPTO Inc. | VAOPTO | VO-PT-36WW-EyyR | Mogul (E39) Screw-Base Replacements for HID Lamps | Low Output | Replacement Lamps for Outdoor Pole/Arm-mounted Decorative Luminaires (Type B) |  | Standard | TRUE | 3605.68 | 104.33 | 34.56 | 13.9 | 0.914 | 2961 | 84 | 5 | 50000 | 42775 |  | No | Product updated on 8/4/2016 | 3.1 | 4008.2 | 115.1 | 34.8 | 13.9 | 0.91 | 2961 | 84
PNMWBTYW | US VAOPTO Inc. | VAOPTO | VO-PT-120WW-EyyR | Mogul (E39) Screw-Base Replacements for HID Lamps | High Output | Replacement Lamps for Outdoor Pole/Arm-mounted Decorative Luminaires (Type B) |  | Standard | TRUE | 14891.13 | 125.67 | 118.495 | 14.6 | 0.911 | 2929 | 81.8 | 5 | 50000 | 42775 |  | No |  | 4 | 14987.2 | 124.9 | 119.9 | 14.6 | 0.91 | 2930 | 82.2
PRKZ7QWK | US VAOPTO Inc. | VAOPTO | VO-PT-100WW-EyyR | Mogul (E39) Screw-Base Replacements for HID Lamps | High Output | Replacement Lamps for Outdoor Pole/Arm-mounted Decorative Luminaires (Type B) |  | Standard | TRUE | 12279.52 | 124.69 | 98.48 | 14.2 | 0.909 | 2973 | 82.2 | 5 | 50000 | 42775 |  | No |  | 4 | 12289.8 | 123.8 | 99.2 | 14.4 | 0.91 | 2919 | 82.1
PA5V3F5N | US VAOPTO Inc. | VAOPTO | VO-PT-80WW-EyyR | Mogul (E39) Screw-Base Replacements for HID Lamps | High Output | Replacement Lamps for Outdoor Pole/Arm-mounted Decorative Luminaires (Type B) |  | Standard | TRUE | 9716.12 | 126.76 | 76.65 | 14.4 | 0.909 | 2911 | 81.8 | 5 | 50000 | 42775 |  | No |  | 4 | 9730.8 | 126 | 77.1 | 14.8 | 0.91 | 2922 | 82.2
PBG8MN6G | US VAOPTO Inc. | VAOPTO | VO-PT-54XDW-EyyR | Mogul (E39) Screw-Base Replacements for HID Lamps | Mid Output | Replacement Lamps for Outdoor Pole/Arm-mounted Decorative Luminaires (Type B) |  | Standard | FALSE | [9 empty] | 42775 |  | No |  | 3.1 | 6256.4 | 118.9 | 52.6 | 13.5 | 0.92 | 5800 | 83.4
PQND2JQT | US VAOPTO Inc. | VAOPTO | VO-PT-45XDW-EyyR | Mogul (E39) Screw-Base Replacements for HID Lamps | Mid Output | Replacement Lamps for Outdoor Pole/Arm-mounted Decorative Luminaires (Type B) |  | Standard | FALSE | [9 empty] | 42775 |  | No |  | 3.1 | 5470.2 | 122.1 | 44.8 | 13.9 | 0.91 | 5756 | 83.9
PW6J2MDC | US VAOPTO Inc. | VAOPTO | VO-PT-75XDW-EyyR | Mogul (E39) Screw-Base Replacements for HID Lamps | Mid Output | Replacement Lamps for Outdoor Pole/Arm-mounted Decorative Luminaires (Type B) |  | Standard | FALSE | [9 empty] | 42775 |  | No |  | 3.1 | 8829 | 121.1 | 72.9 | 14.5 | 0.92 | 5756 | 83.1
P3F8KB5H | US VAOPTO Inc. | VAOPTO | VO-PT-36XDW-EyyR | Mogul (E39) Screw-Base Replacements for HID Lamps | Low Output | Replacement Lamps for Outdoor Pole/Arm-mounted Decorative Luminaires (Type B) |  | Standard | FALSE | [9 empty] | 42775 |  | No |  | 3.1 | 4184.7 | 119.2 | 35.1 | 14.1 | 0.92 | 5688 | 84.3
P9RFEXZZ | US VAOPTO Inc. | VAOPTO | VO-PT-27XDW-EyyR | Mogul (E39) Screw-Base Replacements for HID Lamps | Low Output | Replacement Lamps for Outdoor Pole/Arm-mounted Decorative Luminaires (Type B) |  | Standard | FALSE | [9 empty] | 42775 |  | No |  | 3.1 | 3089.5 | 119.2 | 25.9 | 13.3 | 0.92 | 5638 | 84.7
PP1WEUXY | US VAOPTO Inc. | VAOPTO | VO-PT-54XDW-Eyy | Mogul (E39) Screw-Base Replacements for HID Lamps | Mid Output | Replacement Lamps for Outdoor Pole/Arm-mounted Area and Roadway Luminaires (Type B) |  | Standard | FALSE | [9 empty] | 42775 |  | No |  | 4 | 6211.8 | 113.1 | 54.9 | 14.6 | 0.91 | 5496 | 85.5
PV1CQWA7 | US VAOPTO Inc. | VAOPTO | VO-PT-36XDW-Eyy | Mogul (E39) Screw-Base Replacements for HID Lamps | Low Output | Replacement Lamps for Outdoor Pole/Arm-mounted Area and Roadway Luminaires (Type B) |  | Standard | FALSE | [9 empty] | 42775 |  | No |  | 4 | 4105.1 | 113.7 | 36.1 | 14.5 | 0.92 | 5490 | 85.6
PP457M5B | US VAOPTO Inc. | VAOPTO | VO-PT-100XDW-EyyR | Mogul (E39) Screw-Base Replacements for HID Lamps | High Output | Replacement Lamps for Outdoor Pole/Arm-mounted Decorative Luminaires (Type B) |  | Standard | FALSE | [9 empty] | 42775 |  | No |  | 4 | 12612.3 | 126 | 100 | 15.8 | 0.92 | 5464 | 82.8
P525ZUG6 | US VAOPTO Inc. | VAOPTO | VO-PT-75XDW-Eyy | Mogul (E39) Screw-Base Replacements for HID Lamps | Mid Output | Replacement Lamps for Outdoor Pole/Arm-mounted Area and Roadway Luminaires (Type B) |  | Standard | FALSE | [9 empty] | 42775 |  | No |  | 4 | 8188.7 | 113.5 | 72.1 | 14.3 | 0.91 | 5440 | 85.3
P3PUBUQH | US VAOPTO Inc. | VAOPTO | VO-PT-80XDW-EyyR | Mogul (E39) Screw-Base Replacements for HID Lamps | High Output | Replacement Lamps for Outdoor Pole/Arm-mounted Decorative Luminaires (Type B) |  | Standard | FALSE | [9 empty] | 42775 |  | No |  | 4 | 10170.6 | 130.1 | 78.1 | 15.5 | 0.92 | 5404 | 82.4
PJTK1EE4 | US VAOPTO Inc. | VAOPTO | VO-PT-120XDW-EyyR | Mogul (E39) Screw-Base Replacements for HID Lamps | High Output | Replacement Lamps for Outdoor Pole/Arm-mounted Decorative Luminaires (Type B) |  | Standard | FALSE | [9 empty] | 42775 |  | No |  | 4 | 15279.6 | 127.2 | 120 | 15.8 | 0.92 | 5392 | 82.2
PJC7RUJU | US VAOPTO Inc. | VAOPTO | VO-PT-80DW-EyyR | Mogul (E39) Screw-Base Replacements for HID Lamps | High Output | Replacement Lamps for Outdoor Pole/Arm-mounted Decorative Luminaires (Type B) |  | Standard | FALSE | [9 empty] | 42775 |  | No |  | 4 | 9730.8 | 126 | 77.1 | 14.8 | 0.91 | 5000 | 82.2
PHF6VMQJ | US VAOPTO Inc. | VAOPTO | VO-PT-120DW-EyyR | Mogul (E39) Screw-Base Replacements for HID Lamps | High Output | Replacement Lamps for Outdoor Pole/Arm-mounted Decorative Luminaires (Type B) |  | Standard | FALSE | [9 empty] | 42775 |  | No |  | 4 | 14987.2 | 124.9 | 119.9 | 14.6 | 0.91 | 5000 | 82.2
PFWCFJ7Y | US VAOPTO Inc. | VAOPTO | VO-PT-100DW-EyyR | Mogul (E39) Screw-Base Replacements for HID Lamps | High Output | Replacement Lamps for Outdoor Pole/Arm-mounted Decorative Luminaires (Type B) |  | Standard | FALSE | [9 empty] | 42775 |  | No |  | 4 | 12289.8 | 123.8 | 99.2 | 14.4 | 0.91 | 5000 | 82.2
PXHFG31J | US VAOPTO Inc. | VAOPTO | VO-PT-27DW-EyyR | Mogul (E39) Screw-Base Replacements for HID Lamps | Low Output | Replacement Lamps for Outdoor Pole/Arm-mounted Decorative Luminaires (Type B) |  | Standard | FALSE | [9 empty] | 42775 |  | No | Product updated on 8/4/2016 | 3.1 | 2903.8 | 114.7 | 25.3 | 13.1 | 0.92 | 5000 | 84.3
P5MXFNK8 | US VAOPTO Inc. | VAOPTO | VO-PT-54DW-EyyR | Mogul (E39) Screw-Base Replacements for HID Lamps | Mid Output | Replacement Lamps for Outdoor Pole/Arm-mounted Decorative Luminaires (Type B) |  | Standard | FALSE | [9 empty] | 42775 |  | No | Product Updated on 8/4/2016 | 3.1 | 5930.2 | 114.2 | 51.9 | 13.3 | 0.92 | 5000 | 84.2
PEZP2HPJ | US VAOPTO Inc. | VAOPTO | VO-PT-45DW-EyyR | Mogul (E39) Screw-Base Replacements for HID Lamps | Mid Output | Replacement Lamps for Outdoor Pole/Arm-mounted Decorative Luminaires (Type B) |  | Standard | FALSE | [9 empty] | 42775 |  | No | Product updated on 8/4/2016 | 3.1 | 5296.6 | 117.9 | 44.9 | 13.8 | 0.92 | 5000 | 84.1
PWJEWF4Q | US VAOPTO Inc. | VAOPTO | VO-PT-36DW-EyyR | Mogul (E39) Screw-Base Replacements for HID Lamps | Low Output | Replacement Lamps for Outdoor Pole/Arm-mounted Decorative Luminaires (Type B) |  | Standard | FALSE | [9 empty] | 42775 |  | No | Product updated on 8/4/2016 | 3.1 | 4008.2 | 115.1 | 34.8 | 13.9 | 0.91 | 5000 | 84
PP1RR42Y | US VAOPTO Inc. | VAOPTO | VO-PT-75DW-EyyR | Mogul (E39) Screw-Base Replacements for HID Lamps | Mid Output | Replacement Lamps for Outdoor Pole/Arm-mounted Decorative Luminaires (Type B) |  | Standard | FALSE | [9 empty] | 42775 |  | No | Product updated on 8/4/2016 | 3.1 | 8153.2 | 114.3 | 71.3 | 14.2 | 0.92 | 5000 | 83.8
P9KNNNR3 | US VAOPTO Inc. | VAOPTO | VO-PT-54DW-Eyy | Mogul (E39) Screw-Base Replacements for HID Lamps | Mid Output | Replacement Lamps for Outdoor Pole/Arm-mounted Area and Roadway Luminaires (Type B) |  | Standard | FALSE | [9 empty] | 42775 |  | No |  | 4 | 5987.2 | 109.6 | 54.6 | 14.5 | 0.92 | 5000 | 83
P45H5GBK | US VAOPTO Inc. | VAOPTO | VO-PT-36DW-Eyy | Mogul (E39) Screw-Base Replacements for HID Lamps | Low Output | Replacement Lamps for Outdoor Pole/Arm-mounted Area and Roadway Luminaires (Type B) |  | Standard | FALSE | [9 empty] | 42775 |  | No |  | 4 | 3959.8 | 110.3 | 35.9 | 14.3 | 0.92 | 5000 | 82.9
P8F3J489 | US VAOPTO Inc. | VAOPTO | VO-PT-75DW-Eyy | Mogul (E39) Screw-Base Replacements for HID Lamps | Mid Output | Replacement Lamps for Outdoor Pole/Arm-mounted Area and Roadway Luminaires (Type B) |  | Standard | FALSE | [9 empty] | 42775 |  | No |  | 4 | 7877.3 | 109.1 | 72.2 | 14.1 | 0.91 | 5000 | 82.9
PEYU2N8F | US VAOPTO Inc. | VAOPTO | VO-PT-80XNW-EyyR | Mogul (E39) Screw-Base Replacements for HID Lamps | High Output | Replacement Lamps for Outdoor Pole/Arm-mounted Decorative Luminaires (Type B) |  | Standard | FALSE | [9 empty] | 42775 |  | No |  | 4 | 9730.8 | 126 | 77.1 | 14.8 | 0.91 | 4500 | 82.2
PDSYH5G3 | US VAOPTO Inc. | VAOPTO | VO-PT-120XNW-EyyR | Mogul (E39) Screw-Base Replacements for HID Lamps | High Output | Replacement Lamps for Outdoor Pole/Arm-mounted Decorative Luminaires (Type B) |  | Standard | FALSE | [9 empty] | 42775 |  | No |  | 4 | 14987.2 | 124.9 | 119.9 | 14.6 | 0.91 | 4500 | 82.2
PXWDNH42 | US VAOPTO Inc. | VAOPTO | VO-PT-100XNW-EyyR | Mogul (E39) Screw-Base Replacements for HID Lamps | High Output | Replacement Lamps for Outdoor Pole/Arm-mounted Decorative Luminaires (Type B) |  | Standard | FALSE | [9 empty] | 42775 |  | No |  | 4 | 12289.8 | 123.8 | 99.2 | 14.4 | 0.91 | 4500 | 82.2
PH8NXMB9 | US VAOPTO Inc. | VAOPTO | VO-PT-27XNW-EyyR | Mogul (E39) Screw-Base Replacements for HID Lamps | Low Output | Replacement Lamps for Outdoor Pole/Arm-mounted Decorative Luminaires (Type B) |  | Standard | FALSE | [9 empty] | 42775 |  | No | Product updated on 8/4/2016 | 3.1 | 2903.8 | 114.7 | 25.3 | 13.1 | 0.92 | 4500 | 84.3
P4CBPZ9A | US VAOPTO Inc. | VAOPTO | VO-PT-54XNW-EyyR | Mogul (E39) Screw-Base Replacements for HID Lamps | Mid Output | Replacement Lamps for Outdoor Pole/Arm-mounted Decorative Luminaires (Type B) |  | Standard | FALSE | [9 empty] | 42775 |  | No | Product Updated on 8/4/2016 | 3.1 | 5930.2 | 114.2 | 51.9 | 13.3 | 0.92 | 4500 | 84.2
PY19SCTH | US VAOPTO Inc. | VAOPTO | VO-PT-45XNW-EyyR | Mogul (E39) Screw-Base Replacements for HID Lamps | Mid Output | Replacement Lamps for Outdoor Pole/Arm-mounted Decorative Luminaires (Type B) |  | Standard | FALSE | [9 empty] | 42775 |  | No | Product updated on 8/4/2016 | 3.1 | 5296.6 | 117.9 | 44.9 | 13.8 | 0.92 | 4500 | 84.1
PU18JXVN | US VAOPTO Inc. | VAOPTO | VO-PT-36XNW-EyyR | Mogul (E39) Screw-Base Replacements for HID Lamps | Low Output | Replacement Lamps for Outdoor Pole/Arm-mounted Decorative Luminaires (Type B) |  | Standard | FALSE | [9 empty] | 42775 |  | No | Product updated on 8/4/2016 | 3.1 | 4008.2 | 115.1 | 34.8 | 13.9 | 0.91 | 4500 | 84
PGJQ1FYS | US VAOPTO Inc. | VAOPTO | VO-PT-75XNW-EyyR | Mogul (E39) Screw-Base Replacements for HID Lamps | Mid Output | Replacement Lamps for Outdoor Pole/Arm-mounted Decorative Luminaires (Type B) |  | Standard | FALSE | [9 empty] | 42775 |  | No | Product updated on 8/4/2016 | 3.1 | 8153.2 | 114.3 | 71.3 | 14.2 | 0.92 | 4500 | 83.8
P8CKNBYX | US VAOPTO Inc. | VAOPTO | VO-PT-54XNW-Eyy | Mogul (E39) Screw-Base Replacements for HID Lamps | Mid Output | Replacement Lamps for Outdoor Pole/Arm-mounted Area and Roadway Luminaires (Type B) |  | Standard | FALSE | [9 empty] | 42775 |  | No |  | 4 | 5987.2 | 109.6 | 54.6 | 14.5 | 0.92 | 4500 | 83
PZTA63HA | US VAOPTO Inc. | VAOPTO | VO-PT-36XNW-Eyy | Mogul (E39) Screw-Base Replacements for HID Lamps | Low Output | Replacement Lamps for Outdoor Pole/Arm-mounted Area and Roadway Luminaires (Type B) |  | Standard | FALSE | [9 empty] | 42775 |  | No |  | 4 | 3959.8 | 110.3 | 35.9 | 14.3 | 0.92 | 4500 | 82.9
PVY8NGP2 | US VAOPTO Inc. | VAOPTO | VO-PT-75XNW-Eyy | Mogul (E39) Screw-Base Replacements for HID Lamps | Mid Output | Replacement Lamps for Outdoor Pole/Arm-mounted Area and Roadway Luminaires (Type B) |  | Standard | FALSE | [9 empty] | 42775 |  | No |  | 4 | 7877.3 | 109.1 | 72.2 | 14.1 | 0.91 | 4500 | 82.9
PUVEEZYE | US VAOPTO Inc. | VAOPTO | VO-PT-80NW-EyyR | Mogul (E39) Screw-Base Replacements for HID Lamps | High Output | Replacement Lamps for Outdoor Pole/Arm-mounted Decorative Luminaires (Type B) |  | Standard | FALSE | [9 empty] | 42775 |  | No |  | 4 | 9730.8 | 126 | 77.1 | 14.8 | 0.91 | 4000 | 82.2
PYWVG2UA | US VAOPTO Inc. | VAOPTO | VO-PT-120NW-EyyR | Mogul (E39) Screw-Base Replacements for HID Lamps | High Output | Replacement Lamps for Outdoor Pole/Arm-mounted Decorative Luminaires (Type B) |  | Standard | FALSE | [9 empty] | 42775 |  | No |  | 4 | 14987.2 | 124.9 | 119.9 | 14.6 | 0.91 | 4000 | 82.2
PFBA37FS | US VAOPTO Inc. | VAOPTO | VO-PT-100NW-EyyR | Mogul (E39) Screw-Base Replacements for HID Lamps | High Output | Replacement Lamps for Outdoor Pole/Arm-mounted Decorative Luminaires (Type B) |  | Standard | FALSE | [9 empty] | 42775 |  | No |  | 4 | 12289.8 | 123.8 | 99.2 | 14.4 | 0.91 | 4000 | 82.2
PNBRJH6T | US VAOPTO Inc. | VAOPTO | VO-PT-27NW-EyyR | Mogul (E39) Screw-Base Replacements for HID Lamps | Low Output | Replacement Lamps for Outdoor Pole/Arm-mounted Decorative Luminaires (Type B) |  | Standard | FALSE | [9 empty] | 42775 |  | No | Product updated on 8/4/2016 | 3.1 | 2903.8 | 114.7 | 25.3 | 13.1 | 0.92 | 4000 | 84.3
PUVY33Z8 | US VAOPTO Inc. | VAOPTO | VO-PT-54NW-EyyR | Mogul (E39) Screw-Base Replacements for HID Lamps | Mid Output | Replacement Lamps for Outdoor Pole/Arm-mounted Decorative Luminaires (Type B) |  | Standard | FALSE | [9 empty] | 42775 |  | No | Product Updated on 8/4/2016 | 3.1 | 5930.2 | 114.2 | 51.9 | 13.3 | 0.92 | 4000 | 84.2
PRHQPQ23 | US VAOPTO Inc. | VAOPTO | VO-PT-45NW-EyyR | Mogul (E39) Screw-Base Replacements for HID Lamps | Mid Output | Replacement Lamps for Outdoor Pole/Arm-mounted Decorative Luminaires (Type B) |  | Standard | FALSE | [9 empty] | 42775 |  | No | Product updated on 8/4/2016 | 3.1 | 5296.6 | 117.9 | 44.9 | 13.8 | 0.92 | 4000 | 84.1
PAMXY3CX | US VAOPTO Inc. | VAOPTO | VO-PT-36NW-EyyR | Mogul (E39) Screw-Base Replacements for HID Lamps | Low Output | Replacement Lamps for Outdoor Pole/Arm-mounted Decorative Luminaires (Type B) |  | Standard | FALSE | [9 empty] | 42775 |  | No | Product updated on 8/4/2016 | 3.1 | 4008.2 | 115.1 | 34.8 | 13.9 | 0.91 | 4000 | 84
PW1EAGMD | US VAOPTO Inc. | VAOPTO | VO-PT-75NW-EyyR | Mogul (E39) Screw-Base Replacements for HID Lamps | Mid Output | Replacement Lamps for Outdoor Pole/Arm-mounted Decorative Luminaires (Type B) |  | Standard | FALSE | [9 empty] | 42775 |  | No | Product updated on 8/4/2016 | 3.1 | 8153.2 | 114.3 | 71.3 | 14.2 | 0.92 | 4000 | 83.8
PEY384RW | US VAOPTO Inc. | VAOPTO | VO-PT-54NW-Eyy | Mogul (E39) Screw-Base Replacements for HID Lamps | Mid Output | Replacement Lamps for Outdoor Pole/Arm-mounted Area and Roadway Luminaires (Type B) |  | Standard | FALSE | [9 empty] | 42775 |  | No |  | 4 | 5987.2 | 109.6 | 54.6 | 14.5 | 0.92 | 4000 | 83
PH1P29PP | US VAOPTO Inc. | VAOPTO | VO-PT-36NW-Eyy | Mogul (E39) Screw-Base Replacements for HID Lamps | Low Output | Replacement Lamps for Outdoor Pole/Arm-mounted Area and Roadway Luminaires (Type B) |  | Standard | FALSE | [9 empty] | 42775 |  | No |  | 4 | 3959.8 | 110.3 | 35.9 | 14.3 | 0.92 | 4000 | 82.9
PBA7WA1F | US VAOPTO Inc. | VAOPTO | VO-PT-75NW-Eyy | Mogul (E39) Screw-Base Replacements for HID Lamps | Mid Output | Replacement Lamps for Outdoor Pole/Arm-mounted Area and Roadway Luminaires (Type B) |  | Standard | FALSE | [9 empty] | 42775 |  | No |  | 4 | 7877.3 | 109.1 | 72.2 | 14.1 | 0.91 | 4000 | 82.9
P1ZTU6TP | US VAOPTO Inc. | VAOPTO | VO-PT-80XWW-EyyR | Mogul (E39) Screw-Base Replacements for HID Lamps | High Output | Replacement Lamps for Outdoor Pole/Arm-mounted Decorative Luminaires (Type B) |  | Standard | FALSE | [9 empty] | 42775 |  | No |  | 4 | 9730.8 | 126 | 77.1 | 14.8 | 0.91 | 3500 | 82.2
PNTJXH13 | US VAOPTO Inc. | VAOPTO | VO-PT-120XWW-EyyR | Mogul (E39) Screw-Base Replacements for HID Lamps | High Output | Replacement Lamps for Outdoor Pole/Arm-mounted Decorative Luminaires (Type B) |  | Standard | FALSE | [9 empty] | 42775 |  | No |  | 4 | 14987.2 | 124.9 | 119.9 | 14.6 | 0.91 | 3500 | 82.2
PGZV5T26 | US VAOPTO Inc. | VAOPTO | VO-PT-100XWW-EyyR | Mogul (E39) Screw-Base Replacements for HID Lamps | High Output | Replacement Lamps for Outdoor Pole/Arm-mounted Decorative Luminaires (Type B) |  | Standard | FALSE | [9 empty] | 42775 |  | No |  | 4 | 12289.8 | 123.8 | 99.2 | 14.4 | 0.91 | 3500 | 82.2
PJ27EBN5 | US VAOPTO Inc. | VAOPTO | VO-PT-27XWW-EyyR | Mogul (E39) Screw-Base Replacements for HID Lamps | Low Output | Replacement Lamps for Outdoor Pole/Arm-mounted Decorative Luminaires (Type B) |  | Standard | FALSE | [9 empty] | 42775 |  | No | Product updated on 8/4/2016 | 3.1 | 2903.8 | 114.7 | 25.3 | 13.1 | 0.92 | 3500 | 84.3
P8T6WDRW | US VAOPTO Inc. | VAOPTO | VO-PT-54XWW-EyyR | Mogul (E39) Screw-Base Replacements for HID Lamps | Mid Output | Replacement Lamps for Outdoor Pole/Arm-mounted Decorative Luminaires (Type B) |  | Standard | FALSE | [9 empty] | 42775 |  | No | Product Updated on 8/4/2016 | 3.1 | 5930.2 | 114.2 | 51.9 | 13.3 | 0.92 | 3500 | 84.2
PDUR4XCJ | US VAOPTO Inc. | VAOPTO | VO-PT-45XWW-EyyR | Mogul (E39) Screw-Base Replacements for HID Lamps | Mid Output | Replacement Lamps for Outdoor Pole/Arm-mounted Decorative Luminaires (Type B) |  | Standard | FALSE | [9 empty] | 42775 |  | No | Product updated on 8/4/2016 | 3.1 | 5296.6 | 117.9 | 44.9 | 13.8 | 0.92 | 3500 | 84.1
PP76WX68 | US VAOPTO Inc. | VAOPTO | VO-PT-36XWW-EyyR | Mogul (E39) Screw-Base Replacements for HID Lamps | Low Output | Replacement Lamps for Outdoor Pole/Arm-mounted Decorative Luminaires (Type B) |  | Standard | FALSE | [9 empty] | 42775 |  | No | Product updated on 8/4/2016 | 3.1 | 4008.2 | 115.1 | 34.8 | 13.9 | 0.91 | 3500 | 84
P2Q8SZU6 | US VAOPTO Inc. | VAOPTO | VO-PT-75XWW-EyyR | Mogul (E39) Screw-Base Replacements for HID Lamps | Mid Output | Replacement Lamps for Outdoor Pole/Arm-mounted Decorative Luminaires (Type B) |  | Standard | FALSE | [9 empty] | 42775 |  | No | Product updated on 8/4/2016 | 3.1 | 8153.2 | 114.3 | 71.3 | 14.2 | 0.92 | 3500 | 83.8
PF6AMZYG | US VAOPTO Inc. | VAOPTO | VO-PT-54XWW-Eyy | Mogul (E39) Screw-Base Replacements for HID Lamps | Mid Output | Replacement Lamps for Outdoor Pole/Arm-mounted Area and Roadway Luminaires (Type B) |  | Standard | FALSE | [9 empty] | 42775 |  | No |  | 4 | 5987.2 | 109.6 | 54.6 | 14.5 | 0.92 | 3500 | 83
PR4MEUC9 | US VAOPTO Inc. | VAOPTO | VO-PT-36XWW-Eyy | Mogul (E39) Screw-Base Replacements for HID Lamps | Low Output | Replacement Lamps for Outdoor Pole/Arm-mounted Area and Roadway Luminaires (Type B) |  | Standard | FALSE | [9 empty] | 42775 |  | No |  | 4 | 3959.8 | 110.3 | 35.9 | 14.3 | 0.92 | 3500 | 82.9
PCKS3VK8 | US VAOPTO Inc. | VAOPTO | VO-PT-75XWW-Eyy | Mogul (E39) Screw-Base Replacements for HID Lamps | Mid Output | Replacement Lamps for Outdoor Pole/Arm-mounted Area and Roadway Luminaires (Type B) |  | Standard | FALSE | [9 empty] | 42775 |  | No |  | 4 | 7877.3 | 109.1 | 72.2 | 14.1 | 0.91 | 3500 | 82.9
PWNWPJ68 | Dongguan Bestwon Lighting Co.Ltd | Bestwon | BWHC-45W-E(X)39A(2700K) | Mogul (E39) Screw-Base Replacements for HID Lamps | Low Output | Replacement Lamps for Outdoor Full-Cutoff Wall-mounted Area Luminaires (Type B) |  | Standard | TRUE | 3994.6 | 87.62 | 45.59 | 19.46 | 0.9115 | 2697 | 83 | 5 | 50000 | 42775 |  | No |  | 4.1 | 4090.2 | 88.59 | 46.17 | 19.46 | 0.91 | 2700 | 83
PS4VRDC9 | Dongguan Bestwon Lighting Co.Ltd | Bestwon | BWRL-45W-E(X)39A(5700K) | Mogul (E39) Screw-Base Replacements for HID Lamps | Low Output | Replacement Lamps for Outdoor Full-Cutoff Wall-mounted Area Luminaires (Type B) |  | Standard | FALSE | [9 empty] | 42775 |  | No |  | 4.1 | 4282 | 91.68 | 46.71 | 19.97 | 0.9 | 5700 | 83.9
PAZ9NENT | Dongguan Bestwon Lighting Co.Ltd | Bestwon | BWRL-45W-E(X)39A(5000K) | Mogul (E39) Screw-Base Replacements for HID Lamps | Low Output | Replacement Lamps for Outdoor Full-Cutoff Wall-mounted Area Luminaires (Type B) |  | Standard | FALSE | [9 empty] | 42775 |  | No |  | 4.1 | 4250 | 91.52 | 46.44 | 19.46 | 0.91 | 5000 | 83
PQEFZCNH | Dongguan Bestwon Lighting Co.Ltd | Bestwon | BWRL-45W-E(X)39A(4500K) | Mogul (E39) Screw-Base Replacements for HID Lamps | Low Output | Replacement Lamps for Outdoor Full-Cutoff Wall-mounted Area Luminaires (Type B) |  | Standard | FALSE | [9 empty] | 42775 |  | No |  | 4.1 | 4218.1 | 90.83 | 46.44 | 19.46 | 0.91 | 4500 | 83
P1NFSBU2 | Dongguan Bestwon Lighting Co.Ltd | Bestwon | BWHC-45W-E(X)39A(4000K) | Mogul (E39) Screw-Base Replacements for HID Lamps | Low Output | Replacement Lamps for Outdoor Full-Cutoff Wall-mounted Area Luminaires (Type B) |  | Standard | FALSE | [9 empty] | 42775 |  | No |  | 4.1 | 4186.1 | 90.14 | 46.44 | 19.46 | 0.91 | 4000 | 83
P82NW15N | Dongguan Bestwon Lighting Co.Ltd | Bestwon | BWHC-45W-E(X)39A(3500K) | Mogul (E39) Screw-Base Replacements for HID Lamps | Low Output | Replacement Lamps for Outdoor Full-Cutoff Wall-mounted Area Luminaires (Type B) |  | Standard | FALSE | [9 empty] | 42775 |  | No |  | 4.1 | 4154.1 | 88.45 | 46.44 | 19.46 | 0.91 | 3500 | 83
P3ZY5XCV | Dongguan Bestwon Lighting Co.Ltd | Bestwon | BWHC-45W-E(X)39A(3000K) | Mogul (E39) Screw-Base Replacements for HID Lamps | Low Output | Replacement Lamps for Outdoor Full-Cutoff Wall-mounted Area Luminaires (Type B) |  | Standard | FALSE | [9 empty] | 42775 |  | No |  | 4.1 | 4122.2 | 88.76 | 46.44 | 19.46 | 0.91 | 3000 | 83
P7N6G223 | Sarin Energy Inc. | SES | SES-CLH-115W1-E 4000 | Mogul (E39) Screw-Base Replacements for HID Lamps | High Output | Replacement Lamps for Outdoor Pole/Arm-mounted Area and Roadway Luminaires (Type B) |  | Standard | TRUE | 12819 | 113.44 | 113 | 17.92 | 0.9013 | 3903 | 73.1 | 5 | 50000 | 42773 | Not Dimmable | No |  | 4 | 12819 | 113.44 | 113 | 17.92 | 0.9 | 4000 | 73.1
PGHZDP4C | Sarin Energy Inc. | SES | SES-CLH-75W1-E 4000 | Mogul (E39) Screw-Base Replacements for HID Lamps | Mid Output | Replacement Lamps for Outdoor Pole/Arm-mounted Area and Roadway Luminaires (Type B) |  | Standard | TRUE | 8507.2 | 115.32 | 73.77 | 19.49 | 0.901 | 3898 | 73 | 5 | 50000 | 42773 | Not Dimmable | No |  | 4 | 8615.3 | 116.12 | 74.19 | 19.49 | 0.9 | 4000 | 73
PNN7VSJC | Sarin Energy Inc. | SES | SES-CL1B1-150W-4000 | Mogul (E39) Screw-Base Replacements for HID Lamps | High Output | Replacement Lamps for Outdoor Pole/Arm-mounted Decorative Luminaires (Type B) |  | Standard | TRUE | 17146 | 118.74 | 144.4 | 13.52 | 0.9361 | 4122 | 82.3 | 5 | 50000 | 42773 | Not Dimmable | No |  | 4 | 17592 | 119.11 | 147.7 | 13.52 | 0.94 | 4000 | 82.3
P8SYU68J | Sarin Energy Inc. | SES | SES-CL1B1-80W-4000 | Mogul (E39) Screw-Base Replacements for HID Lamps | Mid Output | Replacement Lamps for Outdoor Pole/Arm-mounted Decorative Luminaires (Type B) |  | Standard | TRUE | 9177.6 | 115.21 | 79.66 | 14.56 | 0.9063 | 4116 | 82.2 | 5 | 50000 | 42773 | Not Dimmable | No |  | 4 | 9298.2 | 115.91 | 80.22 | 14.56 | 0.91 | 4000 | 82.2
PHP9BGCW | Sarin Energy Inc. | SES | SES-CL1B1-100W-4000 | Mogul (E39) Screw-Base Replacements for HID Lamps | High Output | Replacement Lamps for Outdoor Pole/Arm-mounted Decorative Luminaires (Type B) |  | Standard | TRUE | 11462 | 114.62 | 100 | 12.15 | 0.9039 | 4107 | 82.1 | 5 | 50000 | 42773 | Not Dimmable | No |  | 4 | 11462 | 114.62 | 100 | 12.15 | 0.9 | 4000 | 82.1
P544S9JU | Sarin Energy Inc. | SES | SES-CL1B1-120W-4000 | Mogul (E39) Screw-Base Replacements for HID Lamps | High Output | Replacement Lamps for Outdoor Pole/Arm-mounted Decorative Luminaires (Type B) |  | Standard | TRUE | 12985 | 114.3 | 113.6 | 18.96 | 0.903 | 4109 | 82.3 | 5 | 50000 | 42773 | Not Dimmable | No |  | 4 | 13305 | 114.6 | 116.1 | 18.96 | 0.9 | 4000 | 82.3
PBKMHNT6 | Sarin Energy Inc. | SES | SES-CL1B-60W-4000E39 | Mogul (E39) Screw-Base Replacements for HID Lamps | Mid Output | Replacement Lamps for Outdoor Pole/Arm-mounted Decorative Luminaires (Type B) |  | Standard | TRUE | 6299.6 | 110.69 | 56.91 | 17.57 | 0.9021 | 4134 | 82.1 | 5 | 50000 | 42773 | Not Dimmable | No |  | 4 | 6473.2 | 110.9 | 58.37 | 17.57 | 0.9 | 4000 | 82.1
PZUQSR51 | Sarin Energy Inc. | SES | SES-CL1B-40W-4000E39 | Mogul (E39) Screw-Base Replacements for HID Lamps | Mid Output | Replacement Lamps for Outdoor Pole/Arm-mounted Decorative Luminaires (Type B) |  | Standard | TRUE | 4524.7 | 114.23 | 39.61 | 15.14 | 0.9016 | 4129 | 82.3 | 5 | 50000 | 42773 | Not Dimmable | No |  | 4 | 4524.7 | 114.23 | 39.61 | 15.14 | 0.9 | 4000 | 82.3
PVX5ZQ99 | Sarin Energy Inc. | SES | SES-CL1B1-80W-5700 | Mogul (E39) Screw-Base Replacements for HID Lamps | Mid Output | Replacement Lamps for Outdoor Pole/Arm-mounted Decorative Luminaires (Type B) |  | Standard | FALSE | [9 empty] | 42773 | Not Dimmable | No |  | 4 | 9512 | 117.91 | 80.67 | 17.47 | 0.9 | 5700 | 82.7
P6W73693 | Sarin Energy Inc. | SES | SES-CL1B-40W-5700E39 | Mogul (E39) Screw-Base Replacements for HID Lamps | Mid Output | Replacement Lamps for Outdoor Pole/Arm-mounted Decorative Luminaires (Type B) |  | Standard | FALSE | [9 empty] | 42773 | Not Dimmable | No |  | 4 | 4785 | 119.09 | 40.18 | 15.91 | 0.9 | 5700 | 82.7
PBB8HKK4 | Sarin Energy Inc. | SES | SES-CL1B-60W-5700E39 | Mogul (E39) Screw-Base Replacements for HID Lamps | Mid Output | Replacement Lamps for Outdoor Pole/Arm-mounted Decorative Luminaires (Type B) |  | Standard | FALSE | [9 empty] | 42773 | Not Dimmable | No |  | 4 | 6705 | 113.81 | 58.91 | 18.94 | 0.9 | 5700 | 82.6
P5PVRGXD | Sarin Energy Inc. | SES | SES-CL1B1-150W-5700 | Mogul (E39) Screw-Base Replacements for HID Lamps | High Output | Replacement Lamps for Outdoor Pole/Arm-mounted Decorative Luminaires (Type B) |  | Standard | FALSE | [9 empty] | 42773 | Not Dimmable | No |  | 4 | 17946 | 121.09 | 148.2 | 14.51 | 0.93 | 5700 | 82.6
P1EYXD26 | Sarin Energy Inc. | SES | SES-CL1B1-120W-5700 | Mogul (E39) Screw-Base Replacements for HID Lamps | High Output | Replacement Lamps for Outdoor Pole/Arm-mounted Decorative Luminaires (Type B) |  | Standard | FALSE | [9 empty] | 42773 | Not Dimmable | No |  | 4 | 13675 | 116.38 | 117.5 | 19.97 | 0.9 | 5700 | 82.2
PNAXDXVN | Sarin Energy Inc. | SES | SES-CL1B1-100W-5700 | Mogul (E39) Screw-Base Replacements for HID Lamps | High Output | Replacement Lamps for Outdoor Pole/Arm-mounted Decorative Luminaires (Type B) |  | Standard | FALSE | [9 empty] | 42773 | Not Dimmable | No |  | 4 | 11852 | 117.81 | 100.6 | 13.59 | 0.9 | 5700 | 82
P4HFZ8M7 | Sarin Energy Inc. | SES | SES-CLH-115W1-E 5700 | Mogul (E39) Screw-Base Replacements for HID Lamps | High Output | Replacement Lamps for Outdoor Pole/Arm-mounted Area and Roadway Luminaires (Type B) |  | Standard | FALSE | [9 empty] | 42773 | Not Dimmable | No |  | 4 | 13008 | 115.32 | 112.8 | 19.07 | 0.9 | 5700 | 75.8
PG6SRVQ4 | Sarin Energy Inc. | SES | SES-CLH-75W1-E 5700 | Mogul (E39) Screw-Base Replacements for HID Lamps | Mid Output | Replacement Lamps for Outdoor Pole/Arm-mounted Area and Roadway Luminaires (Type B) |  | Standard | FALSE | [9 empty] | 42773 | Not Dimmable | No |  | 4 | 8814 | 119.06 | 74.03 | 19.92 | 0.9 | 5700 | 75.3
PVFJTGP1 | Sarin Energy Inc. | SES | SES-CL1B1-120W-5000 | Mogul (E39) Screw-Base Replacements for HID Lamps | High Output | Replacement Lamps for Outdoor Pole/Arm-mounted Decorative Luminaires (Type B) |  | Standard | FALSE | [9 empty] | 42773 | Not Dimmable | No |  | 4 | 13305 | 114.6 | 116.1 | 18.96 | 0.9 | 5000 | 82.3
PSJQJ54N | Sarin Energy Inc. | SES | SES-CL1B-40W-5000E39 | Mogul (E39) Screw-Base Replacements for HID Lamps | Mid Output | Replacement Lamps for Outdoor Pole/Arm-mounted Decorative Luminaires (Type B) |  | Standard | FALSE | [9 empty] | 42773 | Not Dimmable | No |  | 4 | 4524.7 | 114.23 | 39.61 | 15.14 | 0.9 | 5000 | 82.3
PUSEDVN3 | Sarin Energy Inc. | SES | SES-CL1B1-150W-5000 | Mogul (E39) Screw-Base Replacements for HID Lamps | High Output | Replacement Lamps for Outdoor Pole/Arm-mounted Decorative Luminaires (Type B) |  | Standard | FALSE | [9 empty] | 42773 | Not Dimmable | No |  | 4 | 17592 | 119.11 | 147.7 | 13.52 | 0.94 | 5000 | 82.3
P4Y8WGYH | Sarin Energy Inc. | SES | SES-CL1B1-80W-5000 | Mogul (E39) Screw-Base Replacements for HID Lamps | Mid Output | Replacement Lamps for Outdoor Pole/Arm-mounted Decorative Luminaires (Type B) |  | Standard | FALSE | [9 empty] | 42773 | Not Dimmable | No |  | 4 | 9298.2 | 115.91 | 80.22 | 14.56 | 0.91 | 5000 | 82.2
PXAJ8FU3 | Sarin Energy Inc. | SES | SES-CL1B-60W-5000E39 | Mogul (E39) Screw-Base Replacements for HID Lamps | Mid Output | Replacement Lamps for Outdoor Pole/Arm-mounted Decorative Luminaires (Type B) |  | Standard | FALSE | [9 empty] | 42773 | Not Dimmable | No |  | 4 | 6473.2 | 110.9 | 58.37 | 17.57 | 0.9 | 5000 | 82.1
P57ZB36H | Sarin Energy Inc. | SES | SES-CL1B1-100W-5000 | Mogul (E39) Screw-Base Replacements for HID Lamps | High Output | Replacement Lamps for Outdoor Pole/Arm-mounted Decorative Luminaires (Type B) |  | Standard | FALSE | [9 empty] | 42773 | Not Dimmable | No |  | 4 | 11462 | 114.62 | 100 | 12.15 | 0.9 | 5000 | 82.1
PGH5NXYH | Sarin Energy Inc. | SES | SES-CLH-115W1-E 5000 | Mogul (E39) Screw-Base Replacements for HID Lamps | High Output | Replacement Lamps for Outdoor Pole/Arm-mounted Area and Roadway Luminaires (Type B) |  | Standard | FALSE | [9 empty] | 42773 | Not Dimmable | No |  | 4 | 12819 | 113.44 | 113 | 17.92 | 0.9 | 5000 | 73.1
PHWRBTNW | Sarin Energy Inc. | SES | SES-CLH-75W1-E 5000 | Mogul (E39) Screw-Base Replacements for HID Lamps | Mid Output | Replacement Lamps for Outdoor Pole/Arm-mounted Area and Roadway Luminaires (Type B) |  | Standard | FALSE | [9 empty] | 42773 | Not Dimmable | No |  | 4 | 8615.3 | 116.12 | 74.19 | 19.49 | 0.9 | 5000 | 73
P2NH7YK6 | Sarin Energy Inc. | SES | SES-CL1B1-120W-4500 | Mogul (E39) Screw-Base Replacements for HID Lamps | High Output | Replacement Lamps for Outdoor Pole/Arm-mounted Decorative Luminaires (Type B) |  | Standard | FALSE | [9 empty] | 42773 | Not Dimmable | No |  | 4 | 13305 | 114.6 | 116.1 | 18.96 | 0.9 | 4500 | 82.3
PKCSWWXY | Sarin Energy Inc. | SES | SES-CL1B-40W-4500E39 | Mogul (E39) Screw-Base Replacements for HID Lamps | Mid Output | Replacement Lamps for Outdoor Pole/Arm-mounted Decorative Luminaires (Type B) |  | Standard | FALSE | [9 empty] | 42773 | Not Dimmable | No |  | 4 | 4524.7 | 114.23 | 39.61 | 15.14 | 0.9 | 4500 | 82.3
PH86ZFJD | Sarin Energy Inc. | SES | SES-CL1B1-150W-4500 | Mogul (E39) Screw-Base Replacements for HID Lamps | High Output | Replacement Lamps for Outdoor Pole/Arm-mounted Decorative Luminaires (Type B) |  | Standard | FALSE | [9 empty] | 42773 | Not Dimmable | No |  | 4 | 17592 | 119.11 | 147.7 | 13.52 | 0.94 | 4500 | 82.3
P3ENJD27 | Sarin Energy Inc. | SES | SES-CL1B1-80W-4500 | Mogul (E39) Screw-Base Replacements for HID Lamps | Mid Output | Replacement Lamps for Outdoor Pole/Arm-mounted Decorative Luminaires (Type B) |  | Standard | FALSE | [9 empty] | 42773 | Not Dimmable | No |  | 4 | 9298.2 | 115.91 | 80.22 | 14.56 | 0.91 | 4500 | 82.2
PUQ2MJXZ | Sarin Energy Inc. | SES | SES-CL1B-60W-4500E39 | Mogul (E39) Screw-Base Replacements for HID Lamps | Mid Output | Replacement Lamps for Outdoor Pole/Arm-mounted Decorative Luminaires (Type B) |  | Standard | FALSE | [9 empty] | 42773 | Not Dimmable | No |  | 4 | 6473.2 | 110.9 | 58.37 | 17.57 | 0.9 | 4500 | 82.1
P8C2NYR4 | Sarin Energy Inc. | SES | SES-CL1B1-100W-4500 | Mogul (E39) Screw-Base Replacements for HID Lamps | High Output | Replacement Lamps for Outdoor Pole/Arm-mounted Decorative Luminaires (Type B) |  | Standard | FALSE | [9 empty] | 42773 | Not Dimmable | No |  | 4 | 11462 | 114.62 | 100 | 12.15 | 0.9 | 4500 | 82.1
PNVN3X58 | Beyond LED Technology | Beyond | BLTCLH54WE394K | Mogul (E39) Screw-Base Replacements for HID Lamps | Mid Output | Replacement Lamps for Outdoor Pole/Arm-mounted Area and Roadway Luminaires (Type B) |  | Standard | TRUE | 6465.6 | 117.73 | 54.92 | 18.22 | 0.916 | 3905 | 73.3 | 5 | 50000 | 42773 | Not Dimmable | No |  | 4 | 6664.7 | 121.44 | 54.88 | 18.22 | 0.92 | 4000 | 73.3
PVU6SMEW | Beyond LED Technology | Beyond | BLTCLH115WE394K | Mogul (E39) Screw-Base Replacements for HID Lamps | High Output | Replacement Lamps for Outdoor Pole/Arm-mounted Area and Roadway Luminaires (Type B) |  | Standard | TRUE | 12819 | 113.44 | 113 | 17.92 | 0.9013 | 3903 | 73.1 | 5 | 50000 | 42773 | Not Dimmable | No |  | 4 | 12819 | 113.44 | 113 | 17.92 | 0.9 | 4000 | 73.1
PPMQV8EU | Beyond LED Technology | Beyond | BLTCLH95WE394K | Mogul (E39) Screw-Base Replacements for HID Lamps | High Output | Replacement Lamps for Outdoor Pole/Arm-mounted Area and Roadway Luminaires (Type B) |  | Standard | TRUE | 10622 | 114.03 | 93.15 | 17.9 | 0.9028 | 3898 | 73.1 | 5 | 50000 | 42773 | Not Dimmable | No |  | 4 | 10622 | 114.03 | 93.15 | 17.9 | 0.9 | 4000 | 73.1
PNHQEFJU | Beyond LED Technology | Beyond | BLTCLH75WE394K | Mogul (E39) Screw-Base Replacements for HID Lamps | Mid Output | Replacement Lamps for Outdoor Pole/Arm-mounted Area and Roadway Luminaires (Type B) |  | Standard | TRUE | 8507.2 | 115.32 | 73.77 | 19.49 | 0.901 | 3898 | 73 | 5 | 50000 | 42773 | Not Dimmable | No |  | 4 | 8615.3 | 116.12 | 74.19 | 19.49 | 0.9 | 4000 | 73
PD18WTDW | Beyond LED Technology | Beyond | BLTCL120W4K | Mogul (E39) Screw-Base Replacements for HID Lamps | High Output | Replacement Lamps for Outdoor Pole/Arm-mounted Decorative Luminaires (Type B) |  | Standard | TRUE | 11639 | 120.66 | 96.46 | 17.1 | 0.9364 | 4129 | 82.1 | 5 | 50000 | 42773 | Not Dimmable | No |  | 4 | 11820 | 121.49 | 97.29 | 17.1 | 0.94 | 4000 | 82.1
P1RMM23R | Beyond LED Technology | Beyond | BLTCLW150W4K | Mogul (E39) Screw-Base Replacements for HID Lamps | High Output | Replacement Lamps for Outdoor Pole/Arm-mounted Decorative Luminaires (Type B) |  | Standard | TRUE | 17146 | 118.74 | 144.4 | 13.52 | 0.9361 | 4122 | 82.3 | 5 | 50000 | 42773 | Not Dimmable | No |  | 4 | 17592 | 119.11 | 147.7 | 13.52 | 0.94 | 4000 | 82.3
P578GAQ7 | Beyond LED Technology | Beyond | BLTCL80W4K | Mogul (E39) Screw-Base Replacements for HID Lamps | Mid Output | Replacement Lamps for Outdoor Pole/Arm-mounted Decorative Luminaires (Type B) |  | Standard | TRUE | 9488.6 | 120.75 | 78.58 | 17.1 | 0.9323 | 4125 | 82.2 | 5 | 50000 | 42773 | Not Dimmable | No |  | 4 | 9603.9 | 122.39 | 78.47 | 17.1 | 0.93 | 4000 | 82.2
PGCMG4G6 | Beyond LED Technology | Beyond | BLTCL100W4K | Mogul (E39) Screw-Base Replacements for HID Lamps | High Output | Replacement Lamps for Outdoor Pole/Arm-mounted Decorative Luminaires (Type B) |  | Standard | TRUE | 14444 | 122.82 | 117.6 | 18.41 | 0.93 | 4129 | 82.2 | 5 | 50000 | 42773 | Not Dimmable | No |  | 4 | 14444 | 122.82 | 117.6 | 18.41 | 0.93 | 4000 | 82.2
PV2VMBDS | Beyond LED Technology | Beyond | BLTCLW80W4K | Mogul (E39) Screw-Base Replacements for HID Lamps | Mid Output | Replacement Lamps for Outdoor Pole/Arm-mounted Decorative Luminaires (Type B) |  | Standard | TRUE | 9177.6 | 115.21 | 79.66 | 14.56 | 0.9063 | 4116 | 82.2 | 5 | 50000 | 42773 | Not Dimmable | No |  | 4 | 9298.2 | 115.91 | 80.22 | 14.56 | 0.91 | 4000 | 82.2
PSM5XMQS | Beyond LED Technology | Beyond | BLTCL30WE394K | Mogul (E39) Screw-Base Replacements for HID Lamps | Low Output | Replacement Lamps for Outdoor Pole/Arm-mounted Decorative Luminaires (Type B) |  | Standard | TRUE | 3332.8 | 118.44 | 28.14 | 8.21 | 0.9052 | 4116 | 82 | 5 | 50000 | 42773 | Not Dimmable | No |  | 4 | 3344.2 | 121.21 | 27.59 | 8.21 | 0.91 | 4000 | 82
PCT2BR1R | Beyond LED Technology | Beyond | BLTCLW100W4K | Mogul (E39) Screw-Base Replacements for HID Lamps | High Output | Replacement Lamps for Outdoor Pole/Arm-mounted Decorative Luminaires (Type B) |  | Standard | TRUE | 11462 | 114.62 | 100 | 12.15 | 0.9039 | 4107 | 82.1 | 5 | 50000 | 42773 | Not Dimmable | No |  | 4 | 11462 | 114.62 | 100 | 12.15 | 0.9 | 4000 | 82.1
P4Y1ZQ9D | Beyond LED Technology | Beyond | BLTCL40WE394K | Mogul (E39) Screw-Base Replacements for HID Lamps | Low Output | Replacement Lamps for Outdoor Pole/Arm-mounted Decorative Luminaires (Type B) |  | Standard | TRUE | 4531 | 120.12 | 37.72 | 9.27 | 0.9036 | 4112 | 82 | 5 | 50000 | 42773 | Not Dimmable | No |  | 4 | 4579.1 | 120.98 | 37.85 | 9.27 | 0.9 | 4000 | 82
PZADFUYV | Beyond LED Technology | Beyond | BLTCLW120W4K | Mogul (E39) Screw-Base Replacements for HID Lamps | High Output | Replacement Lamps for Outdoor Pole/Arm-mounted Decorative Luminaires (Type B) |  | Standard | TRUE | 12985 | 114.3 | 113.6 | 18.96 | 0.903 | 4109 | 82.3 | 5 | 50000 | 42773 | Not Dimmable | No |  | 4 | 13305 | 114.6 | 116.1 | 18.96 | 0.9 | 4000 | 82.3
P42B5CGR | Beyond LED Technology | Beyond | BLTCL60WE394K | Mogul (E39) Screw-Base Replacements for HID Lamps | Mid Output | Replacement Lamps for Outdoor Pole/Arm-mounted Decorative Luminaires (Type B) |  | Standard | TRUE | 6573.6 | 116 | 56.67 | 12.38 | 0.9021 | 4132 | 82.1 | 5 | 50000 | 42773 | Not Dimmable | No |  | 4 | 6630.2 | 117.87 | 56.25 | 12.38 | 0.9 | 4000 | 82.1
P4JU5E87 | Beyond LED Technology | Beyond | BLTCLW60WE394K | Mogul (E39) Screw-Base Replacements for HID Lamps | Mid Output | Replacement Lamps for Outdoor Pole/Arm-mounted Decorative Luminaires (Type B) |  | Standard | TRUE | 6299.6 | 110.69 | 56.91 | 17.57 | 0.9021 | 4134 | 82.1 | 5 | 50000 | 42773 | Not Dimmable | No |  | 4 | 6473.2 | 110.9 | 58.37 | 17.57 | 0.9 | 4000 | 82.1
P41KBV6Z | Beyond LED Technology | Beyond | BLTCLW40WE394K | Mogul (E39) Screw-Base Replacements for HID Lamps | Mid Output | Replacement Lamps for Outdoor Pole/Arm-mounted Decorative Luminaires (Type B) |  | Standard | TRUE | 4524.7 | 114.23 | 39.61 | 15.14 | 0.9016 | 4129 | 82.3 | 5 | 50000 | 42773 | Not Dimmable | No |  | 4 | 4524.7 | 114.23 | 39.61 | 15.14 | 0.9 | 4000 | 82.3
P57BK7MY | Beyond LED Technology | Beyond | BLTCLW30WE394K | Mogul (E39) Screw-Base Replacements for HID Lamps | Low Output | Replacement Lamps for Outdoor Pole/Arm-mounted Decorative Luminaires (Type B) |  | Standard | TRUE | 3372.8 | 110.51 | 30.52 | 18.01 | 0.9015 | 4119 | 82.1 | 5 | 50000 | 42773 | Not Dimmable | No |  | 4 | 3372.8 | 110.51 | 30.52 | 18.01 | 0.9 | 4000 | 82.1
PP7GMSU1 | Beyond LED Technology | Beyond | BLTCL120W57K | Mogul (E39) Screw-Base Replacements for HID Lamps | High Output | Replacement Lamps for Outdoor Pole/Arm-mounted Decorative Luminaires (Type B) |  | Standard | FALSE | [9 empty] | 42773 | Not Dimmable | No |  | 4 | 12162 | 123.58 | 98.41 | 17.81 | 0.93 | 5700 | 82.7
P7BVG5V4 | Beyond LED Technology | Beyond | BLTCLW80W57K | Mogul (E39) Screw-Base Replacements for HID Lamps | Mid Output | Replacement Lamps for Outdoor Pole/Arm-mounted Decorative Luminaires (Type B) |  | Standard | FALSE | [9 empty] | 42773 | Not Dimmable | No |  | 4 | 9512 | 117.91 | 80.67 | 17.47 | 0.9 | 5700 | 82.7
PWFTRH5W | Beyond LED Technology | Beyond | BLTCLW40WE3957K | Mogul (E39) Screw-Base Replacements for HID Lamps | Mid Output | Replacement Lamps for Outdoor Pole/Arm-mounted Decorative Luminaires (Type B) |  | Standard | FALSE | [9 empty] | 42773 | Not Dimmable | No |  | 4 | 4785 | 119.09 | 40.18 | 15.91 | 0.9 | 5700 | 82.7
PV342H8Y | Beyond LED Technology | Beyond | BLTCL40WE3957K | Mogul (E39) Screw-Base Replacements for HID Lamps | Low Output | Replacement Lamps for Outdoor Pole/Arm-mounted Decorative Luminaires (Type B) |  | Standard | FALSE | [9 empty] | 42773 | Not Dimmable | No |  | 4 | 4737 | 122.38 | 38.71 | 10.58 | 0.9 | 5700 | 82.7
PAFBCDTG | Beyond LED Technology | Beyond | BLTCLW60WE3957K | Mogul (E39) Screw-Base Replacements for HID Lamps | Mid Output | Replacement Lamps for Outdoor Pole/Arm-mounted Decorative Luminaires (Type B) |  | Standard | FALSE | [9 empty] | 42773 | Not Dimmable | No |  | 4 | 6705 | 113.81 | 58.91 | 18.94 | 0.9 | 5700 | 82.6
PHD22CFZ | Beyond LED Technology | Beyond | BLTCLW30WE3957K | Mogul (E39) Screw-Base Replacements for HID Lamps | Low Output | Replacement Lamps for Outdoor Pole/Arm-mounted Decorative Luminaires (Type B) |  | Standard | FALSE | [9 empty] | 42773 | Not Dimmable | No |  | 4 | 3530 | 113.71 | 31.04 | 18.81 | 0.9 | 5700 | 82.6
PY46EP4X | Beyond LED Technology | Beyond | BLTCLW150W57K | Mogul (E39) Screw-Base Replacements for HID Lamps | High Output | Replacement Lamps for Outdoor Pole/Arm-mounted Decorative Luminaires (Type B) |  | Standard | FALSE | [9 empty] | 42773 | Not Dimmable | No |  | 4 | 17946 | 121.09 | 148.2 | 14.51 | 0.93 | 5700 | 82.6
P3SDWRMK | Beyond LED Technology | Beyond | BLTCL30WE3957K | Mogul (E39) Screw-Base Replacements for HID Lamps | Low Output | Replacement Lamps for Outdoor Pole/Arm-mounted Decorative Luminaires (Type B) |  | Standard | FALSE | [9 empty] | 42773 | Not Dimmable | No |  | 4 | 3480 | 123.45 | 28.19 | 9.37 | 0.9 | 5700 | 82.6
PK4HJQ74 | Beyond LED Technology | Beyond | BLTCL80W57K | Mogul (E39) Screw-Base Replacements for HID Lamps | Mid Output | Replacement Lamps for Outdoor Pole/Arm-mounted Decorative Luminaires (Type B) |  | Standard | FALSE | [9 empty] | 42773 | Not Dimmable | No |  | 4 | 9951 | 125.16 | 79.51 | 13.41 | 0.93 | 5700 | 82.5
PAV8T6PH | Beyond LED Technology | Beyond | BLTCL60WE3957K | Mogul (E39) Screw-Base Replacements for HID Lamps | Mid Output | Replacement Lamps for Outdoor Pole/Arm-mounted Decorative Luminaires (Type B) |  | Standard | FALSE | [9 empty] | 42773 | Not Dimmable | No |  | 4 | 6883 | 120.38 | 57.18 | 13.06 | 0.9 | 5700 | 82.5
PSHPFTJV | Beyond LED Technology | Beyond | BLTCL100W57K | Mogul (E39) Screw-Base Replacements for HID Lamps | High Output | Replacement Lamps for Outdoor Pole/Arm-mounted Decorative Luminaires (Type B) |  | Standard | FALSE | [9 empty] | 42773 | Not Dimmable | No |  | 4 | 14883 | 125.81 | 118.3 | 19.18 | 0.93 | 5700 | 82.4
PCXT31A1 | Beyond LED Technology | Beyond | BLTCLW120W57K | Mogul (E39) Screw-Base Replacements for HID Lamps | High Output | Replacement Lamps for Outdoor Pole/Arm-mounted Decorative Luminaires (Type B) |  | Standard | FALSE | [9 empty] | 42773 | Not Dimmable | No |  | 4 | 13675 | 116.38 | 117.5 | 19.97 | 0.9 | 5700 | 82.2
PN3M1E8Y | Beyond LED Technology | Beyond | BLTCLW100W57K | Mogul (E39) Screw-Base Replacements for HID Lamps | High Output | Replacement Lamps for Outdoor Pole/Arm-mounted Decorative Luminaires (Type B) |  | Standard | FALSE | [9 empty] | 42773 | Not Dimmable | No |  | 4 | 11852 | 117.81 | 100.6 | 13.59 | 0.9 | 5700 | 82
PZ2G51EP | Beyond LED Technology | Beyond | BLTCLH115WE3957K | Mogul (E39) Screw-Base Replacements for HID Lamps | High Output | Replacement Lamps for Outdoor Pole/Arm-mounted Area and Roadway Luminaires (Type B) |  | Standard | FALSE | [9 empty] | 42773 | Not Dimmable | No |  | 4 | 13008 | 115.32 | 112.8 | 19.07 | 0.9 | 5700 | 75.8
PB262H31 | Beyond LED Technology | Beyond | BLTCLH115WEX3957K | Mogul (E39) Screw-Base Replacements for HID Lamps | High Output | Replacement Lamps for Outdoor Pole/Arm-mounted Area and Roadway Luminaires (Type B) |  | Standard | FALSE | [9 empty] | 42773 | Not Dimmable | No |  | 4 | 13008 | 115.32 | 112.8 | 19.07 | 0.9 | 5700 | 75.8
PQZGBHQB | Beyond LED Technology | Beyond | BLTCLH54WEX3957K | Mogul (E39) Screw-Base Replacements for HID Lamps | Mid Output | Replacement Lamps for Outdoor Pole/Arm-mounted Area and Roadway Luminaires (Type B) |  | Standard | FALSE | [9 empty] | 42773 | Not Dimmable | No |  | 4 | 6802 | 123.34 | 55.15 | 18.92 | 0.92 | 5700 | 75.7
PDQ4KSR3 | Beyond LED Technology | Beyond | BLTCLH54WE3957K | Mogul (E39) Screw-Base Replacements for HID Lamps | Mid Output | Replacement Lamps for Outdoor Pole/Arm-mounted Area and Roadway Luminaires (Type B) |  | Standard | FALSE | [9 empty] | 42773 | Not Dimmable | No |  | 4 | 6802 | 123.34 | 55.15 | 18.92 | 0.92 | 5700 | 75.7
PBXP4TEQ | Beyond LED Technology | Beyond | BLTCLH95WEX3957K | Mogul (E39) Screw-Base Replacements for HID Lamps | High Output | Replacement Lamps for Outdoor Pole/Arm-mounted Area and Roadway Luminaires (Type B) |  | Standard | FALSE | [9 empty] | 42773 | Not Dimmable | No |  | 4 | 11192 | 120.4 | 92.96 | 18.81 | 0.91 | 5700 | 75.6
P5NFPW5Z | Beyond LED Technology | Beyond | BLTCLH95WE3957K | Mogul (E39) Screw-Base Replacements for HID Lamps | High Output | Replacement Lamps for Outdoor Pole/Arm-mounted Area and Roadway Luminaires (Type B) |  | Standard | FALSE | [9 empty] | 42773 | Not Dimmable | No |  | 4 | 11192 | 120.4 | 92.96 | 18.81 | 0.91 | 5700 | 75.6
PSTSC1TH | Beyond LED Technology | Beyond | BLTCLH75WEX3957K | Mogul (E39) Screw-Base Replacements for HID Lamps | Mid Output | Replacement Lamps for Outdoor Pole/Arm-mounted Area and Roadway Luminaires (Type B) |  | Standard | FALSE | [9 empty] | 42773 | Not Dimmable | No |  | 4 | 8814 | 119.06 | 74.03 | 19.92 | 0.9 | 5700 | 75.3
P5QFP56W | Beyond LED Technology | Beyond | BLTCLH75WE3957K | Mogul (E39) Screw-Base Replacements for HID Lamps | Mid Output | Replacement Lamps for Outdoor Pole/Arm-mounted Area and Roadway Luminaires (Type B) |  | Standard | FALSE | [9 empty] | 42773 | Not Dimmable | No |  | 4 | 8814 | 119.06 | 74.03 | 19.92 | 0.9 | 5700 | 75.3
PXET49V4 | Beyond LED Technology | Beyond | BLTCLW120W5K | Mogul (E39) Screw-Base Replacements for HID Lamps | High Output | Replacement Lamps for Outdoor Pole/Arm-mounted Decorative Luminaires (Type B) |  | Standard | FALSE | [9 empty] | 42773 | Not Dimmable | No |  | 4 | 13305 | 114.6 | 116.1 | 18.96 | 0.9 | 5000 | 82.3
PGDVZABG | Beyond LED Technology | Beyond | BLTCLW40WE395K | Mogul (E39) Screw-Base Replacements for HID Lamps | Mid Output | Replacement Lamps for Outdoor Pole/Arm-mounted Decorative Luminaires (Type B) |  | Standard | FALSE | [9 empty] | 42773 | Not Dimmable | No |  | 4 | 4524.7 | 114.23 | 39.61 | 15.14 | 0.9 | 5000 | 82.3
PK935D21 | Beyond LED Technology | Beyond | BLTCLW150W5K | Mogul (E39) Screw-Base Replacements for HID Lamps | High Output | Replacement Lamps for Outdoor Pole/Arm-mounted Decorative Luminaires (Type B) |  | Standard | FALSE | [9 empty] | 42773 | Not Dimmable | No |  | 4 | 17592 | 119.11 | 147.7 | 13.52 | 0.94 | 5000 | 82.3
P6QKCCRJ | Beyond LED Technology | Beyond | BLTCL100W5K | Mogul (E39) Screw-Base Replacements for HID Lamps | High Output | Replacement Lamps for Outdoor Pole/Arm-mounted Decorative Luminaires (Type B) |  | Standard | FALSE | [9 empty] | 42773 | Not Dimmable | No |  | 4 | 14444 | 122.82 | 117.6 | 18.41 | 0.93 | 5000 | 82.2
P1DZDZ59 | Beyond LED Technology | Beyond | BLTCL80W5K | Mogul (E39) Screw-Base Replacements for HID Lamps | Mid Output | Replacement Lamps for Outdoor Pole/Arm-mounted Decorative Luminaires (Type B) |  | Standard | FALSE | [9 empty] | 42773 | Not Dimmable | No |  | 4 | 9603.9 | 122.39 | 78.47 | 17.1 | 0.93 | 5000 | 82.2
PG4J1PNH | Beyond LED Technology | Beyond | BLTCLW80W5K | Mogul (E39) Screw-Base Replacements for HID Lamps | Mid Output | Replacement Lamps for Outdoor Pole/Arm-mounted Decorative Luminaires (Type B) |  | Standard | FALSE | [9 empty] | 42773 | Not Dimmable | No |  | 4 | 9298.2 | 115.91 | 80.22 | 14.56 | 0.91 | 5000 | 82.2
PFKA3AK5 | Beyond LED Technology | Beyond | BLTCLW30WE395K | Mogul (E39) Screw-Base Replacements for HID Lamps | Low Output | Replacement Lamps for Outdoor Pole/Arm-mounted Decorative Luminaires (Type B) |  | Standard | FALSE | [9 empty] | 42773 | Not Dimmable | No |  | 4 | 3372.8 | 110.51 | 30.52 | 18.01 | 0.9 | 5000 | 82.1
PNJS6A9A | Beyond LED Technology | Beyond | BLTCLW60WE395K | Mogul (E39) Screw-Base Replacements for HID Lamps | Mid Output | Replacement Lamps for Outdoor Pole/Arm-mounted Decorative Luminaires (Type B) |  | Standard | FALSE | [9 empty] | 42773 | Not Dimmable | No |  | 4 | 6473.2 | 110.9 | 58.37 | 17.57 | 0.9 | 5000 | 82.1
PW9KP1FP | Beyond LED Technology | Beyond | BLTCL120W5K | Mogul (E39) Screw-Base Replacements for HID Lamps | High Output | Replacement Lamps for Outdoor Pole/Arm-mounted Decorative Luminaires (Type B) |  | Standard | FALSE | [9 empty] | 42773 | Not Dimmable | No |  | 4 | 11820 | 121.49 | 97.29 | 17.1 | 0.94 | 5000 | 82.1
PWTAT8U2 | Beyond LED Technology | Beyond | BLTCL60WE395K | Mogul (E39) Screw-Base Replacements for HID Lamps | Mid Output | Replacement Lamps for Outdoor Pole/Arm-mounted Decorative Luminaires (Type B) |  | Standard | FALSE | [9 empty] | 42773 | Not Dimmable | No |  | 4 | 6630.2 | 117.87 | 56.25 | 12.38 | 0.9 | 5000 | 82.1
PC97YC43 | Beyond LED Technology | Beyond | BLTCLW100W5K | Mogul (E39) Screw-Base Replacements for HID Lamps | High Output | Replacement Lamps for Outdoor Pole/Arm-mounted Decorative Luminaires (Type B) |  | Standard | FALSE | [9 empty] | 42773 | Not Dimmable | No |  | 4 | 11462 | 114.62 | 100 | 12.15 | 0.9 | 5000 | 82.1
PBRTX8R7 | Beyond LED Technology | Beyond | BLTCL40WE395K | Mogul (E39) Screw-Base Replacements for HID Lamps | Low Output | Replacement Lamps for Outdoor Pole/Arm-mounted Decorative Luminaires (Type B) |  | Standard | FALSE | [9 empty] | 42773 | Not Dimmable | No |  | 4 | 4579.1 | 120.98 | 37.85 | 9.27 | 0.9 | 5000 | 82
P4FFR4AR | Beyond LED Technology | Beyond | BLTCL30WE395K | Mogul (E39) Screw-Base Replacements for HID Lamps | Low Output | Replacement Lamps for Outdoor Pole/Arm-mounted Decorative Luminaires (Type B) |  | Standard | FALSE | [9 empty] | 42773 | Not Dimmable | No |  | 4 | 3344.2 | 121.21 | 27.59 | 8.21 | 0.91 | 5000 | 82
PXQFN934 | Beyond LED Technology | Beyond | BLTCLH54WEX395K | Mogul (E39) Screw-Base Replacements for HID Lamps | Mid Output | Replacement Lamps for Outdoor Pole/Arm-mounted Area and Roadway Luminaires (Type B) |  | Standard | FALSE | [9 empty] | 42773 | Not Dimmable | No |  | 4 | 6664.7 | 121.44 | 54.88 | 18.22 | 0.92 | 5000 | 73.3
PJWUR8WR | Beyond LED Technology | Beyond | BLTCLH54WE395K | Mogul (E39) Screw-Base Replacements for HID Lamps | Mid Output | Replacement Lamps for Outdoor Pole/Arm-mounted Area and Roadway Luminaires (Type B) |  | Standard | FALSE | [9 empty] | 42773 | Not Dimmable | No |  | 4 | 6664.7 | 121.44 | 54.88 | 18.22 | 0.92 | 5000 | 73.3
PZ3UDZJ6 | Beyond LED Technology | Beyond | BLTCLH115WEX395K | Mogul (E39) Screw-Base Replacements for HID Lamps | High Output | Replacement Lamps for Outdoor Pole/Arm-mounted Area and Roadway Luminaires (Type B) |  | Standard | FALSE | [9 empty] | 42773 | Not Dimmable | No |  | 4 | 12819 | 113.44 | 113 | 17.92 | 0.9 | 5000 | 73.1
PFKZDYU7 | Beyond LED Technology | Beyond | BLTCLH115WE395K | Mogul (E39) Screw-Base Replacements for HID Lamps | High Output | Replacement Lamps for Outdoor Pole/Arm-mounted Area and Roadway Luminaires (Type B) |  | Standard | FALSE | [9 empty] | 42773 | Not Dimmable | No |  | 4 | 12819 | 113.44 | 113 | 17.92 | 0.9 | 5000 | 73.1
PKBYNUQF | Beyond LED Technology | Beyond | BLTCLH95WE395K | Mogul (E39) Screw-Base Replacements for HID Lamps | High Output | Replacement Lamps for Outdoor Pole/Arm-mounted Area and Roadway Luminaires (Type B) |  | Standard | FALSE | [9 empty] | 42773 | Not Dimmable | No |  | 4 | 10622 | 114.03 | 93.15 | 17.9 | 0.9 | 5000 | 73.1
P6ZKENP3 | Beyond LED Technology | Beyond | BLTCLH95WEX395K | Mogul (E39) Screw-Base Replacements for HID Lamps | High Output | Replacement Lamps for Outdoor Pole/Arm-mounted Area and Roadway Luminaires (Type B) |  | Standard | FALSE | [9 empty] | 42773 | Not Dimmable | No |  | 4 | 10622 | 114.03 | 93.15 | 17.9 | 0.9 | 5000 | 73.1
PZWHHA2K | Beyond LED Technology | Beyond | BLTCLH75WEX395K | Mogul (E39) Screw-Base Replacements for HID Lamps | Mid Output | Replacement Lamps for Outdoor Pole/Arm-mounted Area and Roadway Luminaires (Type B) |  | Standard | FALSE | [9 empty] | 42773 | Not Dimmable | No |  | 4 | 8615.3 | 116.12 | 74.19 | 19.49 | 0.9 | 5000 | 73
PPB57P5Z | Beyond LED Technology | Beyond | BLTCLH75WE395K | Mogul (E39) Screw-Base Replacements for HID Lamps | Mid Output | Replacement Lamps for Outdoor Pole/Arm-mounted Area and Roadway Luminaires (Type B) |  | Standard | FALSE | [9 empty] | 42773 | Not Dimmable | No |  | 4 | 8615.3 | 116.12 | 74.19 | 19.49 | 0.9 | 5000 | 73
PYZ76G1B | Beyond LED Technology | Beyond | BLTCLW120W45K | Mogul (E39) Screw-Base Replacements for HID Lamps | High Output | Replacement Lamps for Outdoor Pole/Arm-mounted Decorative Luminaires (Type B) |  | Standard | FALSE | [9 empty] | 42773 | Not Dimmable | No |  | 4 | 13305 | 114.6 | 116.1 | 18.96 | 0.9 | 4500 | 82.3
PM81MDK5 | Beyond LED Technology | Beyond | BLTCLW40WE3945K | Mogul (E39) Screw-Base Replacements for HID Lamps | Mid Output | Replacement Lamps for Outdoor Pole/Arm-mounted Decorative Luminaires (Type B) |  | Standard | FALSE | [9 empty] | 42773 | Not Dimmable | No |  | 4 | 4524.7 | 114.23 | 39.61 | 15.14 | 0.9 | 4500 | 82.3
PFACAZCP | Beyond LED Technology | Beyond | BLTCLW150W45K | Mogul (E39) Screw-Base Replacements for HID Lamps | High Output | Replacement Lamps for Outdoor Pole/Arm-mounted Decorative Luminaires (Type B) |  | Standard | FALSE | [9 empty] | 42773 | Not Dimmable | No |  | 4 | 17592 | 119.11 | 147.7 | 13.52 | 0.94 | 4500 | 82.3
P3S14ME3 | Beyond LED Technology | Beyond | BLTCL100W45K | Mogul (E39) Screw-Base Replacements for HID Lamps | High Output | Replacement Lamps for Outdoor Pole/Arm-mounted Decorative Luminaires (Type B) |  | Standard | FALSE | [9 empty] | 42773 | Not Dimmable | No |  | 4 | 14444 | 122.82 | 117.6 | 18.41 | 0.93 | 4500 | 82.2
P3XVG5RM | Beyond LED Technology | Beyond | BLTCL80W45K | Mogul (E39) Screw-Base Replacements for HID Lamps | Mid Output | Replacement Lamps for Outdoor Pole/Arm-mounted Decorative Luminaires (Type B) |  | Standard | FALSE | [9 empty] | 42773 | Not Dimmable | No |  | 4 | 9603.9 | 122.39 | 78.47 | 17.1 | 0.93 | 4500 | 82.2
PYGS9M7G | Beyond LED Technology | Beyond | BLTCLW80W45K | Mogul (E39) Screw-Base Replacements for HID Lamps | Mid Output | Replacement Lamps for Outdoor Pole/Arm-mounted Decorative Luminaires (Type B) |  | Standard | FALSE | [9 empty] | 42773 | Not Dimmable | No |  | 4 | 9298.2 | 115.91 | 80.22 | 14.56 | 0.91 | 4500 | 82.2
P22G3AFN | Beyond LED Technology | Beyond | BLTCLW30WE3945K | Mogul (E39) Screw-Base Replacements for HID Lamps | Low Output | Replacement Lamps for Outdoor Pole/Arm-mounted Decorative Luminaires (Type B) |  | Standard | FALSE | [9 empty] | 42773 | Not Dimmable | No |  | 4 | 3372.8 | 110.51 | 30.52 | 18.01 | 0.9 | 4500 | 82.1
PA72RJX5 | Beyond LED Technology | Beyond | BLTCLW60WE3945K | Mogul (E39) Screw-Base Replacements for HID Lamps | Mid Output | Replacement Lamps for Outdoor Pole/Arm-mounted Decorative Luminaires (Type B) |  | Standard | FALSE | [9 empty] | 42773 | Not Dimmable | No |  | 4 | 6473.2 | 110.9 | 58.37 | 17.57 | 0.9 | 4500 | 82.1
PUJABJQ8 | Beyond LED Technology | Beyond | BLTCL120W45K | Mogul (E39) Screw-Base Replacements for HID Lamps | High Output | Replacement Lamps for Outdoor Pole/Arm-mounted Decorative Luminaires (Type B) |  | Standard | FALSE | [9 empty] | 42773 | Not Dimmable | No |  | 4 | 11820 | 121.49 | 97.29 | 17.1 | 0.94 | 4500 | 82.1
P1ZQ742B | Beyond LED Technology | Beyond | BLTCL60WE3945K | Mogul (E39) Screw-Base Replacements for HID Lamps | Mid Output | Replacement Lamps for Outdoor Pole/Arm-mounted Decorative Luminaires (Type B) |  | Standard | FALSE | [9 empty] | 42773 | Not Dimmable | No |  | 4 | 6630.2 | 117.87 | 56.25 | 12.38 | 0.9 | 4500 | 82.1
PEFEHUNY | Beyond LED Technology | Beyond | BLTCLW100W45K | Mogul (E39) Screw-Base Replacements for HID Lamps | High Output | Replacement Lamps for Outdoor Pole/Arm-mounted Decorative Luminaires (Type B) |  | Standard | FALSE | [9 empty] | 42773 | Not Dimmable | No |  | 4 | 11462 | 114.62 | 100 | 12.15 | 0.9 | 4500 | 82.1
P2VYRKC7 | Beyond LED Technology | Beyond | BLTCL40WE3945K | Mogul (E39) Screw-Base Replacements for HID Lamps | Low Output | Replacement Lamps for Outdoor Pole/Arm-mounted Decorative Luminaires (Type B) |  | Standard | FALSE | [9 empty] | 42773 | Not Dimmable | No |  | 4 | 4579.1 | 120.98 | 37.85 | 9.27 | 0.9 | 4500 | 82
PJPREN35 | Beyond LED Technology | Beyond | BLTCL30WE3945K | Mogul (E39) Screw-Base Replacements for HID Lamps | Low Output | Replacement Lamps for Outdoor Pole/Arm-mounted Decorative Luminaires (Type B) |  | Standard | FALSE | [9 empty] | 42773 | Not Dimmable | No |  | 4 | 3344.2 | 121.21 | 27.59 | 8.21 | 0.91 | 4500 | 82
PYZ8XJ9C | Beyond LED Technology | Beyond | BLTCLH54WEX394K | Mogul (E39) Screw-Base Replacements for HID Lamps | Mid Output | Replacement Lamps for Outdoor Pole/Arm-mounted Area and Roadway Luminaires (Type B) |  | Standard | FALSE | [9 empty] | 42773 | Not Dimmable | No |  | 4 | 6664.7 | 121.44 | 54.88 | 18.22 | 0.92 | 4000 | 73.3
PNNGFAN3 | Beyond LED Technology | Beyond | BLTCLH115WEX394K | Mogul (E39) Screw-Base Replacements for HID Lamps | High Output | Replacement Lamps for Outdoor Pole/Arm-mounted Area and Roadway Luminaires (Type B) |  | Standard | FALSE | [9 empty] | 42773 | Not Dimmable | No |  | 4 | 12819 | 113.44 | 113 | 17.92 | 0.9 | 4000 | 73.1
PRWYNDPP | Beyond LED Technology | Beyond | BLTCLH95WEX394K | Mogul (E39) Screw-Base Replacements for HID Lamps | High Output | Replacement Lamps for Outdoor Pole/Arm-mounted Area and Roadway Luminaires (Type B) |  | Standard | FALSE | [9 empty] | 42773 | Not Dimmable | No |  | 4 | 10622 | 114.03 | 93.15 | 17.9 | 0.9 | 4000 | 73.1
PGPC93XZ | Beyond LED Technology | Beyond | BLTCLH75WEX394K | Mogul (E39) Screw-Base Replacements for HID Lamps | Mid Output | Replacement Lamps for Outdoor Pole/Arm-mounted Area and Roadway Luminaires (Type B) |  | Standard | FALSE | [9 empty] | 42773 | Not Dimmable | No |  | 4 | 8615.3 | 116.12 | 74.19 | 19.49 | 0.9 | 4000 | 73
PM86SH21 | Shenzhen Like Lighting Technology Co. Ltd. | Likelighting | LK-360D-K10-27W(3000K) | Mogul (E39) Screw-Base Replacements for HID Lamps | Low Output | Replacement Lamps for Outdoor Pole/Arm-mounted Decorative Luminaires (Type B) |  | Standard | TRUE | 2902.45 | 114.09 | 25.44 | 16.5 | 0.909 | 2927 | 82 | 5 | 50000 | 42772 |  | No |  | 4.1 | 2902.4 | 114 | 25.44 | 16.5 | 0.91 | 2927 | 82
PCFWS32R | Shenzhen Like Lighting Technology Co. Ltd. | Likelighting | LK-360D-K10-27W(5700K) | Mogul (E39) Screw-Base Replacements for HID Lamps | Low Output | Replacement Lamps for Outdoor Pole/Arm-mounted Decorative Luminaires (Type B) |  | Standard | FALSE | [9 empty] | 42772 |  | No |  | 4.1 | 3090.5 | 120.2 | 25.71 | 17.2 | 0.92 | 5388 | 82.5
P53DX8JN | Shenzhen Like Lighting Technology Co. Ltd. | Likelighting | LK-360D-K10-27W(5000K) | Mogul (E39) Screw-Base Replacements for HID Lamps | Low Output | Replacement Lamps for Outdoor Pole/Arm-mounted Decorative Luminaires (Type B) |  | Standard | FALSE | [9 empty] | 42772 |  | No |  | 4.1 | 2902.4 | 114 | 25.44 | 16.5 | 0.91 | 5000 | 82
PTPTW2XB | Shenzhen Like Lighting Technology Co. Ltd. | Likelighting | LK-360D-K10-27W(4500K) | Mogul (E39) Screw-Base Replacements for HID Lamps | Low Output | Replacement Lamps for Outdoor Pole/Arm-mounted Decorative Luminaires (Type B) |  | Standard | FALSE | [9 empty] | 42772 |  | No |  | 4.1 | 2902.4 | 114 | 25.44 | 16.5 | 0.91 | 4500 | 82
PY2TJ81Z | Shenzhen Like Lighting Technology Co. Ltd. | Likelighting | LK-360D-K10-27W(4000K) | Mogul (E39) Screw-Base Replacements for HID Lamps | Low Output | Replacement Lamps for Outdoor Pole/Arm-mounted Decorative Luminaires (Type B) |  | Standard | FALSE | [9 empty] | 42772 |  | No |  | 4.1 | 2902.4 | 114 | 25.44 | 16.5 | 0.91 | 4000 | 82
PWY42PRP | Shenzhen Like Lighting Technology Co. Ltd. | Likelighting | LK-360D-K10-27W(3500K) | Mogul (E39) Screw-Base Replacements for HID Lamps | Low Output | Replacement Lamps for Outdoor Pole/Arm-mounted Decorative Luminaires (Type B) |  | Standard | FALSE | [9 empty] | 42772 |  | No |  | 4.1 | 2902.4 | 114 | 25.44 | 16.5 | 0.91 | 3500 | 82
PWQMKAZR | Shenzhen Like Lighting Technology Co. Ltd. | Likelighting | LK-360D-K10-36W(3000K) | Mogul (E39) Screw-Base Replacements for HID Lamps | Low Output | Replacement Lamps for Outdoor Pole/Arm-mounted Decorative Luminaires (Type B) |  | Standard | TRUE | 4046.7 | 114.94 | 35.206 | 17.9 | 0.911 | 2926 | 81.9 | 5 | 50000 | 42772 |  | No |  | 4.1 | 4110.7 | 116 | 35.4 | 17.9 | 0.91 | 2926 | 81.9
PCADMFC3 | Shenzhen Like Lighting Technology Co. Ltd. | Likelighting | LK-360D-K10-36W(5700K) | Mogul (E39) Screw-Base Replacements for HID Lamps | Low Output | Replacement Lamps for Outdoor Pole/Arm-mounted Decorative Luminaires (Type B) |  | Standard | FALSE | [9 empty] | 42772 |  | No |  | 4.1 | 4324.3 | 120 | 36 | 18.5 | 0.92 | 5398 | 82.5
PU29N8FK | Shenzhen Like Lighting Technology Co. Ltd. | Likelighting | LK-360D-K10-36W(5000K) | Mogul (E39) Screw-Base Replacements for HID Lamps | Low Output | Replacement Lamps for Outdoor Pole/Arm-mounted Decorative Luminaires (Type B) |  | Standard | FALSE | [9 empty] | 42772 |  | No |  | 4.1 | 4110.7 | 116 | 35.4 | 17.9 | 0.91 | 5000 | 81.9
PKNWRPZ8 | Shenzhen Like Lighting Technology Co. Ltd. | Likelighting | LK-360D-K10-36W(4500K) | Mogul (E39) Screw-Base Replacements for HID Lamps | Low Output | Replacement Lamps for Outdoor Pole/Arm-mounted Decorative Luminaires (Type B) |  | Standard | FALSE | [9 empty] | 42772 |  | No |  | 4.1 | 4110.7 | 116 | 35.4 | 17.9 | 0.91 | 4500 | 81.9
PZNH4SKN | Shenzhen Like Lighting Technology Co. Ltd. | Likelighting | LK-360D-K10-36W(4000K) | Mogul (E39) Screw-Base Replacements for HID Lamps | Low Output | Replacement Lamps for Outdoor Pole/Arm-mounted Decorative Luminaires (Type B) |  | Standard | FALSE | [9 empty] | 42772 |  | No |  | 4.1 | 4110.7 | 116 | 35.4 | 17.9 | 0.91 | 4000 | 81.9
P1UM9QAA | Shenzhen Like Lighting Technology Co. Ltd. | Likelighting | LK-360D-K10-36W(3500K) | Mogul (E39) Screw-Base Replacements for HID Lamps | Low Output | Replacement Lamps for Outdoor Pole/Arm-mounted Decorative Luminaires (Type B) |  | Standard | FALSE | [9 empty] | 42772 |  | No |  | 4.1 | 4110.7 | 116 | 35.4 | 17.9 | 0.91 | 3500 | 81.9
PW9VCV76 | Shenzhen Like Lighting Technology Co. Ltd. | Likelighting | LK-360D-K10-45W(3000K) | Mogul (E39) Screw-Base Replacements for HID Lamps | Mid Output | Replacement Lamps for Outdoor Pole/Arm-mounted Decorative Luminaires (Type B) |  | Standard | TRUE | 5405.649 | 119.594 | 45.2 | 17.2 | 0.918 | 2930 | 93.1 | 5 | 50000 | 42772 |  | No |  | 4.1 | 5405.6 | 119.5 | 45.2 | 17.2 | 0.92 | 2930 | 83.1
P6BM6JQG | Shenzhen Like Lighting Technology Co. Ltd. | Likelighting | LK-360D-K10-45W(5700K) | Mogul (E39) Screw-Base Replacements for HID Lamps | Mid Output | Replacement Lamps for Outdoor Pole/Arm-mounted Decorative Luminaires (Type B) |  | Standard | FALSE | [9 empty] | 42772 |  | No |  | 4.1 | 5622.9 | 125.7 | 44.7 | 18.2 | 0.93 | 5498 | 82.9
PUE8TAAZ | Shenzhen Like Lighting Technology Co. Ltd. | Likelighting | LK-360D-K10-45W(5000K) | Mogul (E39) Screw-Base Replacements for HID Lamps | Mid Output | Replacement Lamps for Outdoor Pole/Arm-mounted Decorative Luminaires (Type B) |  | Standard | FALSE | [9 empty] | 42772 |  | No |  | 4.1 | 5405.6 | 119.5 | 45.2 | 17.2 | 0.92 | 5000 | 83.1
PFWMYVRT | Shenzhen Like Lighting Technology Co. Ltd. | Likelighting | LK-360D-K10-45W(4500K) | Mogul (E39) Screw-Base Replacements for HID Lamps | Mid Output | Replacement Lamps for Outdoor Pole/Arm-mounted Decorative Luminaires (Type B) |  | Standard | FALSE | [9 empty] | 42772 |  | No |  | 4.1 | 5405.6 | 119.5 | 45.2 | 17.2 | 0.92 | 4500 | 83.1
PFPKVXQ7 | Shenzhen Like Lighting Technology Co. Ltd. | Likelighting | LK-360D-K10-45W(4000K) | Mogul (E39) Screw-Base Replacements for HID Lamps | Mid Output | Replacement Lamps for Outdoor Pole/Arm-mounted Decorative Luminaires (Type B) |  | Standard | FALSE | [9 empty] | 42772 |  | No |  | 4.1 | 5405.6 | 119.5 | 45.2 | 17.2 | 0.92 | 4000 | 83.1
PT51GD2G | Shenzhen Like Lighting Technology Co. Ltd. | Likelighting | LK-360D-K10-45W(3500K) | Mogul (E39) Screw-Base Replacements for HID Lamps | Mid Output | Replacement Lamps for Outdoor Pole/Arm-mounted Decorative Luminaires (Type B) |  | Standard | FALSE | [9 empty] | 42772 |  | No |  | 4.1 | 5405.6 | 119.5 | 45.2 | 17.2 | 0.92 | 3500 | 83.1
PQXQ72GR | Shenzhen Like Lighting Technology Co. Ltd. | Likelighting | LK-360D-K10-54W(3000K) | Mogul (E39) Screw-Base Replacements for HID Lamps | Mid Output | Replacement Lamps for Outdoor Pole/Arm-mounted Decorative Luminaires (Type B) |  | Standard | TRUE | 6370.67 | 114.68 | 55.554 | 16.7 | 0.915 | 2923 | 83.1 | 5 | 50000 | 42772 |  | No |  | 4.1 | 6444.6 | 115.5 | 55.77 | 16.7 | 0.92 | 2923 | 83.1
PWPSGK1D | Shenzhen Like Lighting Technology Co. Ltd. | Likelighting | LK-360D-K10-54W(5700K) | Mogul (E39) Screw-Base Replacements for HID Lamps | Mid Output | Replacement Lamps for Outdoor Pole/Arm-mounted Decorative Luminaires (Type B) |  | Standard | FALSE | [9 empty] | 42772 |  | No |  | 4.1 | 6549.9 | 122.3 | 53.52 | 17.6 | 0.92 | 5482 | 82.9
P4VPAMM6 | Shenzhen Like Lighting Technology Co. Ltd. | Likelighting | LK-360D-K10-54W(5000K) | Mogul (E39) Screw-Base Replacements for HID Lamps | Mid Output | Replacement Lamps for Outdoor Pole/Arm-mounted Decorative Luminaires (Type B) |  | Standard | FALSE | [9 empty] | 42772 |  | No |  | 4.1 | 6444.6 | 115.5 | 55.77 | 16.7 | 0.92 | 5000 | 83.1
PRCNM4M7 | Shenzhen Like Lighting Technology Co. Ltd. | Likelighting | LK-360D-K10-54W(4500K) | Mogul (E39) Screw-Base Replacements for HID Lamps | Mid Output | Replacement Lamps for Outdoor Pole/Arm-mounted Decorative Luminaires (Type B) |  | Standard | FALSE | [9 empty] | 42772 |  | No |  | 4.1 | 6444.6 | 115.5 | 55.77 | 16.7 | 0.92 | 4500 | 83.1
PAZC5ZYK | Shenzhen Like Lighting Technology Co. Ltd. | Likelighting | LK-360D-K10-54W(4000K) | Mogul (E39) Screw-Base Replacements for HID Lamps | Mid Output | Replacement Lamps for Outdoor Pole/Arm-mounted Decorative Luminaires (Type B) |  | Standard | FALSE | [9 empty] | 42772 |  | No |  | 4.1 | 6444.6 | 115.5 | 55.77 | 16.7 | 0.92 | 4000 | 83.1
PYKVDCUB | Shenzhen Like Lighting Technology Co. Ltd. | Likelighting | LK-360D-K10-54W(3500K) | Mogul (E39) Screw-Base Replacements for HID Lamps | Mid Output | Replacement Lamps for Outdoor Pole/Arm-mounted Decorative Luminaires (Type B) |  | Standard | FALSE | [9 empty] | 42772 |  | No |  | 4.1 | 6444.6 | 115.5 | 55.77 | 16.7 | 0.92 | 3500 | 83.1
PCWCSQ16 | Shenzhen Like Lighting Technology Co. Ltd. | Likelighting | LK-360D-K10-75W(3000K) | Mogul (E39) Screw-Base Replacements for HID Lamps | Mid Output | Replacement Lamps for Outdoor Pole/Arm-mounted Decorative Luminaires (Type B) |  | Standard | TRUE | 8613.21 | 116.081 | 74.2 | 17.5 | 0.92 | 2912 | 83.2 | 5 | 50000 | 42772 |  | No |  | 4.1 | 8613.2 | 116 | 74.2 | 17.5 | 0.92 | 2912 | 83.2
P4P8SF3E | Shenzhen Like Lighting Technology Co. Ltd. | Likelighting | LK-360D-K10-75W(5700K) | Mogul (E39) Screw-Base Replacements for HID Lamps | Mid Output | Replacement Lamps for Outdoor Pole/Arm-mounted Decorative Luminaires (Type B) |  | Standard | FALSE | [9 empty] | 42772 |  | No |  | 4.1 | 8798.5 | 122.5 | 71.81 | 18.1 | 0.93 | 5376 | 82.2
PJD1MHKJ | Shenzhen Like Lighting Technology Co. Ltd. | Likelighting | LK-360D-K10-75W(5000K) | Mogul (E39) Screw-Base Replacements for HID Lamps | Mid Output | Replacement Lamps for Outdoor Pole/Arm-mounted Decorative Luminaires (Type B) |  | Standard | FALSE | [9 empty] | 42772 |  | No |  | 4.1 | 8613.2 | 116 | 74.2 | 17.5 | 0.92 | 5000 | 83.2
PQFF1GKG | Shenzhen Like Lighting Technology Co. Ltd. | Likelighting | LK-360D-K10-75W(4500K) | Mogul (E39) Screw-Base Replacements for HID Lamps | Mid Output | Replacement Lamps for Outdoor Pole/Arm-mounted Decorative Luminaires (Type B) |  | Standard | FALSE | [9 empty] | 42772 |  | No |  | 4.1 | 8613.2 | 116 | 74.2 | 17.5 | 0.92 | 4500 | 83.2
PUR3G4CV | Shenzhen Like Lighting Technology Co. Ltd. | Likelighting | LK-360D-K10-75W(4000K) | Mogul (E39) Screw-Base Replacements for HID Lamps | Mid Output | Replacement Lamps for Outdoor Pole/Arm-mounted Decorative Luminaires (Type B) |  | Standard | FALSE | [9 empty] | 42772 |  | No |  | 4.1 | 8613.2 | 116 | 74.2 | 17.5 | 0.92 | 4000 | 83.2
PVZ5Q3NJ | Shenzhen Like Lighting Technology Co. Ltd. | Likelighting | LK-360D-K10-75W(3500K) | Mogul (E39) Screw-Base Replacements for HID Lamps | Mid Output | Replacement Lamps for Outdoor Pole/Arm-mounted Decorative Luminaires (Type B) |  | Standard | FALSE | [9 empty] | 42772 |  | No |  | 4.1 | 8613.2 | 116 | 74.2 | 17.5 | 0.92 | 3500 | 83.2
PA57Z3UF | Ecomax Lighting | ECOMAX LIGHTING | SUN-CLW-150WB1 4000K | Mogul (E39) Screw-Base Replacements for HID Lamps | High Output | Replacement Lamps for Outdoor Pole/Arm-mounted Decorative Luminaires (Type B) |  | Standard | TRUE | 17146 | 118.74 | 144.4 | 13.52 | 0.9361 | 4122 | 82.3 | 5 | 50000 | 42769 | Not Dimmable | No |  | 4 | 17592 | 119.11 | 147.7 | 13.52 | 0.94 | 4000 | 82.3
PYWBK5Q6 | Ecomax Lighting | ECOMAX LIGHTING | SUN-CLW-80WB1 4000K | Mogul (E39) Screw-Base Replacements for HID Lamps | Mid Output | Replacement Lamps for Outdoor Pole/Arm-mounted Decorative Luminaires (Type B) |  | Standard | TRUE | 9177.6 | 115.21 | 79.66 | 14.56 | 0.9063 | 4116 | 82.2 | 5 | 50000 | 42769 | Not Dimmable | No |  | 4 | 9298.2 | 115.91 | 80.22 | 14.56 | 0.91 | 4000 | 82.2
P2T2JCST | Ecomax Lighting | ECOMAX LIGHTING | SUN-CLW-100WB1 4000K | Mogul (E39) Screw-Base Replacements for HID Lamps | High Output | Replacement Lamps for Outdoor Pole/Arm-mounted Decorative Luminaires (Type B) |  | Standard | TRUE | 11462 | 114.62 | 100 | 12.15 | 0.9039 | 4107 | 82.1 | 5 | 50000 | 42769 | Not Dimmable | No |  | 4 | 11462 | 114.62 | 100 | 12.15 | 0.9 | 4000 | 82.1
P4DC77UQ | Ecomax Lighting | ECOMAX LIGHTING | SUN-CLW-120WB1 4000K | Mogul (E39) Screw-Base Replacements for HID Lamps | High Output | Replacement Lamps for Outdoor Pole/Arm-mounted Decorative Luminaires (Type B) |  | Standard | TRUE | 12985 | 114.3 | 113.6 | 18.96 | 0.903 | 4109 | 82.3 | 5 | 50000 | 42769 | Not Dimmable | No |  | 4 | 13305 | 114.6 | 116.1 | 18.96 | 0.9 | 4000 | 82.3
PMD4BTE9 | Ecomax Lighting | ECOMAX LIGHTING | SUN-CLW-60WB1 E39 4000K | Mogul (E39) Screw-Base Replacements for HID Lamps | Mid Output | Replacement Lamps for Outdoor Pole/Arm-mounted Decorative Luminaires (Type B) |  | Standard | TRUE | 6299.6 | 110.69 | 56.91 | 17.57 | 0.9021 | 4134 | 82.1 | 5 | 50000 | 42769 | Not Dimmable | No |  | 4 | 6473.2 | 110.9 | 58.37 | 17.57 | 0.9 | 4000 | 82.1
PS4QEFN3 | Ecomax Lighting | ECOMAX LIGHTING | SUN-CLW-40WB1 E39 4000K | Mogul (E39) Screw-Base Replacements for HID Lamps | Mid Output | Replacement Lamps for Outdoor Pole/Arm-mounted Decorative Luminaires (Type B) |  | Standard | TRUE | 4524.7 | 114.23 | 39.61 | 15.14 | 0.9016 | 4129 | 82.3 | 5 | 50000 | 42769 | Not Dimmable | No |  | 4 | 4524.7 | 114.23 | 39.61 | 15.14 | 0.9 | 4000 | 82.3
PPBKT4VG | Ecomax Lighting | ECOMAX LIGHTING | SUN-CLW-30WB1 E39 4000K | Mogul (E39) Screw-Base Replacements for HID Lamps | Low Output | Replacement Lamps for Outdoor Pole/Arm-mounted Decorative Luminaires (Type B) |  | Standard | TRUE | 3372.8 | 110.51 | 30.52 | 18.01 | 0.9015 | 4119 | 82.1 | 5 | 50000 | 42769 | Not Dimmable | No |  | 4 | 3372.8 | 110.51 | 30.52 | 18.01 | 0.9 | 4000 | 82.1
PY27H8SN | Ecomax Lighting | ECOMAX LIGHTING | SUN-CLW-80WB1 5700K | Mogul (E39) Screw-Base Replacements for HID Lamps | Mid Output | Replacement Lamps for Outdoor Pole/Arm-mounted Decorative Luminaires (Type B) |  | Standard | FALSE | [9 empty] | 42769 | Not Dimmable | No |  | 4 | 9512 | 117.91 | 80.67 | 17.47 | 0.9 | 5700 | 82.7
PJJDWDXC | Ecomax Lighting | ECOMAX LIGHTING | SUN-CLW-40WB1 E39 5700K | Mogul (E39) Screw-Base Replacements for HID Lamps | Mid Output | Replacement Lamps for Outdoor Pole/Arm-mounted Decorative Luminaires (Type B) |  | Standard | FALSE | [9 empty] | 42769 | Not Dimmable | No |  | 4 | 4785 | 119.09 | 40.18 | 15.91 | 0.9 | 5700 | 82.7
PZBNVD85 | Ecomax Lighting | ECOMAX LIGHTING | SUN-CLW-60WB1 E39 5700K | Mogul (E39) Screw-Base Replacements for HID Lamps | Mid Output | Replacement Lamps for Outdoor Pole/Arm-mounted Decorative Luminaires (Type B) |  | Standard | FALSE | [9 empty] | 42769 | Not Dimmable | No |  | 4 | 6705 | 113.81 | 58.91 | 18.94 | 0.9 | 5700 | 82.6
P7N24TVT | Ecomax Lighting | ECOMAX LIGHTING | SUN-CLW-30WB1 E39 5700K | Mogul (E39) Screw-Base Replacements for HID Lamps | Low Output | Replacement Lamps for Outdoor Pole/Arm-mounted Decorative Luminaires (Type B) |  | Standard | FALSE | [9 empty] | 42769 | Not Dimmable | No |  | 4 | 3530 | 113.71 | 31.04 | 18.81 | 0.9 | 5700 | 82.6
P7U451AA | Ecomax Lighting | ECOMAX LIGHTING | SUN-CLW-150WB1 5700K | Mogul (E39) Screw-Base Replacements for HID Lamps | High Output | Replacement Lamps for Outdoor Pole/Arm-mounted Decorative Luminaires (Type B) |  | Standard | FALSE | [9 empty] | 42769 | Not Dimmable | No |  | 4 | 17946 | 121.09 | 148.2 | 14.51 | 0.93 | 5700 | 82.6
P31BXPZ5 | Ecomax Lighting | ECOMAX LIGHTING | SUN-CLW-120WB1 5700K | Mogul (E39) Screw-Base Replacements for HID Lamps | High Output | Replacement Lamps for Outdoor Pole/Arm-mounted Decorative Luminaires (Type B) |  | Standard | FALSE | [9 empty] | 42769 | Not Dimmable | No |  | 4 | 13675 | 116.38 | 117.5 | 19.97 | 0.9 | 5700 | 82.2
P6S6MNY9 | Ecomax Lighting | ECOMAX LIGHTING | SUN-CLW-100WB1 5700K | Mogul (E39) Screw-Base Replacements for HID Lamps | High Output | Replacement Lamps for Outdoor Pole/Arm-mounted Decorative Luminaires (Type B) |  | Standard | FALSE | [9 empty] | 42769 | Not Dimmable | No |  | 4 | 11852 | 117.81 | 100.6 | 13.59 | 0.9 | 5700 | 82
PYVMTT79 | Ecomax Lighting | ECOMAX LIGHTING | SUN-CLW-120WB1 5000K | Mogul (E39) Screw-Base Replacements for HID Lamps | High Output | Replacement Lamps for Outdoor Pole/Arm-mounted Decorative Luminaires (Type B) |  | Standard | FALSE | [9 empty] | 42769 | Not Dimmable | No |  | 4 | 13305 | 114.6 | 116.1 | 18.96 | 0.9 | 5000 | 82.3
PAXZR7RV | Ecomax Lighting | ECOMAX LIGHTING | SUN-CLW-40WB1 E39 5000K | Mogul (E39) Screw-Base Replacements for HID Lamps | Mid Output | Replacement Lamps for Outdoor Pole/Arm-mounted Decorative Luminaires (Type B) |  | Standard | FALSE | [9 empty] | 42769 | Not Dimmable | No |  | 4 | 4524.7 | 114.23 | 39.61 | 15.14 | 0.9 | 5000 | 82.3
PWR2T3WH | Ecomax Lighting | ECOMAX LIGHTING | SUN-CLW-150WB1 5000K | Mogul (E39) Screw-Base Replacements for HID Lamps | High Output | Replacement Lamps for Outdoor Pole/Arm-mounted Decorative Luminaires (Type B) |  | Standard | FALSE | [9 empty] | 42769 | Not Dimmable | No |  | 4 | 17592 | 119.11 | 147.7 | 13.52 | 0.94 | 5000 | 82.3
PBF5Z3VF | Ecomax Lighting | ECOMAX LIGHTING | SUN-CLW-80WB1 5000K | Mogul (E39) Screw-Base Replacements for HID Lamps | Mid Output | Replacement Lamps for Outdoor Pole/Arm-mounted Decorative Luminaires (Type B) |  | Standard | FALSE | [9 empty] | 42769 | Not Dimmable | No |  | 4 | 9298.2 | 115.91 | 80.22 | 14.56 | 0.91 | 5000 | 82.2
PN6G9DSG | Ecomax Lighting | ECOMAX LIGHTING | SUN-CLW-30WB1 E39 5000K | Mogul (E39) Screw-Base Replacements for HID Lamps | Low Output | Replacement Lamps for Outdoor Pole/Arm-mounted Decorative Luminaires (Type B) |  | Standard | FALSE | [9 empty] | 42769 | Not Dimmable | No |  | 4 | 3372.8 | 110.51 | 30.52 | 18.01 | 0.9 | 5000 | 82.1
PYBUB18V | Ecomax Lighting | ECOMAX LIGHTING | SUN-CLW-60WB1 E39 5000K | Mogul (E39) Screw-Base Replacements for HID Lamps | Mid Output | Replacement Lamps for Outdoor Pole/Arm-mounted Decorative Luminaires (Type B) |  | Standard | FALSE | [9 empty] | 42769 | Not Dimmable | No |  | 4 | 6473.2 | 110.9 | 58.37 | 17.57 | 0.9 | 5000 | 82.1
PZ8GGKCX | Ecomax Lighting | ECOMAX LIGHTING | SUN-CLW-100WB1 5000K | Mogul (E39) Screw-Base Replacements for HID Lamps | High Output | Replacement Lamps for Outdoor Pole/Arm-mounted Decorative Luminaires (Type B) |  | Standard | FALSE | [9 empty] | 42769 | Not Dimmable | No |  | 4 | 11462 | 114.62 | 100 | 12.15 | 0.9 | 5000 | 82.1
PHM1Q2KB | Ecomax Lighting | ECOMAX LIGHTING | SUN-CLW-120WB1 4500K | Mogul (E39) Screw-Base Replacements for HID Lamps | High Output | Replacement Lamps for Outdoor Pole/Arm-mounted Decorative Luminaires (Type B) |  | Standard | FALSE | [9 empty] | 42769 | Not Dimmable | No |  | 4 | 13305 | 114.6 | 116.1 | 18.96 | 0.9 | 4500 | 82.3
P89XRNTV | Ecomax Lighting | ECOMAX LIGHTING | SUN-CLW-40WB1 E39 4500K | Mogul (E39) Screw-Base Replacements for HID Lamps | Mid Output | Replacement Lamps for Outdoor Pole/Arm-mounted Decorative Luminaires (Type B) |  | Standard | FALSE | [9 empty] | 42769 | Not Dimmable | No |  | 4 | 4524.7 | 114.23 | 39.61 | 15.14 | 0.9 | 4500 | 82.3
PPHRMU4S | Ecomax Lighting | ECOMAX LIGHTING | SUN-CLW-150WB1 4500K | Mogul (E39) Screw-Base Replacements for HID Lamps | High Output | Replacement Lamps for Outdoor Pole/Arm-mounted Decorative Luminaires (Type B) |  | Standard | FALSE | [9 empty] | 42769 | Not Dimmable | No |  | 4 | 17592 | 119.11 | 147.7 | 13.52 | 0.94 | 4500 | 82.3
PF1C9SJ4 | Ecomax Lighting | ECOMAX LIGHTING | SUN-CLW-80WB1 4500K | Mogul (E39) Screw-Base Replacements for HID Lamps | Mid Output | Replacement Lamps for Outdoor Pole/Arm-mounted Decorative Luminaires (Type B) |  | Standard | FALSE | [9 empty] | 42769 | Not Dimmable | No |  | 4 | 9298.2 | 115.91 | 80.22 | 14.56 | 0.91 | 4500 | 82.2
PR3Z926J | Ecomax Lighting | ECOMAX LIGHTING | SUN-CLW-30WB1 E39 4500K | Mogul (E39) Screw-Base Replacements for HID Lamps | Low Output | Replacement Lamps for Outdoor Pole/Arm-mounted Decorative Luminaires (Type B) |  | Standard | FALSE | [9 empty] | 42769 | Not Dimmable | No |  | 4 | 3372.8 | 110.51 | 30.52 | 18.01 | 0.9 | 4500 | 82.1
PGF3ZJJF | Ecomax Lighting | ECOMAX LIGHTING | SUN-CLW-60WB1 E39 4500K | Mogul (E39) Screw-Base Replacements for HID Lamps | Mid Output | Replacement Lamps for Outdoor Pole/Arm-mounted Decorative Luminaires (Type B) |  | Standard | FALSE | [9 empty] | 42769 | Not Dimmable | No |  | 4 | 6473.2 | 110.9 | 58.37 | 17.57 | 0.9 | 4500 | 82.1
PATKNJCH | Ecomax Lighting | ECOMAX LIGHTING | SUN-CLW-100WB1 4500K | Mogul (E39) Screw-Base Replacements for HID Lamps | High Output | Replacement Lamps for Outdoor Pole/Arm-mounted Decorative Luminaires (Type B) |  | Standard | FALSE | [9 empty] | 42769 | Not Dimmable | No |  | 4 | 11462 | 114.62 | 100 | 12.15 | 0.9 | 4500 | 82.1
P849CS6B | Keystone Technologies | Keystone | KT-LED45HID-EX39-830-D | Mogul (E39) Screw-Base Replacements for HID Lamps | Mid Output | Replacement Lamps for Outdoor Pole/Arm-mounted Decorative Luminaires (Type B) |  | Standard | TRUE | 4962.1 | 110.82 | 44.776 | 16.4 | 0.924 | 3006 | 81.7 | 5 | 50000 | 42768 |  | No |  | 4 | 5501.9 | 121.4 | 45.3 | 16.1 | 0.93 | 3005 | 81.5
PW1FGSN2 | Keystone Technologies | Keystone | KT-LED36HID-EX39-830-D | Mogul (E39) Screw-Base Replacements for HID Lamps | Low Output | Replacement Lamps for Outdoor Pole/Arm-mounted Decorative Luminaires (Type B) |  | Standard | TRUE | 4000.6 | 115.43 | 34.659 | 16.7 | 0.923 | 3012 | 81.4 | 5 | 50000 | 42768 |  | No |  | 4 | 4159.6 | 116.5 | 35.6 | 16.3 | 0.926 | 3000 | 81.8
PEBY1WYW | GREEN INOVA LIGHTING TECHNOLOGY (SHENZHEN) LTD | GREEN INOVA | GI-2GLRT-40-40-[blankP-]E | Mogul (E39) Screw-Base Replacements for HID Lamps | Low Output | Replacement Lamps for Outdoor Pole/Arm-mounted Decorative Luminaires (Type C) |  | Standard | TRUE | 3443.5 | 92.89 | 37.07 | 18.27 | 0.9098 | 4041 | 76.4 | 5 | 50000 | 42766 |  | Yes |  | 4.1 | 3505.5 | 93.58 | 37.46 | 18.27 | 0.91 | 4000 | 73
P859B8CM | GREEN INOVA LIGHTING TECHNOLOGY (SHENZHEN) LTD | GREEN INOVA | GI-2GLRT-56-40-[blankP]-E | Mogul (E39) Screw-Base Replacements for HID Lamps | Mid Output | Replacement Lamps for Outdoor Pole/Arm-mounted Decorative Luminaires (Type C) |  | Standard | TRUE | 4722.9 | 95.24 | 49.59 | 16.02 | 0.9051 | 4068 | 76.6 | 5 | 50000 | 42766 |  | No |  | 4.1 | 4805.1 | 95.85 | 50.13 | 16.02 | 0.91 | 4000 | 73
PVYG79WX | GREEN INOVA LIGHTING TECHNOLOGY (SHENZHEN) LTD | GREEN INOVA | GI-2GLRT-40-50-[blankP-]E | Mogul (E39) Screw-Base Replacements for HID Lamps | Low Output | Replacement Lamps for Outdoor Pole/Arm-mounted Decorative Luminaires (Type C) |  | Standard | FALSE | [9 empty] | 42766 |  | Yes |  | 4.1 | 3562 | 95.22 | 37.41 | 18.35 | 0.91 | 5000 | 73
PPER7BYK | GREEN INOVA LIGHTING TECHNOLOGY (SHENZHEN) LTD | GREEN INOVA | GI-2GLRT-56-50-[blankP]-E | Mogul (E39) Screw-Base Replacements for HID Lamps | Mid Output | Replacement Lamps for Outdoor Pole/Arm-mounted Decorative Luminaires (Type C) |  | Standard | FALSE | [9 empty] | 42766 |  | No |  | 4.1 | 4862 | 97.28 | 49.98 | 16.07 | 0.9 | 5000 | 73
PCAG9FNG | GREEN INOVA LIGHTING TECHNOLOGY (SHENZHEN) LTD | GREEN INOVA | GI-2GLRT-56-50-D-[blankPM-E | Mogul (E39) Screw-Base Replacements for HID Lamps | Mid Output | Replacement Lamps for Outdoor Pole/Arm-mounted Decorative Luminaires (Type C) |  | Standard | FALSE | [9 empty] | 42766 |  | No |  | 4.1 | 4862 | 97.28 | 49.98 | 16.07 | 0.9 | 5000 | 73
PTZ9FS9U | GREEN INOVA LIGHTING TECHNOLOGY (SHENZHEN) LTD | GREEN INOVA | GI-2GLRT-40-45-[blankP-]E | Mogul (E39) Screw-Base Replacements for HID Lamps | Low Output | Replacement Lamps for Outdoor Pole/Arm-mounted Decorative Luminaires (Type C) |  | Standard | FALSE | [9 empty] | 42766 |  | Yes |  | 4.1 | 3505.5 | 93.58 | 37.46 | 18.27 | 0.91 | 4500 | 73
PAX11NME | GREEN INOVA LIGHTING TECHNOLOGY (SHENZHEN) LTD | GREEN INOVA | GI-2GLRT-56-45-[blankP]-E | Mogul (E39) Screw-Base Replacements for HID Lamps | Mid Output | Replacement Lamps for Outdoor Pole/Arm-mounted Decorative Luminaires (Type C) |  | Standard | FALSE | [9 empty] | 42766 |  | No |  | 4.1 | 4805.1 | 95.85 | 50.13 | 16.02 | 0.91 | 4500 | 73
PN534HFA | GREEN INOVA LIGHTING TECHNOLOGY (SHENZHEN) LTD | GREEN INOVA | GI-2GLRT-56-45-D-[blankPM-E | Mogul (E39) Screw-Base Replacements for HID Lamps | Mid Output | Replacement Lamps for Outdoor Pole/Arm-mounted Decorative Luminaires (Type C) |  | Standard | FALSE | [9 empty] | 42766 |  | No |  | 4.1 | 4805.1 | 95.85 | 50.13 | 16.02 | 0.91 | 4500 | 73
PPJM5BD1 | GREEN INOVA LIGHTING TECHNOLOGY (SHENZHEN) LTD | GREEN INOVA | GI-2GLRT-56-40-D-[blankPM-E | Mogul (E39) Screw-Base Replacements for HID Lamps | Mid Output | Replacement Lamps for Outdoor Pole/Arm-mounted Decorative Luminaires (Type C) |  | Standard | FALSE | [9 empty] | 42766 |  | No |  | 4.1 | 4805.1 | 95.85 | 50.13 | 16.02 | 0.91 | 4000 | 73
P7Z58F7W | SATCO Products Inc | SATCO Products Inc. | S9798B | Mogul (E39) Screw-Base Replacements for HID Lamps | Low Output | Replacement Lamps for Parking Garage Luminaires (Type B) |  | Standard | TRUE | 3925.2 | 105.54 | 37.19 | 18.65 | 0.919 | 2730 | 82.3 | 5 | 50000 | 42766 |  | No |  | 4 | 4800 | 122 | 40 | 18.65 | 0.92 | 2700 | 82.3
P1QU7YXR | SATCO Products Inc | SATCO Products Inc. | S9798A | Mogul (E39) Screw-Base Replacements for HID Lamps | Low Output | Replacement Lamps for Outdoor Pole/Arm-mounted Decorative Luminaires (Type B) |  | Standard | TRUE | 4019.8 | 108.18 | 37.16 | 18.7 | 0.9188 | 2727 | 82.5 | 5 | 50000 | 42766 |  | No |  | 4 | 4800 | 122 | 40 | 18.7 | 0.92 | 2700 | 82.5
PFVYY5SP | SATCO Products Inc | SATCO Products Inc. | S9799A | Mogul (E39) Screw-Base Replacements for HID Lamps | Mid Output | Replacement Lamps for Outdoor Pole/Arm-mounted Decorative Luminaires (Type B) |  | Standard | TRUE | 6293 | 106.77 | 58.94 | 17.14 | 0.913 | 2725 | 82.3 | 5 | 50000 | 42766 |  | No |  | 4 | 7320 | 122 | 60 | 17.14 | 0.91 | 2700 | 82.3
PNXZA3R9 | SATCO Products Inc | SATCO Products Inc. | S9751 | Mogul (E39) Screw-Base Replacements for HID Lamps | Low Output | Replacement Lamps for Outdoor Pole/Arm-mounted Decorative Luminaires (Type B) |  | Standard | FALSE | [9 empty] | 42766 |  | No |  | 4 | 5320 | 133 | 40 | 18.7 | 0.92 | 5000 | 82.5
P4ZZKA1F | SATCO Products Inc | SATCO Products Inc. | S9751 | Mogul (E39) Screw-Base Replacements for HID Lamps | Low Output | Replacement Lamps for Parking Garage Luminaires (Type B) |  | Standard | FALSE | [9 empty] | 42766 |  | No |  | 4 | 5320 | 133 | 40 | 18.65 | 0.92 | 5000 | 82.3
PZY8T15P | SATCO Products Inc | SATCO Products Inc. | S9752 | Mogul (E39) Screw-Base Replacements for HID Lamps | Mid Output | Replacement Lamps for Outdoor Pole/Arm-mounted Decorative Luminaires (Type B) |  | Standard | FALSE | [9 empty] | 42766 |  | No |  | 4 | 7980 | 133 | 60 | 17.14 | 0.91 | 5000 | 82.3
PFSDW9TG | SATCO Products Inc | SATCO Products Inc. | S9798 | Mogul (E39) Screw-Base Replacements for HID Lamps | Low Output | Replacement Lamps for Outdoor Pole/Arm-mounted Decorative Luminaires (Type B) |  | Standard | FALSE | [9 empty] | 42766 |  | No |  | 4 | 4800 | 122 | 40 | 18.7 | 0.92 | 2700 | 82.5
P3YD5YGD | SATCO Products Inc | SATCO Products Inc. | S9798 | Mogul (E39) Screw-Base Replacements for HID Lamps | Low Output | Replacement Lamps for Parking Garage Luminaires (Type B) |  | Standard | FALSE | [9 empty] | 42766 |  | No |  | 4 | 4800 | 122 | 40 | 18.65 | 0.92 | 2700 | 82.3
PXVENES4 | SATCO Products Inc | SATCO Products Inc. | S9799 | Mogul (E39) Screw-Base Replacements for HID Lamps | Mid Output | Replacement Lamps for Outdoor Pole/Arm-mounted Decorative Luminaires (Type B) |  | Standard | FALSE | [9 empty] | 42766 |  | No |  | 4 | 7320 | 122 | 60 | 17.14 | 0.91 | 2700 | 82.3
PRFUSKHX | Shenzhen Bbier Lighting Co. Ltd |  | BB-SDD-150WD1-HV-E39(5000K) | Mogul (E39) Screw-Base Replacements for HID Lamps | High Output | Replacement Lamps for Outdoor Pole/Arm-mounted Area and Roadway Luminaires (Type B) |  | Standard | TRUE | 17387 | 120.24 | 144.6 | 15.63 | 0.928 | 4986 | 82.9 | 5 | 50000 | 42765 | Dimmable | No |  | 4.1 | 17387 | 120.24 | 144.6 | 15.63 | 0.93 | 5000 | 82.9
P9YRSND8 | Shenzhen Bbier Lighting Co. Ltd |  | BB-SDD-150WD1-HV-E39(5700K) | Mogul (E39) Screw-Base Replacements for HID Lamps | High Output | Replacement Lamps for Outdoor Pole/Arm-mounted Area and Roadway Luminaires (Type B) |  | Standard | FALSE | [9 empty] | 42765 | Dimmable | No |  | 4.1 | 17659 | 123.06 | 143.5 | 15.67 | 0.93 | 5700 | 84.5
PMYPNZ17 | Shenzhen Bbier Lighting Co. Ltd | SHEN ZHEN BBIER LIGHTING CO.LTD | BB-HYD-60W-D-E39 (4000K) | Mogul (E39) Screw-Base Replacements for HID Lamps | Mid Output | Replacement Lamps for Parking Garage Luminaires (Type B) |  | Standard | TRUE | 6699.1 | 120.97 | 55.38 | 14.02 | 0.9054 | 4105 | 82 | 5 | 50000 | 42760 |  | No |  | 4.1 | 6699.1 | 120.97 | 55.38 | 14.02 | 0.91 | 4000 | 82
PDWGUK7M | Shenzhen Bbier Lighting Co. Ltd | SHEN ZHEN BBIER LIGHTING CO.LTD | BB-HYD-60W-D-E39 (5700K) | Mogul (E39) Screw-Base Replacements for HID Lamps | Mid Output | Replacement Lamps for Parking Garage Luminaires (Type B) |  | Standard | FALSE | [9 empty] | 42760 |  | No |  | 4.1 | 6985 | 124.13 | 56.27 | 14.66 | 0.9 | 5700 | 77.2
PV75DVV6 | Shenzhen Bbier Lighting Co. Ltd | SHEN ZHEN BBIER LIGHTING CO.LTD | BB-HYD-60W-D-E39 (5000K) | Mogul (E39) Screw-Base Replacements for HID Lamps | Mid Output | Replacement Lamps for Parking Garage Luminaires (Type B) |  | Standard | FALSE | [9 empty] | 42760 |  | No |  | 4.1 | 6890 | 123.42 | 55.83 | 14.02 | 0.91 | 5000 | 82
PV36YPB5 | Shenzhen Bbier Lighting Co. Ltd | SHEN ZHEN BBIER LIGHTING CO.LTD | BB-HYD-60W-D-E39 (4500K) | Mogul (E39) Screw-Base Replacements for HID Lamps | Mid Output | Replacement Lamps for Parking Garage Luminaires (Type B) |  | Standard | FALSE | [9 empty] | 42760 |  | No |  | 4.1 | 6794 | 121.7 | 55.83 | 14.02 | 0.91 | 4500 | 82
PVZ14V5V | RuggedGrade | RuggedGrade | RG-CLW-150WB1 4000K | Mogul (E39) Screw-Base Replacements for HID Lamps | High Output | Replacement Lamps for Outdoor Pole/Arm-mounted Decorative Luminaires (Type B) |  | Standard | TRUE | 17146 | 118.74 | 144.4 | 13.52 | 0.9361 | 4122 | 82.3 | 5 | 50000 | 42760 | Not Dimmable | No |  | 4 | 17592 | 119.11 | 147.7 | 13.52 | 0.94 | 4000 | 82.3
P3SEWBZC | RuggedGrade | RuggedGrade | RG-CLW-80WB1 4000K | Mogul (E39) Screw-Base Replacements for HID Lamps | Mid Output | Replacement Lamps for Outdoor Pole/Arm-mounted Decorative Luminaires (Type B) |  | Standard | TRUE | 9177.6 | 115.21 | 79.66 | 14.56 | 0.9063 | 4116 | 82.2 | 5 | 50000 | 42760 | Not Dimmable | No |  | 4 | 9298.2 | 115.91 | 80.22 | 14.56 | 0.91 | 4000 | 82.2
PBUFRP8X | RuggedGrade | RuggedGrade | RG-CLW-100WB1 4000K | Mogul (E39) Screw-Base Replacements for HID Lamps | High Output | Replacement Lamps for Outdoor Pole/Arm-mounted Decorative Luminaires (Type B) |  | Standard | TRUE | 11462 | 114.62 | 100 | 12.15 | 0.9039 | 4107 | 82.1 | 5 | 50000 | 42760 | Not Dimmable | No |  | 4 | 11462 | 114.62 | 100 | 12.15 | 0.9 | 4000 | 82.1
PH6EKKY2 | RuggedGrade | RuggedGrade | RG-CLW-120WB1 4000K | Mogul (E39) Screw-Base Replacements for HID Lamps | High Output | Replacement Lamps for Outdoor Pole/Arm-mounted Decorative Luminaires (Type B) |  | Standard | TRUE | 12985 | 114.3 | 113.6 | 18.96 | 0.903 | 4109 | 82.3 | 5 | 50000 | 42760 | Not Dimmable | No |  | 4 | 13305 | 114.6 | 116.1 | 18.96 | 0.9 | 4000 | 82.3
P6V4CH9G | RuggedGrade | RuggedGrade | RG-CLW-60WB1E39 4000K | Mogul (E39) Screw-Base Replacements for HID Lamps | Mid Output | Replacement Lamps for Outdoor Pole/Arm-mounted Decorative Luminaires (Type B) |  | Standard | TRUE | 6299.6 | 110.69 | 56.91 | 17.57 | 0.9021 | 4134 | 82.1 | 5 | 50000 | 42760 | Not Dimmable | No |  | 4 | 6473.2 | 110.9 | 58.37 | 17.57 | 0.9 | 4000 | 82.1
PBJHS1QP | RuggedGrade | RuggedGrade | RG-CLW-80WB1 5700K | Mogul (E39) Screw-Base Replacements for HID Lamps | Mid Output | Replacement Lamps for Outdoor Pole/Arm-mounted Decorative Luminaires (Type B) |  | Standard | FALSE | [9 empty] | 42760 | Not Dimmable | No |  | 4 | 9512 | 117.91 | 80.67 | 17.47 | 0.9 | 5700 | 82.7
PSUJ73WH | RuggedGrade | RuggedGrade | RG-CLW-60WB1E39 5700K | Mogul (E39) Screw-Base Replacements for HID Lamps | Mid Output | Replacement Lamps for Outdoor Pole/Arm-mounted Decorative Luminaires (Type B) |  | Standard | FALSE | [9 empty] | 42760 | Not Dimmable | No |  | 4 | 6705 | 113.81 | 58.91 | 18.94 | 0.9 | 5700 | 82.6
PMTENRV5 | RuggedGrade | RuggedGrade | RG-CLW-150WB1 5700K | Mogul (E39) Screw-Base Replacements for HID Lamps | High Output | Replacement Lamps for Outdoor Pole/Arm-mounted Decorative Luminaires (Type B) |  | Standard | FALSE | [9 empty] | 42760 | Not Dimmable | No |  | 4 | 17946 | 121.09 | 148.2 | 14.51 | 0.93 | 5700 | 82.6
PNAH6VV4 | RuggedGrade | RuggedGrade | RG-CLW-120WB1 5700K | Mogul (E39) Screw-Base Replacements for HID Lamps | High Output | Replacement Lamps for Outdoor Pole/Arm-mounted Decorative Luminaires (Type B) |  | Standard | FALSE | [9 empty] | 42760 | Not Dimmable | No |  | 4 | 13675 | 116.38 | 117.5 | 19.97 | 0.9 | 5700 | 82.2
PH9R1VP2 | RuggedGrade | RuggedGrade | RG-CLW-100WB1 5700K | Mogul (E39) Screw-Base Replacements for HID Lamps | High Output | Replacement Lamps for Outdoor Pole/Arm-mounted Decorative Luminaires (Type B) |  | Standard | FALSE | [9 empty] | 42760 | Not Dimmable | No |  | 4 | 11852 | 117.81 | 100.6 | 13.59 | 0.9 | 5700 | 82
PUX8WG7G | RuggedGrade | RuggedGrade | RG-CLW-120WB1 5000K | Mogul (E39) Screw-Base Replacements for HID Lamps | High Output | Replacement Lamps for Outdoor Pole/Arm-mounted Decorative Luminaires (Type B) |  | Standard | FALSE | [9 empty] | 42760 | Not Dimmable | No |  | 4 | 13305 | 114.6 | 116.1 | 18.96 | 0.9 | 5000 | 82.3
PGAM2T9Y | RuggedGrade | RuggedGrade | RG-CLW-150WB1 5000K | Mogul (E39) Screw-Base Replacements for HID Lamps | High Output | Replacement Lamps for Outdoor Pole/Arm-mounted Decorative Luminaires (Type B) |  | Standard | FALSE | [9 empty] | 42760 | Not Dimmable | No |  | 4 | 17592 | 119.11 | 147.7 | 13.52 | 0.94 | 5000 | 82.3
PYKKRBB5 | RuggedGrade | RuggedGrade | RG-CLW-80WB1 5000K | Mogul (E39) Screw-Base Replacements for HID Lamps | Mid Output | Replacement Lamps for Outdoor Pole/Arm-mounted Decorative Luminaires (Type B) |  | Standard | FALSE | [9 empty] | 42760 | Not Dimmable | No |  | 4 | 9298.2 | 115.91 | 80.22 | 14.56 | 0.91 | 5000 | 82.2
P1N26U74 | RuggedGrade | RuggedGrade | RG-CLW-60WB1E39 5000K | Mogul (E39) Screw-Base Replacements for HID Lamps | Mid Output | Replacement Lamps for Outdoor Pole/Arm-mounted Decorative Luminaires (Type B) |  | Standard | FALSE | [9 empty] | 42760 | Not Dimmable | No |  | 4 | 6473.2 | 110.9 | 58.37 | 17.57 | 0.9 | 5000 | 82.1
P56HH554 | RuggedGrade | RuggedGrade | RG-CLW-100WB1 5000K | Mogul (E39) Screw-Base Replacements for HID Lamps | High Output | Replacement Lamps for Outdoor Pole/Arm-mounted Decorative Luminaires (Type B) |  | Standard | FALSE | [9 empty] | 42760 | Not Dimmable | No |  | 4 | 11462 | 114.62 | 100 | 12.15 | 0.9 | 5000 | 82.1
P7ZG7DM5 | RuggedGrade | RuggedGrade | RG-CLW-120WB1 4500K | Mogul (E39) Screw-Base Replacements for HID Lamps | High Output | Replacement Lamps for Outdoor Pole/Arm-mounted Decorative Luminaires (Type B) |  | Standard | FALSE | [9 empty] | 42760 | Not Dimmable | No |  | 4 | 13305 | 114.6 | 116.1 | 18.96 | 0.9 | 4500 | 82.3
P5TGEFE7 | RuggedGrade | RuggedGrade | RG-CLW-150WB1 4500K | Mogul (E39) Screw-Base Replacements for HID Lamps | High Output | Replacement Lamps for Outdoor Pole/Arm-mounted Decorative Luminaires (Type B) |  | Standard | FALSE | [9 empty] | 42760 | Not Dimmable | No |  | 4 | 17592 | 119.11 | 147.7 | 13.52 | 0.94 | 4500 | 82.3
P3S5YMB9 | RuggedGrade | RuggedGrade | RG-CLW-80WB1 4500K | Mogul (E39) Screw-Base Replacements for HID Lamps | Mid Output | Replacement Lamps for Outdoor Pole/Arm-mounted Decorative Luminaires (Type B) |  | Standard | FALSE | [9 empty] | 42760 | Not Dimmable | No |  | 4 | 9298.2 | 115.91 | 80.22 | 14.56 | 0.91 | 4500 | 82.2
PQK6HUE7 | RuggedGrade | RuggedGrade | RG-CLW-60WB1E39 4500K | Mogul (E39) Screw-Base Replacements for HID Lamps | Mid Output | Replacement Lamps for Outdoor Pole/Arm-mounted Decorative Luminaires (Type B) |  | Standard | FALSE | [9 empty] | 42760 | Not Dimmable | No |  | 4 | 6473.2 | 110.9 | 58.37 | 17.57 | 0.9 | 4500 | 82.1
P31XTQ47 | RuggedGrade | RuggedGrade | RG-CLW-100WB1 4500K | Mogul (E39) Screw-Base Replacements for HID Lamps | High Output | Replacement Lamps for Outdoor Pole/Arm-mounted Decorative Luminaires (Type B) |  | Standard | FALSE | [9 empty] | 42760 | Not Dimmable | No |  | 4 | 11462 | 114.62 | 100 | 12.15 | 0.9 | 4500 | 82.1
P62VZUX9 | Shenzhen Bbier Lighting Co. Ltd | SHEN ZHEN BBIER LIGHTING CO.LTD | BB-HYD-40W-D-E39 (4000K) | Mogul (E39) Screw-Base Replacements for HID Lamps | Low Output | Replacement Lamps for Parking Garage Luminaires (Type B) |  | Standard | TRUE | 4552.1 | 120.65 | 37.73 | 16.01 | 0.9049 | 4028 | 81.4 | 5 | 50000 | 42758 | Not Dimmable | No |  | 4.1 | 4552.1 | 120.65 | 37.73 | 16.01 | 0.9 | 4000 | 81.4
PRMHFJQ4 | Shenzhen Bbier Lighting Co. Ltd | SHEN ZHEN BBIER LIGHTING CO.LTD | BB-HYD-40W-D-E39 (5700K) | Mogul (E39) Screw-Base Replacements for HID Lamps | Low Output | Replacement Lamps for Parking Garage Luminaires (Type B) |  | Standard | FALSE | [9 empty] | 42758 | Not Dimmable | No |  | 4.1 | 4776 | 123.77 | 38.59 | 16.48 | 0.9 | 5700 | 77.1
PB8WUXQK | Shenzhen Bbier Lighting Co. Ltd | SHEN ZHEN BBIER LIGHTING CO.LTD | BB-HYD-40W-D-E39 (5000K) | Mogul (E39) Screw-Base Replacements for HID Lamps | Low Output | Replacement Lamps for Parking Garage Luminaires (Type B) |  | Standard | FALSE | [9 empty] | 42758 | Not Dimmable | No |  | 4.1 | 4701 | 123.19 | 38.16 | 16.01 | 0.9 | 5000 | 81.4
PCDMR2Q3 | Shenzhen Bbier Lighting Co. Ltd | SHEN ZHEN BBIER LIGHTING CO.LTD | BB-HYD-40W-D-E39 (4500K) | Mogul (E39) Screw-Base Replacements for HID Lamps | Low Output | Replacement Lamps for Parking Garage Luminaires (Type B) |  | Standard | FALSE | [9 empty] | 42758 | Not Dimmable | No |  | 4.1 | 4627 | 121.25 | 38.16 | 16.01 | 0.9 | 4500 | 81.4
P3VA3RF5 | MAVERICK ENERGY SOLUTIONS INTERNATIONAL | Maverick Energy Solutions | MES-CLW-80WB 4000K | Mogul (E39) Screw-Base Replacements for HID Lamps | Mid Output | Replacement Lamps for Outdoor Pole/Arm-mounted Decorative Luminaires (Type B) |  | Standard | TRUE | 9177.6 | 115.21 | 79.66 | 14.56 | 0.9063 | 4116 | 82.2 | 5 | 50000 | 42754 | Not Dimmable | No |  | 4 | 9298.2 | 115.91 | 80.22 | 14.56 | 0.91 | 4000 | 82.2
P4VZCHCZ | MAVERICK ENERGY SOLUTIONS INTERNATIONAL | Maverick Energy Solutions | MES-CLW-100WB 4000K | Mogul (E39) Screw-Base Replacements for HID Lamps | High Output | Replacement Lamps for Outdoor Pole/Arm-mounted Decorative Luminaires (Type B) |  | Standard | TRUE | 11462 | 114.62 | 100 | 12.15 | 0.9039 | 4107 | 82.1 | 5 | 50000 | 42754 | Not Dimmable | No |  | 4 | 11462 | 114.62 | 100 | 12.15 | 0.9 | 4000 | 82.1
P6UGUMWM | MAVERICK ENERGY SOLUTIONS INTERNATIONAL | Maverick Energy Solutions | MES-CLW-E39-60WB 4000K | Mogul (E39) Screw-Base Replacements for HID Lamps | Mid Output | Replacement Lamps for Outdoor Pole/Arm-mounted Decorative Luminaires (Type B) |  | Standard | TRUE | 6299.6 | 110.69 | 56.91 | 17.57 | 0.9021 | 4134 | 82.1 | 5 | 50000 | 42754 | Not Dimmable | No |  | 4 | 6473.2 | 110.9 | 58.37 | 17.57 | 0.9 | 4000 | 82.1
PDJPX927 | MAVERICK ENERGY SOLUTIONS INTERNATIONAL | Maverick Energy Solutions | MES-CLW-80WB 5700K | Mogul (E39) Screw-Base Replacements for HID Lamps | Mid Output | Replacement Lamps for Outdoor Pole/Arm-mounted Decorative Luminaires (Type B) |  | Standard | FALSE | [9 empty] | 42754 | Not Dimmable | No |  | 4 | 9512 | 117.91 | 80.67 | 17.47 | 0.9 | 5700 | 82.7
P81W4JNJ | MAVERICK ENERGY SOLUTIONS INTERNATIONAL | Maverick Energy Solutions | MES-CLW-E39-60WB 5700K | Mogul (E39) Screw-Base Replacements for HID Lamps | Mid Output | Replacement Lamps for Outdoor Pole/Arm-mounted Decorative Luminaires (Type B) |  | Standard | FALSE | [9 empty] | 42754 | Not Dimmable | No |  | 4 | 6705 | 113.81 | 58.91 | 18.94 | 0.9 | 5700 | 82.6
PA3ZPVAY | MAVERICK ENERGY SOLUTIONS INTERNATIONAL | Maverick Energy Solutions | MES-CLW-100WB 5700K | Mogul (E39) Screw-Base Replacements for HID Lamps | High Output | Replacement Lamps for Outdoor Pole/Arm-mounted Decorative Luminaires (Type B) |  | Standard | FALSE | [9 empty] | 42754 | Not Dimmable | No |  | 4 | 11852 | 117.81 | 100.6 | 13.59 | 0.9 | 5700 | 82
PEZ4D53J | MAVERICK ENERGY SOLUTIONS INTERNATIONAL | Maverick Energy Solutions | MES-CLW-80WB 5000K | Mogul (E39) Screw-Base Replacements for HID Lamps | Mid Output | Replacement Lamps for Outdoor Pole/Arm-mounted Decorative Luminaires (Type B) |  | Standard | FALSE | [9 empty] | 42754 | Not Dimmable | No |  | 4 | 9298.2 | 115.91 | 80.22 | 14.56 | 0.91 | 5000 | 82.2
PWD99XP5 | MAVERICK ENERGY SOLUTIONS INTERNATIONAL | Maverick Energy Solutions | MES-CLW-E39-60WB 5000K | Mogul (E39) Screw-Base Replacements for HID Lamps | Mid Output | Replacement Lamps for Outdoor Pole/Arm-mounted Decorative Luminaires (Type B) |  | Standard | FALSE | [9 empty] | 42754 | Not Dimmable | No |  | 4 | 6473.2 | 110.9 | 58.37 | 17.57 | 0.9 | 5000 | 82.1
PXTG1AJ4 | MAVERICK ENERGY SOLUTIONS INTERNATIONAL | Maverick Energy Solutions | MES-CLW-100WB 5000K | Mogul (E39) Screw-Base Replacements for HID Lamps | High Output | Replacement Lamps for Outdoor Pole/Arm-mounted Decorative Luminaires (Type B) |  | Standard | FALSE | [9 empty] | 42754 | Not Dimmable | No |  | 4 | 11462 | 114.62 | 100 | 12.15 | 0.9 | 5000 | 82.1
P8RS36NW | MAVERICK ENERGY SOLUTIONS INTERNATIONAL | Maverick Energy Solutions | MES-CLW-80WB 4500K | Mogul (E39) Screw-Base Replacements for HID Lamps | Mid Output | Replacement Lamps for Outdoor Pole/Arm-mounted Decorative Luminaires (Type B) |  | Standard | FALSE | [9 empty] | 42754 | Not Dimmable | No |  | 4 | 9298.2 | 115.91 | 80.22 | 14.56 | 0.91 | 4500 | 82.2
PS1M41HX | MAVERICK ENERGY SOLUTIONS INTERNATIONAL | Maverick Energy Solutions | MES-CLW-E39-60WB 4500K | Mogul (E39) Screw-Base Replacements for HID Lamps | Mid Output | Replacement Lamps for Outdoor Pole/Arm-mounted Decorative Luminaires (Type B) |  | Standard | FALSE | [9 empty] | 42754 | Not Dimmable | No |  | 4 | 6473.2 | 110.9 | 58.37 | 17.57 | 0.9 | 4500 | 82.1
PFKBJB3Y | MAVERICK ENERGY SOLUTIONS INTERNATIONAL | Maverick Energy Solutions | MES-CLW-100WB 4500K | Mogul (E39) Screw-Base Replacements for HID Lamps | High Output | Replacement Lamps for Outdoor Pole/Arm-mounted Decorative Luminaires (Type B) |  | Standard | FALSE | [9 empty] | 42754 | Not Dimmable | No |  | 4 | 11462 | 114.62 | 100 | 12.15 | 0.9 | 4500 | 82.1
PK7B825U | SHENZHEN R&Z LED WORLD CO.LTD | RZ | RZ-RT-200W-A(4000K) | Mogul (E39) Screw-Base Replacements for HID Lamps | High Output | Replacement Lamps for Outdoor Pole/Arm-mounted Area and Roadway Luminaires (Type C) |  | Standard | TRUE | 19396 | 97.27 | 199.4 | 9.8 | 0.9223 | 4021 | 83.7 | 8 | 70000 | 42753 |  | No | Updated on 1/18/2017 | 4.1 | 19396 | 97.27 | 199.4 | 9.8 | 0.92 | 4000 | 83.7
PFR4JSY4 | SHENZHEN R&Z LED WORLD CO.LTD | RZ | RZ-RT-45W-A(4000K) | Mogul (E39) Screw-Base Replacements for HID Lamps | Low Output | Replacement Lamps for Outdoor Pole/Arm-mounted Area and Roadway Luminaires (Type C) |  | Standard | TRUE | 4690.2 | 101.7 | 46.12 | 16.62 | 0.9597 | 3991 | 84 | 8 | 70000 | 42753 |  | No | Updated on 1/18/2017 | 4.1 | 4690.2 | 101.7 | 46.12 | 16.62 | 0.96 | 4000 | 84
P6AQVUHZ | SHENZHEN R&Z LED WORLD CO.LTD | RZ | RZ-RT-200W-A(5700K) | Mogul (E39) Screw-Base Replacements for HID Lamps | High Output | Replacement Lamps for Outdoor Pole/Arm-mounted Area and Roadway Luminaires (Type C) |  | Standard | FALSE | [9 empty] | 42753 | Not Dimmable | No | Updated on 1/18/2017 | 4.1 | 19829 | 98.75 | 200.8 | 9.44 | 0.92 | 5700 | 85
PUKRJ47P | SHENZHEN R&Z LED WORLD CO.LTD | RZ | RZ-RT-200W-AD(5700K) | Mogul (E39) Screw-Base Replacements for HID Lamps | High Output | Replacement Lamps for Outdoor Pole/Arm-mounted Area and Roadway Luminaires (Type C) |  | Standard | FALSE | [9 empty] | 42753 | Dimmable | No | Updated on 1/18/2017 | 4.1 | 19829 | 98.75 | 200.8 | 9.44 | 0.92 | 5700 | 85
PNQ3MF8A | SHENZHEN R&Z LED WORLD CO.LTD | RZ | RZ-RT-45W-A(5700K) | Mogul (E39) Screw-Base Replacements for HID Lamps | Low Output | Replacement Lamps for Outdoor Pole/Arm-mounted Area and Roadway Luminaires (Type C) |  | Standard | FALSE | [9 empty] | 42753 | Not Dimmable | No | Updated on 1/18/2017 | 4.1 | 4774 | 102.49 | 46.58 | 16.39 | 0.96 | 5700 | 85.4
PUK56CR3 | SHENZHEN R&Z LED WORLD CO.LTD | RZ | RZ-RT-45W-AD(5700K) | Mogul (E39) Screw-Base Replacements for HID Lamps | Low Output | Replacement Lamps for Outdoor Pole/Arm-mounted Area and Roadway Luminaires (Type C) |  | Standard | FALSE | [9 empty] | 42753 | Dimmable | No | Updated on 1/18/2017 | 4.1 | 4774 | 102.49 | 46.58 | 16.39 | 0.96 | 5700 | 85.4
PE1BMP13 | SHENZHEN R&Z LED WORLD CO.LTD | RZ | RZ-RT-45W-A(5000K) | Mogul (E39) Screw-Base Replacements for HID Lamps | Low Output | Replacement Lamps for Outdoor Pole/Arm-mounted Area and Roadway Luminaires (Type C) |  | Standard | FALSE | [9 empty] | 42753 | Not Dimmable | No | Updated on 1/18/2017 | 4.1 | 4732.1 | 102.1 | 46.35 | 16.62 | 0.96 | 5000 | 84
PDR56ZG6 | SHENZHEN R&Z LED WORLD CO.LTD | RZ | RZ-RT-200W-A(5000K) | Mogul (E39) Screw-Base Replacements for HID Lamps | High Output | Replacement Lamps for Outdoor Pole/Arm-mounted Area and Roadway Luminaires (Type C) |  | Standard | FALSE | [9 empty] | 42753 | Not Dimmable | No | Updated on 1/18/2017 | 4.1 | 19612.5 | 98.01 | 200.1 | 9.8 | 0.92 | 5000 | 83.7
PCCRTYUB | SHENZHEN R&Z LED WORLD CO.LTD | RZ | RZ-RT-45W-AD(5000K) | Mogul (E39) Screw-Base Replacements for HID Lamps | Low Output | Replacement Lamps for Outdoor Pole/Arm-mounted Area and Roadway Luminaires (Type C) |  | Standard | FALSE | [9 empty] | 42753 | Dimmable | No | Updated on 1/18/2017 | 4.1 | 4732.1 | 102.1 | 46.35 | 16.62 | 0.96 | 5000 | 84
PGEG5Y3V | SHENZHEN R&Z LED WORLD CO.LTD | RZ | RZ-RT-200W-AD(5000K) | Mogul (E39) Screw-Base Replacements for HID Lamps | High Output | Replacement Lamps for Outdoor Pole/Arm-mounted Area and Roadway Luminaires (Type C) |  | Standard | FALSE | [9 empty] | 42753 | Dimmable | No | Updated on 1/18/2017 | 4.1 | 19612.5 | 98.01 | 200.1 | 9.8 | 0.92 | 5000 | 83.7
PZPHC292 | SHENZHEN R&Z LED WORLD CO.LTD | RZ | RZ-RT-45W-AD(4000K) | Mogul (E39) Screw-Base Replacements for HID Lamps | Low Output | Replacement Lamps for Outdoor Pole/Arm-mounted Area and Roadway Luminaires (Type C) |  | Standard | FALSE | [9 empty] | 42753 | Dimmable | No | Updated on 1/18/2017 | 4.1 | 4690.2 | 101.7 | 46.12 | 16.62 | 0.96 | 4000 | 84
PKHFX6KC | SHENZHEN R&Z LED WORLD CO.LTD | RZ | RZ-RT-200W-AD(4000K) | Mogul (E39) Screw-Base Replacements for HID Lamps | High Output | Replacement Lamps for Outdoor Pole/Arm-mounted Area and Roadway Luminaires (Type C) |  | Standard | FALSE | [9 empty] | 42753 | Dimmable | No | Updated on 1/18/2017 | 4.1 | 19396 | 97.27 | 199.4 | 9.8 | 0.92 | 4000 | 83.7
PRYQJ9H2 | GreenTek Energy Systems | GREENTEK | GT-CBH-36W1A1-E39 4000K | Mogul (E39) Screw-Base Replacements for HID Lamps | Low Output | Replacement Lamps for Outdoor Pole/Arm-mounted Area and Roadway Luminaires (Type B) |  | Standard | TRUE | 4010 | 115.33 | 34.77 | 6.7 | 0.9103 | 3897 | 72.8 | 5 | 50000 | 42753 | Not Dimmable | No |  | 4 | 4008.5 | 119.8 | 33.46 | 6.7 | 0.91 | 4000 | 72.8
P9D5K3BW | GreenTek Energy Systems | GREENTEK | GT-CBH-115W1A1-E39 4000K | Mogul (E39) Screw-Base Replacements for HID Lamps | High Output | Replacement Lamps for Outdoor Pole/Arm-mounted Area and Roadway Luminaires (Type B) |  | Standard | TRUE | 12819 | 113.44 | 113 | 17.92 | 0.9013 | 3903 | 73.1 | 5 | 50000 | 42753 | Not Dimmable | No |  | 4 | 12819 | 113.44 | 113 | 17.92 | 0.9 | 4000 | 73.1
PJ319SWG | GreenTek Energy Systems | GREENTEK | GT-CBH-95W1A1-E39 4000K | Mogul (E39) Screw-Base Replacements for HID Lamps | High Output | Replacement Lamps for Outdoor Pole/Arm-mounted Area and Roadway Luminaires (Type B) |  | Standard | TRUE | 10622 | 114.03 | 93.15 | 17.9 | 0.9028 | 3898 | 73.1 | 5 | 50000 | 42753 | Not Dimmable | No |  | 4 | 10622 | 114.03 | 93.15 | 17.9 | 0.9 | 4000 | 73.1
P4N6KQC8 | GreenTek Energy Systems | GREENTEK | GT-CBH-75W1A1-E39 4000K | Mogul (E39) Screw-Base Replacements for HID Lamps | Mid Output | Replacement Lamps for Outdoor Pole/Arm-mounted Area and Roadway Luminaires (Type B) |  | Standard | TRUE | 8507.2 | 115.32 | 73.77 | 19.49 | 0.901 | 3898 | 73 | 5 | 50000 | 42753 | Not Dimmable | No |  | 4 | 8615.3 | 116.12 | 74.19 | 19.49 | 0.9 | 4000 | 73
PGT56A5D | GreenTek Energy Systems | GREENTEK | GT-CBH-54W1A2-E39 4000K | Mogul (E39) Screw-Base Replacements for HID Lamps | Mid Output | Replacement Lamps for Outdoor Pole/Arm-mounted Area and Roadway Luminaires (Type B) |  | Standard | TRUE | 5672.4 | 111.53 | 50.86 | 18.89 | 0.9008 | 3926 | 72.8 | 5 | 50000 | 42753 | Not Dimmable | No |  | 4 | 5672.4 | 111.53 | 50.86 | 18.89 | 0.9 | 4000 | 72.8
P6DMUHFM | GreenTek Energy Systems | GREENTEK | GT-CBH-27W1A1-E39 4000K | Mogul (E39) Screw-Base Replacements for HID Lamps | Low Output | Replacement Lamps for Outdoor Pole/Arm-mounted Area and Roadway Luminaires (Type B) |  | Standard | TRUE | 3032 | 117.07 | 25.9 | 6.81 | 0.9012 | 3924 | 72.8 | 5 | 50000 | 42753 | Not Dimmable | No |  | 4 | 3032 | 117.07 | 25.9 | 6.81 | 0.9 | 4000 | 72.8
P4EJ3YQR | GreenTek Energy Systems | GREENTEK | GT-CBH-115W1A1-EX39 5700K | Mogul (E39) Screw-Base Replacements for HID Lamps | High Output | Replacement Lamps for Outdoor Pole/Arm-mounted Area and Roadway Luminaires (Type B) |  | Standard | FALSE | [9 empty] | 42753 | Not Dimmable | No |  | 4 | 13008 | 115.32 | 112.8 | 19.07 | 0.9 | 5700 | 75.8
P41Q76EA | GreenTek Energy Systems | GREENTEK | GT-CBH-115W1A1-E39 5700K | Mogul (E39) Screw-Base Replacements for HID Lamps | High Output | Replacement Lamps for Outdoor Pole/Arm-mounted Area and Roadway Luminaires (Type B) |  | Standard | FALSE | [9 empty] | 42753 | Not Dimmable | No |  | 4 | 13008 | 115.32 | 112.8 | 19.07 | 0.9 | 5700 | 75.8
PQ18UERN | GreenTek Energy Systems | GREENTEK | GT-CBH-95W1A1-E39 5700K | Mogul (E39) Screw-Base Replacements for HID Lamps | High Output | Replacement Lamps for Outdoor Pole/Arm-mounted Area and Roadway Luminaires (Type B) |  | Standard | FALSE | [9 empty] | 42753 | Not Dimmable | No |  | 4 | 11192 | 120.4 | 92.96 | 18.81 | 0.91 | 5700 | 75.6
PEQNNMKA | GreenTek Energy Systems | GREENTEK | GT-CBH-95W1A1-EX39 5700K | Mogul (E39) Screw-Base Replacements for HID Lamps | High Output | Replacement Lamps for Outdoor Pole/Arm-mounted Area and Roadway Luminaires (Type B) |  | Standard | FALSE | [9 empty] | 42753 | Not Dimmable | No |  | 4 | 11192 | 120.4 | 92.96 | 18.81 | 0.91 | 5700 | 75.6
PDUBT1GW | GreenTek Energy Systems | GREENTEK | GT-CBH-75W1A1-E39 5700K | Mogul (E39) Screw-Base Replacements for HID Lamps | Mid Output | Replacement Lamps for Outdoor Pole/Arm-mounted Area and Roadway Luminaires (Type B) |  | Standard | FALSE | [9 empty] | 42753 | Not Dimmable | No |  | 4 | 8814 | 119.06 | 74.03 | 19.92 | 0.9 | 5700 | 75.3
PBQUCC8W | GreenTek Energy Systems | GREENTEK | GT-CBH-75W1A1-EX39 5700K | Mogul (E39) Screw-Base Replacements for HID Lamps | Mid Output | Replacement Lamps for Outdoor Pole/Arm-mounted Area and Roadway Luminaires (Type B) |  | Standard | FALSE | [9 empty] | 42753 | Not Dimmable | No |  | 4 | 8814 | 119.06 | 74.03 | 19.92 | 0.9 | 5700 | 75.3
PB6TGV9C | GreenTek Energy Systems | GREENTEK | GT-CBH-27W1A1-E39 5700K | Mogul (E39) Screw-Base Replacements for HID Lamps | Low Output | Replacement Lamps for Outdoor Pole/Arm-mounted Area and Roadway Luminaires (Type B) |  | Standard | FALSE | [9 empty] | 42753 | Not Dimmable | No |  | 4 | 3181 | 124.16 | 25.62 | 8.07 | 0.9 | 5700 | 75.3
P2JC2VRY | GreenTek Energy Systems | GREENTEK | GT-CBH-27W1A1-EX39 5700K | Mogul (E39) Screw-Base Replacements for HID Lamps | Low Output | Replacement Lamps for Outdoor Pole/Arm-mounted Area and Roadway Luminaires (Type B) |  | Standard | FALSE | [9 empty] | 42753 | Not Dimmable | No |  | 4 | 3181 | 124.16 | 25.62 | 8.07 | 0.9 | 5700 | 75.3
PYTRZRGZ | GreenTek Energy Systems | GREENTEK | GT-CBH-36W1A1-E39 5700K | Mogul (E39) Screw-Base Replacements for HID Lamps | Low Output | Replacement Lamps for Outdoor Pole/Arm-mounted Area and Roadway Luminaires (Type B) |  | Standard | FALSE | [9 empty] | 42753 | Not Dimmable | No |  | 4 | 4186 | 119.84 | 34.93 | 6.91 | 0.91 | 5700 | 75.2
P2P5UTNU | GreenTek Energy Systems | GREENTEK | GT-CBH-36W1A1-EX39 5700K | Mogul (E39) Screw-Base Replacements for HID Lamps | Low Output | Replacement Lamps for Outdoor Pole/Arm-mounted Area and Roadway Luminaires (Type B) |  | Standard | FALSE | [9 empty] | 42753 | Not Dimmable | No |  | 4 | 4186 | 119.84 | 34.93 | 6.91 | 0.91 | 5700 | 75.2
PKZ33CF5 | GreenTek Energy Systems | GREENTEK | GT-CBH-54W1A2-EX39 5700K | Mogul (E39) Screw-Base Replacements for HID Lamps | Mid Output | Replacement Lamps for Outdoor Pole/Arm-mounted Area and Roadway Luminaires (Type B) |  | Standard | FALSE | [9 empty] | 42753 | Not Dimmable | No |  | 4 | 5815 | 113.18 | 51.38 | 19.38 | 0.9 | 5700 | 75.1
P45UGKS7 | GreenTek Energy Systems | GREENTEK | GT-CBH-54W1A2-E39 5700K | Mogul (E39) Screw-Base Replacements for HID Lamps | Mid Output | Replacement Lamps for Outdoor Pole/Arm-mounted Area and Roadway Luminaires (Type B) |  | Standard | FALSE | [9 empty] | 42753 | Not Dimmable | No |  | 4 | 5815 | 113.18 | 51.38 | 19.38 | 0.9 | 5700 | 75.1
PZWT7THZ | GreenTek Energy Systems | GREENTEK | GT-CBH-115W1A1-E39 5000K | Mogul (E39) Screw-Base Replacements for HID Lamps | High Output | Replacement Lamps for Outdoor Pole/Arm-mounted Area and Roadway Luminaires (Type B) |  | Standard | FALSE | [9 empty] | 42753 | Not Dimmable | No |  | 4 | 12819 | 113.44 | 113 | 17.92 | 0.9 | 5000 | 73.1
PMVG4ENV | GreenTek Energy Systems | GREENTEK | GT-CBH-115W1A1-EX39 5000K | Mogul (E39) Screw-Base Replacements for HID Lamps | High Output | Replacement Lamps for Outdoor Pole/Arm-mounted Area and Roadway Luminaires (Type B) |  | Standard | FALSE | [9 empty] | 42753 | Not Dimmable | No |  | 4 | 12819 | 113.44 | 113 | 17.92 | 0.9 | 5000 | 73.1
PESQYJA2 | GreenTek Energy Systems | GREENTEK | GT-CBH-95W1A1-EX39 5000K | Mogul (E39) Screw-Base Replacements for HID Lamps | High Output | Replacement Lamps for Outdoor Pole/Arm-mounted Area and Roadway Luminaires (Type B) |  | Standard | FALSE | [9 empty] | 42753 | Not Dimmable | No |  | 4 | 10622 | 114.03 | 93.15 | 17.9 | 0.9 | 5000 | 73.1
PE2KN9J3 | GreenTek Energy Systems | GREENTEK | GT-CBH-95W1A1-E39 5000K | Mogul (E39) Screw-Base Replacements for HID Lamps | High Output | Replacement Lamps for Outdoor Pole/Arm-mounted Area and Roadway Luminaires (Type B) |  | Standard | FALSE | [9 empty] | 42753 | Not Dimmable | No |  | 4 | 10622 | 114.03 | 93.15 | 17.9 | 0.9 | 5000 | 73.1
PTKNG5XU | GreenTek Energy Systems | GREENTEK | GT-CBH-75W1A1-E39 5000K | Mogul (E39) Screw-Base Replacements for HID Lamps | Mid Output | Replacement Lamps for Outdoor Pole/Arm-mounted Area and Roadway Luminaires (Type B) |  | Standard | FALSE | [9 empty] | 42753 | Not Dimmable | No |  | 4 | 8615.3 | 116.12 | 74.19 | 19.49 | 0.9 | 5000 | 73
PE1PGKB4 | GreenTek Energy Systems | GREENTEK | GT-CBH-75W1A1-EX39 5000K | Mogul (E39) Screw-Base Replacements for HID Lamps | Mid Output | Replacement Lamps for Outdoor Pole/Arm-mounted Area and Roadway Luminaires (Type B) |  | Standard | FALSE | [9 empty] | 42753 | Not Dimmable | No |  | 4 | 8615.3 | 116.12 | 74.19 | 19.49 | 0.9 | 5000 | 73
PEVE85EE | GreenTek Energy Systems | GREENTEK | GT-CBH-54W1A2-EX39 5000K | Mogul (E39) Screw-Base Replacements for HID Lamps | Mid Output | Replacement Lamps for Outdoor Pole/Arm-mounted Area and Roadway Luminaires (Type B) |  | Standard | FALSE | [9 empty] | 42753 | Not Dimmable | No |  | 4 | 5672.4 | 111.53 | 50.86 | 18.89 | 0.9 | 5000 | 72.8
P1WCDH9C | GreenTek Energy Systems | GREENTEK | GT-CBH-54W1A2-E39 5000K | Mogul (E39) Screw-Base Replacements for HID Lamps | Mid Output | Replacement Lamps for Outdoor Pole/Arm-mounted Area and Roadway Luminaires (Type B) |  | Standard | FALSE | [9 empty] | 42753 | Not Dimmable | No |  | 4 | 5672.4 | 111.53 | 50.86 | 18.89 | 0.9 | 5000 | 72.8
PDMPEK6F | GreenTek Energy Systems | GREENTEK | GT-CBH-27W1A1-EX39 5000K | Mogul (E39) Screw-Base Replacements for HID Lamps | Low Output | Replacement Lamps for Outdoor Pole/Arm-mounted Area and Roadway Luminaires (Type B) |  | Standard | FALSE | [9 empty] | 42753 | Not Dimmable | No |  | 4 | 3032 | 117.07 | 25.9 | 6.81 | 0.9 | 5000 | 72.8
P3ZHZAZD | GreenTek Energy Systems | GREENTEK | GT-CBH-27W1A1-E39 5000K | Mogul (E39) Screw-Base Replacements for HID Lamps | Low Output | Replacement Lamps for Outdoor Pole/Arm-mounted Area and Roadway Luminaires (Type B) |  | Standard | FALSE | [9 empty] | 42753 | Not Dimmable | No |  | 4 | 3032 | 117.07 | 25.9 | 6.81 | 0.9 | 5000 | 72.8
PWRR9UQE | GreenTek Energy Systems | GREENTEK | GT-CBH-36W1A1-EX39 5000K | Mogul (E39) Screw-Base Replacements for HID Lamps | Low Output | Replacement Lamps for Outdoor Pole/Arm-mounted Area and Roadway Luminaires (Type B) |  | Standard | FALSE | [9 empty] | 42753 | Not Dimmable | No |  | 4 | 4008.5 | 119.8 | 33.46 | 6.7 | 0.91 | 5000 | 72.8
PUD5KP6K | GreenTek Energy Systems | GREENTEK | GT-CBH-36W1A1-E39 5000K | Mogul (E39) Screw-Base Replacements for HID Lamps | Low Output | Replacement Lamps for Outdoor Pole/Arm-mounted Area and Roadway Luminaires (Type B) |  | Standard | FALSE | [9 empty] | 42753 | Not Dimmable | No |  | 4 | 4008.5 | 119.8 | 33.46 | 6.7 | 0.91 | 5000 | 72.8
PJ5Y1HAK | GreenTek Energy Systems | GREENTEK | GT-CBH-115W1A1-EX39 4000K | Mogul (E39) Screw-Base Replacements for HID Lamps | High Output | Replacement Lamps for Outdoor Pole/Arm-mounted Area and Roadway Luminaires (Type B) |  | Standard | FALSE | [9 empty] | 42753 | Not Dimmable | No |  | 4 | 12819 | 113.44 | 113 | 17.92 | 0.9 | 4000 | 73.1
PV8AVVZB | GreenTek Energy Systems | GREENTEK | GT-CBH-95W1A1-EX39 4000K | Mogul (E39) Screw-Base Replacements for HID Lamps | High Output | Replacement Lamps for Outdoor Pole/Arm-mounted Area and Roadway Luminaires (Type B) |  | Standard | FALSE | [9 empty] | 42753 | Not Dimmable | No |  | 4 | 10622 | 114.03 | 93.15 | 17.9 | 0.9 | 4000 | 73.1
PB7EN57T | GreenTek Energy Systems | GREENTEK | GT-CBH-75W1A1-EX39 4000K | Mogul (E39) Screw-Base Replacements for HID Lamps | Mid Output | Replacement Lamps for Outdoor Pole/Arm-mounted Area and Roadway Luminaires (Type B) |  | Standard | FALSE | [9 empty] | 42753 | Not Dimmable | No |  | 4 | 8615.3 | 116.12 | 74.19 | 19.49 | 0.9 | 4000 | 73
PYQK5SE6 | GreenTek Energy Systems | GREENTEK | GT-CBH-54W1A2-EX39 4000K | Mogul (E39) Screw-Base Replacements for HID Lamps | Mid Output | Replacement Lamps for Outdoor Pole/Arm-mounted Area and Roadway Luminaires (Type B) |  | Standard | FALSE | [9 empty] | 42753 | Not Dimmable | No |  | 4 | 5672.4 | 111.53 | 50.86 | 18.89 | 0.9 | 4000 | 72.8
PWR3DU1D | GreenTek Energy Systems | GREENTEK | GT-CBH-27W1A1-EX39 4000K | Mogul (E39) Screw-Base Replacements for HID Lamps | Low Output | Replacement Lamps for Outdoor Pole/Arm-mounted Area and Roadway Luminaires (Type B) |  | Standard | FALSE | [9 empty] | 42753 | Not Dimmable | No |  | 4 | 3032 | 117.07 | 25.9 | 6.81 | 0.9 | 4000 | 72.8
PN4UZ38K | GreenTek Energy Systems | GREENTEK | GT-CBH-36W1A1-EX39 4000K | Mogul (E39) Screw-Base Replacements for HID Lamps | Low Output | Replacement Lamps for Outdoor Pole/Arm-mounted Area and Roadway Luminaires (Type B) |  | Standard | FALSE | [9 empty] | 42753 | Not Dimmable | No |  | 4 | 4008.5 | 119.8 | 33.46 | 6.7 | 0.91 | 4000 | 72.8
P5ENXK62 | Westinghouse Lighting | WESTINGHOUSE | 05167-W | Mogul (E39) Screw-Base Replacements for HID Lamps | High Output | Replacement Lamps for Outdoor Pole/Arm-mounted Decorative Luminaires (Type B) |  | Standard | TRUE | 11107.252 | 114.86 | 96.7 | 14.3 | 0.905 | 2994 | 82.9 | 5 | 50000 | 42753 | Not Dimmable | No |  | 4 | 11107.2 | 114.8 | 96.7 | 14.3 | 0.91 | 2994 | 82.9
PXQCY813 | Westinghouse Lighting | WESTINGHOUSE | 5167 | Mogul (E39) Screw-Base Replacements for HID Lamps | High Output | Replacement Lamps for Outdoor Pole/Arm-mounted Decorative Luminaires (Type B) |  | Standard | FALSE | [9 empty] | 42753 | Not Dimmable | No |  | 4 | 11107.2 | 114.8 | 96.7 | 14.3 | 0.91 | 5000 | 82.9
PS6299QX | Westinghouse Lighting | WESTINGHOUSE | 05180-W | Mogul (E39) Screw-Base Replacements for HID Lamps | High Output | Replacement Lamps for Outdoor Pole/Arm-mounted Decorative Luminaires (Type B) |  | Standard | TRUE | 14891.13 | 125.67 | 118.495 | 14.6 | 0.911 | 2929 | 81.8 | 5 | 50000 | 42753 | Not Dimmable | No |  | 4 | 14987.2 | 124.9 | 119.9 | 14.6 | 0.91 | 2930 | 82.2
PNV5VFH3 | Westinghouse Lighting | WESTINGHOUSE | 5180 | Mogul (E39) Screw-Base Replacements for HID Lamps | High Output | Replacement Lamps for Outdoor Pole/Arm-mounted Decorative Luminaires (Type B) |  | Standard | FALSE | [9 empty] | 42753 | Not Dimmable | No |  | 4 | 14987.2 | 124.9 | 119.9 | 14.6 | 0.91 | 5000 | 82.2
PVWE8D4R | WESTGATE MFG | WESTGATE | CL-120W-27K-E39 | Mogul (E39) Screw-Base Replacements for HID Lamps | High Output | Replacement Lamps for Outdoor Pole/Arm-mounted Decorative Luminaires (Type B) |  | Standard | TRUE | 12145 | 97.86 | 124.1 | 8.37 | 0.9644 | 2757 | 81.7 | 5 | 50000 | 42748 | Not Dimmable | No | Updated on 7/29/2016 | 4 | 14640 | 122 | 120 | 8.37 | 0.9644 | 2700 | 81.7
PPKX99SG | WESTGATE MFG | WESTGATE | CL-45W-27K-E39 | Mogul (E39) Screw-Base Replacements for HID Lamps | Low Output | Replacement Lamps for Outdoor Pole/Arm-mounted Decorative Luminaires (Type B) |  | Standard | TRUE | 4338.5 | 94.07 | 46.12 | 14.72 | 0.9079 | 2725 | 82.1 | 5 | 50000 | 42748 | Not Dimmable | No |  | 4 | 5490 | 122 | 45 | 14.72 | 0.9079 | 2700 | 82.1
PUVQE1PR | WESTGATE MFG | WESTGATE | CL-36W-27K-E39 | Mogul (E39) Screw-Base Replacements for HID Lamps | Low Output | Replacement Lamps for Outdoor Pole/Arm-mounted Decorative Luminaires (Type B) |  | Standard | TRUE | 3591 | 94.7 | 37.92 | 18.76 | 0.9064 | 2806 | 83.4 | 5 | 50000 | 42748 | Not Dimmable | No |  | 4 | 4379 | 122 | 36 | 18.76 | 0.9064 | 2700 | 83.4
P4UCDWK6 | WESTGATE MFG | WESTGATE | CL-54W-27K-E39 | Mogul (E39) Screw-Base Replacements for HID Lamps | Mid Output | Replacement Lamps for Outdoor Pole/Arm-mounted Decorative Luminaires (Type B) |  | Standard | TRUE | 5277 | 93.83 | 56.24 | 13.04 | 0.9061 | 2721 | 81.6 | 5 | 50000 | 42748 | Not Dimmable | No |  | 4 | 6588 | 122 | 54 | 13.04 | 0.9061 | 2700 | 81.6
PAJ6RF1E | WESTGATE MFG | WESTGATE | CL-36W-57K-E39 | Mogul (E39) Screw-Base Replacements for HID Lamps | Low Output | Replacement Lamps for Outdoor Pole/Arm-mounted Decorative Luminaires (Type B) |  | Standard | FALSE | [9 empty] | 42748 | Not Dimmable | No |  | 4 | 4752 | 132 | 36 | 18.69 | 0.9122 | 5700 | 82.9
PV5C4VT4 | WESTGATE MFG | WESTGATE | CL-120W-57K-E39 | Mogul (E39) Screw-Base Replacements for HID Lamps | High Output | Replacement Lamps for Outdoor Pole/Arm-mounted Decorative Luminaires (Type B) |  | Standard | FALSE | [9 empty] | 42748 | Not Dimmable | No | Updated on 7/29/2016 | 4 | 15840 | 132 | 120 | 8.33 | 0.9645 | 5700 | 82.9
PDGH9MMY | WESTGATE MFG | WESTGATE | CL-54W-57K-E39 | Mogul (E39) Screw-Base Replacements for HID Lamps | Mid Output | Replacement Lamps for Outdoor Pole/Arm-mounted Decorative Luminaires (Type B) |  | Standard | FALSE | [9 empty] | 42748 | Not Dimmable | No |  | 4 | 7128 | 132 | 54 | 13.11 | 0.9176 | 5700 | 82.5
PAMBBXPG | WESTGATE MFG | WESTGATE | CL-45W-57K-E39 | Mogul (E39) Screw-Base Replacements for HID Lamps | Low Output | Replacement Lamps for Outdoor Pole/Arm-mounted Decorative Luminaires (Type B) |  | Standard | FALSE | [9 empty] | 42748 | Not Dimmable | No |  | 4 | 5940 | 132 | 45 | 14.65 | 0.9041 | 5700 | 82.3
P27ATMET | WESTGATE MFG | WESTGATE | CL-36W-50K-E39 | Mogul (E39) Screw-Base Replacements for HID Lamps | Low Output | Replacement Lamps for Outdoor Pole/Arm-mounted Decorative Luminaires (Type B) |  | Standard | FALSE | [9 empty] | 42748 | Not Dimmable | No |  | 4 | 4788 | 133 | 36 | 18.76 | 0.9064 | 5000 | 83.4
PRBSVDHF | WESTGATE MFG | WESTGATE | CL-45W-50K-E39 | Mogul (E39) Screw-Base Replacements for HID Lamps | Low Output | Replacement Lamps for Outdoor Pole/Arm-mounted Decorative Luminaires (Type B) |  | Standard | FALSE | [9 empty] | 42748 | Not Dimmable | No |  | 4 | 5985 | 133 | 45 | 14.72 | 0.9079 | 5000 | 82.1
PBTB5JSP | WESTGATE MFG | WESTGATE | CL-120W-50K-E39 | Mogul (E39) Screw-Base Replacements for HID Lamps | High Output | Replacement Lamps for Outdoor Pole/Arm-mounted Decorative Luminaires (Type B) |  | Standard | FALSE | [9 empty] | 42748 | Not Dimmable | No | Updated on 7/29/2016 | 4 | 15960 | 133 | 120 | 8.37 | 0.9644 | 5000 | 81.7
PB692S8E | WESTGATE MFG | WESTGATE | CL-54W-50K-E39 | Mogul (E39) Screw-Base Replacements for HID Lamps | Mid Output | Replacement Lamps for Outdoor Pole/Arm-mounted Decorative Luminaires (Type B) |  | Standard | FALSE | [9 empty] | 42748 | Not Dimmable | No |  | 4 | 7182 | 133 | 54 | 13.04 | 0.9061 | 5000 | 81.6
PJ2ZSVWQ | WESTGATE MFG | WESTGATE | CL-36W-45K-E39 | Mogul (E39) Screw-Base Replacements for HID Lamps | Low Output | Replacement Lamps for Outdoor Pole/Arm-mounted Decorative Luminaires (Type B) |  | Standard | FALSE | [9 empty] | 42748 | Not Dimmable | No |  | 4 | 4716 | 131 | 36 | 18.76 | 0.9064 | 4500 | 83.4
P1W9CP35 | WESTGATE MFG | WESTGATE | CL-45W-45K-E39 | Mogul (E39) Screw-Base Replacements for HID Lamps | Low Output | Replacement Lamps for Outdoor Pole/Arm-mounted Decorative Luminaires (Type B) |  | Standard | FALSE | [9 empty] | 42748 | Not Dimmable | No |  | 4 | 5895 | 131 | 45 | 14.72 | 0.9079 | 4500 | 82.1
PXU8VM4D | WESTGATE MFG | WESTGATE | CL-120W-45K-E39 | Mogul (E39) Screw-Base Replacements for HID Lamps | High Output | Replacement Lamps for Outdoor Pole/Arm-mounted Decorative Luminaires (Type B) |  | Standard | FALSE | [9 empty] | 42748 | Not Dimmable | No | Updated on 7/29/2016 | 4 | 15720 | 131 | 120 | 8.37 | 0.9644 | 4500 | 81.7
PYYYA9D7 | WESTGATE MFG | WESTGATE | CL-54W-45K-E39 | Mogul (E39) Screw-Base Replacements for HID Lamps | Mid Output | Replacement Lamps for Outdoor Pole/Arm-mounted Decorative Luminaires (Type B) |  | Standard | FALSE | [9 empty] | 42748 | Not Dimmable | No |  | 4 | 7074 | 131 | 54 | 13.04 | 0.9061 | 4500 | 81.6
PN9SQHD8 | WESTGATE MFG | WESTGATE | CL-36W-40K-E39 | Mogul (E39) Screw-Base Replacements for HID Lamps | Low Output | Replacement Lamps for Outdoor Pole/Arm-mounted Decorative Luminaires (Type B) |  | Standard | FALSE | [9 empty] | 42748 | Not Dimmable | No |  | 4 | 4644 | 130 | 36 | 18.76 | 0.9064 | 4000 | 83.4
PT9Z1XPM | WESTGATE MFG | WESTGATE | CL-45W-40K-E39 | Mogul (E39) Screw-Base Replacements for HID Lamps | Low Output | Replacement Lamps for Outdoor Pole/Arm-mounted Decorative Luminaires (Type B) |  | Standard | FALSE | [9 empty] | 42748 | Not Dimmable | No |  | 4 | 5850 | 130 | 45 | 14.72 | 0.9079 | 4000 | 82.1
P5QDGKGJ | WESTGATE MFG | WESTGATE | CL-120W-40K-E39 | Mogul (E39) Screw-Base Replacements for HID Lamps | High Output | Replacement Lamps for Outdoor Pole/Arm-mounted Decorative Luminaires (Type B) |  | Standard | FALSE | [9 empty] | 42748 | Not Dimmable | No | Updated on 7/29/2016 | 4 | 15600 | 130 | 120 | 8.37 | 0.9644 | 4000 | 81.7
PP5286XT | WESTGATE MFG | WESTGATE | CL-54W-40K-E39 | Mogul (E39) Screw-Base Replacements for HID Lamps | Mid Output | Replacement Lamps for Outdoor Pole/Arm-mounted Decorative Luminaires (Type B) |  | Standard | FALSE | [9 empty] | 42748 | Not Dimmable | No |  | 4 | 7020 | 130 | 54 | 13.04 | 0.9061 | 4000 | 81.6
PWRAHB26 | WESTGATE MFG | WESTGATE | CL-36W-35K-E39 | Mogul (E39) Screw-Base Replacements for HID Lamps | Low Output | Replacement Lamps for Outdoor Pole/Arm-mounted Decorative Luminaires (Type B) |  | Standard | FALSE | [9 empty] | 42748 | Not Dimmable | No |  | 4 | 4532 | 126 | 36 | 18.76 | 0.9064 | 3500 | 83.4
P4QNNCE4 | WESTGATE MFG | WESTGATE | CL-45W-35K-E39 | Mogul (E39) Screw-Base Replacements for HID Lamps | Low Output | Replacement Lamps for Outdoor Pole/Arm-mounted Decorative Luminaires (Type B) |  | Standard | FALSE | [9 empty] | 42748 | Not Dimmable | No |  | 4 | 5670 | 126 | 45 | 14.72 | 0.9079 | 3500 | 82.1
PJWND37J | WESTGATE MFG | WESTGATE | CL-120W-35K-E39 | Mogul (E39) Screw-Base Replacements for HID Lamps | High Output | Replacement Lamps for Outdoor Pole/Arm-mounted Decorative Luminaires (Type B) |  | Standard | FALSE | [9 empty] | 42748 | Not Dimmable | No | Updated on 7/29/2016 | 4 | 15120 | 126 | 120 | 8.37 | 0.9644 | 3500 | 81.7
PM1Q6ZJN | WESTGATE MFG | WESTGATE | CL-54W-35K-E39 | Mogul (E39) Screw-Base Replacements for HID Lamps | Mid Output | Replacement Lamps for Outdoor Pole/Arm-mounted Decorative Luminaires (Type B) |  | Standard | FALSE | [9 empty] | 42748 | Not Dimmable | No |  | 4 | 6804 | 126 | 54 | 13.04 | 0.9061 | 3500 | 81.6
PPVE48YU | WESTGATE MFG | WESTGATE | CL-36W-30K-E39 | Mogul (E39) Screw-Base Replacements for HID Lamps | Low Output | Replacement Lamps for Outdoor Pole/Arm-mounted Decorative Luminaires (Type B) |  | Standard | FALSE | [9 empty] | 42748 | Not Dimmable | No |  | 4 | 4456 | 124 | 36 | 18.76 | 0.9064 | 3000 | 83.4
PV7ZSKTE | WESTGATE MFG | WESTGATE | CL-45W-30K-E39 | Mogul (E39) Screw-Base Replacements for HID Lamps | Low Output | Replacement Lamps for Outdoor Pole/Arm-mounted Decorative Luminaires (Type B) |  | Standard | FALSE | [9 empty] | 42748 | Not Dimmable | No |  | 4 | 5580 | 124 | 45 | 14.72 | 0.9079 | 3000 | 82.1
PYKEZYPX | WESTGATE MFG | WESTGATE | CL-120W-30K-E39 | Mogul (E39) Screw-Base Replacements for HID Lamps | High Output | Replacement Lamps for Outdoor Pole/Arm-mounted Decorative Luminaires (Type B) |  | Standard | FALSE | [9 empty] | 42748 | Not Dimmable | No | Updated on 7/29/2016 | 4 | 14880 | 124 | 120 | 8.37 | 0.9644 | 3000 | 81.7
PK8JND65 | WESTGATE MFG | WESTGATE | CL-54W-30K-E39 | Mogul (E39) Screw-Base Replacements for HID Lamps | Mid Output | Replacement Lamps for Outdoor Pole/Arm-mounted Decorative Luminaires (Type B) |  | Standard | FALSE | [9 empty] | 42748 | Not Dimmable | No |  | 4 | 6696 | 124 | 54 | 13.04 | 0.9061 | 3000 | 81.6
P8E6Q63R | Hangzhou Junction Imp. and Exp. Co. Ltd | Thinklux Lighting | TKCL17583039 | Mogul (E39) Screw-Base Replacements for HID Lamps | Mid Output | Replacement Lamps for Outdoor Pole/Arm-mounted Decorative Luminaires (Type B) |  | Standard | TRUE | 4962.1 | 110.82 | 44.776 | 16.4 | 0.924 | 3006 | 81.7 | 5 | 50000 | 42748 | Dimmable | No |  | 4 | 5501.9 | 121.4 | 45.3 | 16.1 | 0.93 | 3005 | 81.5
PMP4ACHN | Hangzhou Junction Imp. and Exp. Co. Ltd | Thinklux Lighting | TKCL15083039 | Mogul (E39) Screw-Base Replacements for HID Lamps | Low Output | Replacement Lamps for Outdoor Pole/Arm-mounted Decorative Luminaires (Type B) |  | Standard | TRUE | 4000.6 | 115.43 | 34.659 | 16.7 | 0.923 | 3012 | 81.4 | 5 | 50000 | 42748 | Dimmable | No |  | 4 | 4159.6 | 116.5 | 35.6 | 16.3 | 0.926 | 3000 | 81.8
P1B1B3MQ | Hangzhou Junction Imp. and Exp. Co. Ltd | Thinklux Lighting | TKCL20083039 | Mogul (E39) Screw-Base Replacements for HID Lamps | Mid Output | Replacement Lamps for Outdoor Pole/Arm-mounted Decorative Luminaires (Type B) |  | Standard | TRUE | 5600.69 | 112.45 | 49.805 | 17.2 | 0.922 | 3003 | 81.8 | 5 | 50000 | 42748 | Dimmable | No |  | 4 | 5710.4 | 113.8 | 50.1 | 17.2 | 0.92 | 3003 | 81.8
PZ6XAWPC | Hangzhou Junction Imp. and Exp. Co. Ltd | Thinklux Lighting | TKCL12583039 | Mogul (E39) Screw-Base Replacements for HID Lamps | Low Output | Replacement Lamps for Outdoor Pole/Arm-mounted Decorative Luminaires (Type B) |  | Standard | TRUE | 2272.9 | 91.3 | 24.9 | 14.77 | 0.8835 | 2995 | 81 | 5 | 50000 | 42748 | Not Yet Verified | No |  | 4 | 3240 | 120 | 27 | 21.27 | 0.9 | 3000 | 80
P1R8BCYQ | Hangzhou Junction Imp. and Exp. Co. Ltd | Thinklux Lighting | TKCL20085039 | Mogul (E39) Screw-Base Replacements for HID Lamps | Mid Output | Replacement Lamps for Outdoor Pole/Arm-mounted Decorative Luminaires (Type B) |  | Standard | FALSE | [9 empty] | 42748 | Dimmable | No |  | 4 | 6175.5 | 117.2 | 52.6 | 18.9 | 0.93 | 5026 | 85.9
P99P7VCS | Hangzhou Junction Imp. and Exp. Co. Ltd | Thinklux Lighting | TKCL12585039 | Mogul (E39) Screw-Base Replacements for HID Lamps | Low Output | Replacement Lamps for Outdoor Pole/Arm-mounted Decorative Luminaires (Type B) |  | Standard | FALSE | [9 empty] | 42748 | Not Yet Verified | No |  | 4 | 3240 | 120 | 27 | 21.27 | 0.9 | 5000 | 80
PAF2GWKF | Hangzhou Junction Imp. and Exp. Co. Ltd | Thinklux Lighting | TKCL17585039 | Mogul (E39) Screw-Base Replacements for HID Lamps | Mid Output | Replacement Lamps for Outdoor Pole/Arm-mounted Decorative Luminaires (Type B) |  | Standard | FALSE | [9 empty] | 42748 | Dimmable | No |  | 4 | 5903.2 | 128.7 | 45.84 | 17.7 | 0.94 | 4944 | 85.5
PBJQQ3WM | Hangzhou Junction Imp. and Exp. Co. Ltd | Thinklux Lighting | TKCL15085039 | Mogul (E39) Screw-Base Replacements for HID Lamps | Low Output | Replacement Lamps for Outdoor Pole/Arm-mounted Decorative Luminaires (Type B) |  | Standard | FALSE | [9 empty] | 42748 | Dimmable | No |  | 4 | 4380.3 | 120.1 | 36.4 | 17.7 | 0.931 | 4927 | 85.5
P7PTPE5A | Hangzhou Junction Imp. and Exp. Co. Ltd | Thinklux Lighting | TKCL12584539 | Mogul (E39) Screw-Base Replacements for HID Lamps | Low Output | Replacement Lamps for Outdoor Pole/Arm-mounted Decorative Luminaires (Type B) |  | Standard | FALSE | [9 empty] | 42748 | Not Yet Verified | No |  | 4 | 3240 | 120 | 27 | 21.27 | 0.9 | 4500 | 80
P8M5ZMBC | Hangzhou Junction Imp. and Exp. Co. Ltd | Thinklux Lighting | TKCL20084539 | Mogul (E39) Screw-Base Replacements for HID Lamps | Mid Output | Replacement Lamps for Outdoor Pole/Arm-mounted Decorative Luminaires (Type B) |  | Standard | FALSE | [9 empty] | 42748 | Dimmable | No |  | 4 | 5710.4 | 113.8 | 50.1 | 17.2 | 0.92 | 4500 | 81.8
PTEXRTC7 | Hangzhou Junction Imp. and Exp. Co. Ltd | Thinklux Lighting | TKCL15084539 | Mogul (E39) Screw-Base Replacements for HID Lamps | Low Output | Replacement Lamps for Outdoor Pole/Arm-mounted Decorative Luminaires (Type B) |  | Standard | FALSE | [9 empty] | 42748 | Dimmable | No |  | 4 | 4159.6 | 116.5 | 35.6 | 16.3 | 0.926 | 4500 | 81.8
PJFUUFRQ | Hangzhou Junction Imp. and Exp. Co. Ltd | Thinklux Lighting | TKCL17584539 | Mogul (E39) Screw-Base Replacements for HID Lamps | Mid Output | Replacement Lamps for Outdoor Pole/Arm-mounted Decorative Luminaires (Type B) |  | Standard | FALSE | [9 empty] | 42748 | Dimmable | No |  | 4 | 5501.9 | 121.4 | 45.3 | 16.1 | 0.93 | 4500 | 81.5
PYM87SEE | Hangzhou Junction Imp. and Exp. Co. Ltd | Thinklux Lighting | TKCL12584039 | Mogul (E39) Screw-Base Replacements for HID Lamps | Low Output | Replacement Lamps for Outdoor Pole/Arm-mounted Decorative Luminaires (Type B) |  | Standard | FALSE | [9 empty] | 42748 | Not Yet Verified | No |  | 4 | 3240 | 120 | 27 | 21.27 | 0.9 | 4000 | 80
P4X3K6TZ | Hangzhou Junction Imp. and Exp. Co. Ltd | Thinklux Lighting | TKCL20084039 | Mogul (E39) Screw-Base Replacements for HID Lamps | Mid Output | Replacement Lamps for Outdoor Pole/Arm-mounted Decorative Luminaires (Type B) |  | Standard | FALSE | [9 empty] | 42748 | Dimmable | No |  | 4 | 5710.4 | 113.8 | 50.1 | 17.2 | 0.92 | 4000 | 81.8
PE58E8V3 | Hangzhou Junction Imp. and Exp. Co. Ltd | Thinklux Lighting | TKCL15084039 | Mogul (E39) Screw-Base Replacements for HID Lamps | Low Output | Replacement Lamps for Outdoor Pole/Arm-mounted Decorative Luminaires (Type B) |  | Standard | FALSE | [9 empty] | 42748 | Dimmable | No |  | 4 | 4159.6 | 116.5 | 35.6 | 16.3 | 0.926 | 4000 | 81.8
PER2WTZ3 | Hangzhou Junction Imp. and Exp. Co. Ltd | Thinklux Lighting | TKCL17584039 | Mogul (E39) Screw-Base Replacements for HID Lamps | Mid Output | Replacement Lamps for Outdoor Pole/Arm-mounted Decorative Luminaires (Type B) |  | Standard | FALSE | [9 empty] | 42748 | Dimmable | No |  | 4 | 5501.9 | 121.4 | 45.3 | 16.1 | 0.93 | 4000 | 81.5
P6BXM96C | Hangzhou Junction Imp. and Exp. Co. Ltd | Thinklux Lighting | TKCL12583539 | Mogul (E39) Screw-Base Replacements for HID Lamps | Low Output | Replacement Lamps for Outdoor Pole/Arm-mounted Decorative Luminaires (Type B) |  | Standard | FALSE | [9 empty] | 42748 | Not Yet Verified | No |  | 4 | 3240 | 120 | 27 | 21.27 | 0.9 | 3500 | 80
PGRK5ZC7 | Hangzhou Junction Imp. and Exp. Co. Ltd | Thinklux Lighting | TKCL20083539 | Mogul (E39) Screw-Base Replacements for HID Lamps | Mid Output | Replacement Lamps for Outdoor Pole/Arm-mounted Decorative Luminaires (Type B) |  | Standard | FALSE | [9 empty] | 42748 | Dimmable | No |  | 4 | 5710.4 | 113.8 | 50.1 | 17.2 | 0.92 | 3500 | 81.8
PRKVF9GX | Hangzhou Junction Imp. and Exp. Co. Ltd | Thinklux Lighting | TKCL15083539 | Mogul (E39) Screw-Base Replacements for HID Lamps | Low Output | Replacement Lamps for Outdoor Pole/Arm-mounted Decorative Luminaires (Type B) |  | Standard | FALSE | [9 empty] | 42748 | Dimmable | No |  | 4 | 4159.6 | 116.5 | 35.6 | 16.3 | 0.926 | 3500 | 81.8
PC7GEXN4 | Hangzhou Junction Imp. and Exp. Co. Ltd | Thinklux Lighting | TKCL17583539 | Mogul (E39) Screw-Base Replacements for HID Lamps | Mid Output | Replacement Lamps for Outdoor Pole/Arm-mounted Decorative Luminaires (Type B) |  | Standard | FALSE | [9 empty] | 42748 | Dimmable | No |  | 4 | 5501.9 | 121.4 | 45.3 | 16.1 | 0.93 | 3500 | 81.5
PA1MGD6P | Shenzhen Guo Hui Lighting Equipment Co.LTD | GuoHui | GH-CL6-40W(3000K) | Mogul (E39) Screw-Base Replacements for HID Lamps | Low Output | Replacement Lamps for Outdoor Pole/Arm-mounted Decorative Luminaires (Type B) |  | Standard | TRUE | 4309.637 | 104.173 | 41.37 | 17.5 | 0.924 | 2936 | 83.8 | 5 | 50000 | 42745 | Dimmable | No |  | 4.1 | 4309.6 | 104.1 | 41.3 | 17.5 | 0.92 | 2936 | 83.8
P2C6E9HD | Shenzhen Guo Hui Lighting Equipment Co.LTD | GuoHui | GH-CL6-30W(3000K) | Mogul (E39) Screw-Base Replacements for HID Lamps | Low Output | Replacement Lamps for Outdoor Pole/Arm-mounted Decorative Luminaires (Type B) |  | Standard | TRUE | 3252.134 | 104.035 | 31.26 | 18.6 | 0.922 | 2935 | 83.8 | 5 | 50000 | 42745 | Dimmable | No |  | 4.1 | 3252.1 | 104 | 31.2 | 18.6 | 0.92 | 2935 | 83.8
P7UE5RHU | Shenzhen Guo Hui Lighting Equipment Co.LTD | GuoHui | GH-CL6-60W(3000K) | Mogul (E39) Screw-Base Replacements for HID Lamps | Mid Output | Replacement Lamps for Outdoor Pole/Arm-mounted Decorative Luminaires (Type B) |  | Standard | TRUE | 6439.857 | 102.906 | 62.58 | 17.2 | 0.919 | 2938 | 83.7 | 5 | 50000 | 42745 | Dimmable | No |  | 4.1 | 6439.8 | 102.9 | 62.5 | 17.2 | 0.92 | 2938 | 83.7
PWJG2AQ4 | Shenzhen Guo Hui Lighting Equipment Co.LTD | GuoHui | GH-CL6-30W(5700K) | Mogul (E39) Screw-Base Replacements for HID Lamps | Low Output | Replacement Lamps for Outdoor Pole/Arm-mounted Decorative Luminaires (Type B) |  | Standard | FALSE | [9 empty] | 42745 | Dimmable | No |  | 4.1 | 3316.5 | 108.4 | 30.5 | 18.1 | 0.92 | 5988 | 84.3
P8TFU53V | Shenzhen Guo Hui Lighting Equipment Co.LTD | GuoHui | GH-CL6-40W(5700K) | Mogul (E39) Screw-Base Replacements for HID Lamps | Low Output | Replacement Lamps for Outdoor Pole/Arm-mounted Decorative Luminaires (Type B) |  | Standard | FALSE | [9 empty] | 42745 | Dimmable | No |  | 4.1 | 4604.6 | 111.1 | 41.4 | 18.3 | 0.93 | 5972 | 84.2
P7PVGMM3 | Shenzhen Guo Hui Lighting Equipment Co.LTD | GuoHui | GH-CL6-60W(5700K) | Mogul (E39) Screw-Base Replacements for HID Lamps | Mid Output | Replacement Lamps for Outdoor Pole/Arm-mounted Decorative Luminaires (Type B) |  | Standard | FALSE | [9 empty] | 42745 | Dimmable | No |  | 4.1 | 6530.5 | 108.3 | 60.2 | 18.9 | 0.92 | 5950 | 84.7
P1KHXTF3 | Shenzhen Guo Hui Lighting Equipment Co.LTD | GuoHui | GH-CL6-30W(5000K) | Mogul (E39) Screw-Base Replacements for HID Lamps | Low Output | Replacement Lamps for Outdoor Pole/Arm-mounted Decorative Luminaires (Type B) |  | Standard | FALSE | [9 empty] | 42745 | Dimmable | No |  | 4.1 | 3252.1 | 104 | 31.2 | 18.6 | 0.92 | 5000 | 83.8
P8NCNMRP | Shenzhen Guo Hui Lighting Equipment Co.LTD | GuoHui | GH-CL6-40W(5000K) | Mogul (E39) Screw-Base Replacements for HID Lamps | Low Output | Replacement Lamps for Outdoor Pole/Arm-mounted Decorative Luminaires (Type B) |  | Standard | FALSE | [9 empty] | 42745 | Dimmable | No |  | 4.1 | 4309.6 | 104.1 | 41.3 | 17.5 | 0.92 | 5000 | 83.8
PEX9DCC1 | Shenzhen Guo Hui Lighting Equipment Co.LTD | GuoHui | GH-CL6-60W(5000K) | Mogul (E39) Screw-Base Replacements for HID Lamps | Mid Output | Replacement Lamps for Outdoor Pole/Arm-mounted Decorative Luminaires (Type B) |  | Standard | FALSE | [9 empty] | 42745 | Dimmable | No |  | 4.1 | 6439.8 | 102.9 | 62.5 | 17.2 | 0.92 | 5000 | 83.7
PT35WXD5 | Shenzhen Guo Hui Lighting Equipment Co.LTD | GuoHui | GH-CL6-30W(4500K) | Mogul (E39) Screw-Base Replacements for HID Lamps | Low Output | Replacement Lamps for Outdoor Pole/Arm-mounted Decorative Luminaires (Type B) |  | Standard | FALSE | [9 empty] | 42745 | Dimmable | No |  | 4.1 | 3252.1 | 104 | 31.2 | 18.6 | 0.92 | 4500 | 83.8
PVZFM2HT | Shenzhen Guo Hui Lighting Equipment Co.LTD | GuoHui | GH-CL6-40W(4500K) | Mogul (E39) Screw-Base Replacements for HID Lamps | Low Output | Replacement Lamps for Outdoor Pole/Arm-mounted Decorative Luminaires (Type B) |  | Standard | FALSE | [9 empty] | 42745 | Dimmable | No |  | 4.1 | 4309.6 | 104.1 | 41.3 | 17.5 | 0.92 | 4500 | 83.8
PQZ5PY1G | Shenzhen Guo Hui Lighting Equipment Co.LTD | GuoHui | GH-CL6-60W(4500K) | Mogul (E39) Screw-Base Replacements for HID Lamps | Mid Output | Replacement Lamps for Outdoor Pole/Arm-mounted Decorative Luminaires (Type B) |  | Standard | FALSE | [9 empty] | 42745 | Dimmable | No |  | 4.1 | 6439.8 | 102.9 | 62.5 | 17.2 | 0.92 | 4500 | 83.7
PBE6MX5W | Shenzhen Guo Hui Lighting Equipment Co.LTD | GuoHui | GH-CL6-30W(4000K) | Mogul (E39) Screw-Base Replacements for HID Lamps | Low Output | Replacement Lamps for Outdoor Pole/Arm-mounted Decorative Luminaires (Type B) |  | Standard | FALSE | [9 empty] | 42745 | Dimmable | No |  | 4.1 | 3252.1 | 104 | 31.2 | 18.6 | 0.92 | 4000 | 83.8
P4JR3SM2 | Shenzhen Guo Hui Lighting Equipment Co.LTD | GuoHui | GH-CL6-40W(4000K) | Mogul (E39) Screw-Base Replacements for HID Lamps | Low Output | Replacement Lamps for Outdoor Pole/Arm-mounted Decorative Luminaires (Type B) |  | Standard | FALSE | [9 empty] | 42745 | Dimmable | No |  | 4.1 | 4309.6 | 104.1 | 41.3 | 17.5 | 0.92 | 4000 | 83.8
PRN8KYXJ | Shenzhen Guo Hui Lighting Equipment Co.LTD | GuoHui | GH-CL6-60W(4000K) | Mogul (E39) Screw-Base Replacements for HID Lamps | Mid Output | Replacement Lamps for Outdoor Pole/Arm-mounted Decorative Luminaires (Type B) |  | Standard | FALSE | [9 empty] | 42745 | Dimmable | No |  | 4.1 | 6439.8 | 102.9 | 62.5 | 17.2 | 0.92 | 4000 | 83.7
PEDP59BR | Shenzhen Guo Hui Lighting Equipment Co.LTD | GuoHui | GH-CL6-30W(3500K) | Mogul (E39) Screw-Base Replacements for HID Lamps | Low Output | Replacement Lamps for Outdoor Pole/Arm-mounted Decorative Luminaires (Type B) |  | Standard | FALSE | [9 empty] | 42745 | Dimmable | No |  | 4.1 | 3252.1 | 104 | 31.2 | 18.6 | 0.92 | 3500 | 83.8
PV66G8CT | Shenzhen Guo Hui Lighting Equipment Co.LTD | GuoHui | GH-CL6-40W(3500K) | Mogul (E39) Screw-Base Replacements for HID Lamps | Low Output | Replacement Lamps for Outdoor Pole/Arm-mounted Decorative Luminaires (Type B) |  | Standard | FALSE | [9 empty] | 42745 | Dimmable | No |  | 4.1 | 4309.6 | 104.1 | 41.3 | 17.5 | 0.92 | 3500 | 83.8
P6GYJQ59 | Shenzhen Guo Hui Lighting Equipment Co.LTD | GuoHui | GH-CL6-60W(3500K) | Mogul (E39) Screw-Base Replacements for HID Lamps | Mid Output | Replacement Lamps for Outdoor Pole/Arm-mounted Decorative Luminaires (Type B) |  | Standard | FALSE | [9 empty] | 42745 | Dimmable | No |  | 4.1 | 6439.8 | 102.9 | 62.5 | 17.2 | 0.92 | 3500 | 83.7
PGADW9JB | Fusion Lamps | Fusion Lamps | FLED120HID/27K/MOG | Mogul (E39) Screw-Base Replacements for HID Lamps | Mid Output | Replacement Lamps for Outdoor Pole/Arm-mounted Decorative Luminaires (Type B) |  | Standard | TRUE | 10452 | 93.07 | 112.3 | 13.75 | 0.9135 | 2725 | 83.4 | 5 | 50000 | 42740 | Not Yet Verified | No | Updated 9/7/2016 | 4 | 10717 | 93.52 | 114.6 | 13.75 | 0.91 | 2700 | 83.4
P6HRN3GU | Fusion Lamps | Fusion Lamps | FLED100HID/27K/MOG | Mogul (E39) Screw-Base Replacements for HID Lamps | High Output | Replacement Lamps for Outdoor Pole/Arm-mounted Decorative Luminaires (Type B) |  | Standard | TRUE | 9996.8 | 98.78 | 101.2 | 11.49 | 0.9104 | 2723 | 83.5 | 5 | 50000 | 42740 | Not Dimmable | No | Updated on 9/20/2016 | 4 | 10358 | 99.98 | 103.6 | 11.49 | 0.91 | 2700 | 83.5
PD31734T | Fusion Lamps | Fusion Lamps | FLED120HID/5K/MOG | Mogul (E39) Screw-Base Replacements for HID Lamps | High Output | Replacement Lamps for Outdoor Pole/Arm-mounted Decorative Luminaires (Type B) |  | Standard | FALSE | [9 empty] | 42740 | Not Yet Verified | No | Updated 9/7/2016 | 4 | 10717 | 93.52 | 114.6 | 13.75 | 0.91 | 5000 | 83.4
PH1R3K42 | Fusion Lamps | Fusion Lamps | FLED100HID/5K/MOG | Mogul (E39) Screw-Base Replacements for HID Lamps | High Output | Replacement Lamps for Outdoor Pole/Arm-mounted Decorative Luminaires (Type B) |  | Standard | FALSE | [9 empty] | 42740 | Not Dimmable | No | Updated on 9/20/2016 | 4 | 10358 | 99.98 | 103.6 | 11.49 | 0.91 | 5000 | 83.5
P14GHF4T | SATCO Products Inc | SATCO Products Inc. | S8926 | Mogul (E39) Screw-Base Replacements for HID Lamps | Low Output | Replacement Lamps for Outdoor Full-Cutoff Wall-mounted Area Luminaires (Type B) |  | Standard | TRUE | 4041.5 | 101.42 | 39.85 | 18.89 | 0.9132 | 3077 | 80.6 | 5 | 50000 | 42740 | Not Dimmable | No |  | 3.1 | 4041.5 | 101.42 | 39.85 | 18.89 | 0.9132 | 3000 | 80.6
P3NKTH99 | SATCO Products Inc | SATCO Products Inc. | S8908 | Mogul (E39) Screw-Base Replacements for HID Lamps | Low Output | Replacement Lamps for Outdoor Full-Cutoff Wall-mounted Area Luminaires (Type B) |  | Standard | TRUE | 2841.2 | 104.46 | 27.2 | 16.61 | 0.8864 | 3134 | 82.1 | 5 | 50000 | 42740 | Not Dimmable | No |  | 3.1 | 2841.2 | 104.46 | 27.2 | 16.61 | 0.8864 | 3000 | 82.1
P19R7R69 | SATCO Products Inc | SATCO Products Inc. | S8909 | Mogul (E39) Screw-Base Replacements for HID Lamps | Low Output | Replacement Lamps for Outdoor Full-Cutoff Wall-mounted Area Luminaires (Type B) |  | Standard | FALSE | [9 empty] | 42740 | Not Dimmable | No |  | 3.1 | 3016 | 109.83 | 27.46 | 16.37 | 0.8889 | 5000 | 84.6
PYBSPZ5X | SATCO Products Inc | SATCO Products Inc. | S8927 | Mogul (E39) Screw-Base Replacements for HID Lamps | Low Output | Replacement Lamps for Outdoor Full-Cutoff Wall-mounted Area Luminaires (Type B) |  | Standard | FALSE | [9 empty] | 42740 | Not Dimmable | No |  | 3.1 | 4203 | 105.82 | 39.72 | 18.96 | 0.9125 | 5000 | 84.2
PW3DP939 | SHENZHEN R&Z LED WORLD CO.LTD | RZ | RZ-RT-100W-A(4000K) | Mogul (E39) Screw-Base Replacements for HID Lamps | High Output | Replacement Lamps for Outdoor Pole/Arm-mounted Area and Roadway Luminaires (Type C) |  | Standard | TRUE | 10335 | 99.47 | 103.9 | 14.52 | 0.9304 | 4021 | 83.7 | 8 | 70000 | 42739 | Not Dimmable | No |  | 4 | 10335 | 99.47 | 103.9 | 14.52 | 0.93 | 4000 | 83.7
PWEYDVQB | SHENZHEN R&Z LED WORLD CO.LTD | RZ | RZ-RT-65W-A(4000K) | Mogul (E39) Screw-Base Replacements for HID Lamps | Mid Output | Replacement Lamps for Outdoor Pole/Arm-mounted Area and Roadway Luminaires (Type C) |  | Standard | TRUE | 6149.5 | 93.22 | 65.97 | 21.53 | 0.9656 | 4019 | 83.8 | 8 | 70000 | 42739 | Not Dimmable | No |  | 4 | 6149.5 | 93.22 | 65.97 | 21.53 | 0.97 | 4000 | 83.8
PCBNP16X | SHENZHEN R&Z LED WORLD CO.LTD | RZ | RZ-RT-HV-150W-A(4000K) | Mogul (E39) Screw-Base Replacements for HID Lamps | High Output | Replacement Lamps for Outdoor Pole/Arm-mounted Area and Roadway Luminaires (Type C) |  | Standard | TRUE | 14753 | 97.19 | 151.8 | 12.76 | 0.9366 | 4038 | 83.8 | 8 | 70000 | 42739 | Not Dimmable | No |  | 4 | 14881 | 97.45 | 152.7 | 12.76 | 0.94 | 4000 | 83.8
PUDGKUY7 | SHENZHEN R&Z LED WORLD CO.LTD | RZ | RZ-RT-HV-150W-A(5700K) | Mogul (E39) Screw-Base Replacements for HID Lamps | High Output | Replacement Lamps for Outdoor Pole/Arm-mounted Area and Roadway Luminaires (Type C) |  | Standard | FALSE | [9 empty] | 42739 | Not Dimmable | No |  | 4 | 14980 | 98.88 | 151.5 | 12.93 | 0.94 | 5700 | 85.1
PVGUU8ZH | SHENZHEN R&Z LED WORLD CO.LTD | RZ | RZ-RT-HV-150W-AD(5700K) | Mogul (E39) Screw-Base Replacements for HID Lamps | High Output | Replacement Lamps for Outdoor Pole/Arm-mounted Area and Roadway Luminaires (Type C) |  | Standard | FALSE | [9 empty] | 42739 | Dimmable | No |  | 4 | 14980 | 98.88 | 151.5 | 12.93 | 0.94 | 5700 | 85.1
PB77Y333 | SHENZHEN R&Z LED WORLD CO.LTD | RZ | RZ-RT-65W-AD(5700K) | Mogul (E39) Screw-Base Replacements for HID Lamps | Mid Output | Replacement Lamps for Outdoor Pole/Arm-mounted Area and Roadway Luminaires (Type C) |  | Standard | FALSE | [9 empty] | 42739 | Dimmable | No |  | 4 | 6155 | 94.16 | 65.37 | 21.8 | 0.96 | 5700 | 85
PH79QMD8 | SHENZHEN R&Z LED WORLD CO.LTD | RZ | RZ-RT-HV-150W-A(5000K) | Mogul (E39) Screw-Base Replacements for HID Lamps | High Output | Replacement Lamps for Outdoor Pole/Arm-mounted Area and Roadway Luminaires (Type C) |  | Standard | FALSE | [9 empty] | 42739 | Not Dimmable | No |  | 4 | 14930.5 | 98.17 | 152.1 | 12.76 | 0.94 | 5000 | 83.8
PR1JYJTF | SHENZHEN R&Z LED WORLD CO.LTD | RZ | RZ-RT-65W-AD(5000K) | Mogul (E39) Screw-Base Replacements for HID Lamps | Mid Output | Replacement Lamps for Outdoor Pole/Arm-mounted Area and Roadway Luminaires (Type C) |  | Standard | FALSE | [9 empty] | 42739 | Dimmable | No |  | 4 | 6152.25 | 93.69 | 65.67 | 21.53 | 0.97 | 5000 | 83.8
PUQB3N5W | SHENZHEN R&Z LED WORLD CO.LTD | RZ | RZ-RT-HV-150W-AD(5000K) | Mogul (E39) Screw-Base Replacements for HID Lamps | High Output | Replacement Lamps for Outdoor Pole/Arm-mounted Area and Roadway Luminaires (Type C) |  | Standard | FALSE | [9 empty] | 42739 | Dimmable | No |  | 4 | 14930.5 | 98.17 | 152.1 | 12.76 | 0.94 | 5000 | 83.8
PYWV7J5N | SHENZHEN R&Z LED WORLD CO.LTD | RZ | RZ-RT-65W-AD(4000K) | Mogul (E39) Screw-Base Replacements for HID Lamps | Mid Output | Replacement Lamps for Outdoor Pole/Arm-mounted Area and Roadway Luminaires (Type C) |  | Standard | FALSE | [9 empty] | 42739 | Dimmable | No |  | 4 | 6149.5 | 93.22 | 65.97 | 21.53 | 0.97 | 4000 | 83.8
PGYZHNXV | SHENZHEN R&Z LED WORLD CO.LTD | RZ | RZ-RT-HV-150W-AD(4000K) | Mogul (E39) Screw-Base Replacements for HID Lamps | High Output | Replacement Lamps for Outdoor Pole/Arm-mounted Area and Roadway Luminaires (Type C) |  | Standard | FALSE | [9 empty] | 42739 | Dimmable | No |  | 4 | 14881 | 97.45 | 152.7 | 12.76 | 0.94 | 4000 | 83.8
PWSN1WEX | SHENZHEN R&Z LED WORLD CO.LTD | RZ | RZ-RT-65W-A(5700K) | Mogul (E39) Screw-Base Replacements for HID Lamps | Mid Output | Replacement Lamps for Outdoor Pole/Arm-mounted Area and Roadway Luminaires (Type C) |  | Standard | FALSE | [9 empty] | 42739 | Not Dimmable | No |  | 4 | 6155 | 94.16 | 65.37 | 21.8 | 0.96 | 5700 | 85
PWFA9Z2J | SHENZHEN R&Z LED WORLD CO.LTD | RZ | RZ-RT-100W-A(5700K) | Mogul (E39) Screw-Base Replacements for HID Lamps | High Output | Replacement Lamps for Outdoor Pole/Arm-mounted Area and Roadway Luminaires (Type C) |  | Standard | FALSE | [9 empty] | 42739 | Not Dimmable | No |  | 4 | 10315 | 100.63 | 102.5 | 14.95 | 0.93 | 5700 | 85
PJ1JZAS2 | SHENZHEN R&Z LED WORLD CO.LTD | RZ | RZ-RT-100W-AD(5700K) | Mogul (E39) Screw-Base Replacements for HID Lamps | High Output | Replacement Lamps for Outdoor Pole/Arm-mounted Area and Roadway Luminaires (Type C) |  | Standard | FALSE | [9 empty] | 42739 | Dimmable | No |  | 4 | 10315 | 100.63 | 102.5 | 14.95 | 0.93 | 5700 | 85
PP88NT63 | SHENZHEN R&Z LED WORLD CO.LTD | RZ | RZ-RT-65W-A(5000K) | Mogul (E39) Screw-Base Replacements for HID Lamps | Mid Output | Replacement Lamps for Outdoor Pole/Arm-mounted Area and Roadway Luminaires (Type C) |  | Standard | FALSE | [9 empty] | 42739 | Not Dimmable | No |  | 4 | 6152.25 | 93.69 | 65.67 | 21.53 | 0.97 | 5000 | 83.8
P3YWK36V | SHENZHEN R&Z LED WORLD CO.LTD | RZ | RZ-RT-100W-A(5000K) | Mogul (E39) Screw-Base Replacements for HID Lamps | High Output | Replacement Lamps for Outdoor Pole/Arm-mounted Area and Roadway Luminaires (Type C) |  | Standard | FALSE | [9 empty] | 42739 | Not Dimmable | No |  | 4 | 10325 | 100.05 | 103.2 | 14.52 | 0.93 | 5000 | 83.7
PFA916WZ | SHENZHEN R&Z LED WORLD CO.LTD | RZ | RZ-RT-100W-AD(5000K) | Mogul (E39) Screw-Base Replacements for HID Lamps | High Output | Replacement Lamps for Outdoor Pole/Arm-mounted Area and Roadway Luminaires (Type C) |  | Standard | FALSE | [9 empty] | 42739 | Dimmable | No |  | 4 | 10325 | 100.05 | 103.2 | 14.52 | 0.93 | 5000 | 83.7
P3GWBHG4 | SHENZHEN R&Z LED WORLD CO.LTD | RZ | RZ-RT-100W-AD(4000K) | Mogul (E39) Screw-Base Replacements for HID Lamps | High Output | Replacement Lamps for Outdoor Pole/Arm-mounted Area and Roadway Luminaires (Type C) |  | Standard | FALSE | [9 empty] | 42739 | Dimmable | No |  | 4 | 10335 | 99.47 | 103.9 | 14.52 | 0.93 | 4000 | 83.7
PR7QF1T9 | Precision Lighting & Transformer Inc | PLT | PLT8136 | Mogul (E39) Screw-Base Replacements for HID Lamps | High Output | Replacement Lamps for Outdoor Pole/Arm-mounted Decorative Luminaires (Type B) |  | Standard | TRUE | 10933 | 92.65 | 118 | 13.65 | 0.9139 | 2788 | 83.4 | 5 | 50000 | 42739 | Not Dimmable | No | Updated on 11/23/2016 | 4 | 13200 | 110 | 120 | 13.65 | 0.91 | 2700 | 83.4
PUWT336P | Precision Lighting & Transformer Inc | PLT | PLT5136 | Mogul (E39) Screw-Base Replacements for HID Lamps | Low Output | Replacement Lamps for Outdoor Pole/Arm-mounted Decorative Luminaires (Type B) |  | Standard | TRUE | 3484.8 | 97.97 | 35.57 | 11.67 | 0.9089 | 2790 | 83.3 | 5 | 50000 | 42739 | Not Dimmable | No | Updated on 11/23/2016 | 4 | 4212 | 117 | 36 | 11.67 | 0.91 | 2700 | 83.3
PF773WVX | Precision Lighting & Transformer Inc | PLT | PLT6136 | Mogul (E39) Screw-Base Replacements for HID Lamps | Low Output | Replacement Lamps for Outdoor Pole/Arm-mounted Decorative Luminaires (Type B) |  | Standard | TRUE | 4545.3 | 102.83 | 44.2 | 12.74 | 0.904 | 2864 | 84.9 | 5 | 50000 | 42739 | Not Dimmable | No | Updated on 11/23/2016 | 4 | 5490 | 122 | 45 | 12.74 | 0.9 | 2700 | 84.9
P86E1S6Z | Precision Lighting & Transformer Inc | PLT | PLT7136 | Mogul (E39) Screw-Base Replacements for HID Lamps | High Output | Replacement Lamps for Outdoor Pole/Arm-mounted Decorative Luminaires (Type B) |  | Standard | TRUE | 10031 | 101.56 | 98.77 | 15 | 0.9017 | 2784 | 83.4 | 5 | 50000 | 42739 | Not Dimmable | No | Updated on 11/23/2016 | 4 | 11700 | 117 | 100 | 15 | 0.9 | 2700 | 83.4
PV2WEKD4 | Precision Lighting & Transformer Inc | PLT | PLT7134 | Mogul (E39) Screw-Base Replacements for HID Lamps | High Output | Replacement Lamps for Outdoor Pole/Arm-mounted Decorative Luminaires (Type B) |  | Standard | FALSE | [9 empty] | 42739 | Not Dimmable | No | Updated on 11/23/2016 | 4 | 12900 | 129 | 100 | 16.29 | 0.9 | 5700 | 85.9
P8E1DSX4 | Precision Lighting & Transformer Inc | PLT | PLT6134 | Mogul (E39) Screw-Base Replacements for HID Lamps | Low Output | Replacement Lamps for Outdoor Pole/Arm-mounted Decorative Luminaires (Type B) |  | Standard | FALSE | [9 empty] | 42739 | Not Dimmable | No | Updated on 11/23/2016 | 4 | 6030 | 134 | 45 | 14.39 | 0.93 | 5700 | 85.9
PXG6APMC | Precision Lighting & Transformer Inc | PLT | PLT8134 | Mogul (E39) Screw-Base Replacements for HID Lamps | High Output | Replacement Lamps for Outdoor Pole/Arm-mounted Decorative Luminaires (Type B) |  | Standard | FALSE | [9 empty] | 42739 | Not Dimmable | No | Updated on 11/23/2016 | 4 | 14640 | 122 | 120 | 14.91 | 0.91 | 5700 | 85.8
PQMYFTM5 | Precision Lighting & Transformer Inc | PLT | PLT5134 | Mogul (E39) Screw-Base Replacements for HID Lamps | Low Output | Replacement Lamps for Outdoor Pole/Arm-mounted Decorative Luminaires (Type B) |  | Standard | FALSE | [9 empty] | 42739 | Not Dimmable | No | Updated on 11/23/2016 | 4 | 4644 | 129 | 36 | 15.59 | 0.91 | 5700 | 82.9
PMQYDKQ1 | Precision Lighting & Transformer Inc | PLT | PLT6133 | Mogul (E39) Screw-Base Replacements for HID Lamps | Low Output | Replacement Lamps for Outdoor Pole/Arm-mounted Decorative Luminaires (Type B) |  | Standard | FALSE | [9 empty] | 42739 | Not Dimmable | No | Updated on 11/23/2016 | 4 | 5940 | 132 | 45 | 12.74 | 0.9 | 5000 | 84.9
PS4S9ZVC | Precision Lighting & Transformer Inc | PLT | PLT7133 | Mogul (E39) Screw-Base Replacements for HID Lamps | High Output | Replacement Lamps for Outdoor Pole/Arm-mounted Decorative Luminaires (Type B) |  | Standard | FALSE | [9 empty] | 42739 | Not Dimmable | No | Updated on 11/23/2016 | 4 | 12700 | 127 | 100 | 15 | 0.9 | 5000 | 83.4
PQNQCE6Y | Precision Lighting & Transformer Inc | PLT | PLT8133 | Mogul (E39) Screw-Base Replacements for HID Lamps | High Output | Replacement Lamps for Outdoor Pole/Arm-mounted Decorative Luminaires (Type B) |  | Standard | FALSE | [9 empty] | 42739 | Not Dimmable | No | Updated on 11/23/2016 | 4 | 14400 | 120 | 120 | 13.65 | 0.91 | 5000 | 83.4
PGQ32HP4 | Precision Lighting & Transformer Inc | PLT | PLT5133 | Mogul (E39) Screw-Base Replacements for HID Lamps | Low Output | Replacement Lamps for Outdoor Pole/Arm-mounted Decorative Luminaires (Type B) |  | Standard | FALSE | [9 empty] | 42739 | Not Dimmable | No | Updated on 11/23/2016 | 4 | 4572 | 127 | 36 | 11.67 | 0.91 | 5000 | 83.3
P4N8HRWK | Precision Lighting & Transformer Inc | PLT | PLT6138 | Mogul (E39) Screw-Base Replacements for HID Lamps | Low Output | Replacement Lamps for Outdoor Pole/Arm-mounted Decorative Luminaires (Type B) |  | Standard | FALSE | [9 empty] | 42739 | Not Dimmable | No | Updated on 11/23/2016 | 4 | 5850 | 130 | 45 | 12.74 | 0.9 | 4500 | 84.9
PTN3W4Y6 | Precision Lighting & Transformer Inc | PLT | PLT7138 | Mogul (E39) Screw-Base Replacements for HID Lamps | High Output | Replacement Lamps for Outdoor Pole/Arm-mounted Decorative Luminaires (Type B) |  | Standard | FALSE | [9 empty] | 42739 | Not Dimmable | No | Updated on 11/23/2016 | 4 | 12500 | 125 | 100 | 15 | 0.9 | 4500 | 83.4
PMMMDCYC | Precision Lighting & Transformer Inc | PLT | PLT8138 | Mogul (E39) Screw-Base Replacements for HID Lamps | High Output | Replacement Lamps for Outdoor Pole/Arm-mounted Decorative Luminaires (Type B) |  | Standard | FALSE | [9 empty] | 42739 | Not Dimmable | No | Updated on 11/23/2016 | 4 | 14160 | 118 | 120 | 13.65 | 0.91 | 4500 | 83.4
PRHNS15C | Precision Lighting & Transformer Inc | PLT | PLT5138 | Mogul (E39) Screw-Base Replacements for HID Lamps | Low Output | Replacement Lamps for Outdoor Pole/Arm-mounted Decorative Luminaires (Type B) |  | Standard | FALSE | [9 empty] | 42739 | Not Dimmable | No | Updated on 11/23/2016 | 4 | 4500 | 125 | 36 | 11.67 | 0.91 | 4500 | 83.3
PRYC6CRS | Precision Lighting & Transformer Inc | PLT | PLT6132 | Mogul (E39) Screw-Base Replacements for HID Lamps | Low Output | Replacement Lamps for Outdoor Pole/Arm-mounted Decorative Luminaires (Type B) |  | Standard | FALSE | [9 empty] | 42739 | Not Dimmable | No | Updated on 11/23/2016 | 4 | 5760 | 128 | 45 | 12.74 | 0.9 | 4000 | 84.9
P8D7SQGT | Precision Lighting & Transformer Inc | PLT | PLT7132 | Mogul (E39) Screw-Base Replacements for HID Lamps | High Output | Replacement Lamps for Outdoor Pole/Arm-mounted Decorative Luminaires (Type B) |  | Standard | FALSE | [9 empty] | 42739 | Not Dimmable | No | Updated on 11/23/2016 | 4 | 12300 | 123 | 100 | 15 | 0.9 | 4000 | 83.4
P6KZWMHP | Precision Lighting & Transformer Inc | PLT | PLT8132 | Mogul (E39) Screw-Base Replacements for HID Lamps | High Output | Replacement Lamps for Outdoor Pole/Arm-mounted Decorative Luminaires (Type B) |  | Standard | FALSE | [9 empty] | 42739 | Not Dimmable | No | Updated on 11/23/2016 | 4 | 13920 | 116 | 120 | 13.65 | 0.91 | 4000 | 83.4
P7EBE12S | Precision Lighting & Transformer Inc | PLT | PLT5132 | Mogul (E39) Screw-Base Replacements for HID Lamps | Low Output | Replacement Lamps for Outdoor Pole/Arm-mounted Decorative Luminaires (Type B) |  | Standard | FALSE | [9 empty] | 42739 | Not Dimmable | No | Updated on 11/23/2016 | 4 | 4428 | 123 | 36 | 11.67 | 0.91 | 4000 | 83.3
PWP3B258 | Precision Lighting & Transformer Inc | PLT | PLT6137 | Mogul (E39) Screw-Base Replacements for HID Lamps | Low Output | Replacement Lamps for Outdoor Pole/Arm-mounted Decorative Luminaires (Type B) |  | Standard | FALSE | [9 empty] | 42739 | Not Dimmable | No | Updated on 11/23/2016 | 4 | 5670 | 126 | 45 | 12.74 | 0.9 | 3500 | 84.9
PDZ3YK6K | Precision Lighting & Transformer Inc | PLT | PLT7137 | Mogul (E39) Screw-Base Replacements for HID Lamps | High Output | Replacement Lamps for Outdoor Pole/Arm-mounted Decorative Luminaires (Type B) |  | Standard | FALSE | [9 empty] | 42739 | Not Dimmable | No | Updated on 11/23/2016 | 4 | 12100 | 121 | 100 | 15 | 0.9 | 3500 | 83.4
PSE7MR1X | Precision Lighting & Transformer Inc | PLT | PLT8137 | Mogul (E39) Screw-Base Replacements for HID Lamps | High Output | Replacement Lamps for Outdoor Pole/Arm-mounted Decorative Luminaires (Type B) |  | Standard | FALSE | [9 empty] | 42739 | Not Dimmable | No | Updated on 11/23/2016 | 4 | 13680 | 114 | 120 | 13.65 | 0.91 | 3500 | 83.4
PF6S4DSJ | Precision Lighting & Transformer Inc | PLT | PLT5137 | Mogul (E39) Screw-Base Replacements for HID Lamps | Low Output | Replacement Lamps for Outdoor Pole/Arm-mounted Decorative Luminaires (Type B) |  | Standard | FALSE | [9 empty] | 42739 | Not Dimmable | No | Updated on 11/23/2016 | 4 | 4356 | 121 | 36 | 11.67 | 0.91 | 3500 | 83.3
PRSXBD7G | Precision Lighting & Transformer Inc | PLT | PLT6131 | Mogul (E39) Screw-Base Replacements for HID Lamps | Low Output | Replacement Lamps for Outdoor Pole/Arm-mounted Decorative Luminaires (Type B) |  | Standard | FALSE | [9 empty] | 42739 | Not Dimmable | No | Updated on 11/23/2016 | 4 | 5580 | 124 | 45 | 12.74 | 0.9 | 3000 | 84.9
PH57TEEX | Precision Lighting & Transformer Inc | PLT | PLT7131 | Mogul (E39) Screw-Base Replacements for HID Lamps | High Output | Replacement Lamps for Outdoor Pole/Arm-mounted Decorative Luminaires (Type B) |  | Standard | FALSE | [9 empty] | 42739 | Not Dimmable | No | Updated on 11/23/2016 | 4 | 11900 | 119 | 100 | 15 | 0.9 | 3000 | 83.4
P3GJCZG1 | Precision Lighting & Transformer Inc | PLT | PLT8131 | Mogul (E39) Screw-Base Replacements for HID Lamps | High Output | Replacement Lamps for Outdoor Pole/Arm-mounted Decorative Luminaires (Type B) |  | Standard | FALSE | [9 empty] | 42739 | Not Dimmable | No | Updated on 11/23/2016 | 4 | 13440 | 112 | 120 | 13.65 | 0.91 | 3000 | 83.4
PY41J3W7 | Precision Lighting & Transformer Inc | PLT | PLT5131 | Mogul (E39) Screw-Base Replacements for HID Lamps | Low Output | Replacement Lamps for Outdoor Pole/Arm-mounted Decorative Luminaires (Type B) |  | Standard | FALSE | [9 empty] | 42739 | Not Dimmable | No | Updated on 11/23/2016 | 4 | 4284 | 119 | 36 | 11.67 | 0.91 | 3000 | 83.3
PQWD2XSR | Standard Products Inc. | STANDARD | LED/CRN/54W/27K/ND/BYP/E39/120-277/STD | Mogul (E39) Screw-Base Replacements for HID Lamps | Mid Output | Replacement Lamps for Outdoor Pole/Arm-mounted Decorative Luminaires (Type B) |  | Standard | TRUE | 5084.8 | 92.99 | 54.68 | 17.27 | 0.9268 | 2743 | 83 | 5 | 50000 | 42739 | Not Dimmable | No | Updated on 11/23/2016 | 4 | 6048 | 112 | 54 | 17.27 | 0.93 | 2700 | 83
PYRW6VDW | Standard Products Inc. | STANDARD | LED/CRN/120W/27K/ND/BYP/E39/120-277/STD | Mogul (E39) Screw-Base Replacements for HID Lamps | High Output | Replacement Lamps for Outdoor Pole/Arm-mounted Decorative Luminaires (Type B) |  | Standard | TRUE | 10933 | 92.65 | 118 | 13.65 | 0.9139 | 2788 | 83.4 | 5 | 50000 | 42739 | Not Dimmable | No | Updated on 11/23/2016 | 4 | 13200 | 110 | 120 | 13.65 | 0.91 | 2700 | 83.4
PC25ZDQ8 | Standard Products Inc. | STANDARD | LED/CRN/120W/57K/ND/BYP/E39/120-277/STD | Mogul (E39) Screw-Base Replacements for HID Lamps | High Output | Replacement Lamps for Outdoor Pole/Arm-mounted Decorative Luminaires (Type B) |  | Standard | FALSE | [9 empty] | 42739 | Not Dimmable | No | Updated on 11/23/2016 | 4 | 14640 | 122 | 120 | 14.91 | 0.91 | 5700 | 85.8
P3BTN4NQ | Standard Products Inc. | STANDARD | LED/CRN/54W/57K/ND/BYP/E39/120-277/STD | Mogul (E39) Screw-Base Replacements for HID Lamps | Mid Output | Replacement Lamps for Outdoor Pole/Arm-mounted Decorative Luminaires (Type B) |  | Standard | FALSE | [9 empty] | 42739 | Not Dimmable | No | Updated on 11/23/2016 | 4 | 6696 | 124 | 54 | 18.37 | 0.93 | 5700 | 82.8
PK7USNN7 | Standard Products Inc. | STANDARD | LED/CRN/120W/50K/ND/BYP/E39/120-277/STD | Mogul (E39) Screw-Base Replacements for HID Lamps | High Output | Replacement Lamps for Outdoor Pole/Arm-mounted Decorative Luminaires (Type B) |  | Standard | FALSE | [9 empty] | 42739 | Not Dimmable | No | Updated on 11/23/2016 | 4 | 14400 | 120 | 120 | 13.65 | 0.91 | 5000 | 83.4
PZW9DZHQ | Standard Products Inc. | STANDARD | LED/CRN/54W/50K/ND/BYP/E39/120-277/STD | Mogul (E39) Screw-Base Replacements for HID Lamps | Mid Output | Replacement Lamps for Outdoor Pole/Arm-mounted Decorative Luminaires (Type B) |  | Standard | FALSE | [9 empty] | 42739 | Not Dimmable | No | Updated on 11/23/2016 | 4 | 6588 | 122 | 54 | 17.27 | 0.93 | 5000 | 83
P2CFVE76 | Standard Products Inc. | STANDARD | LED/CRN/120W/45K/ND/BYP/E39/120-277/STD | Mogul (E39) Screw-Base Replacements for HID Lamps | High Output | Replacement Lamps for Outdoor Pole/Arm-mounted Decorative Luminaires (Type B) |  | Standard | FALSE | [9 empty] | 42739 | Not Dimmable | No | Updated on 11/23/2016 | 4 | 14160 | 118 | 120 | 13.65 | 0.91 | 4500 | 83.4
PU1URBR8 | Standard Products Inc. | STANDARD | LED/CRN/54W/45K/ND/BYP/E39/120-277/STD | Mogul (E39) Screw-Base Replacements for HID Lamps | Mid Output | Replacement Lamps for Outdoor Pole/Arm-mounted Decorative Luminaires (Type B) |  | Standard | FALSE | [9 empty] | 42739 | Not Dimmable | No | Updated on 11/23/2016 | 4 | 6480 | 120 | 54 | 17.27 | 0.93 | 4500 | 83
PV6V2XYB | Standard Products Inc. | STANDARD | LED/CRN/120W/40K/ND/BYP/E39/120-277/STD | Mogul (E39) Screw-Base Replacements for HID Lamps | High Output | Replacement Lamps for Outdoor Pole/Arm-mounted Decorative Luminaires (Type B) |  | Standard | FALSE | [9 empty] | 42739 | Not Dimmable | No | Updated on 11/23/2016 | 4 | 13920 | 116 | 120 | 13.65 | 0.91 | 4000 | 83.4
P44VTPSN | Standard Products Inc. | STANDARD | LED/CRN/54W/40K/ND/BYP/E39/120-277/STD | Mogul (E39) Screw-Base Replacements for HID Lamps | Mid Output | Replacement Lamps for Outdoor Pole/Arm-mounted Decorative Luminaires (Type B) |  | Standard | FALSE | [9 empty] | 42739 | Not Dimmable | No | Updated on 11/23/2016 | 4 | 6372 | 118 | 54 | 17.27 | 0.93 | 4000 | 83
P4QQGDDD | Standard Products Inc. | STANDARD | LED/CRN/120W/35K/ND/BYP/E39/120-277/STD | Mogul (E39) Screw-Base Replacements for HID Lamps | High Output | Replacement Lamps for Outdoor Pole/Arm-mounted Decorative Luminaires (Type B) |  | Standard | FALSE | [9 empty] | 42739 | Not Dimmable | No | Updated on 11/23/2016 | 4 | 13680 | 114 | 120 | 13.65 | 0.91 | 3500 | 83.4
P3F5YR6C | Standard Products Inc. | STANDARD | LED/CRN/54W/35K/ND/BYP/E39/120-277/STD | Mogul (E39) Screw-Base Replacements for HID Lamps | Mid Output | Replacement Lamps for Outdoor Pole/Arm-mounted Decorative Luminaires (Type B) |  | Standard | FALSE | [9 empty] | 42739 | Not Dimmable | No | Updated on 11/23/2016 | 4 | 6264 | 116 | 54 | 17.27 | 0.93 | 3500 | 83
P2THH9DA | Standard Products Inc. | STANDARD | LED/CRN/120W/30K/ND/BYP/E39/120-277/STD | Mogul (E39) Screw-Base Replacements for HID Lamps | High Output | Replacement Lamps for Outdoor Pole/Arm-mounted Decorative Luminaires (Type B) |  | Standard | FALSE | [9 empty] | 42739 | Not Dimmable | No | Updated on 11/23/2016 | 4 | 13440 | 112 | 120 | 13.65 | 0.91 | 3000 | 83.4
PUV95HVC | Standard Products Inc. | STANDARD | LED/CRN/54W/30K/ND/BYP/E39/120-277/STD | Mogul (E39) Screw-Base Replacements for HID Lamps | Mid Output | Replacement Lamps for Outdoor Pole/Arm-mounted Decorative Luminaires (Type B) |  | Standard | FALSE | [9 empty] | 42739 | Not Dimmable | No | Updated on 11/23/2016 | 4 | 6156 | 114 | 54 | 17.27 | 0.93 | 3000 | 83
PRERK3GR | Dongguan Bestwon Lighting Co.Ltd | Bestwon | BWHC-60W-E(X)39A(2700K) | Mogul (E39) Screw-Base Replacements for HID Lamps | Mid Output | Replacement Lamps for Outdoor Pole/Arm-mounted Area and Roadway Luminaires (Type B) |  | Standard | TRUE | 5126.9 | 87.55 | 58.56 | 13.7 | 0.9059 | 2688 | 82.5 | 5 | 50000 | 42734 | Not Dimmable | No |  | 4.1 | 5262.5 | 89.12 | 59.08 | 13.7 | 0.91 | 2700 | 82.5
PMK5BEEV | Dongguan Bestwon Lighting Co.Ltd | Bestwon | BWHC-60W-E(X)39A(5700K) | Mogul (E39) Screw-Base Replacements for HID Lamps | Mid Output | Replacement Lamps for Outdoor Pole/Arm-mounted Area and Roadway Luminaires (Type B) |  | Standard | FALSE | [9 empty] | 42734 | Not Dimmable | No |  | 4.1 | 5583 | 93.81 | 59.51 | 14.26 | 0.9 | 5700 | 83.2
PEFXXSM6 | Dongguan Bestwon Lighting Co.Ltd | Bestwon | BWHC-60W-E(X)39A(5000K) | Mogul (E39) Screw-Base Replacements for HID Lamps | Mid Output | Replacement Lamps for Outdoor Pole/Arm-mounted Area and Roadway Luminaires (Type B) |  | Standard | FALSE | [9 empty] | 42734 | Not Dimmable | No |  | 4.1 | 5530 | 93.25 | 59.3 | 13.7 | 0.91 | 5000 | 82.5
PPAC4QNU | Dongguan Bestwon Lighting Co.Ltd | Bestwon | BWHC-60W-E(X)39A(4500K) | Mogul (E39) Screw-Base Replacements for HID Lamps | Mid Output | Replacement Lamps for Outdoor Pole/Arm-mounted Area and Roadway Luminaires (Type B) |  | Standard | FALSE | [9 empty] | 42734 | Not Dimmable | No |  | 4.1 | 5476 | 92.34 | 59.3 | 13.7 | 0.91 | 4500 | 82.5
PJMGJGKU | Dongguan Bestwon Lighting Co.Ltd | Bestwon | BWHC-60W-E(X)39A(4000K) | Mogul (E39) Screw-Base Replacements for HID Lamps | Mid Output | Replacement Lamps for Outdoor Pole/Arm-mounted Area and Roadway Luminaires (Type B) |  | Standard | FALSE | [9 empty] | 42734 | Not Dimmable | No |  | 4.1 | 5423 | 91.45 | 59.3 | 13.7 | 0.91 | 4000 | 82.5
PRZ2UBD1 | Dongguan Bestwon Lighting Co.Ltd | Bestwon | BWHC-60W-E(X)39A(3500K) | Mogul (E39) Screw-Base Replacements for HID Lamps | Mid Output | Replacement Lamps for Outdoor Pole/Arm-mounted Area and Roadway Luminaires (Type B) |  | Standard | FALSE | [9 empty] | 42734 | Not Dimmable | No |  | 4.1 | 5369 | 90.54 | 59.3 | 13.7 | 0.91 | 3500 | 82.5
PEU9KNQ6 | Dongguan Bestwon Lighting Co.Ltd | Bestwon | BWHC-60W-E(X)39A(3000K) | Mogul (E39) Screw-Base Replacements for HID Lamps | Mid Output | Replacement Lamps for Outdoor Pole/Arm-mounted Area and Roadway Luminaires (Type B) |  | Standard | FALSE | [9 empty] | 42734 | Not Dimmable | No |  | 4.1 | 5316 | 89.65 | 59.3 | 13.7 | 0.91 | 3000 | 82.5
PVJ4HPYF | Dongguan Bestwon Lighting Co.Ltd | Bestwon | BWHC-36W-E(X)39A(2700K) | Mogul (E39) Screw-Base Replacements for HID Lamps | Low Output | Replacement Lamps for Outdoor Full-Cutoff Wall-mounted Area Luminaires (Type B) |  | Standard | TRUE | 2963.3 | 87.49 | 33.87 | 13.85 | 0.9127 | 2705 | 83.3 | 5 |  | 42734 | Not Dimmable | No |  | 4.1 | 3027.1 | 87.92 | 34.43 | 13.85 | 0.91 | 2700 | 83.3
PXDH4UX4 | Dongguan Bestwon Lighting Co.Ltd | Bestwon | BWHC-36W-E(X)39A(5700K) | Mogul (E39) Screw-Base Replacements for HID Lamps | Low Output | Replacement Lamps for Outdoor Full-Cutoff Wall-mounted Area Luminaires (Type B) |  | Standard | FALSE | [9 empty] | 42734 | Not Dimmable | No |  | 4.1 | 3198 | 91.59 | 34.92 | 14.37 | 0.91 | 5700 | 83
PVNWGA3H | Dongguan Bestwon Lighting Co.Ltd | Bestwon | BWHC-36W-E(X)39A(5000K) | Mogul (E39) Screw-Base Replacements for HID Lamps | Low Output | Replacement Lamps for Outdoor Full-Cutoff Wall-mounted Area Luminaires (Type B) |  | Standard | FALSE | [9 empty] | 42734 | Not Dimmable | No |  | 4.1 | 3170 | 91.41 | 34.68 | 13.85 | 0.91 | 5000 | 83.3
PKW9443T | Dongguan Bestwon Lighting Co.Ltd | Bestwon | BWHC-36W-E(X)39A(4500K) | Mogul (E39) Screw-Base Replacements for HID Lamps | Low Output | Replacement Lamps for Outdoor Full-Cutoff Wall-mounted Area Luminaires (Type B) |  | Standard | FALSE | [9 empty] | 42734 | Not Dimmable | No |  | 4.1 | 3141 | 90.57 | 34.68 | 13.85 | 0.91 | 4500 | 83.3
P1V9RH9H | Dongguan Bestwon Lighting Co.Ltd | Bestwon | BWHC-36W-E(X)39A(4000K) | Mogul (E39) Screw-Base Replacements for HID Lamps | Low Output | Replacement Lamps for Outdoor Full-Cutoff Wall-mounted Area Luminaires (Type B) |  | Standard | FALSE | [9 empty] | 42734 | Not Dimmable | No |  | 4.1 | 3113 | 89.76 | 34.68 | 13.85 | 0.91 | 4000 | 83.3
PE83F9FP | Dongguan Bestwon Lighting Co.Ltd | Bestwon | BWHC-36W-E(X)39A(3500K) | Mogul (E39) Screw-Base Replacements for HID Lamps | Low Output | Replacement Lamps for Outdoor Full-Cutoff Wall-mounted Area Luminaires (Type B) |  | Standard | FALSE | [9 empty] | 42734 | Not Dimmable | No |  | 4.1 | 3084 | 88.93 | 34.68 | 13.85 | 0.91 | 3500 | 83.3
P5DBC6JY | Dongguan Bestwon Lighting Co.Ltd | Bestwon | BWHC-36W-E(X)39A(3000K) | Mogul (E39) Screw-Base Replacements for HID Lamps | Low Output | Replacement Lamps for Outdoor Full-Cutoff Wall-mounted Area Luminaires (Type B) |  | Standard | FALSE | [9 empty] | 42734 | Not Dimmable | No |  | 4.1 | 3056 | 88.12 | 34.68 | 13.85 | 0.91 | 3000 | 83.3
P3PB4KD9 | MAK ENGINEERING SERVICES | ML-RETROFIT LAMP | ML60w-E39(2700K) | Mogul (E39) Screw-Base Replacements for HID Lamps | Mid Output | Replacement Lamps for Outdoor Pole/Arm-mounted Decorative Luminaires (Type B) |  | Standard | TRUE | 6602.91 | 121.15 | 54.5 | 16.8 | 0.931 | 2653 | 83.9 | 5 |  | 42732 |  | No |  | 4.1 | 7664 | 133.2 | 57.5 | 16.8 | 0.93 | 2653 | 83.9
PPE8A9MH | MAK ENGINEERING SERVICES | ML-RETROFIT LAMP | ML60w-E39(5700K) | Mogul (E39) Screw-Base Replacements for HID Lamps | Mid Output | Replacement Lamps for Outdoor Pole/Arm-mounted Decorative Luminaires (Type B) |  | Standard | FALSE | [9 empty] | 42732 |  | No |  | 4.1 | 8127.3 | 139.4 | 58.3 | 17.3 | 0.94 | 5834 | 83.7
PSDW4M1N | MAK ENGINEERING SERVICES | ML-RETROFIT LAMP | ML60w-E39(5000K) | Mogul (E39) Screw-Base Replacements for HID Lamps | Mid Output | Replacement Lamps for Outdoor Pole/Arm-mounted Decorative Luminaires (Type B) |  | Standard | FALSE | [9 empty] | 42732 |  | No |  | 4.1 | 8050.1 | 139 | 57.9 | 16.8 | 0.93 | 5000 | 83.9
P489V62J | MAK ENGINEERING SERVICES | ML-RETROFIT LAMP | ML60w-E39(4500K) | Mogul (E39) Screw-Base Replacements for HID Lamps | Mid Output | Replacement Lamps for Outdoor Pole/Arm-mounted Decorative Luminaires (Type B) |  | Standard | FALSE | [9 empty] | 42732 |  | No |  | 4.1 | 7972.9 | 137.7 | 57.9 | 16.8 | 0.93 | 4500 | 83.9
P4CA7FD3 | MAK ENGINEERING SERVICES | ML-RETROFIT LAMP | ML60w-E39(4000K) | Mogul (E39) Screw-Base Replacements for HID Lamps | Mid Output | Replacement Lamps for Outdoor Pole/Arm-mounted Decorative Luminaires (Type B) |  | Standard | FALSE | [9 empty] | 42732 |  | No |  | 4.1 | 7895.7 | 136.3 | 57.9 | 16.8 | 0.93 | 4000 | 83.9
PGMJQVCY | MAK ENGINEERING SERVICES | ML-RETROFIT LAMP | ML60w-E39(3000K) | Mogul (E39) Screw-Base Replacements for HID Lamps | Mid Output | Replacement Lamps for Outdoor Pole/Arm-mounted Decorative Luminaires (Type B) |  | Standard | FALSE | [9 empty] | 42732 |  | No |  | 4.1 | 7741.2 | 133.7 | 57.9 | 16.8 | 0.93 | 3000 | 83.9
PYSD752Q | WING (SHANGHAI) INTERNATIONAL TRADE CO LTD | TOPSTAR | CNE39-830-100P-M1-BP | Mogul (E39) Screw-Base Replacements for HID Lamps | High Output | Replacement Lamps for Outdoor Pole/Arm-mounted Decorative Luminaires (Type B) |  | Standard | TRUE | 11107.252 | 114.86 | 96.7 | 14.3 | 0.905 | 2994 | 82.9 | 5 | 50000 | 42731 | Not Dimmable | No |  | 4 | 11107.2 | 114.8 | 96.7 | 14.3 | 0.91 | 2994 | 82.9
PK8T1KVD | WING (SHANGHAI) INTERNATIONAL TRADE CO LTD | TOPSTAR | CNE39-850-100P-M1-BP | Mogul (E39) Screw-Base Replacements for HID Lamps | High Output | Replacement Lamps for Outdoor Pole/Arm-mounted Decorative Luminaires (Type B) |  | Standard | FALSE | [9 empty] | 42731 | Not Dimmable | No |  | 4 | 11107.2 | 114.8 | 96.7 | 14.3 | 0.91 | 5000 | 82.9
PUH3AD2C | WING (SHANGHAI) INTERNATIONAL TRADE CO LTD | TOPSTAR | CNE39-840-100P-M1-BP | Mogul (E39) Screw-Base Replacements for HID Lamps | High Output | Replacement Lamps for Outdoor Pole/Arm-mounted Decorative Luminaires (Type B) |  | Standard | FALSE | [9 empty] | 42731 | Not Dimmable | No |  | 4 | 11107.2 | 114.8 | 96.7 | 14.3 | 0.91 | 4000 | 82.9
PMR2JX1S | Ledreit Manufacturing Co. Ltd | Ledreit | CL-60W8S-E39(2700K) | Mogul (E39) Screw-Base Replacements for HID Lamps | Mid Output | Replacement Lamps for Outdoor Pole/Arm-mounted Decorative Luminaires (Type B) |  | Standard | TRUE | 6602.91 | 121.15 | 54.5 | 16.8 | 0.931 | 2653 | 83.9 | 5 | 50000 | 42731 | Not Dimmable | No |  | 4.1 | 7664 | 133.2 | 57.5 | 16.8 | 0.93 | 2653 | 83.9
PYJJ4AG6 | Ledreit Manufacturing Co. Ltd | Ledreit | CL-60W8S-E39(5700K) | Mogul (E39) Screw-Base Replacements for HID Lamps | Mid Output | Replacement Lamps for Outdoor Pole/Arm-mounted Decorative Luminaires (Type B) |  | Standard | FALSE | [9 empty] | 42731 | Not Dimmable | No |  | 4.1 | 8127.3 | 139.4 | 58.3 | 17.3 | 0.94 | 5834 | 83.7
PGWNCYVU | Ledreit Manufacturing Co. Ltd | Ledreit | CL-60W8S-E39(5000K) | Mogul (E39) Screw-Base Replacements for HID Lamps | Mid Output | Replacement Lamps for Outdoor Pole/Arm-mounted Decorative Luminaires (Type B) |  | Standard | FALSE | [9 empty] | 42731 | Not Dimmable | No |  | 4.1 | 8050.1 | 139 | 57.9 | 16.8 | 0.93 | 5000 | 83.9
P5FGP35W | Ledreit Manufacturing Co. Ltd | Ledreit | CL-60W8S-E39(4500K) | Mogul (E39) Screw-Base Replacements for HID Lamps | Mid Output | Replacement Lamps for Outdoor Pole/Arm-mounted Decorative Luminaires (Type B) |  | Standard | FALSE | [9 empty] | 42731 | Not Dimmable | No |  | 4.1 | 7972.9 | 137.7 | 57.9 | 16.8 | 0.93 | 4500 | 83.9
P7EM89ND | Ledreit Manufacturing Co. Ltd | Ledreit | CL-60W8S-E39(4000K) | Mogul (E39) Screw-Base Replacements for HID Lamps | Mid Output | Replacement Lamps for Outdoor Pole/Arm-mounted Decorative Luminaires (Type B) |  | Standard | FALSE | [9 empty] | 42731 | Not Dimmable | No |  | 4.1 | 7895.7 | 136.3 | 57.9 | 16.8 | 0.93 | 4000 | 83.9
PTCVQ1AJ | Ledreit Manufacturing Co. Ltd | Ledreit | CL-60W8S-E39(3500K) | Mogul (E39) Screw-Base Replacements for HID Lamps | Mid Output | Replacement Lamps for Outdoor Pole/Arm-mounted Decorative Luminaires (Type B) |  | Standard | FALSE | [9 empty] | 42731 | Not Dimmable | No |  | 4.1 | 7818.4 | 135 | 57.9 | 16.8 | 0.93 | 3500 | 83.9
PPYVD7S1 | Ledreit Manufacturing Co. Ltd | Ledreit | CL-60W8S-E39(3000K) | Mogul (E39) Screw-Base Replacements for HID Lamps | Mid Output | Replacement Lamps for Outdoor Pole/Arm-mounted Decorative Luminaires (Type B) |  | Standard | FALSE | [9 empty] | 42731 | Not Dimmable | No |  | 4.1 | 7741.2 | 133.7 | 57.9 | 16.8 | 0.93 | 3000 | 83.9
PF8WASK6 | Topaz Lighting Corp. | Topaz | LPTHB120/830/EX39-74 | Mogul (E39) Screw-Base Replacements for HID Lamps | High Output | Replacement Lamps for Outdoor Pole/Arm-mounted Decorative Luminaires (Type B) |  | Standard | TRUE | 14891.13 | 125.67 | 118.495 | 14.6 | 0.911 | 2929 | 81.8 | 5 | 50000 | 42726 |  | No |  | 4 | 14987.2 | 124.9 | 119.9 | 14.6 | 0.91 | 2930 | 82.2
PNWARA6K | Topaz Lighting Corp. | Topaz | LPTHB120/850/EX39-74 | Mogul (E39) Screw-Base Replacements for HID Lamps | High Output | Replacement Lamps for Outdoor Pole/Arm-mounted Decorative Luminaires (Type B) |  | Standard | FALSE | [9 empty] | 42726 |  | No |  | 4 | 14987.2 | 124.9 | 119.9 | 14.6 | 0.91 | 5000 | 82.2
P62WQFSC | Topaz Lighting Corp. | Topaz | LPTHB100/830/EX39-74 | Mogul (E39) Screw-Base Replacements for HID Lamps | High Output | Replacement Lamps for Outdoor Pole/Arm-mounted Decorative Luminaires (Type B) |  | Standard | TRUE | 12279.52 | 124.69 | 98.48 | 14.2 | 0.909 | 2973 | 82.2 | 5 | 50000 | 42726 |  | No |  | 4 | 12289.8 | 123.8 | 99.2 | 14.4 | 0.91 | 2919 | 82.1
P87KC87U | Topaz Lighting Corp. | Topaz | LPTHB100/850/EX39-74 | Mogul (E39) Screw-Base Replacements for HID Lamps | High Output | Replacement Lamps for Outdoor Pole/Arm-mounted Decorative Luminaires (Type B) |  | Standard | FALSE | [9 empty] | 42726 |  | No |  | 4 | 12289.8 | 123.8 | 99.2 | 14.4 | 0.91 | 5000 | 82.2
P2GTZCRN | Plusrite USA | Naturaled | LED100HID/EX39/1300L/830 | Mogul (E39) Screw-Base Replacements for HID Lamps | High Output | Replacement Lamps for Outdoor Pole/Arm-mounted Decorative Luminaires (Type B) |  | Standard | TRUE | 12279.52 | 124.69 | 98.48 | 14.2 | 0.909 | 2973 | 82.2 | 5 | 50000 | 42726 |  | No |  | 4 | 12289.8 | 123.8 | 99.2 | 14.4 | 0.91 | 2919 | 82.1
PTFKV8F8 | Plusrite USA | Naturaled | LED100HID/EX39/1300L/857 | Mogul (E39) Screw-Base Replacements for HID Lamps | High Output | Replacement Lamps for Outdoor Pole/Arm-mounted Decorative Luminaires (Type B) |  | Standard | FALSE | [9 empty] | 42726 |  | No |  | 4 | 12612.3 | 126 | 100 | 15.8 | 0.92 | 5464 | 82.8
P84E1154 | Plusrite USA | Naturaled | LED100HID/EX39/1300L/850 | Mogul (E39) Screw-Base Replacements for HID Lamps | High Output | Replacement Lamps for Outdoor Pole/Arm-mounted Decorative Luminaires (Type B) |  | Standard | FALSE | [9 empty] | 42726 |  | No |  | 4 | 12289.8 | 123.8 | 99.2 | 14.4 | 0.91 | 5000 | 82.2
PWRNFRCR | Plusrite USA | Naturaled | LED100HID/EX39/1300L/845 | Mogul (E39) Screw-Base Replacements for HID Lamps | High Output | Replacement Lamps for Outdoor Pole/Arm-mounted Decorative Luminaires (Type B) |  | Standard | FALSE | [9 empty] | 42726 |  | No |  | 4 | 12289.8 | 123.8 | 99.2 | 14.4 | 0.91 | 4500 | 82.2
PXEMC8ZR | Plusrite USA | Naturaled | LED100HID/EX39/1300L/840 | Mogul (E39) Screw-Base Replacements for HID Lamps | High Output | Replacement Lamps for Outdoor Pole/Arm-mounted Decorative Luminaires (Type B) |  | Standard | FALSE | [9 empty] | 42726 |  | No |  | 4 | 12289.8 | 123.8 | 99.2 | 14.4 | 0.91 | 4000 | 82.2
PFQCZ659 | Plusrite USA | Naturaled | LED100HID/EX39/1300L/835 | Mogul (E39) Screw-Base Replacements for HID Lamps | High Output | Replacement Lamps for Outdoor Pole/Arm-mounted Decorative Luminaires (Type B) |  | Standard | FALSE | [9 empty] | 42726 |  | No |  | 4 | 12289.8 | 123.8 | 99.2 | 14.4 | 0.91 | 3500 | 82.2
PB4QCHWU | Shenzhen Romanso Electronic Co. Ltd. | ROMANSO | RMS-360D-K4-II-120W(3000K) | Mogul (E39) Screw-Base Replacements for HID Lamps | High Output | Replacement Lamps for Outdoor Pole/Arm-mounted Decorative Luminaires (Type B) |  | Standard | TRUE | 14891.13 | 125.67 | 118.495 | 14.6 | 0.911 | 2929 | 81.8 | 5 | 50000 | 42726 |  | No |  | 4 | 14987.2 | 124.9 | 119.9 | 14.6 | 0.91 | 2930 | 82.2
PZMDTMVR | Shenzhen Romanso Electronic Co. Ltd. | ROMANSO | RMS-360D-K4-II-100W(3000K) | Mogul (E39) Screw-Base Replacements for HID Lamps | High Output | Replacement Lamps for Outdoor Pole/Arm-mounted Decorative Luminaires (Type B) |  | Standard | TRUE | 12279.52 | 124.69 | 98.48 | 14.2 | 0.909 | 2973 | 82.2 | 5 | 50000 | 42726 |  | No |  | 4 | 12289.8 | 123.8 | 99.2 | 14.4 | 0.91 | 2919 | 82.1
PGVEUQEY | Shenzhen Romanso Electronic Co. Ltd. | ROMANSO | RMS-360D-K4-II-80W(3000K) | Mogul (E39) Screw-Base Replacements for HID Lamps | High Output | Replacement Lamps for Outdoor Pole/Arm-mounted Decorative Luminaires (Type B) |  | Standard | TRUE | 9716.12 | 126.76 | 76.65 | 14.4 | 0.909 | 2911 | 81.8 | 5 | 50000 | 42726 |  | No |  | 4 | 9730.8 | 126 | 77.1 | 14.8 | 0.91 | 2922 | 82.2
PVY7SJZQ | Shenzhen Romanso Electronic Co. Ltd. | ROMANSO | RMS-360D-K4-II-100W(5700K) | Mogul (E39) Screw-Base Replacements for HID Lamps | High Output | Replacement Lamps for Outdoor Pole/Arm-mounted Decorative Luminaires (Type B) |  | Standard | FALSE | [9 empty] | 42726 |  | No |  | 4 | 12612.3 | 126 | 100 | 15.8 | 0.92 | 5464 | 82.8
PH3NYMJC | Shenzhen Romanso Electronic Co. Ltd. | ROMANSO | RMS-360D-K4-II-80W(5700K) | Mogul (E39) Screw-Base Replacements for HID Lamps | High Output | Replacement Lamps for Outdoor Pole/Arm-mounted Decorative Luminaires (Type B) |  | Standard | FALSE | [9 empty] | 42726 |  | No |  | 4 | 10170.6 | 130.1 | 78.1 | 15.5 | 0.92 | 5404 | 82.4
PPG43R7H | Shenzhen Romanso Electronic Co. Ltd. | ROMANSO | RMS-360D-K4-II-120W(5700K) | Mogul (E39) Screw-Base Replacements for HID Lamps | High Output | Replacement Lamps for Outdoor Pole/Arm-mounted Decorative Luminaires (Type B) |  | Standard | FALSE | [9 empty] | 42726 |  | No |  | 4 | 15279.6 | 127.2 | 120 | 15.8 | 0.92 | 5392 | 82.2
PGPC98CS | Shenzhen Romanso Electronic Co. Ltd. | ROMANSO | RMS-360D-K4-II-80W(5000K) | Mogul (E39) Screw-Base Replacements for HID Lamps | High Output | Replacement Lamps for Outdoor Pole/Arm-mounted Decorative Luminaires (Type B) |  | Standard | FALSE | [9 empty] | 42726 |  | No |  | 4 | 9730.8 | 126 | 77.1 | 14.8 | 0.91 | 5000 | 82.2
PYGF944Q | Shenzhen Romanso Electronic Co. Ltd. | ROMANSO | RMS-360D-K4-II-120W(5000K) | Mogul (E39) Screw-Base Replacements for HID Lamps | High Output | Replacement Lamps for Outdoor Pole/Arm-mounted Decorative Luminaires (Type B) |  | Standard | FALSE | [9 empty] | 42726 |  | No |  | 4 | 14987.2 | 124.9 | 119.9 | 14.6 | 0.91 | 5000 | 82.2
PYAABP4W | Shenzhen Romanso Electronic Co. Ltd. | ROMANSO | RMS-360D-K4-II-100W(5000K) | Mogul (E39) Screw-Base Replacements for HID Lamps | High Output | Replacement Lamps for Outdoor Pole/Arm-mounted Decorative Luminaires (Type B) |  | Standard | FALSE | [9 empty] | 42726 |  | No |  | 4 | 12289.8 | 123.8 | 99.2 | 14.4 | 0.91 | 5000 | 82.2
PM73Q35E | Shenzhen Romanso Electronic Co. Ltd. | ROMANSO | RMS-360D-K4-II-80W(4500K) | Mogul (E39) Screw-Base Replacements for HID Lamps | High Output | Replacement Lamps for Outdoor Pole/Arm-mounted Decorative Luminaires (Type B) |  | Standard | FALSE | [9 empty] | 42726 |  | No |  | 4 | 9730.8 | 126 | 77.1 | 14.8 | 0.91 | 4500 | 82.2
PMHTTAHD | Shenzhen Romanso Electronic Co. Ltd. | ROMANSO | RMS-360D-K4-II-120W(4500K) | Mogul (E39) Screw-Base Replacements for HID Lamps | High Output | Replacement Lamps for Outdoor Pole/Arm-mounted Decorative Luminaires (Type B) |  | Standard | FALSE | [9 empty] | 42726 |  | No |  | 4 | 14987.2 | 124.9 | 119.9 | 14.6 | 0.91 | 4500 | 82.2
PSHW6BCS | Shenzhen Romanso Electronic Co. Ltd. | ROMANSO | RMS-360D-K4-II-100W(4500K) | Mogul (E39) Screw-Base Replacements for HID Lamps | High Output | Replacement Lamps for Outdoor Pole/Arm-mounted Decorative Luminaires (Type B) |  | Standard | FALSE | [9 empty] | 42726 |  | No |  | 4 | 12289.8 | 123.8 | 99.2 | 14.4 | 0.91 | 4500 | 82.2
PZRPYNY7 | Shenzhen Romanso Electronic Co. Ltd. | ROMANSO | RMS-360D-K4-II-80W(4000K) | Mogul (E39) Screw-Base Replacements for HID Lamps | High Output | Replacement Lamps for Outdoor Pole/Arm-mounted Decorative Luminaires (Type B) |  | Standard | FALSE | [9 empty] | 42726 |  | No |  | 4 | 9730.8 | 126 | 77.1 | 14.8 | 0.91 | 4000 | 82.2
PDSWJT8D | Shenzhen Romanso Electronic Co. Ltd. | ROMANSO | RMS-360D-K4-II-120W(4000K) | Mogul (E39) Screw-Base Replacements for HID Lamps | High Output | Replacement Lamps for Outdoor Pole/Arm-mounted Decorative Luminaires (Type B) |  | Standard | FALSE | [9 empty] | 42726 |  | No |  | 4 | 14987.2 | 124.9 | 119.9 | 14.6 | 0.91 | 4000 | 82.2
PYNDXJUJ | Shenzhen Romanso Electronic Co. Ltd. | ROMANSO | RMS-360D-K4-II-100W(4000K) | Mogul (E39) Screw-Base Replacements for HID Lamps | High Output | Replacement Lamps for Outdoor Pole/Arm-mounted Decorative Luminaires (Type B) |  | Standard | FALSE | [9 empty] | 42726 |  | No |  | 4 | 12289.8 | 123.8 | 99.2 | 14.4 | 0.91 | 4000 | 82.2
PR5KV5DV | Shenzhen Romanso Electronic Co. Ltd. | ROMANSO | RMS-360D-K4-II-80W(3500K) | Mogul (E39) Screw-Base Replacements for HID Lamps | High Output | Replacement Lamps for Outdoor Pole/Arm-mounted Decorative Luminaires (Type B) |  | Standard | FALSE | [9 empty] | 42726 |  | No |  | 4 | 9730.8 | 126 | 77.1 | 14.8 | 0.91 | 3500 | 82.2
PRHBB14H | Shenzhen Romanso Electronic Co. Ltd. | ROMANSO | RMS-360D-K4-II-120W(3500K) | Mogul (E39) Screw-Base Replacements for HID Lamps | High Output | Replacement Lamps for Outdoor Pole/Arm-mounted Decorative Luminaires (Type B) |  | Standard | FALSE | [9 empty] | 42726 |  | No |  | 4 | 14987.2 | 124.9 | 119.9 | 14.6 | 0.91 | 3500 | 82.2
P2NHV645 | Shenzhen Romanso Electronic Co. Ltd. | ROMANSO | RMS-360D-K4-II-100W(3500K) | Mogul (E39) Screw-Base Replacements for HID Lamps | High Output | Replacement Lamps for Outdoor Pole/Arm-mounted Decorative Luminaires (Type B) |  | Standard | FALSE | [9 empty] | 42726 |  | No |  | 4 | 12289.8 | 123.8 | 99.2 | 14.4 | 0.91 | 3500 | 82.2
PDANCB3D | Ledsion Lighting Technology Co.Ltd | LEDSION | LS-RKP120WA1 4000K | Mogul (E39) Screw-Base Replacements for HID Lamps | High Output | Replacement Lamps for Outdoor Pole/Arm-mounted Area and Roadway Luminaires (Type C) |  | Standard | TRUE | 14643 | 115.03 | 127.3 | 13.72 | 0.9125 | 3962 | 82.9 | 5 | 50000 | 42726 | Not Dimmable | No |  | 4.1 | 14643 | 115.03 | 127.3 | 13.72 | 0.91 | 4000 | 82.9
P13F1KV2 | Ledsion Lighting Technology Co.Ltd | LEDSION | LS-RKP80WA1 4000K | Mogul (E39) Screw-Base Replacements for HID Lamps | Mid Output | Replacement Lamps for Outdoor Pole/Arm-mounted Area and Roadway Luminaires (Type C) |  | Standard | TRUE | 9866.1 | 116.99 | 84.33 | 14.11 | 0.9047 | 3892 | 82.3 | 5 | 50000 | 42726 | Not Dimmable | No |  | 4.1 | 9866.1 | 116.99 | 84.33 | 14.11 | 0.9 | 4000 | 82.3
PWYKM22P | Ledsion Lighting Technology Co.Ltd | LEDSION | LS-RKP150WA1 4000K | Mogul (E39) Screw-Base Replacements for HID Lamps | High Output | Replacement Lamps for Outdoor Pole/Arm-mounted Area and Roadway Luminaires (Type C) |  | Standard | TRUE | 18025 | 117.96 | 152.8 | 10.2 | 0.9305 | 3954 | 82.9 | 5 | 50000 | 42726 | Not Dimmable | No |  | 4.1 | 18025 | 117.96 | 152.8 | 10.2 | 0.93 | 4000 | 82.9
PS675MDB | Ledsion Lighting Technology Co.Ltd | LEDSION | LS-RKP120WA1 5700K | Mogul (E39) Screw-Base Replacements for HID Lamps | High Output | Replacement Lamps for Outdoor Pole/Arm-mounted Area and Roadway Luminaires (Type C) |  | Standard | FALSE | [9 empty] | 42726 | Not Dimmable | No |  | 4.1 | 15098 | 117.86 | 128.1 | 14.84 | 0.91 | 5700 | 83.9
PEW9G4MY | Ledsion Lighting Technology Co.Ltd | LEDSION | LS-RKP80WA1 5700K | Mogul (E39) Screw-Base Replacements for HID Lamps | Mid Output | Replacement Lamps for Outdoor Pole/Arm-mounted Area and Roadway Luminaires (Type C) |  | Standard | FALSE | [9 empty] | 42726 | Not Dimmable | No |  | 4.1 | 10239 | 120.05 | 85.29 | 14.72 | 0.9 | 5700 | 83.1
P34XJ2XR | Ledsion Lighting Technology Co.Ltd | LEDSION | LS-RKP150WA1 5700K | Mogul (E39) Screw-Base Replacements for HID Lamps | High Output | Replacement Lamps for Outdoor Pole/Arm-mounted Area and Roadway Luminaires (Type C) |  | Standard | FALSE | [9 empty] | 42726 | Not Dimmable | No |  | 4.1 | 18477 | 120.29 | 153.6 | 11.15 | 0.93 | 5700 | 82.9
PA2KH3SS | Ledsion Lighting Technology Co.Ltd | LEDSION | LS-RKP120WA1 5000K | Mogul (E39) Screw-Base Replacements for HID Lamps | High Output | Replacement Lamps for Outdoor Pole/Arm-mounted Area and Roadway Luminaires (Type C) |  | Standard | FALSE | [9 empty] | 42726 | Not Dimmable | No |  | 4.1 | 14870.5 | 116.81 | 127.3 | 13.72 | 0.91 | 5000 | 82.9
PH583MDX | Ledsion Lighting Technology Co.Ltd | LEDSION | LS-RKP150WA1 5000K | Mogul (E39) Screw-Base Replacements for HID Lamps | High Output | Replacement Lamps for Outdoor Pole/Arm-mounted Area and Roadway Luminaires (Type C) |  | Standard | FALSE | [9 empty] | 42726 | Not Dimmable | No |  | 4.1 | 18251 | 119.44 | 152.8 | 10.2 | 0.93 | 5000 | 82.9
PSRRQ92C | Ledsion Lighting Technology Co.Ltd | LEDSION | LS-RKP80WA1 5000K | Mogul (E39) Screw-Base Replacements for HID Lamps | Mid Output | Replacement Lamps for Outdoor Pole/Arm-mounted Area and Roadway Luminaires (Type C) |  | Standard | FALSE | [9 empty] | 42726 | Not Dimmable | No |  | 4.1 | 10052.55 | 119.2 | 84.33 | 14.11 | 0.9 | 5000 | 82.3
P17UK5V2 | WING (SHANGHAI) INTERNATIONAL TRADE CO LTD | TOPSTAR | CNEX39-830-75P-M1-BP [E39/EX39 base only] | Mogul (E39) Screw-Base Replacements for HID Lamps | Mid Output | Replacement Lamps for Outdoor Pole/Arm-mounted Decorative Luminaires (Type B) |  | Standard | TRUE | 7365.51 | 103.27 | 71.325 | 15.4 | 0.905 | 2899 | 83.1 | 5 | 50000 | 42726 | Dimmable | No | Updated on 1/11/2017 | 3.1 | 8161.9 | 113 | 72.2 | 15.4 | 0.91 | 2899 | 83.1
PE68GG8X | WING (SHANGHAI) INTERNATIONAL TRADE CO LTD | TOPSTAR | CNEX39-830-54P-M1-BP [E39/EX39 base only] | Mogul (E39) Screw-Base Replacements for HID Lamps | Mid Output | Replacement Lamps for Outdoor Pole/Arm-mounted Decorative Luminaires (Type B) |  | Standard | TRUE | 5395.74 | 101.13 | 53.355 | 17.5 | 0.903 | 2897 | 83.2 | 5 | 50000 | 42726 | Dimmable | No | Updated on 1/11/2017 | 3.1 | 6106.5 | 112.4 | 54.3 | 17.5 | 0.9 | 2897 | 83.2
PBJE9EQR | WING (SHANGHAI) INTERNATIONAL TRADE CO LTD | TOPSTAR | CNE39-830-36P-M1-BP | Mogul (E39) Screw-Base Replacements for HID Lamps | Low Output | Replacement Lamps for Outdoor Pole/Arm-mounted Decorative Luminaires (Type B) |  | Standard | TRUE | 3495.51 | 100.36 | 34.829 | 15.4 | 0.903 | 2960 | 83.5 | 5 | 50000 | 42726 | Dimmable | No |  | 3.1 | 4025 | 114.6 | 35.1 | 15.4 | 0.9 | 2960 | 83.5
PFZ8EJFR | WING (SHANGHAI) INTERNATIONAL TRADE CO LTD | TOPSTAR | CNE39-850-36P-M1-BP | Mogul (E39) Screw-Base Replacements for HID Lamps | Low Output | Replacement Lamps for Outdoor Pole/Arm-mounted Decorative Luminaires (Type B) |  | Standard | FALSE | [9 empty] | 42726 | Dimmable | No |  | 3.1 | 4025 | 114.6 | 35.1 | 15.4 | 0.9 | 5000 | 83.5
P3R67HCY | WING (SHANGHAI) INTERNATIONAL TRADE CO LTD | TOPSTAR | CNEX39-850-54P-M1-BP [E39/EX39 base only] | Mogul (E39) Screw-Base Replacements for HID Lamps | Mid Output | Replacement Lamps for Outdoor Pole/Arm-mounted Decorative Luminaires (Type B) |  | Standard | FALSE | [9 empty] | 42726 | Dimmable | No | Updated on 1/11/2017 | 3.1 | 6106.5 | 112.4 | 54.3 | 17.5 | 0.9 | 5000 | 83.2
PPG27R3N | WING (SHANGHAI) INTERNATIONAL TRADE CO LTD | TOPSTAR | CNEX39-850-75P-M1-BP [E39/EX39 base only] | Mogul (E39) Screw-Base Replacements for HID Lamps | Mid Output | Replacement Lamps for Outdoor Pole/Arm-mounted Decorative Luminaires (Type B) |  | Standard | FALSE | [9 empty] | 42726 | Dimmable | No | Updated on 1/11/2017 | 3.1 | 8161.9 | 113 | 72.2 | 15.4 | 0.91 | 5000 | 83.1
PSH63GW4 | WING (SHANGHAI) INTERNATIONAL TRADE CO LTD | TOPSTAR | CNE39-840-36P-M1-BP | Mogul (E39) Screw-Base Replacements for HID Lamps | Low Output | Replacement Lamps for Outdoor Pole/Arm-mounted Decorative Luminaires (Type B) |  | Standard | FALSE | [9 empty] | 42726 | Dimmable | No |  | 3.1 | 4025 | 114.6 | 35.1 | 15.4 | 0.9 | 4000 | 83.5
PEF8BBN6 | WING (SHANGHAI) INTERNATIONAL TRADE CO LTD | TOPSTAR | CNEX39-840-54P-M1-BP [E39/EX39 base only] | Mogul (E39) Screw-Base Replacements for HID Lamps | Mid Output | Replacement Lamps for Outdoor Pole/Arm-mounted Decorative Luminaires (Type B) |  | Standard | FALSE | [9 empty] | 42726 | Dimmable | No | Updated on 1/11/2017 | 3.1 | 6106.5 | 112.4 | 54.3 | 17.5 | 0.9 | 4000 | 83.2
PYKH22B7 | WING (SHANGHAI) INTERNATIONAL TRADE CO LTD | TOPSTAR | CNEX39-840-75P-M1-BP [E39/EX39 base only] | Mogul (E39) Screw-Base Replacements for HID Lamps | Mid Output | Replacement Lamps for Outdoor Pole/Arm-mounted Decorative Luminaires (Type B) |  | Standard | FALSE | [9 empty] | 42726 | Dimmable | No | Updated on 1/11/2017 | 3.1 | 8161.9 | 113 | 72.2 | 15.4 | 0.91 | 4000 | 83.1
PYSYZWUT | SNC OPTO ELECTRONIC CO LTD. | SNC LED | SNC-CLW-36WC1Y 4000K | Mogul (E39) Screw-Base Replacements for HID Lamps | Low Output | Replacement Lamps for Outdoor Pole/Arm-mounted Decorative Luminaires (Type B) |  | Standard | TRUE | 4399.7 | 124.25 | 35.41 | 17.79 | 0.9086 | 3952 | 83.9 | 5 | 50000 | 42726 | Not Dimmable | No |  | 4.1 | 4456.8 | 124.6 | 35.77 | 17.79 | 0.91 | 4000 | 83.9
PRJ4WDCU | SNC OPTO ELECTRONIC CO LTD. | SNC LED | SNC-CLW-27WC1Y 4000K | Mogul (E39) Screw-Base Replacements for HID Lamps | Low Output | Replacement Lamps for Outdoor Pole/Arm-mounted Decorative Luminaires (Type B) |  | Standard | TRUE | 3293.5 | 122.12 | 26.97 | 11.16 | 0.9059 | 3946 | 83.7 | 5 | 50000 | 42726 | Not Dimmable | No |  | 4.1 | 3329.2 | 124.04 | 26.84 | 11.16 | 0.91 | 4000 | 83.7
PMAACPBP | SNC OPTO ELECTRONIC CO LTD. | SNC LED | SNC-CLW-45WC1Y 4000K | Mogul (E39) Screw-Base Replacements for HID Lamps | Mid Output | Replacement Lamps for Outdoor Pole/Arm-mounted Decorative Luminaires (Type B) |  | Standard | TRUE | 5457.7 | 124.92 | 43.69 | 7.87 | 0.9046 | 3960 | 83.8 | 5 | 50000 | 42726 | Not Dimmable | No |  | 4.1 | 5595.2 | 125 | 44.76 | 7.87 | 0.9 | 4000 | 83.8
P6P8NY64 | SNC OPTO ELECTRONIC CO LTD. | SNC LED | SNC-CLW-75WC1Y 4000K | Mogul (E39) Screw-Base Replacements for HID Lamps | Mid Output | Replacement Lamps for Outdoor Pole/Arm-mounted Decorative Luminaires (Type B) |  | Standard | TRUE | 8526.89 | 116.84 | 72.98 | 14.99 | 0.9031 | 3963 | 84.1 | 5 | 50000 | 42726 | Not Dimmable | No |  | 4.1 | 8651.7 | 118.1 | 73.26 | 14.99 | 0.9 | 4000 | 84.1
PWDUJ66E | SNC OPTO ELECTRONIC CO LTD. | SNC LED | SNC-CLW-54WC1Y 4000K | Mogul (E39) Screw-Base Replacements for HID Lamps | Mid Output | Replacement Lamps for Outdoor Pole/Arm-mounted Decorative Luminaires (Type B) |  | Standard | TRUE | 6492.7 | 121.63 | 53.38 | 19.2 | 0.9029 | 3961 | 83.7 | 5 | 50000 | 42726 | Not Dimmable | No |  | 4.1 | 6629.8 | 123.23 | 53.8 | 19.2 | 0.9 | 4000 | 83.7
PT9ZP1ZT | SNC OPTO ELECTRONIC CO LTD. | SNC LED | SNC-CLW-75WC1Y 5700K | Mogul (E39) Screw-Base Replacements for HID Lamps | Mid Output | Replacement Lamps for Outdoor Pole/Arm-mounted Decorative Luminaires (Type B) |  | Standard | FALSE | [9 empty] | 42726 | Not Dimmable | No |  | 4.1 | 9062 | 121.52 | 74.57 | 15.55 | 0.9 | 5700 | 85.5
PFTYA3SZ | SNC OPTO ELECTRONIC CO LTD. | SNC LED | SNC-CLW-36WC1Y 5700K | Mogul (E39) Screw-Base Replacements for HID Lamps | Low Output | Replacement Lamps for Outdoor Pole/Arm-mounted Decorative Luminaires (Type B) |  | Standard | FALSE | [9 empty] | 42726 | Not Dimmable | No |  | 4.1 | 4638 | 127.85 | 36.28 | 18.67 | 0.91 | 5700 | 85
PMBK57HV | SNC OPTO ELECTRONIC CO LTD. | SNC LED | SNC-CLW-27WC1Y 5700K | Mogul (E39) Screw-Base Replacements for HID Lamps | Low Output | Replacement Lamps for Outdoor Pole/Arm-mounted Decorative Luminaires (Type B) |  | Standard | FALSE | [9 empty] | 42726 | Not Dimmable | No |  | 4.1 | 3440 | 127.16 | 27.05 | 12.26 | 0.9 | 5700 | 82.8
PVTQ8RZ5 | SNC OPTO ELECTRONIC CO LTD. | SNC LED | SNC-CLW-45WC1Y 5700K | Mogul (E39) Screw-Base Replacements for HID Lamps | Mid Output | Replacement Lamps for Outdoor Pole/Arm-mounted Decorative Luminaires (Type B) |  | Standard | FALSE | [9 empty] | 42726 | Not Dimmable | No |  | 4.1 | 5801 | 128.19 | 45.25 | 8.77 | 0.9 | 5700 | 82.7
PBYPC7AP | SNC OPTO ELECTRONIC CO LTD. | SNC LED | SNC-CLW-54WC1Y 5700K | Mogul (E39) Screw-Base Replacements for HID Lamps | Mid Output | Replacement Lamps for Outdoor Pole/Arm-mounted Decorative Luminaires (Type B) |  | Standard | FALSE | [9 empty] | 42726 | Not Dimmable | No |  | 4.1 | 6859 | 126.38 | 54.27 | 19.95 | 0.9 | 5700 | 82.6
PHP1Z4FY | SNC OPTO ELECTRONIC CO LTD. | SNC LED | SNC-CLW-75WC1Y 5000K | Mogul (E39) Screw-Base Replacements for HID Lamps | Mid Output | Replacement Lamps for Outdoor Pole/Arm-mounted Decorative Luminaires (Type B) |  | Standard | FALSE | [9 empty] | 42726 | Not Dimmable | No |  | 4.1 | 8925.23 | 121.83 | 73.26 | 14.99 | 0.9 | 5000 | 84.1
PK19E223 | SNC OPTO ELECTRONIC CO LTD. | SNC LED | SNC-CLW-36WC1Y 5000K | Mogul (E39) Screw-Base Replacements for HID Lamps | Low Output | Replacement Lamps for Outdoor Pole/Arm-mounted Decorative Luminaires (Type B) |  | Standard | FALSE | [9 empty] | 42726 | Not Dimmable | No |  | 4.1 | 4577.6 | 127.97 | 35.77 | 17.79 | 0.91 | 5000 | 83.9
PZ8FV4A9 | SNC OPTO ELECTRONIC CO LTD. | SNC LED | SNC-CLW-45WC1Y 5000K | Mogul (E39) Screw-Base Replacements for HID Lamps | Mid Output | Replacement Lamps for Outdoor Pole/Arm-mounted Decorative Luminaires (Type B) |  | Standard | FALSE | [9 empty] | 42726 | Not Dimmable | No |  | 4.1 | 5732.4 | 128.07 | 44.76 | 7.87 | 0.9 | 5000 | 83.8
P7GNYW3X | SNC OPTO ELECTRONIC CO LTD. | SNC LED | SNC-CLW-54WC1Y 5000K | Mogul (E39) Screw-Base Replacements for HID Lamps | Mid Output | Replacement Lamps for Outdoor Pole/Arm-mounted Decorative Luminaires (Type B) |  | Standard | FALSE | [9 empty] | 42726 | Not Dimmable | No |  | 4.1 | 6782.6 | 126.07 | 53.8 | 19.2 | 0.9 | 5000 | 83.7
PQDXCW7X | SNC OPTO ELECTRONIC CO LTD. | SNC LED | SNC-CLW-27WC1Y 5000K | Mogul (E39) Screw-Base Replacements for HID Lamps | Low Output | Replacement Lamps for Outdoor Pole/Arm-mounted Decorative Luminaires (Type B) |  | Standard | FALSE | [9 empty] | 42726 | Not Dimmable | No |  | 4.1 | 3403.07 | 126.79 | 26.84 | 11.16 | 0.91 | 5000 | 83.7
PH1W379U | SNC OPTO ELECTRONIC CO LTD. | SNC LED | SNC-CLW-75WC1Y 4500K | Mogul (E39) Screw-Base Replacements for HID Lamps | Mid Output | Replacement Lamps for Outdoor Pole/Arm-mounted Decorative Luminaires (Type B) |  | Standard | FALSE | [9 empty] | 42726 | Not Dimmable | No |  | 4.1 | 8788.47 | 119.96 | 73.26 | 14.99 | 0.9 | 4500 | 84.1
PHFBBVG3 | SNC OPTO ELECTRONIC CO LTD. | SNC LED | SNC-CLW-36WC1Y 4500K | Mogul (E39) Screw-Base Replacements for HID Lamps | Low Output | Replacement Lamps for Outdoor Pole/Arm-mounted Decorative Luminaires (Type B) |  | Standard | FALSE | [9 empty] | 42726 | Not Dimmable | No |  | 4.1 | 4517.2 | 126.28 | 35.77 | 17.79 | 0.91 | 4500 | 83.9
PD7W6V2V | SNC OPTO ELECTRONIC CO LTD. | SNC LED | SNC-CLW-45WC1Y 4500K | Mogul (E39) Screw-Base Replacements for HID Lamps | Mid Output | Replacement Lamps for Outdoor Pole/Arm-mounted Decorative Luminaires (Type B) |  | Standard | FALSE | [9 empty] | 42726 | Not Dimmable | No |  | 4.1 | 5663.8 | 126.54 | 44.76 | 7.87 | 0.9 | 4500 | 83.8
P87DT7XU | SNC OPTO ELECTRONIC CO LTD. | SNC LED | SNC-CLW-54WC1Y 4500K | Mogul (E39) Screw-Base Replacements for HID Lamps | Mid Output | Replacement Lamps for Outdoor Pole/Arm-mounted Decorative Luminaires (Type B) |  | Standard | FALSE | [9 empty] | 42726 | Not Dimmable | No |  | 4.1 | 6706.2 | 124.65 | 53.8 | 19.2 | 0.9 | 4500 | 83.7
P7Q7KUA5 | SNC OPTO ELECTRONIC CO LTD. | SNC LED | SNC-CLW-27WC1Y 4500K | Mogul (E39) Screw-Base Replacements for HID Lamps | Low Output | Replacement Lamps for Outdoor Pole/Arm-mounted Decorative Luminaires (Type B) |  | Standard | FALSE | [9 empty] | 42726 | Not Dimmable | No |  | 4.1 | 3366.13 | 125.41 | 26.84 | 11.16 | 0.91 | 4500 | 83.7
PFBWK5U5 | Ledreit Manufacturing Co. Ltd | Ledreit | YL-30W8S-E39(2700K) | Mogul (E39) Screw-Base Replacements for HID Lamps | Low Output | Replacement Lamps for Outdoor Pole/Arm-mounted Decorative Luminaires (Type B) |  | Standard | TRUE | 3590.363 | 124.234 | 28.9 | 17.2 | 0.931 | 2649 | 84.3 | 5 | 50000 | 42725 | Not Dimmable | No | Product updated on 2/17/2017. | 4 | 3590.3 | 124.2 | 28.9 | 17.2 | 0.93 | 2649 | 84.3
P4C2X17P | Ledreit Manufacturing Co. Ltd | Ledreit | YL-30W8S-E39(5700K) | Mogul (E39) Screw-Base Replacements for HID Lamps | Low Output | Replacement Lamps for Outdoor Pole/Arm-mounted Decorative Luminaires (Type B) |  | Standard | FALSE | [9 empty] | 42725 | Not Dimmable | No | Product updated on 2/17/2017. | 4 | 3710.2 | 127 | 29.2 | 18.8 | 0.94 | 5748 | 83.6
PW8NQ1FA | Ledreit Manufacturing Co. Ltd | Ledreit | YL-30W8S-E39(5000K) | Mogul (E39) Screw-Base Replacements for HID Lamps | Low Output | Replacement Lamps for Outdoor Pole/Arm-mounted Decorative Luminaires (Type B) |  | Standard | FALSE | [9 empty] | 42725 | Not Dimmable | No | Product updated on 2/17/2017. | 4 | 3690.2 | 127 | 29.1 | 17.2 | 0.93 | 5000 | 84.3
P8MX65D9 | Ledreit Manufacturing Co. Ltd | Ledreit | YL-30W8S-E39(4500K) | Mogul (E39) Screw-Base Replacements for HID Lamps | Low Output | Replacement Lamps for Outdoor Pole/Arm-mounted Decorative Luminaires (Type B) |  | Standard | FALSE | [9 empty] | 42725 | Not Dimmable | No | Product updated on 2/17/2017. | 4 | 3670.3 | 126.3 | 29.1 | 17.2 | 0.93 | 4500 | 84.3
PH5MHMFK | Ledreit Manufacturing Co. Ltd | Ledreit | YL-30W8S-E39(4000K) | Mogul (E39) Screw-Base Replacements for HID Lamps | Low Output | Replacement Lamps for Outdoor Pole/Arm-mounted Decorative Luminaires (Type B) |  | Standard | FALSE | [9 empty] | 42725 | Not Dimmable | No | Product updated on 2/17/2017. | 4 | 3650.3 | 125.6 | 29.1 | 17.2 | 0.93 | 4000 | 84.3
P3DKAZA8 | Ledreit Manufacturing Co. Ltd | Ledreit | YL-30W8S-E39(3500K) | Mogul (E39) Screw-Base Replacements for HID Lamps | Low Output | Replacement Lamps for Outdoor Pole/Arm-mounted Decorative Luminaires (Type B) |  | Standard | FALSE | [9 empty] | 42725 | Not Dimmable | No | Product updated on 2/17/2017. | 4 | 3630.3 | 124.9 | 29.1 | 17.2 | 0.93 | 3500 | 84.3
P83YWNMU | Ledreit Manufacturing Co. Ltd | Ledreit | YL-30W8S-E39(3000K) | Mogul (E39) Screw-Base Replacements for HID Lamps | Low Output | Replacement Lamps for Outdoor Pole/Arm-mounted Decorative Luminaires (Type B) |  | Standard | FALSE | [9 empty] | 42725 | Not Dimmable | No | Product updated on 2/17/2017. | 4 | 3610.3 | 124.2 | 29.1 | 17.2 | 0.93 | 3000 | 84.3
PMDE8AKE | Ledreit Manufacturing Co. Ltd | Ledreit | YL-40W8S-E39(2700K) | Mogul (E39) Screw-Base Replacements for HID Lamps | Low Output | Replacement Lamps for Outdoor Pole/Arm-mounted Decorative Luminaires (Type B) |  | Standard | TRUE | 4806.155 | 122.606 | 39.2 | 17.3 | 0.94 | 2656 | 84.1 | 5 | 50000 | 42725 | Not Dimmable | No | Product updated on 2/17/2017. | 4 | 4806.1 | 122.6 | 39.2 | 17.3 | 0.94 | 2656 | 84.1
PGGAXTDZ | Ledreit Manufacturing Co. Ltd | Ledreit | YL-40W8S-E39(5700K) | Mogul (E39) Screw-Base Replacements for HID Lamps | Low Output | Replacement Lamps for Outdoor Pole/Arm-mounted Decorative Luminaires (Type B) |  | Standard | FALSE | [9 empty] | 42725 | Not Dimmable | No | Product updated on 2/17/2017. | 4 | 4996.4 | 126.4 | 39.5 | 18.6 | 0.96 | 5754 | 83.3
P8X1N9CS | Ledreit Manufacturing Co. Ltd | Ledreit | YL-40W8S-E39(5000K) | Mogul (E39) Screw-Base Replacements for HID Lamps | Low Output | Replacement Lamps for Outdoor Pole/Arm-mounted Decorative Luminaires (Type B) |  | Standard | FALSE | [9 empty] | 42725 | Not Dimmable | No | Product updated on 2/17/2017. | 4 | 4964.7 | 126.1 | 39.4 | 17.3 | 0.94 | 5000 | 84.1
PFXUXKKA | Ledreit Manufacturing Co. Ltd | Ledreit | YL-40W8S-E39(4500K) | Mogul (E39) Screw-Base Replacements for HID Lamps | Low Output | Replacement Lamps for Outdoor Pole/Arm-mounted Decorative Luminaires (Type B) |  | Standard | FALSE | [9 empty] | 42725 | Not Dimmable | No | Product updated on 2/17/2017. | 4 | 4933 | 125.3 | 39.4 | 17.3 | 0.94 | 4500 | 84.1
PSFMJQ83 | Ledreit Manufacturing Co. Ltd | Ledreit | YL-40W8S-E39(4000K) | Mogul (E39) Screw-Base Replacements for HID Lamps | Low Output | Replacement Lamps for Outdoor Pole/Arm-mounted Decorative Luminaires (Type B) |  | Standard | FALSE | [9 empty] | 42725 | Not Dimmable | No | Product updated on 2/17/2017. | 4 | 4901.2 | 124.5 | 39.4 | 17.3 | 0.94 | 4000 | 84.1
P65VZHQY | Ledreit Manufacturing Co. Ltd | Ledreit | YL-40W8S-E39(3500K) | Mogul (E39) Screw-Base Replacements for HID Lamps | Low Output | Replacement Lamps for Outdoor Pole/Arm-mounted Decorative Luminaires (Type B) |  | Standard | FALSE | [9 empty] | 42725 | Not Dimmable | No | Product updated on 2/17/2017. | 4 | 4869.5 | 123.7 | 39.4 | 17.3 | 0.94 | 3500 | 84.1
PZRY8MAA | Ledreit Manufacturing Co. Ltd | Ledreit | YL-40W8S-E39(3000K) | Mogul (E39) Screw-Base Replacements for HID Lamps | Low Output | Replacement Lamps for Outdoor Pole/Arm-mounted Decorative Luminaires (Type B) |  | Standard | FALSE | [9 empty] | 42725 | Not Dimmable | No | Product updated on 2/17/2017. | 4 | 4837.8 | 122.9 | 39.4 | 17.3 | 0.94 | 3000 | 84.1
PT8ZTD6U | Ledreit Manufacturing Co. Ltd | Ledreit | YL-50W8S-E39(2700K) | Mogul (E39) Screw-Base Replacements for HID Lamps | Mid Output | Replacement Lamps for Outdoor Pole/Arm-mounted Decorative Luminaires (Type B) |  | Standard | TRUE | 6053.169 | 121.306 | 49.9 | 16.6 | 0.931 | 2649 | 84.1 | 5 | 50000 | 42725 | Not Dimmable | No | Product updated on 2/17/2017. | 4 | 6053.1 | 121.31 | 49.9 | 16.6 | 0.93 | 2649 | 84.1
PVBWKTKH | Ledreit Manufacturing Co. Ltd | Ledreit | YL-50W8S-E39(5700K) | Mogul (E39) Screw-Base Replacements for HID Lamps | Mid Output | Replacement Lamps for Outdoor Pole/Arm-mounted Decorative Luminaires (Type B) |  | Standard | FALSE | [9 empty] | 42725 | Not Dimmable | No | Product updated on 2/17/2017. | 4 | 6196.9 | 125.9 | 49.2 | 17.8 | 0.95 | 5744 | 83.3
PGX688TE | Ledreit Manufacturing Co. Ltd | Ledreit | YL-50W8S-E39(5000K) | Mogul (E39) Screw-Base Replacements for HID Lamps | Mid Output | Replacement Lamps for Outdoor Pole/Arm-mounted Decorative Luminaires (Type B) |  | Standard | FALSE | [9 empty] | 42725 | Not Dimmable | No | Product updated on 2/17/2017. | 4 | 6172.9 | 124.5 | 49.6 | 16.6 | 0.93 | 5000 | 84.1
PNC3ZPKG | Ledreit Manufacturing Co. Ltd | Ledreit | YL-50W8S-E39(4500K) | Mogul (E39) Screw-Base Replacements for HID Lamps | Mid Output | Replacement Lamps for Outdoor Pole/Arm-mounted Decorative Luminaires (Type B) |  | Standard | FALSE | [9 empty] | 42725 | Not Dimmable | No | Product updated on 2/17/2017. | 4 | 6149 | 124 | 49.6 | 16.6 | 0.93 | 4500 | 84.1
PPHJ5FVT | Ledreit Manufacturing Co. Ltd | Ledreit | YL-50W8S-E39(4000K) | Mogul (E39) Screw-Base Replacements for HID Lamps | Mid Output | Replacement Lamps for Outdoor Pole/Arm-mounted Decorative Luminaires (Type B) |  | Standard | FALSE | [9 empty] | 42725 | Not Dimmable | No | Product updated on 2/17/2017. | 4 | 6125 | 123.6 | 49.6 | 16.6 | 0.93 | 4000 | 84.1
P5EBKH8C | Ledreit Manufacturing Co. Ltd | Ledreit | YL-50W8S-E39(3500K) | Mogul (E39) Screw-Base Replacements for HID Lamps | Mid Output | Replacement Lamps for Outdoor Pole/Arm-mounted Decorative Luminaires (Type B) |  | Standard | FALSE | [9 empty] | 42725 | Not Dimmable | No | Product updated on 2/17/2017. | 4 | 6101 | 123.1 | 49.6 | 16.6 | 0.93 | 3500 | 84.1
PP8YJCTX | Ledreit Manufacturing Co. Ltd | Ledreit | YL-50W8S-E39(3000K) | Mogul (E39) Screw-Base Replacements for HID Lamps | Mid Output | Replacement Lamps for Outdoor Pole/Arm-mounted Decorative Luminaires (Type B) |  | Standard | FALSE | [9 empty] | 42725 | Not Dimmable | No | Product updated on 2/17/2017. | 4 | 6077.1 | 122.6 | 49.6 | 16.6 | 0.93 | 3000 | 84.1
PEGF6EQG | Ledreit Manufacturing Co. Ltd | Ledreit | HYD-30W8S-E39(2700K) | Mogul (E39) Screw-Base Replacements for HID Lamps | Low Output | Replacement Lamps for Parking Garage Luminaires (Type B) |  | Standard | TRUE | 3305.818 | 111.307 | 29.7 | 16.9 | 0.934 | 2643 | 84.2 | 5 | 50000 | 42725 | Not Dimmable | No | Product updated on 2/17/2017. | 4 | 3305.8 | 111.3 | 29.7 | 16.9 | 0.93 | 2643 | 84.2
PCSEQF8P | Ledreit Manufacturing Co. Ltd | Ledreit | HYD-30W8S-E39(5700K) | Mogul (E39) Screw-Base Replacements for HID Lamps | Low Output | Replacement Lamps for Parking Garage Luminaires (Type B) |  | Standard | FALSE | [9 empty] | 42725 | Not Dimmable | No | Product updated on 2/17/2017. | 4 | 3417.6 | 115.8 | 29.5 | 17.5 | 0.94 | 5760 | 83.4
PTUZ6PB7 | Ledreit Manufacturing Co. Ltd | Ledreit | HYD-30W8S-E39(5000K) | Mogul (E39) Screw-Base Replacements for HID Lamps | Low Output | Replacement Lamps for Parking Garage Luminaires (Type B) |  | Standard | FALSE | [9 empty] | 42725 | Not Dimmable | No | Product updated on 2/17/2017. | 4 | 3398.9 | 114.8 | 29.6 | 16.9 | 0.93 | 5000 | 84.2
P1ENPB5C | Ledreit Manufacturing Co. Ltd | Ledreit | HYD-30W8S-E39(4500K) | Mogul (E39) Screw-Base Replacements for HID Lamps | Low Output | Replacement Lamps for Parking Garage Luminaires (Type B) |  | Standard | FALSE | [9 empty] | 42725 | Not Dimmable | No | Product updated on 2/17/2017. | 4 | 3380.3 | 114.2 | 29.6 | 16.9 | 0.93 | 4500 | 84.2
PW4GG5NY | Ledreit Manufacturing Co. Ltd | Ledreit | HYD-30W8S-E39(4000K) | Mogul (E39) Screw-Base Replacements for HID Lamps | Low Output | Replacement Lamps for Parking Garage Luminaires (Type B) |  | Standard | FALSE | [9 empty] | 42725 | Not Dimmable | No | Product updated on 2/17/2017. | 4 | 3361.7 | 113.5 | 29.6 | 16.9 | 0.93 | 4000 | 84.2
PV88FHGT | Ledreit Manufacturing Co. Ltd | Ledreit | HYD-30W8S-E39(3500K) | Mogul (E39) Screw-Base Replacements for HID Lamps | Low Output | Replacement Lamps for Parking Garage Luminaires (Type B) |  | Standard | FALSE | [9 empty] | 42725 | Not Dimmable | No | Product updated on 2/17/2017. | 4 | 3343 | 112.9 | 29.6 | 16.9 | 0.93 | 3500 | 84.2
PNASRMCA | Ledreit Manufacturing Co. Ltd | Ledreit | HYD-30W8S-E39(3000K) | Mogul (E39) Screw-Base Replacements for HID Lamps | Low Output | Replacement Lamps for Parking Garage Luminaires (Type B) |  | Standard | FALSE | [9 empty] | 42725 | Not Dimmable | No | Product updated on 2/17/2017. | 4 | 3324.4 | 112.3 | 29.6 | 16.9 | 0.93 | 3000 | 84.2
P4TAZWYM | Ledreit Manufacturing Co. Ltd | Ledreit | HYD-40W8S-E39(2700K) | Mogul (E39) Screw-Base Replacements for HID Lamps | Low Output | Replacement Lamps for Parking Garage Luminaires (Type B) |  | Standard | TRUE | 4256.538 | 109.142 | 39 | 18.1 | 0.935 | 2649 | 84.1 | 5 | 50000 | 42725 | Not Dimmable | No | Product updated on 2/17/2017. | 4 | 4256.5 | 109.1 | 39 | 18.1 | 0.94 | 2649 | 84.1
P8R652KP | Ledreit Manufacturing Co. Ltd | Ledreit | HYD-40W8S-E39(5700K) | Mogul (E39) Screw-Base Replacements for HID Lamps | Low Output | Replacement Lamps for Parking Garage Luminaires (Type B) |  | Standard | FALSE | [9 empty] | 42725 | Not Dimmable | No | Product updated on 2/17/2017. | 4 | 4516.9 | 114.9 | 39.3 | 19.2 | 0.95 | 5754 | 83.2
PJC9V2H8 | Ledreit Manufacturing Co. Ltd | Ledreit | HYD-40W8S-E39(5000K) | Mogul (E39) Screw-Base Replacements for HID Lamps | Low Output | Replacement Lamps for Parking Garage Luminaires (Type B) |  | Standard | FALSE | [9 empty] | 42725 | Not Dimmable | No | Product updated on 2/17/2017. | 4 | 4473.5 | 114.2 | 39.2 | 18.1 | 0.94 | 5000 | 84.1
PG11WB3H | Ledreit Manufacturing Co. Ltd | Ledreit | HYD-40W8S-E39(4500K) | Mogul (E39) Screw-Base Replacements for HID Lamps | Low Output | Replacement Lamps for Parking Garage Luminaires (Type B) |  | Standard | FALSE | [9 empty] | 42725 | Not Dimmable | No | Product updated on 2/17/2017. | 4 | 4430.1 | 113.1 | 39.2 | 18.1 | 0.94 | 4500 | 84.1
PXFAGFNJ | Ledreit Manufacturing Co. Ltd | Ledreit | HYD-40W8S-E39(4000K) | Mogul (E39) Screw-Base Replacements for HID Lamps | Low Output | Replacement Lamps for Parking Garage Luminaires (Type B) |  | Standard | FALSE | [9 empty] | 42725 | Not Dimmable | No | Product updated on 2/17/2017. | 4 | 4386.7 | 112 | 39.2 | 18.1 | 0.94 | 4000 | 84.1
P2Z339DK | Ledreit Manufacturing Co. Ltd | Ledreit | HYD-40W8S-E39(3500K) | Mogul (E39) Screw-Base Replacements for HID Lamps | Low Output | Replacement Lamps for Parking Garage Luminaires (Type B) |  | Standard | FALSE | [9 empty] | 42725 | Not Dimmable | No | Product updated on 2/17/2017. | 4 | 4343.3 | 110.9 | 39.2 | 18.1 | 0.94 | 3500 | 84.1
PHKYUGBQ | Ledreit Manufacturing Co. Ltd | Ledreit | HYD-40W8S-E39(3000K) | Mogul (E39) Screw-Base Replacements for HID Lamps | Low Output | Replacement Lamps for Parking Garage Luminaires (Type B) |  | Standard | FALSE | [9 empty] | 42725 | Not Dimmable | No | Product updated on 2/17/2017. | 4 | 4299.9 | 109.8 | 39.2 | 18.1 | 0.94 | 3000 | 84.1
P2JBP9SW | Ledreit Manufacturing Co. Ltd | Ledreit | HYD-50W8S-E39(2700K) | Mogul (E39) Screw-Base Replacements for HID Lamps | Mid Output | Replacement Lamps for Parking Garage Luminaires (Type B) |  | Standard | TRUE | 5281.452 | 106.696 | 49.5 | 16.4 | 0.942 | 2623 | 84 | 5 | 50000 | 42724 | Not Dimmable | No | Product updated on 2/17/2017. | 4 | 5281.4 | 106.6 | 49.5 | 16.4 | 0.94 | 2623 | 84
PF4A95H1 | Ledreit Manufacturing Co. Ltd | Ledreit | HYD-50W8S-E39(5700K) | Mogul (E39) Screw-Base Replacements for HID Lamps | Mid Output | Replacement Lamps for Parking Garage Luminaires (Type B) |  | Standard | FALSE | [9 empty] | 42724 | Not Dimmable | No | Product updated on 2/17/2017. | 4 | 5552.3 | 111.4 | 49.8 | 17.8 | 0.95 | 5730 | 83.6
PFJDQB31 | Ledreit Manufacturing Co. Ltd | Ledreit | HYD-50W8S-E39(5000K) | Mogul (E39) Screw-Base Replacements for HID Lamps | Mid Output | Replacement Lamps for Parking Garage Luminaires (Type B) |  | Standard | FALSE | [9 empty] | 42724 | Not Dimmable | No | Product updated on 2/17/2017. | 4 | 5507.1 | 110.9 | 49.7 | 16.4 | 0.94 | 5000 | 84
PB3DYFRV | Ledreit Manufacturing Co. Ltd | Ledreit | HYD-50W8S-E39(4500K) | Mogul (E39) Screw-Base Replacements for HID Lamps | Mid Output | Replacement Lamps for Parking Garage Luminaires (Type B) |  | Standard | FALSE | [9 empty] | 42724 | Not Dimmable | No | Product updated on 2/17/2017. | 4 | 5462 | 110 | 49.7 | 16.4 | 0.94 | 4500 | 84
PQB1ZRJU | Ledreit Manufacturing Co. Ltd | Ledreit | HYD-50W8S-E39(4000K) | Mogul (E39) Screw-Base Replacements for HID Lamps | Mid Output | Replacement Lamps for Parking Garage Luminaires (Type B) |  | Standard | FALSE | [9 empty] | 42724 | Not Dimmable | No | Product updated on 2/17/2017. | 4 | 5416.8 | 109.1 | 49.7 | 16.4 | 0.94 | 4000 | 84
PS7KQJ9C | Ledreit Manufacturing Co. Ltd | Ledreit | HYD-50W8S-E39(3500K) | Mogul (E39) Screw-Base Replacements for HID Lamps | Mid Output | Replacement Lamps for Parking Garage Luminaires (Type B) |  | Standard | FALSE | [9 empty] | 42724 | Not Dimmable | No | Product updated on 2/17/2017. | 4 | 5371.7 | 108.1 | 49.7 | 16.4 | 0.94 | 3500 | 84
PSU3S9QY | Ledreit Manufacturing Co. Ltd | Ledreit | HYD-50W8S-E39(3000K) | Mogul (E39) Screw-Base Replacements for HID Lamps | Mid Output | Replacement Lamps for Parking Garage Luminaires (Type B) |  | Standard | FALSE | [9 empty] | 42724 | Not Dimmable | No | Product updated on 2/17/2017. | 4 | 5326.5 | 107.2 | 49.7 | 16.4 | 0.94 | 3000 | 84
PNKEND1W | Ledreit Manufacturing Co. Ltd | Ledreit | CL-30W8S-E39(2700K) | Mogul (E39) Screw-Base Replacements for HID Lamps | Low Output | Replacement Lamps for Outdoor Pole/Arm-mounted Decorative Luminaires (Type B) |  | Standard | TRUE | 3429.708 | 118.675 | 28.9 | 15.5 | 0.923 | 2659 | 83.9 | 5 | 50000 | 42724 | Not Dimmable | No | Product updated on 2/17/2017. | 4 | 3429.7 | 118.6 | 28.9 | 15.5 | 0.92 | 2659 | 83.9
PH13R8V2 | Ledreit Manufacturing Co. Ltd | Ledreit | CL-30W8S-E39(5700K) | Mogul (E39) Screw-Base Replacements for HID Lamps | Low Output | Replacement Lamps for Outdoor Pole/Arm-mounted Decorative Luminaires (Type B) |  | Standard | FALSE | [9 empty] | 42724 | Not Dimmable | No | Product updated on 2/17/2017. | 4 | 3484.1 | 122.2 | 28.5 | 17.3 | 0.94 | 5816 | 83.3
PH1XS8J7 | Ledreit Manufacturing Co. Ltd | Ledreit | CL-30W8S-E39(5000K) | Mogul (E39) Screw-Base Replacements for HID Lamps | Low Output | Replacement Lamps for Outdoor Pole/Arm-mounted Decorative Luminaires (Type B) |  | Standard | FALSE | [9 empty] | 42724 | Not Dimmable | No | Product updated on 2/17/2017. | 4 | 3475 | 121 | 28.7 | 15.5 | 0.92 | 5000 | 83.9
PMRMTPUQ | Ledreit Manufacturing Co. Ltd | Ledreit | CL-30W8S-E39(4500K) | Mogul (E39) Screw-Base Replacements for HID Lamps | Low Output | Replacement Lamps for Outdoor Pole/Arm-mounted Decorative Luminaires (Type B) |  | Standard | FALSE | [9 empty] | 42724 | Not Dimmable | No | Product updated on 2/17/2017. | 4 | 3465.9 | 120.7 | 28.7 | 15.5 | 0.92 | 4500 | 83.9
P23VUW2G | Ledreit Manufacturing Co. Ltd | Ledreit | CL-30W8S-E39(4000K) | Mogul (E39) Screw-Base Replacements for HID Lamps | Low Output | Replacement Lamps for Outdoor Pole/Arm-mounted Decorative Luminaires (Type B) |  | Standard | FALSE | [9 empty] | 42724 | Not Dimmable | No | Product updated on 2/17/2017. | 4 | 3456.9 | 120.4 | 28.7 | 15.5 | 0.92 | 4000 | 83.9
PKFZHY1G | Ledreit Manufacturing Co. Ltd | Ledreit | CL-30W8S-E39(3500K) | Mogul (E39) Screw-Base Replacements for HID Lamps | Low Output | Replacement Lamps for Outdoor Pole/Arm-mounted Decorative Luminaires (Type B) |  | Standard | FALSE | [9 empty] | 42724 | Not Dimmable | No | Product updated on 2/17/2017. | 4 | 3447.8 | 120.1 | 28.7 | 15.5 | 0.92 | 3500 | 83.9
P98H343P | Ledreit Manufacturing Co. Ltd | Ledreit | CL-30W8S-E39(3000K) | Mogul (E39) Screw-Base Replacements for HID Lamps | Low Output | Replacement Lamps for Outdoor Pole/Arm-mounted Decorative Luminaires (Type B) |  | Standard | FALSE | [9 empty] | 42724 | Not Dimmable | No | Product updated on 2/17/2017. | 4 | 3438.7 | 119.8 | 28.7 | 15.5 | 0.92 | 3000 | 83.9
P596VGP2 | Ledreit Manufacturing Co. Ltd | Ledreit | CL-40W8S-E39(2700K) | Mogul (E39) Screw-Base Replacements for HID Lamps | Low Output | Replacement Lamps for Outdoor Pole/Arm-mounted Decorative Luminaires (Type B) |  | Standard | TRUE | 4637.969 | 119.228 | 38.9 | 17.6 | 0.93 | 2658 | 83.8 | 5 | 50000 | 42724 | Not Dimmable | No | Product updated on 2/17/2017. | 4 | 4637.9 | 119.2 | 38.9 | 17.6 | 0.93 | 2658 | 83.8
P2MCMGSQ | Ledreit Manufacturing Co. Ltd | Ledreit | CL-40W8S-E39(5700K) | Mogul (E39) Screw-Base Replacements for HID Lamps | Low Output | Replacement Lamps for Outdoor Pole/Arm-mounted Decorative Luminaires (Type B) |  | Standard | FALSE | [9 empty] | 42724 | Not Dimmable | No | Product updated on 2/17/2017. | 4 | 4748.5 | 123 | 38.6 | 18.8 | 0.94 | 5752 | 83.1
PD58YEQM | Ledreit Manufacturing Co. Ltd | Ledreit | CL-40W8S-E39(5000K) | Mogul (E39) Screw-Base Replacements for HID Lamps | Low Output | Replacement Lamps for Outdoor Pole/Arm-mounted Decorative Luminaires (Type B) |  | Standard | FALSE | [9 empty] | 42724 | Not Dimmable | No | Product updated on 2/17/2017. | 4 | 4730.1 | 122 | 38.8 | 17.6 | 0.93 | 5000 | 83.8
P1FU58H1 | Ledreit Manufacturing Co. Ltd | Ledreit | CL-40W8S-E39(4500K) | Mogul (E39) Screw-Base Replacements for HID Lamps | Low Output | Replacement Lamps for Outdoor Pole/Arm-mounted Decorative Luminaires (Type B) |  | Standard | FALSE | [9 empty] | 42724 | Not Dimmable | No | Product updated on 2/17/2017. | 4 | 4711.7 | 121.5 | 38.8 | 17.6 | 0.93 | 4500 | 83.8
P8CWGGCE | Ledreit Manufacturing Co. Ltd | Ledreit | CL-40W8S-E39(4000K) | Mogul (E39) Screw-Base Replacements for HID Lamps | Low Output | Replacement Lamps for Outdoor Pole/Arm-mounted Decorative Luminaires (Type B) |  | Standard | FALSE | [9 empty] | 42724 | Not Dimmable | No | Product updated on 2/17/2017. | 4 | 4693.2 | 121.1 | 38.8 | 17.6 | 0.93 | 4000 | 83.8
P3CGD28R | Ledreit Manufacturing Co. Ltd | Ledreit | CL-40W8S-E39(3500K) | Mogul (E39) Screw-Base Replacements for HID Lamps | Low Output | Replacement Lamps for Outdoor Pole/Arm-mounted Decorative Luminaires (Type B) |  | Standard | FALSE | [9 empty] | 42724 | Not Dimmable | No | Product updated on 2/17/2017. | 4 | 4674.8 | 120.6 | 38.8 | 17.6 | 0.93 | 3500 | 83.8
PMJTYEDD | Ledreit Manufacturing Co. Ltd | Ledreit | CL-40W8S-E39(3000K) | Mogul (E39) Screw-Base Replacements for HID Lamps | Low Output | Replacement Lamps for Outdoor Pole/Arm-mounted Decorative Luminaires (Type B) |  | Standard | FALSE | [9 empty] | 42724 | Not Dimmable | No | Product updated on 2/17/2017. | 4 | 4656.4 | 120.1 | 38.8 | 17.6 | 0.93 | 3000 | 83.8
PQU5RNMK | Energy Harness Corporation | Energy Harness (EHC) | EHB-CC-2830K-E26-360-277 | Mogul (E39) Screw-Base Replacements for HID Lamps | Low Output | Replacement Lamps for Outdoor Pole/Arm-mounted Decorative Luminaires (Type B) |  | Standard | TRUE | 2638.7 | 92.46 | 28.54 | 18.88 | 0.9026 | 3061 | 81.7 | 5 | 50000 | 42724 | Not Dimmable | No |  | 4 | 2638.7 | 92.46 | 28.54 | 18.88 | 0.9 | 3000 | 81.7
PGNVJ89E | Energy Harness Corporation | Energy Harness (EHC) | EHB-CC-2850K-E26-360-277 | Mogul (E39) Screw-Base Replacements for HID Lamps | Low Output | Replacement Lamps for Outdoor Pole/Arm-mounted Decorative Luminaires (Type B) |  | Standard | FALSE | [9 empty] | 42724 | Not Dimmable | No |  | 4 | 2638.7 | 92.46 | 28.54 | 18.88 | 0.9 | 5000 | 81.7
PZ2EG2EP | Energy Harness Corporation | Energy Harness (EHC) | EHB-CC-2840K-E26-360-277 | Mogul (E39) Screw-Base Replacements for HID Lamps | Low Output | Replacement Lamps for Outdoor Pole/Arm-mounted Decorative Luminaires (Type B) |  | Standard | FALSE | [9 empty] | 42724 | Not Dimmable | No |  | 4 | 2638.7 | 92.46 | 28.54 | 18.88 | 0.9 | 4000 | 81.7
PVCV5112 | Green Creative LTD | GREEN CREATIVE | 98HID/830/277V/EX39 | Mogul (E39) Screw-Base Replacements for HID Lamps | High Output | Replacement Lamps for Outdoor Pole/Arm-mounted Decorative Luminaires (Type B) |  | Standard | TRUE | 10489 | 111.01 | 94.49 | 8.64 | 0.9474 | 3051 | 83.1 | 5 |  | 42720 |  | No |  | 4.1 | 12800 | 130 | 98 | 8.64 | 0.95 | 3000 | 83.1
P49FSM16 | Green Creative LTD | GREEN CREATIVE | 98HID/850/277V/EX39 | Mogul (E39) Screw-Base Replacements for HID Lamps | High Output | Replacement Lamps for Outdoor Pole/Arm-mounted Decorative Luminaires (Type B) |  | Standard | FALSE | [9 empty] | 42720 |  | No |  | 4.1 | 13230 | 135 | 98 | 9.81 | 0.94 | 5000 | 83.3
PTFNKBC9 | Green Creative LTD | GREEN CREATIVE | 98HID/840/277V/EX39 | Mogul (E39) Screw-Base Replacements for HID Lamps | High Output | Replacement Lamps for Outdoor Pole/Arm-mounted Decorative Luminaires (Type B) |  | Standard | FALSE | [9 empty] | 42720 |  | No |  | 4.1 | 12838 | 131 | 98 | 8.64 | 0.95 | 4000 | 83.1
PDRCNM8K | ARVA LLC | HyLite | HL-AC-40W-E39-30K | Mogul (E39) Screw-Base Replacements for HID Lamps | Low Output | Replacement Lamps for Outdoor Full-Cutoff Wall-mounted Area Luminaires (Type B) |  | Standard | TRUE | 4041.5 | 101.42 | 39.85 | 18.89 | 0.9132 | 3077 | 80.6 | 5 |  | 42720 |  | No |  | 3.1 | 4041.5 | 101.42 | 39.85 | 18.89 | 0.9132 | 3000 | 80.6
PKMN2YA2 | ARVA LLC | HyLite | HL-AC-40W-E39-50K | Mogul (E39) Screw-Base Replacements for HID Lamps | Low Output | Replacement Lamps for Outdoor Full-Cutoff Wall-mounted Area Luminaires (Type B) |  | Standard | FALSE | [9 empty] | 42720 |  | No |  | 3.1 | 4203 | 105.82 | 39.72 | 18.96 | 0.9125 | 5000 | 84.2
PQRKFWWJ | ARVA LLC | HyLite | HL-AC-40W-E39-40K | Mogul (E39) Screw-Base Replacements for HID Lamps | Low Output | Replacement Lamps for Outdoor Full-Cutoff Wall-mounted Area Luminaires (Type B) |  | Standard | FALSE | [9 empty] | 42720 |  | No |  | 3.1 | 4122.3 | 103.61 | 39.79 | 18.89 | 0.9132 | 4000 | 80.6
P9K9NZG4 | SNC OPTO ELECTRONIC CO LTD. | SNC LED | SNC-RKP-120WA1 (4000K) | Mogul (E39) Screw-Base Replacements for HID Lamps | High Output | Replacement Lamps for Outdoor Pole/Arm-mounted Area and Roadway Luminaires (Type C) |  | Standard | TRUE | 14643 | 115.03 | 127.3 | 13.72 | 0.9125 | 3962 | 82.9 | 5 | 50000 | 42717 |  | No |  | 4.1 | 14643 | 115.03 | 127.3 | 13.72 | 0.91 | 4000 | 82.9
PVE22F85 | SNC OPTO ELECTRONIC CO LTD. | SNC LED | SNC-RKP-80WA1 (4000K) | Mogul (E39) Screw-Base Replacements for HID Lamps | Mid Output | Replacement Lamps for Outdoor Pole/Arm-mounted Area and Roadway Luminaires (Type C) |  | Standard | TRUE | 9866.1 | 116.99 | 84.33 | 14.11 | 0.9047 | 3892 | 82.3 | 5 | 50000 | 42717 |  | No |  | 4.1 | 9866.1 | 116.99 | 84.33 | 14.11 | 0.9 | 4000 | 82.3
PTT2FR3E | SNC OPTO ELECTRONIC CO LTD. | SNC LED | SNC-RKP-150WA1 (4000K) | Mogul (E39) Screw-Base Replacements for HID Lamps | High Output | Replacement Lamps for Outdoor Pole/Arm-mounted Area and Roadway Luminaires (Type C) |  | Standard | TRUE | 18025 | 117.96 | 152.8 | 10.2 | 0.9305 | 3954 | 82.9 | 5 | 50000 | 42717 |  | No |  | 4.1 | 18025 | 117.96 | 152.8 | 10.2 | 0.93 | 4000 | 82.9
PUQYTH2U | SNC OPTO ELECTRONIC CO LTD. | SNC LED | SNC-RKP-120WA1 (5700K) | Mogul (E39) Screw-Base Replacements for HID Lamps | High Output | Replacement Lamps for Outdoor Pole/Arm-mounted Area and Roadway Luminaires (Type C) |  | Standard | FALSE | [9 empty] | 42717 |  | No |  | 4.1 | 15098 | 117.86 | 128.1 | 14.84 | 0.91 | 5700 | 83.9
PQQMU3VE | SNC OPTO ELECTRONIC CO LTD. | SNC LED | SNC-RKP-80WA1 (5700K) | Mogul (E39) Screw-Base Replacements for HID Lamps | Mid Output | Replacement Lamps for Outdoor Pole/Arm-mounted Area and Roadway Luminaires (Type C) |  | Standard | FALSE | [9 empty] | 42717 |  | No |  | 4.1 | 10239 | 120.05 | 85.29 | 14.72 | 0.9 | 5700 | 83.1
P43PR2A6 | SNC OPTO ELECTRONIC CO LTD. | SNC LED | SNC-RKP-150WA1 (5700K) | Mogul (E39) Screw-Base Replacements for HID Lamps | High Output | Replacement Lamps for Outdoor Pole/Arm-mounted Area and Roadway Luminaires (Type C) |  | Standard | FALSE | [9 empty] | 42717 |  | No |  | 4.1 | 18477 | 120.29 | 153.6 | 11.15 | 0.93 | 5700 | 82.9
PHPP1NXY | SNC OPTO ELECTRONIC CO LTD. | SNC LED | SNC-RKP-120WA1 (5000K) | Mogul (E39) Screw-Base Replacements for HID Lamps | High Output | Replacement Lamps for Outdoor Pole/Arm-mounted Area and Roadway Luminaires (Type C) |  | Standard | FALSE | [9 empty] | 42717 |  | No |  | 4.1 | 14870.5 | 116.81 | 127.3 | 13.72 | 0.91 | 5000 | 82.9
PX85QB3W | SNC OPTO ELECTRONIC CO LTD. | SNC LED | SNC-RKP-150WA1 (5000K) | Mogul (E39) Screw-Base Replacements for HID Lamps | High Output | Replacement Lamps for Outdoor Pole/Arm-mounted Area and Roadway Luminaires (Type C) |  | Standard | FALSE | [9 empty] | 42717 |  | No |  | 4.1 | 18251 | 119.44 | 152.8 | 10.2 | 0.93 | 5000 | 82.9
PE84FWAU | SNC OPTO ELECTRONIC CO LTD. | SNC LED | SNC-RKP-80WA1 (5000K) | Mogul (E39) Screw-Base Replacements for HID Lamps | Mid Output | Replacement Lamps for Outdoor Pole/Arm-mounted Area and Roadway Luminaires (Type C) |  | Standard | FALSE | [9 empty] | 42717 |  | No |  | 4.1 | 10052.55 | 119.2 | 84.33 | 14.11 | 0.9 | 5000 | 82.3
P2K72QHZ | EverWatt | EverWatt | EW-IP64CB-150W-B1 4000K | Mogul (E39) Screw-Base Replacements for HID Lamps | High Output | Replacement Lamps for Outdoor Pole/Arm-mounted Decorative Luminaires (Type B) |  | Standard | TRUE | 17146 | 118.74 | 144.4 | 13.52 | 0.9361 | 4122 | 82.3 | 5 | 50000 | 42716 | Not Dimmable | No |  | 4 | 17592 | 119.11 | 147.7 | 13.52 | 0.94 | 4000 | 82.3
PG9VT9Q4 | EverWatt | EverWatt | EW-IP64CB-080W-B1 4000K | Mogul (E39) Screw-Base Replacements for HID Lamps | Mid Output | Replacement Lamps for Outdoor Pole/Arm-mounted Decorative Luminaires (Type B) |  | Standard | TRUE | 9177.6 | 115.21 | 79.66 | 14.56 | 0.9063 | 4116 | 82.2 | 5 | 50000 | 42716 | Not Dimmable | No |  | 4 | 9298.2 | 115.91 | 80.22 | 14.56 | 0.91 | 4000 | 82.2
P4HDCSRG | EverWatt | EverWatt | EW-IP64CB-100W-B1 4000K | Mogul (E39) Screw-Base Replacements for HID Lamps | High Output | Replacement Lamps for Outdoor Pole/Arm-mounted Decorative Luminaires (Type B) |  | Standard | TRUE | 11462 | 114.62 | 100 | 12.15 | 0.9039 | 4107 | 82.1 | 5 | 50000 | 42716 | Not Dimmable | No |  | 4 | 11462 | 114.62 | 100 | 12.15 | 0.9 | 4000 | 82.1
P84CAVRA | EverWatt | EverWatt | EW-IP64CB-120W-B1 4000K | Mogul (E39) Screw-Base Replacements for HID Lamps | High Output | Replacement Lamps for Outdoor Pole/Arm-mounted Decorative Luminaires (Type B) |  | Standard | TRUE | 12985 | 114.3 | 113.6 | 18.96 | 0.903 | 4109 | 82.3 | 5 | 50000 | 42716 | Not Dimmable | No |  | 4 | 13305 | 114.6 | 116.1 | 18.96 | 0.9 | 4000 | 82.3
PA6T15YW | EverWatt | EverWatt | EW-IP64CB-060W-B1E39 4000K | Mogul (E39) Screw-Base Replacements for HID Lamps | Mid Output | Replacement Lamps for Outdoor Pole/Arm-mounted Decorative Luminaires (Type B) |  | Standard | TRUE | 6299.6 | 110.69 | 56.91 | 17.57 | 0.9021 | 4134 | 82.1 | 5 | 50000 | 42716 | Not Dimmable | No |  | 4 | 6473.2 | 110.9 | 58.37 | 17.57 | 0.9 | 4000 | 82.1
PN1S1TYF | EverWatt | EverWatt | EW-IP64CB-040W-B1E39 4000K | Mogul (E39) Screw-Base Replacements for HID Lamps | Mid Output | Replacement Lamps for Outdoor Pole/Arm-mounted Decorative Luminaires (Type B) |  | Standard | TRUE | 4524.7 | 114.23 | 39.61 | 15.14 | 0.9016 | 4129 | 82.3 | 5 | 50000 | 42716 | Not Dimmable | No |  | 4 | 4524.7 | 114.23 | 39.61 | 15.14 | 0.9 | 4000 | 82.3
PGBW7E9T | EverWatt | EverWatt | EW-IP64CB-030W-B1E39 4000K | Mogul (E39) Screw-Base Replacements for HID Lamps | Low Output | Replacement Lamps for Outdoor Pole/Arm-mounted Decorative Luminaires (Type B) |  | Standard | TRUE | 3372.8 | 110.51 | 30.52 | 18.01 | 0.9015 | 4119 | 82.1 | 5 | 50000 | 42716 | Not Dimmable | No |  | 4 | 3372.8 | 110.51 | 30.52 | 18.01 | 0.9 | 4000 | 82.1
PJB2Q94P | EverWatt | EverWatt | EW-IP64CB-080W-B1 5700K | Mogul (E39) Screw-Base Replacements for HID Lamps | Mid Output | Replacement Lamps for Outdoor Pole/Arm-mounted Decorative Luminaires (Type B) |  | Standard | FALSE | [9 empty] | 42716 | Not Dimmable | No |  | 4 | 9512 | 117.91 | 80.67 | 17.47 | 0.9 | 5700 | 82.7
PGTTE9Z2 | EverWatt | EverWatt | EW-IP64CB-040W-B1E39 5700K | Mogul (E39) Screw-Base Replacements for HID Lamps | Mid Output | Replacement Lamps for Outdoor Pole/Arm-mounted Decorative Luminaires (Type B) |  | Standard | FALSE | [9 empty] | 42716 | Not Dimmable | No |  | 4 | 4785 | 119.09 | 40.18 | 15.91 | 0.9 | 5700 | 82.7
PXCKW3FF | EverWatt | EverWatt | EW-IP64CB-060W-B1E39 5700K | Mogul (E39) Screw-Base Replacements for HID Lamps | Mid Output | Replacement Lamps for Outdoor Pole/Arm-mounted Decorative Luminaires (Type B) |  | Standard | FALSE | [9 empty] | 42716 | Not Dimmable | No |  | 4 | 6705 | 113.81 | 58.91 | 18.94 | 0.9 | 5700 | 82.6
PRBZPQD5 | EverWatt | EverWatt | EW-IP64CB-030W-B1E39 5700K | Mogul (E39) Screw-Base Replacements for HID Lamps | Low Output | Replacement Lamps for Outdoor Pole/Arm-mounted Decorative Luminaires (Type B) |  | Standard | FALSE | [9 empty] | 42716 | Not Dimmable | No |  | 4 | 3530 | 113.71 | 31.04 | 18.81 | 0.9 | 5700 | 82.6
PPB1VEKN | EverWatt | EverWatt | EW-IP64CB-150W-B1 5700K | Mogul (E39) Screw-Base Replacements for HID Lamps | High Output | Replacement Lamps for Outdoor Pole/Arm-mounted Decorative Luminaires (Type B) |  | Standard | FALSE | [9 empty] | 42716 | Not Dimmable | No |  | 4 | 17946 | 121.09 | 148.2 | 14.51 | 0.93 | 5700 | 82.6
PWS3BAU4 | EverWatt | EverWatt | EW-IP64CB-120W-B1 5700K | Mogul (E39) Screw-Base Replacements for HID Lamps | High Output | Replacement Lamps for Outdoor Pole/Arm-mounted Decorative Luminaires (Type B) |  | Standard | FALSE | [9 empty] | 42716 | Not Dimmable | No |  | 4 | 13675 | 116.38 | 117.5 | 19.97 | 0.9 | 5700 | 82.2
P9S4EZB8 | EverWatt | EverWatt | EW-IP64CB-100W-B1 5700K | Mogul (E39) Screw-Base Replacements for HID Lamps | High Output | Replacement Lamps for Outdoor Pole/Arm-mounted Decorative Luminaires (Type B) |  | Standard | FALSE | [9 empty] | 42716 | Not Dimmable | No |  | 4 | 11852 | 117.81 | 100.6 | 13.59 | 0.9 | 5700 | 82
PEC2QD6X | EverWatt | EverWatt | EW-IP64CB-120W-B1 5000K | Mogul (E39) Screw-Base Replacements for HID Lamps | High Output | Replacement Lamps for Outdoor Pole/Arm-mounted Decorative Luminaires (Type B) |  | Standard | FALSE | [9 empty] | 42716 | Not Dimmable | No |  | 4 | 13305 | 114.6 | 116.1 | 18.96 | 0.9 | 5000 | 82.3
PTQXD3MY | EverWatt | EverWatt | EW-IP64CB-040W-B1E39 5000K | Mogul (E39) Screw-Base Replacements for HID Lamps | Mid Output | Replacement Lamps for Outdoor Pole/Arm-mounted Decorative Luminaires (Type B) |  | Standard | FALSE | [9 empty] | 42716 | Not Dimmable | No |  | 4 | 4524.7 | 114.23 | 39.61 | 15.14 | 0.9 | 5000 | 82.3
PTHGW6Z4 | EverWatt | EverWatt | EW-IP64CB-150W-B1 5000K | Mogul (E39) Screw-Base Replacements for HID Lamps | High Output | Replacement Lamps for Outdoor Pole/Arm-mounted Decorative Luminaires (Type B) |  | Standard | FALSE | [9 empty] | 42716 | Not Dimmable | No |  | 4 | 17592 | 119.11 | 147.7 | 13.52 | 0.94 | 5000 | 82.3
P3D43YSE | EverWatt | EverWatt | EW-IP64CB-080W-B1 5000K | Mogul (E39) Screw-Base Replacements for HID Lamps | Mid Output | Replacement Lamps for Outdoor Pole/Arm-mounted Decorative Luminaires (Type B) |  | Standard | FALSE | [9 empty] | 42716 | Not Dimmable | No |  | 4 | 9298.2 | 115.91 | 80.22 | 14.56 | 0.91 | 5000 | 82.2
PA3QHNED | EverWatt | EverWatt | EW-IP64CB-030W-B1E39 5000K | Mogul (E39) Screw-Base Replacements for HID Lamps | Low Output | Replacement Lamps for Outdoor Pole/Arm-mounted Decorative Luminaires (Type B) |  | Standard | FALSE | [9 empty] | 42716 | Not Dimmable | No |  | 4 | 3372.8 | 110.51 | 30.52 | 18.01 | 0.9 | 5000 | 82.1
PCJSPU17 | EverWatt | EverWatt | EW-IP64CB-060W-B1E39 5000K | Mogul (E39) Screw-Base Replacements for HID Lamps | Mid Output | Replacement Lamps for Outdoor Pole/Arm-mounted Decorative Luminaires (Type B) |  | Standard | FALSE | [9 empty] | 42716 | Not Dimmable | No |  | 4 | 6473.2 | 110.9 | 58.37 | 17.57 | 0.9 | 5000 | 82.1
PWRJX734 | EverWatt | EverWatt | EW-IP64CB-100W-B1 5000K | Mogul (E39) Screw-Base Replacements for HID Lamps | High Output | Replacement Lamps for Outdoor Pole/Arm-mounted Decorative Luminaires (Type B) |  | Standard | FALSE | [9 empty] | 42716 | Not Dimmable | No |  | 4 | 11462 | 114.62 | 100 | 12.15 | 0.9 | 5000 | 82.1
PQ7BRM7E | EverWatt | EverWatt | EW-IP64CB-120W-B1 4500K | Mogul (E39) Screw-Base Replacements for HID Lamps | High Output | Replacement Lamps for Outdoor Pole/Arm-mounted Decorative Luminaires (Type B) |  | Standard | FALSE | [9 empty] | 42716 | Not Dimmable | No |  | 4 | 13305 | 114.6 | 116.1 | 18.96 | 0.9 | 4500 | 82.3
P41F29VP | EverWatt | EverWatt | EW-IP64CB-040W-B1E39 4500K | Mogul (E39) Screw-Base Replacements for HID Lamps | Mid Output | Replacement Lamps for Outdoor Pole/Arm-mounted Decorative Luminaires (Type B) |  | Standard | FALSE | [9 empty] | 42716 | Not Dimmable | No |  | 4 | 4524.7 | 114.23 | 39.61 | 15.14 | 0.9 | 4500 | 82.3
PEYAY6GF | EverWatt | EverWatt | EW-IP64CB-150W-B1 4500K | Mogul (E39) Screw-Base Replacements for HID Lamps | High Output | Replacement Lamps for Outdoor Pole/Arm-mounted Decorative Luminaires (Type B) |  | Standard | FALSE | [9 empty] | 42716 | Not Dimmable | No |  | 4 | 17592 | 119.11 | 147.7 | 13.52 | 0.94 | 4500 | 82.3
P4XBD73D | EverWatt | EverWatt | EW-IP64CB-080W-B1 4500K | Mogul (E39) Screw-Base Replacements for HID Lamps | Mid Output | Replacement Lamps for Outdoor Pole/Arm-mounted Decorative Luminaires (Type B) |  | Standard | FALSE | [9 empty] | 42716 | Not Dimmable | No |  | 4 | 9298.2 | 115.91 | 80.22 | 14.56 | 0.91 | 4500 | 82.2
P9EEJ2Y4 | EverWatt | EverWatt | EW-IP64CB-030W-B1E39 4500K | Mogul (E39) Screw-Base Replacements for HID Lamps | Low Output | Replacement Lamps for Outdoor Pole/Arm-mounted Decorative Luminaires (Type B) |  | Standard | FALSE | [9 empty] | 42716 | Not Dimmable | No |  | 4 | 3372.8 | 110.51 | 30.52 | 18.01 | 0.9 | 4500 | 82.1
PPXTJ9YG | EverWatt | EverWatt | EW-IP64CB-060W-B1E39 4500K | Mogul (E39) Screw-Base Replacements for HID Lamps | Mid Output | Replacement Lamps for Outdoor Pole/Arm-mounted Decorative Luminaires (Type B) |  | Standard | FALSE | [9 empty] | 42716 | Not Dimmable | No |  | 4 | 6473.2 | 110.9 | 58.37 | 17.57 | 0.9 | 4500 | 82.1
PX82AHNH | EverWatt | EverWatt | EW-IP64CB-100W-B1 4500K | Mogul (E39) Screw-Base Replacements for HID Lamps | High Output | Replacement Lamps for Outdoor Pole/Arm-mounted Decorative Luminaires (Type B) |  | Standard | FALSE | [9 empty] | 42716 | Not Dimmable | No |  | 4 | 11462 | 114.62 | 100 | 12.15 | 0.9 | 4500 | 82.1
PNEX8V3H | 3bl LED | 3BL LED | 3BL-LED-RCL-54W (2700K) | Mogul (E39) Screw-Base Replacements for HID Lamps | Mid Output | Replacement Lamps for Outdoor Pole/Arm-mounted Decorative Luminaires (Type B) |  | Standard | TRUE | 5084.8 | 92.99 | 54.68 | 17.27 | 0.9268 | 2743 | 83 | 5 | 50000 | 42712 |  | No | Updated on 11/23/2016 | 4 | 6048 | 112 | 54 | 17.27 | 0.93 | 2700 | 83
P65U26XG | 3bl LED | 3BL LED | 3BL-LED-RCL-120W (2700K) | Mogul (E39) Screw-Base Replacements for HID Lamps | High Output | Replacement Lamps for Outdoor Pole/Arm-mounted Decorative Luminaires (Type B) |  | Standard | TRUE | 10933 | 92.65 | 118 | 13.65 | 0.9139 | 2788 | 83.4 | 5 | 50000 | 42712 |  | No | Updated on 11/23/2016 | 4 | 13200 | 110 | 120 | 13.65 | 0.91 | 2700 | 83.4
PR8888DH | 3bl LED | 3BL LED | 3BL-LED-RCL-36W (2700K) | Mogul (E39) Screw-Base Replacements for HID Lamps | Low Output | Replacement Lamps for Outdoor Pole/Arm-mounted Decorative Luminaires (Type B) |  | Standard | TRUE | 3484.8 | 97.97 | 35.57 | 11.67 | 0.9089 | 2790 | 83.3 | 5 | 50000 | 42712 |  | No | Updated on 11/23/2016 | 4 | 4212 | 117 | 36 | 11.67 | 0.91 | 2700 | 83.3
PWKPREJ1 | 3bl LED | 3BL LED | 3BL-LED-RCL-45W (2700K) | Mogul (E39) Screw-Base Replacements for HID Lamps | Low Output | Replacement Lamps for Outdoor Pole/Arm-mounted Decorative Luminaires (Type B) |  | Standard | TRUE | 4545.3 | 102.83 | 44.2 | 12.74 | 0.904 | 2864 | 84.9 | 5 | 50000 | 42712 |  | No | Updated on 11/23/2016 | 4 | 5490 | 122 | 45 | 12.74 | 0.9 | 2700 | 84.9
PQJA9K12 | 3bl LED | 3BL LED | 3BL-LED-RCL-27W (2700K) | Mogul (E39) Screw-Base Replacements for HID Lamps | Low Output | Replacement Lamps for Outdoor Pole/Arm-mounted Decorative Luminaires (Type B) |  | Standard | TRUE | 2556 | 95.48 | 26.77 | 17.61 | 0.9037 | 2792 | 83.9 | 5 | 50000 | 42712 |  | No | Updated on 11/23/2016 | 4 | 3132 | 116 | 27 | 17.61 | 0.9 | 2700 | 83.9
P2YA3CKP | 3bl LED | 3BL LED | 3BL-LED-RCL-100W (2700K) | Mogul (E39) Screw-Base Replacements for HID Lamps | High Output | Replacement Lamps for Outdoor Pole/Arm-mounted Decorative Luminaires (Type B) |  | Standard | TRUE | 10031 | 101.56 | 98.77 | 15 | 0.9017 | 2784 | 83.4 | 5 | 50000 | 42712 |  | No | Updated on 11/23/2016 | 4 | 11700 | 117 | 100 | 15 | 0.9 | 2700 | 83.4
P659ZN1P | 3bl LED | 3BL LED | 3BL-LED-RCL-100W (3000K) | Mogul (E39) Screw-Base Replacements for HID Lamps | High Output | Replacement Lamps for Outdoor Pole/Arm-mounted Decorative Luminaires (Type B) |  | Standard | FALSE | [9 empty] | 42712 |  | No | Updated on 11/23/2016 | 4 | 12900 | 129 | 100 | 16.29 | 0.9 | 5700 | 85.9
P5FR7MFK | 3bl LED | 3BL LED | 3BL-LED-RCL-45W (5700K) | Mogul (E39) Screw-Base Replacements for HID Lamps | Low Output | Replacement Lamps for Outdoor Pole/Arm-mounted Decorative Luminaires (Type B) |  | Standard | FALSE | [9 empty] | 42712 |  | No | Updated on 11/23/2016 | 4 | 6030 | 134 | 45 | 14.39 | 0.93 | 5700 | 85.9
PS75MTPH | 3bl LED | 3BL LED | 3BL-LED-RCL-120W (5000K) | Mogul (E39) Screw-Base Replacements for HID Lamps | High Output | Replacement Lamps for Outdoor Pole/Arm-mounted Decorative Luminaires (Type B) |  | Standard | FALSE | [9 empty] | 42712 |  | No | Updated on 11/23/2016 | 4 | 14640 | 122 | 120 | 14.91 | 0.91 | 5700 | 85.8
PSH8YSRY | 3bl LED | 3BL LED | 3BL-LED-RCL-27W (5700K) | Mogul (E39) Screw-Base Replacements for HID Lamps | Low Output | Replacement Lamps for Outdoor Pole/Arm-mounted Decorative Luminaires (Type B) |  | Standard | FALSE | [9 empty] | 42712 |  | No | Updated on 11/23/2016 | 4 | 3456 | 128 | 27 | 19.21 | 0.9 | 5700 | 83.4
PRFWTRFY | 3bl LED | 3BL LED | 3BL-LED-RCL-36W (5700K) | Mogul (E39) Screw-Base Replacements for HID Lamps | Low Output | Replacement Lamps for Outdoor Pole/Arm-mounted Decorative Luminaires (Type B) |  | Standard | FALSE | [9 empty] | 42712 |  | No | Updated on 11/23/2016 | 4 | 4644 | 129 | 36 | 15.59 | 0.91 | 5700 | 82.9
PF7QSHGN | 3bl LED | 3BL LED | 3BL-LED-RCL-54W (5700K) | Mogul (E39) Screw-Base Replacements for HID Lamps | Mid Output | Replacement Lamps for Outdoor Pole/Arm-mounted Decorative Luminaires (Type B) |  | Standard | FALSE | [9 empty] | 42712 |  | No | Updated on 11/23/2016 | 4 | 6696 | 124 | 54 | 18.37 | 0.93 | 5700 | 82.8
PE5GCTZR | 3bl LED | 3BL LED | 3BL-LED-RCL-45W (5000K) | Mogul (E39) Screw-Base Replacements for HID Lamps | Low Output | Replacement Lamps for Outdoor Pole/Arm-mounted Decorative Luminaires (Type B) |  | Standard | FALSE | [9 empty] | 42712 |  | No | Updated on 11/23/2016 | 4 | 5940 | 132 | 45 | 12.74 | 0.9 | 5000 | 84.9
PZBH1V1H | 3bl LED | 3BL LED | 3BL-LED-RCL-27W (5000K) | Mogul (E39) Screw-Base Replacements for HID Lamps | Low Output | Replacement Lamps for Outdoor Pole/Arm-mounted Decorative Luminaires (Type B) |  | Standard | FALSE | [9 empty] | 42712 |  | No | Updated on 11/23/2016 | 4 | 3402 | 126 | 27 | 17.61 | 0.9 | 5000 | 83.9
PUHM9YU7 | 3bl LED | 3BL LED | 3BL-LED-RCL-100W (5000K) | Mogul (E39) Screw-Base Replacements for HID Lamps | High Output | Replacement Lamps for Outdoor Pole/Arm-mounted Decorative Luminaires (Type B) |  | Standard | FALSE | [9 empty] | 42712 |  | No | Updated on 11/23/2016 | 4 | 12700 | 127 | 100 | 15 | 0.9 | 5000 | 83.4
PMUUYZUU | 3bl LED | 3BL LED | 3BL-LED-RCL-120W (3000K) | Mogul (E39) Screw-Base Replacements for HID Lamps | High Output | Replacement Lamps for Outdoor Pole/Arm-mounted Decorative Luminaires (Type B) |  | Standard | FALSE | [9 empty] | 42712 |  | No | Updated on 11/23/2016 | 4 | 14400 | 120 | 120 | 13.65 | 0.91 | 5000 | 83.4
P8JDW45F | 3bl LED | 3BL LED | 3BL-LED-RCL-36W (5000K) | Mogul (E39) Screw-Base Replacements for HID Lamps | Low Output | Replacement Lamps for Outdoor Pole/Arm-mounted Decorative Luminaires (Type B) |  | Standard | FALSE | [9 empty] | 42712 |  | No | Updated on 11/23/2016 | 4 | 4572 | 127 | 36 | 11.67 | 0.91 | 5000 | 83.3
P36QQJYP | 3bl LED | 3BL LED | 3BL-LED-RCL-54W (5000K) | Mogul (E39) Screw-Base Replacements for HID Lamps | Mid Output | Replacement Lamps for Outdoor Pole/Arm-mounted Decorative Luminaires (Type B) |  | Standard | FALSE | [9 empty] | 42712 |  | No | Updated on 11/23/2016 | 4 | 6588 | 122 | 54 | 17.27 | 0.93 | 5000 | 83
PJ7TNAB7 | 3bl LED | 3BL LED | 3BL-LED-RCL-45W (4500K) | Mogul (E39) Screw-Base Replacements for HID Lamps | Low Output | Replacement Lamps for Outdoor Pole/Arm-mounted Decorative Luminaires (Type B) |  | Standard | FALSE | [9 empty] | 42712 |  | No | Updated on 11/23/2016 | 4 | 5850 | 130 | 45 | 12.74 | 0.9 | 4500 | 84.9
P77HCV8D | 3bl LED | 3BL LED | 3BL-LED-RCL-27W (4500K) | Mogul (E39) Screw-Base Replacements for HID Lamps | Low Output | Replacement Lamps for Outdoor Pole/Arm-mounted Decorative Luminaires (Type B) |  | Standard | FALSE | [9 empty] | 42712 |  | No | Updated on 11/23/2016 | 4 | 3348 | 124 | 27 | 17.61 | 0.9 | 4500 | 83.9
PMNRXGFW | 3bl LED | 3BL LED | 3BL-LED-RCL-100W (4500K) | Mogul (E39) Screw-Base Replacements for HID Lamps | High Output | Replacement Lamps for Outdoor Pole/Arm-mounted Decorative Luminaires (Type B) |  | Standard | FALSE | [9 empty] | 42712 |  | No | Updated on 11/23/2016 | 4 | 12500 | 125 | 100 | 15 | 0.9 | 4500 | 83.4
P3G8333T | 3bl LED | 3BL LED | 3BL-LED-RCL-120W (4000K) | Mogul (E39) Screw-Base Replacements for HID Lamps | High Output | Replacement Lamps for Outdoor Pole/Arm-mounted Decorative Luminaires (Type B) |  | Standard | FALSE | [9 empty] | 42712 |  | No | Updated on 11/23/2016 | 4 | 14160 | 118 | 120 | 13.65 | 0.91 | 4500 | 83.4
PTRHYG3R | 3bl LED | 3BL LED | 3BL-LED-RCL-36W (4500K) | Mogul (E39) Screw-Base Replacements for HID Lamps | Low Output | Replacement Lamps for Outdoor Pole/Arm-mounted Decorative Luminaires (Type B) |  | Standard | FALSE | [9 empty] | 42712 |  | No | Updated on 11/23/2016 | 4 | 4500 | 125 | 36 | 11.67 | 0.91 | 4500 | 83.3
PNHJEC97 | 3bl LED | 3BL LED | 3BL-LED-RCL-54W (4500K) | Mogul (E39) Screw-Base Replacements for HID Lamps | Mid Output | Replacement Lamps for Outdoor Pole/Arm-mounted Decorative Luminaires (Type B) |  | Standard | FALSE | [9 empty] | 42712 |  | No | Updated on 11/23/2016 | 4 | 6480 | 120 | 54 | 17.27 | 0.93 | 4500 | 83
PNUYFRHJ | 3bl LED | 3BL LED | 3BL-LED-RCL-45W (4000K) | Mogul (E39) Screw-Base Replacements for HID Lamps | Low Output | Replacement Lamps for Outdoor Pole/Arm-mounted Decorative Luminaires (Type B) |  | Standard | FALSE | [9 empty] | 42712 |  | No | Updated on 11/23/2016 | 4 | 5760 | 128 | 45 | 12.74 | 0.9 | 4000 | 84.9
PG2Q6EXS | 3bl LED | 3BL LED | 3BL-LED-RCL-27W (4000K) | Mogul (E39) Screw-Base Replacements for HID Lamps | Low Output | Replacement Lamps for Outdoor Pole/Arm-mounted Decorative Luminaires (Type B) |  | Standard | FALSE | [9 empty] | 42712 |  | No | Updated on 11/23/2016 | 4 | 3294 | 122 | 27 | 17.61 | 0.9 | 4000 | 83.9
PUNSJPW4 | 3bl LED | 3BL LED | 3BL-LED-RCL-100W (4000K) | Mogul (E39) Screw-Base Replacements for HID Lamps | High Output | Replacement Lamps for Outdoor Pole/Arm-mounted Decorative Luminaires (Type B) |  | Standard | FALSE | [9 empty] | 42712 |  | No | Updated on 11/23/2016 | 4 | 12300 | 123 | 100 | 15 | 0.9 | 4000 | 83.4
PY2K89NT | 3bl LED | 3BL LED | 3BL-LED-RCL-120W (5700K) | Mogul (E39) Screw-Base Replacements for HID Lamps | High Output | Replacement Lamps for Outdoor Pole/Arm-mounted Decorative Luminaires (Type B) |  | Standard | FALSE | [9 empty] | 42712 |  | No | Updated on 11/23/2016 | 4 | 13920 | 116 | 120 | 13.65 | 0.91 | 4000 | 83.4
P1RUA4GZ | 3bl LED | 3BL LED | 3BL-LED-RCL-36W (4000K) | Mogul (E39) Screw-Base Replacements for HID Lamps | Low Output | Replacement Lamps for Outdoor Pole/Arm-mounted Decorative Luminaires (Type B) |  | Standard | FALSE | [9 empty] | 42712 |  | No | Updated on 11/23/2016 | 4 | 4428 | 123 | 36 | 11.67 | 0.91 | 4000 | 83.3
P9J286QT | 3bl LED | 3BL LED | 3BL-LED-RCL-54W (4000K) | Mogul (E39) Screw-Base Replacements for HID Lamps | Mid Output | Replacement Lamps for Outdoor Pole/Arm-mounted Decorative Luminaires (Type B) |  | Standard | FALSE | [9 empty] | 42712 |  | No | Updated on 11/23/2016 | 4 | 6372 | 118 | 54 | 17.27 | 0.93 | 4000 | 83
PE4S5SV6 | 3bl LED | 3BL LED | 3BL-LED-RCL-45W (3500K) | Mogul (E39) Screw-Base Replacements for HID Lamps | Low Output | Replacement Lamps for Outdoor Pole/Arm-mounted Decorative Luminaires (Type B) |  | Standard | FALSE | [9 empty] | 42712 |  | No | Updated on 11/23/2016 | 4 | 5670 | 126 | 45 | 12.74 | 0.9 | 3500 | 84.9
PD2ZKWVQ | 3bl LED | 3BL LED | 3BL-LED-RCL-27W (3500K) | Mogul (E39) Screw-Base Replacements for HID Lamps | Low Output | Replacement Lamps for Outdoor Pole/Arm-mounted Decorative Luminaires (Type B) |  | Standard | FALSE | [9 empty] | 42712 |  | No | Updated on 11/23/2016 | 4 | 3240 | 120 | 27 | 17.61 | 0.9 | 3500 | 83.9
PAQZ689Z | 3bl LED | 3BL LED | 3BL-LED-RCL-100W (5700K) | Mogul (E39) Screw-Base Replacements for HID Lamps | High Output | Replacement Lamps for Outdoor Pole/Arm-mounted Decorative Luminaires (Type B) |  | Standard | FALSE | [9 empty] | 42712 |  | No | Updated on 11/23/2016 | 4 | 12100 | 121 | 100 | 15 | 0.9 | 3500 | 83.4
PSTCEV37 | 3bl LED | 3BL LED | 3BL-LED-RCL-120W (3500K) | Mogul (E39) Screw-Base Replacements for HID Lamps | High Output | Replacement Lamps for Outdoor Pole/Arm-mounted Decorative Luminaires (Type B) |  | Standard | FALSE | [9 empty] | 42712 |  | No | Updated on 11/23/2016 | 4 | 13680 | 114 | 120 | 13.65 | 0.91 | 3500 | 83.4
P4XXKAMQ | 3bl LED | 3BL LED | 3BL-LED-RCL-36W (3500K) | Mogul (E39) Screw-Base Replacements for HID Lamps | Low Output | Replacement Lamps for Outdoor Pole/Arm-mounted Decorative Luminaires (Type B) |  | Standard | FALSE | [9 empty] | 42712 |  | No | Updated on 11/23/2016 | 4 | 4356 | 121 | 36 | 11.67 | 0.91 | 3500 | 83.3
PSQ26TC9 | 3bl LED | 3BL LED | 3BL-LED-RCL-54W (3500K) | Mogul (E39) Screw-Base Replacements for HID Lamps | Mid Output | Replacement Lamps for Outdoor Pole/Arm-mounted Decorative Luminaires (Type B) |  | Standard | FALSE | [9 empty] | 42712 |  | No | Updated on 11/23/2016 | 4 | 6264 | 116 | 54 | 17.27 | 0.93 | 3500 | 83
PTQ8E7UA | 3bl LED | 3BL LED | 3BL-LED-RCL-45W (3000K) | Mogul (E39) Screw-Base Replacements for HID Lamps | Low Output | Replacement Lamps for Outdoor Pole/Arm-mounted Decorative Luminaires (Type B) |  | Standard | FALSE | [9 empty] | 42712 |  | No | Updated on 11/23/2016 | 4 | 5580 | 124 | 45 | 12.74 | 0.9 | 3000 | 84.9
P926159Q | 3bl LED | 3BL LED | 3BL-LED-RCL-27W (3000K) | Mogul (E39) Screw-Base Replacements for HID Lamps | Low Output | Replacement Lamps for Outdoor Pole/Arm-mounted Decorative Luminaires (Type B) |  | Standard | FALSE | [9 empty] | 42712 |  | No | Updated on 11/23/2016 | 4 | 3186 | 118 | 27 | 17.61 | 0.9 | 3000 | 83.9
PRAU8SMZ | 3bl LED | 3BL LED | 3BL-LED-RCL-100W (3500K) | Mogul (E39) Screw-Base Replacements for HID Lamps | High Output | Replacement Lamps for Outdoor Pole/Arm-mounted Decorative Luminaires (Type B) |  | Standard | FALSE | [9 empty] | 42712 |  | No | Updated on 11/23/2016 | 4 | 11900 | 119 | 100 | 15 | 0.9 | 3000 | 83.4
P82NRWDQ | 3bl LED | 3BL LED | 3BL-LED-RCL-120W (4500K) | Mogul (E39) Screw-Base Replacements for HID Lamps | High Output | Replacement Lamps for Outdoor Pole/Arm-mounted Decorative Luminaires (Type B) |  | Standard | FALSE | [9 empty] | 42712 |  | No | Updated on 11/23/2016 | 4 | 13440 | 112 | 120 | 13.65 | 0.91 | 3000 | 83.4
PTWCECKB | 3bl LED | 3BL LED | 3BL-LED-RCL-36W (3000K) | Mogul (E39) Screw-Base Replacements for HID Lamps | Low Output | Replacement Lamps for Outdoor Pole/Arm-mounted Decorative Luminaires (Type B) |  | Standard | FALSE | [9 empty] | 42712 |  | No | Updated on 11/23/2016 | 4 | 4284 | 119 | 36 | 11.67 | 0.91 | 3000 | 83.3
P2ZKYARH | 3bl LED | 3BL LED | 3BL-LED-RCL-54W (3000K) | Mogul (E39) Screw-Base Replacements for HID Lamps | Mid Output | Replacement Lamps for Outdoor Pole/Arm-mounted Decorative Luminaires (Type B) |  | Standard | FALSE | [9 empty] | 42712 |  | No | Updated on 11/23/2016 | 4 | 6156 | 114 | 54 | 17.27 | 0.93 | 3000 | 83
PUF4Z18Y | Shenzhen Like Lighting Technology Co. Ltd. | Likelighting | LK-360D-K4-II-100W(3000K) | Mogul (E39) Screw-Base Replacements for HID Lamps | High Output | Replacement Lamps for Outdoor Pole/Arm-mounted Decorative Luminaires (Type B) |  | Standard | TRUE | 12279.52 | 124.69 | 98.48 | 14.2 | 0.909 | 2973 | 82.2 | 5 | 50000 | 42712 |  | No |  | 4 | 12289.8 | 123.8 | 99.2 | 14.4 | 0.91 | 2919 | 82.1
PKSCRVSA | Shenzhen Like Lighting Technology Co. Ltd. | Likelighting | LK-360D-K4-II-100W(5700K) | Mogul (E39) Screw-Base Replacements for HID Lamps | High Output | Replacement Lamps for Outdoor Pole/Arm-mounted Decorative Luminaires (Type B) |  | Standard | FALSE | [9 empty] | 42712 |  | No |  | 4 | 12612.3 | 126 | 100 | 15.8 | 0.92 | 5464 | 82.8
PZVKF21C | Shenzhen Like Lighting Technology Co. Ltd. | Likelighting | LK-360D-K4-II-100W(5000K) | Mogul (E39) Screw-Base Replacements for HID Lamps | High Output | Replacement Lamps for Outdoor Pole/Arm-mounted Decorative Luminaires (Type B) |  | Standard | FALSE | [9 empty] | 42712 |  | No |  | 4 | 12289.8 | 123.8 | 99.2 | 14.4 | 0.91 | 5000 | 82.2
PQ3A2HYA | Shenzhen Like Lighting Technology Co. Ltd. | Likelighting | LK-360D-K4-II-100W(4500K) | Mogul (E39) Screw-Base Replacements for HID Lamps | High Output | Replacement Lamps for Outdoor Pole/Arm-mounted Decorative Luminaires (Type B) |  | Standard | FALSE | [9 empty] | 42712 |  | No |  | 4 | 12289.8 | 123.8 | 99.2 | 14.4 | 0.91 | 4500 | 82.2
PWW5YV5S | Shenzhen Like Lighting Technology Co. Ltd. | Likelighting | LK-360D-K4-II-100W(4000K) | Mogul (E39) Screw-Base Replacements for HID Lamps | High Output | Replacement Lamps for Outdoor Pole/Arm-mounted Decorative Luminaires (Type B) |  | Standard | FALSE | [9 empty] | 42712 |  | No |  | 4 | 12289.8 | 123.8 | 99.2 | 14.4 | 0.91 | 4000 | 82.2
PGBJJK9B | Shenzhen Like Lighting Technology Co. Ltd. | Likelighting | LK-360D-K4-II-100W(3500K) | Mogul (E39) Screw-Base Replacements for HID Lamps | High Output | Replacement Lamps for Outdoor Pole/Arm-mounted Decorative Luminaires (Type B) |  | Standard | FALSE | [9 empty] | 42712 |  | No |  | 4 | 12289.8 | 123.8 | 99.2 | 14.4 | 0.91 | 3500 | 82.2
PXC7X5DA | Shenzhen Like Lighting Technology Co. Ltd. | Likelighting | LK-360D-K4-II-120W(3000K) | Mogul (E39) Screw-Base Replacements for HID Lamps | High Output | Replacement Lamps for Outdoor Pole/Arm-mounted Decorative Luminaires (Type B) |  | Standard | TRUE | 14891.13 | 125.67 | 118.495 | 14.6 | 0.911 | 2929 | 81.8 | 5 | 50000 | 42712 |  | No |  | 4 | 14987.2 | 124.9 | 119.9 | 14.6 | 0.91 | 2930 | 82.2
P37ZKGD4 | Shenzhen Like Lighting Technology Co. Ltd. | Likelighting | LK-360D-K4-II-120W(5700K) | Mogul (E39) Screw-Base Replacements for HID Lamps | High Output | Replacement Lamps for Outdoor Pole/Arm-mounted Decorative Luminaires (Type B) |  | Standard | FALSE | [9 empty] | 42712 |  | No |  | 4 | 15279.6 | 127.2 | 120 | 15.8 | 0.92 | 5392 | 82.2
PG7B6AZX | Shenzhen Like Lighting Technology Co. Ltd. | Likelighting | LK-360D-K4-II-120W(5000K) | Mogul (E39) Screw-Base Replacements for HID Lamps | High Output | Replacement Lamps for Outdoor Pole/Arm-mounted Decorative Luminaires (Type B) |  | Standard | FALSE | [9 empty] | 42712 |  | No |  | 4 | 14987.2 | 124.9 | 119.9 | 14.6 | 0.91 | 5000 | 82.2
PWRK3FUF | Shenzhen Like Lighting Technology Co. Ltd. | Likelighting | LK-360D-K4-II-120W(4500K) | Mogul (E39) Screw-Base Replacements for HID Lamps | High Output | Replacement Lamps for Outdoor Pole/Arm-mounted Decorative Luminaires (Type B) |  | Standard | FALSE | [9 empty] | 42712 |  | No |  | 4 | 14987.2 | 124.9 | 119.9 | 14.6 | 0.91 | 4500 | 82.2
P3XKVN6V | Shenzhen Like Lighting Technology Co. Ltd. | Likelighting | LK-360D-K4-II-120W(4000K) | Mogul (E39) Screw-Base Replacements for HID Lamps | High Output | Replacement Lamps for Outdoor Pole/Arm-mounted Decorative Luminaires (Type B) |  | Standard | FALSE | [9 empty] | 42712 |  | No |  | 4 | 14987.2 | 124.9 | 119.9 | 14.6 | 0.91 | 4000 | 82.2
PZN4628K | Shenzhen Like Lighting Technology Co. Ltd. | Likelighting | LK-360D-K4-II-120W(3500K) | Mogul (E39) Screw-Base Replacements for HID Lamps | High Output | Replacement Lamps for Outdoor Pole/Arm-mounted Decorative Luminaires (Type B) |  | Standard | FALSE | [9 empty] | 42712 |  | No |  | 4 | 14987.2 | 124.9 | 119.9 | 14.6 | 0.91 | 3500 | 82.2
PVXSX1ZA | Shenzhen Like Lighting Technology Co. Ltd. | Likelighting | LK-360D-K6-27W(3000K) | Mogul (E39) Screw-Base Replacements for HID Lamps | Low Output | Replacement Lamps for Outdoor Pole/Arm-mounted Decorative Luminaires (Type B) |  | Standard | TRUE | 3416.85 | 124.28 | 27.493 | 14.1 | 0.916 | 2938 | 81.9 | 5 | 50000 | 42712 |  | No |  | 4 | 3386.8 | 124.4 | 27.2 | 13.9 | 0.92 | 2934 | 82.1
PR4M5XFU | Shenzhen Like Lighting Technology Co. Ltd. | Likelighting | LK-360D-K6-27W(5700K) | Mogul (E39) Screw-Base Replacements for HID Lamps | Low Output | Replacement Lamps for Outdoor Pole/Arm-mounted Decorative Luminaires (Type B) |  | Standard | FALSE | [9 empty] | 42712 |  | No |  | 4 | 3467.3 | 127.2 | 27.2 | 15.6 | 0.93 | 5484 | 82.8
PT6AZSYH | Shenzhen Like Lighting Technology Co. Ltd. | Likelighting | LK-360D-K6-27W(5000K) | Mogul (E39) Screw-Base Replacements for HID Lamps | Low Output | Replacement Lamps for Outdoor Pole/Arm-mounted Decorative Luminaires (Type B) |  | Standard | FALSE | [9 empty] | 42712 |  | No |  | 4 | 3386.8 | 124.4 | 27.2 | 13.9 | 0.92 | 5000 | 82.1
PJ55NEME | Shenzhen Like Lighting Technology Co. Ltd. | Likelighting | LK-360D-K6-27W(4500K) | Mogul (E39) Screw-Base Replacements for HID Lamps | Low Output | Replacement Lamps for Outdoor Pole/Arm-mounted Decorative Luminaires (Type B) |  | Standard | FALSE | [9 empty] | 42712 |  | No |  | 4 | 3386.8 | 124.4 | 27.2 | 13.9 | 0.92 | 4500 | 82.1
PXBJ6TGJ | Shenzhen Like Lighting Technology Co. Ltd. | Likelighting | LK-360D-K6-27W(4000K) | Mogul (E39) Screw-Base Replacements for HID Lamps | Low Output | Replacement Lamps for Outdoor Pole/Arm-mounted Decorative Luminaires (Type B) |  | Standard | FALSE | [9 empty] | 42712 |  | No |  | 4 | 3386.8 | 124.4 | 27.2 | 13.9 | 0.92 | 4000 | 82.1
PCSR9J53 | Shenzhen Like Lighting Technology Co. Ltd. | Likelighting | LK-360D-K6-27W(3500K) | Mogul (E39) Screw-Base Replacements for HID Lamps | Low Output | Replacement Lamps for Outdoor Pole/Arm-mounted Decorative Luminaires (Type B) |  | Standard | FALSE | [9 empty] | 42712 |  | No |  | 4 | 3386.8 | 124.4 | 27.2 | 13.9 | 0.92 | 3500 | 82.1
PHUV95AY | Shenzhen Like Lighting Technology Co. Ltd. | Likelighting | LK-360D-K6-45W(3000K) | Mogul (E39) Screw-Base Replacements for HID Lamps | Mid Output | Replacement Lamps for Outdoor Pole/Arm-mounted Decorative Luminaires (Type B) |  | Standard | TRUE | 5401.27 | 124.24 | 43.473 | 14.5 | 0.918 | 2955 | 81.8 | 5 | 50000 | 42712 |  | No |  | 4 | 5457.4 | 123.4 | 44.2 | 14.8 | 0.92 | 2942 | 82
P7CWDQ4S | Shenzhen Like Lighting Technology Co. Ltd. | Likelighting | LK-360D-K6-45W(5700K) | Mogul (E39) Screw-Base Replacements for HID Lamps | Mid Output | Replacement Lamps for Outdoor Pole/Arm-mounted Decorative Luminaires (Type B) |  | Standard | FALSE | [9 empty] | 42712 |  | No |  | 4 | 5713.4 | 127.3 | 44.8 | 15.3 | 0.93 | 5332 | 82.2
PMETSZP5 | Shenzhen Like Lighting Technology Co. Ltd. | Likelighting | LK-360D-K6-45W(5000K) | Mogul (E39) Screw-Base Replacements for HID Lamps | Mid Output | Replacement Lamps for Outdoor Pole/Arm-mounted Decorative Luminaires (Type B) |  | Standard | FALSE | [9 empty] | 42712 |  | No |  | 4 | 5457.4 | 123.4 | 44.2 | 14.8 | 0.92 | 5000 | 82
PDA14W9Z | Shenzhen Like Lighting Technology Co. Ltd. | Likelighting | LK-360D-K6-45W(4500K) | Mogul (E39) Screw-Base Replacements for HID Lamps | Mid Output | Replacement Lamps for Outdoor Pole/Arm-mounted Decorative Luminaires (Type B) |  | Standard | FALSE | [9 empty] | 42712 |  | No |  | 4 | 5457.4 | 123.4 | 44.2 | 14.8 | 0.92 | 4500 | 82
PB73P26R | Shenzhen Like Lighting Technology Co. Ltd. | Likelighting | LK-360D-K6-45W(4000K) | Mogul (E39) Screw-Base Replacements for HID Lamps | Mid Output | Replacement Lamps for Outdoor Pole/Arm-mounted Decorative Luminaires (Type B) |  | Standard | FALSE | [9 empty] | 42712 |  | No |  | 4 | 5457.4 | 123.4 | 44.2 | 14.8 | 0.92 | 4000 | 82
PR5TCE6H | Shenzhen Like Lighting Technology Co. Ltd. | Likelighting | LK-360D-K6-45W(3500K) | Mogul (E39) Screw-Base Replacements for HID Lamps | Mid Output | Replacement Lamps for Outdoor Pole/Arm-mounted Decorative Luminaires (Type B) |  | Standard | FALSE | [9 empty] | 42712 |  | No |  | 4 | 5457.4 | 123.4 | 44.2 | 14.8 | 0.92 | 3500 | 82
PDJH4FAY | Shenzhen Like Lighting Technology Co. Ltd. | Likelighting | LK-360D-K6-54W(3000K) | Mogul (E39) Screw-Base Replacements for HID Lamps | Mid Output | Replacement Lamps for Outdoor Pole/Arm-mounted Decorative Luminaires (Type B) |  | Standard | TRUE | 7055.29 | 126.31 | 55.855 | 14.6 | 0.917 | 2977 | 82 | 5 | 50000 | 42712 |  | No |  | 4 | 6973.3 | 125.9 | 55.3 | 14.9 | 0.92 | 2935 | 82.1
P7EAB2BU | Shenzhen Like Lighting Technology Co. Ltd. | Likelighting | LK-360D-K6-54W(5700K) | Mogul (E39) Screw-Base Replacements for HID Lamps | Mid Output | Replacement Lamps for Outdoor Pole/Arm-mounted Decorative Luminaires (Type B) |  | Standard | FALSE | [9 empty] | 42712 |  | No |  | 4 | 7088 | 128.7 | 55 | 15.5 | 0.93 | 5438 | 82.6
P6KJ2KNX | Shenzhen Like Lighting Technology Co. Ltd. | Likelighting | LK-360D-K6-54W(5000K) | Mogul (E39) Screw-Base Replacements for HID Lamps | Mid Output | Replacement Lamps for Outdoor Pole/Arm-mounted Decorative Luminaires (Type B) |  | Standard | FALSE | [9 empty] | 42712 |  | No |  | 4 | 6973.3 | 125.9 | 55.3 | 14.9 | 0.92 | 5000 | 82.1
PTAYJ8A2 | Shenzhen Like Lighting Technology Co. Ltd. | Likelighting | LK-360D-K6-54W(4500K) | Mogul (E39) Screw-Base Replacements for HID Lamps | Mid Output | Replacement Lamps for Outdoor Pole/Arm-mounted Decorative Luminaires (Type B) |  | Standard | FALSE | [9 empty] | 42712 |  | No |  | 4 | 6973.3 | 125.9 | 55.3 | 14.9 | 0.92 | 4500 | 82.1
PYB7H5M5 | Shenzhen Like Lighting Technology Co. Ltd. | Likelighting | LK-360D-K6-54W(4000K) | Mogul (E39) Screw-Base Replacements for HID Lamps | Mid Output | Replacement Lamps for Outdoor Pole/Arm-mounted Decorative Luminaires (Type B) |  | Standard | FALSE | [9 empty] | 42712 |  | No |  | 4 | 6973.3 | 125.9 | 55.3 | 14.9 | 0.92 | 4000 | 82.1
PUC88JGQ | Shenzhen Like Lighting Technology Co. Ltd. | Likelighting | LK-360D-K6-54W(3500K) | Mogul (E39) Screw-Base Replacements for HID Lamps | Mid Output | Replacement Lamps for Outdoor Pole/Arm-mounted Decorative Luminaires (Type B) |  | Standard | FALSE | [9 empty] | 42712 |  | No |  | 4 | 6973.3 | 125.9 | 55.3 | 14.9 | 0.92 | 3500 | 82.1
PF5R2RXB | Shenzhen Like Lighting Technology Co. Ltd. | Likelighting | LK-360D-K6-36W(3000K) | Mogul (E39) Screw-Base Replacements for HID Lamps | Low Output | Replacement Lamps for Outdoor Pole/Arm-mounted Decorative Luminaires (Type B) |  | Standard | TRUE | 4462.12 | 124.35 | 35.885 | 14.6 | 0.907 | 2949 | 81.2 | 5 | 50000 | 42712 |  | No |  | 4 | 4525.3 | 123.1 | 36.7 | 15.1 | 0.91 | 2914 | 82.2
PAYQR6GJ | Shenzhen Like Lighting Technology Co. Ltd. | Likelighting | LK-360D-K6-36W(5700K) | Mogul (E39) Screw-Base Replacements for HID Lamps | Mid Output | Replacement Lamps for Outdoor Pole/Arm-mounted Decorative Luminaires (Type B) |  | Standard | FALSE | [9 empty] | 42712 |  | No |  | 4 | 4645.2 | 127.8 | 36.3 | 15.9 | 0.92 | 5406 | 82.4
PC919K2E | Shenzhen Like Lighting Technology Co. Ltd. | Likelighting | LK-360D-K6-36W(5000K) | Mogul (E39) Screw-Base Replacements for HID Lamps | Low Output | Replacement Lamps for Outdoor Pole/Arm-mounted Decorative Luminaires (Type B) |  | Standard | FALSE | [9 empty] | 42712 |  | No |  | 4 | 4525.3 | 123.1 | 36.7 | 15.1 | 0.91 | 5000 | 82.2
P2GP5H3Z | Shenzhen Like Lighting Technology Co. Ltd. | Likelighting | LK-360D-K6-36W(4500K) | Mogul (E39) Screw-Base Replacements for HID Lamps | Low Output | Replacement Lamps for Outdoor Pole/Arm-mounted Decorative Luminaires (Type B) |  | Standard | FALSE | [9 empty] | 42712 |  | No |  | 4 | 4525.3 | 123.1 | 36.7 | 15.1 | 0.91 | 4500 | 82.2
P2U1ZYSW | Shenzhen Like Lighting Technology Co. Ltd. | Likelighting | LK-360D-K6-36W(4000K) | Mogul (E39) Screw-Base Replacements for HID Lamps | Low Output | Replacement Lamps for Outdoor Pole/Arm-mounted Decorative Luminaires (Type B) |  | Standard | FALSE | [9 empty] | 42712 |  | No |  | 4 | 4525.3 | 123.1 | 36.7 | 15.1 | 0.91 | 4000 | 82.2
P7T2XUZE | Shenzhen Like Lighting Technology Co. Ltd. | Likelighting | LK-360D-K6-36W(3500K) | Mogul (E39) Screw-Base Replacements for HID Lamps | Low Output | Replacement Lamps for Outdoor Pole/Arm-mounted Decorative Luminaires (Type B) |  | Standard | FALSE | [9 empty] | 42712 |  | No |  | 4 | 4525.3 | 123.1 | 36.7 | 15.1 | 0.91 | 3500 | 82.2
PGQRXTX7 | Shenzhen Like Lighting Technology Co. Ltd. | Likelighting | LK-360D-K4-II-80W(3000K) | Mogul (E39) Screw-Base Replacements for HID Lamps | High Output | Replacement Lamps for Outdoor Pole/Arm-mounted Decorative Luminaires (Type B) |  | Standard | TRUE | 9716.12 | 126.76 | 76.65 | 14.4 | 0.909 | 2911 | 81.8 | 5 | 50000 | 42712 | Not Dimmable | No |  | 4 | 9730.8 | 126 | 77.1 | 14.8 | 0.91 | 2922 | 82.2
PV964UU3 | Shenzhen Like Lighting Technology Co. Ltd. | Likelighting | LK-360D-K4-II-80W(5700K) | Mogul (E39) Screw-Base Replacements for HID Lamps | High Output | Replacement Lamps for Outdoor Pole/Arm-mounted Decorative Luminaires (Type B) |  | Standard | FALSE | [9 empty] | 42712 | Not Dimmable | No |  | 4 | 10170.6 | 130.1 | 78.1 | 15.5 | 0.92 | 5404 | 82.4
PBXMR88A | Shenzhen Like Lighting Technology Co. Ltd. | Likelighting | LK-360D-K4-II-80W(5000K) | Mogul (E39) Screw-Base Replacements for HID Lamps | High Output | Replacement Lamps for Outdoor Pole/Arm-mounted Decorative Luminaires (Type B) |  | Standard | FALSE | [9 empty] | 42712 | Not Dimmable | No |  | 4 | 9730.8 | 126 | 77.1 | 14.8 | 0.91 | 5000 | 82.2
PAACXQKH | Shenzhen Like Lighting Technology Co. Ltd. | Likelighting | LK-360D-K4-II-80W(4500K) | Mogul (E39) Screw-Base Replacements for HID Lamps | High Output | Replacement Lamps for Outdoor Pole/Arm-mounted Decorative Luminaires (Type B) |  | Standard | FALSE | [9 empty] | 42712 | Not Dimmable | No |  | 4 | 9730.8 | 126 | 77.1 | 14.8 | 0.91 | 4500 | 82.2
PA5K3Y85 | Shenzhen Like Lighting Technology Co. Ltd. | Likelighting | LK-360D-K4-II-80W(4000K) | Mogul (E39) Screw-Base Replacements for HID Lamps | High Output | Replacement Lamps for Outdoor Pole/Arm-mounted Decorative Luminaires (Type B) |  | Standard | FALSE | [9 empty] | 42712 | Not Dimmable | No |  | 4 | 9730.8 | 126 | 77.1 | 14.8 | 0.91 | 4000 | 82.2
PSCQ5AQJ | Shenzhen Like Lighting Technology Co. Ltd. | Likelighting | LK-360D-K4-II-80W(3500K) | Mogul (E39) Screw-Base Replacements for HID Lamps | High Output | Replacement Lamps for Outdoor Pole/Arm-mounted Decorative Luminaires (Type B) |  | Standard | FALSE | [9 empty] | 42712 | Not Dimmable | No |  | 4 | 9730.8 | 126 | 77.1 | 14.8 | 0.91 | 3500 | 82.2
P4RZB23U | Shenzhen guanke technologies Co. Ltd | GK | GKS28-45W-02D4 E39EX39(3000K) | Mogul (E39) Screw-Base Replacements for HID Lamps | Mid Output | Replacement Lamps for Outdoor Pole/Arm-mounted Decorative Luminaires (Type B) |  | Standard | TRUE | 4962.1 | 110.82 | 44.776 | 16.4 | 0.924 | 3006 | 81.7 | 5 | 50000 | 42709 |  | No |  | 4 | 5501.9 | 121.4 | 45.3 | 16.1 | 0.93 | 3005 | 81.5
P2GXAE8V | Shenzhen guanke technologies Co. Ltd | GK | GKS28-45W-02D4 E39EX39(4500K) | Mogul (E39) Screw-Base Replacements for HID Lamps | Mid Output | Replacement Lamps for Outdoor Pole/Arm-mounted Decorative Luminaires (Type B) |  | Standard | FALSE | [9 empty] | 42709 |  | No |  | 4 | 5501.9 | 121.4 | 45.3 | 16.1 | 0.93 | 4500 | 81.5
PZTR81BP | Shenzhen guanke technologies Co. Ltd | GK | GKS28-45W-02D4 E39EX39(3500K) | Mogul (E39) Screw-Base Replacements for HID Lamps | Mid Output | Replacement Lamps for Outdoor Pole/Arm-mounted Decorative Luminaires (Type B) |  | Standard | FALSE | [9 empty] | 42709 |  | No |  | 4 | 5501.9 | 121.4 | 45.3 | 16.1 | 0.93 | 3500 | 81.5
P2WSZGX5 | Energy Focus Inc. | LED Corn light | LEDCNL-150W-E39-4KG2 | Mogul (E39) Screw-Base Replacements for HID Lamps | High Output | Replacement Lamps for Outdoor Pole/Arm-mounted Decorative Luminaires (Type B) |  | Standard | TRUE | 17146 | 118.74 | 144.4 | 13.52 | 0.9361 | 4122 | 82.3 | 5 | 50000 | 42709 | Not Dimmable | No |  | 4 | 17592 | 119.11 | 147.7 | 13.52 | 0.94 | 4000 | 82.3
P98APF1W | Energy Focus Inc. | LED Corn light | LEDCNL-80W-E39-4KG2 | Mogul (E39) Screw-Base Replacements for HID Lamps | Mid Output | Replacement Lamps for Outdoor Pole/Arm-mounted Decorative Luminaires (Type B) |  | Standard | TRUE | 9177.6 | 115.21 | 79.66 | 14.56 | 0.9063 | 4116 | 82.2 | 5 | 50000 | 42709 | Not Dimmable | No |  | 4 | 9298.2 | 115.91 | 80.22 | 14.56 | 0.91 | 4000 | 82.2
P7597BV9 | Energy Focus Inc. | LED Corn light | LEDCNL-100W-E39-4KG2 | Mogul (E39) Screw-Base Replacements for HID Lamps | High Output | Replacement Lamps for Outdoor Pole/Arm-mounted Decorative Luminaires (Type B) |  | Standard | TRUE | 11462 | 114.62 | 100 | 12.15 | 0.9039 | 4107 | 82.1 | 5 | 50000 | 42709 | Not Dimmable | No |  | 4 | 11462 | 114.62 | 100 | 12.15 | 0.9 | 4000 | 82.1
PZTP5WBQ | Energy Focus Inc. | LED Corn light | LEDCNL-120W-E39-4KG2 | Mogul (E39) Screw-Base Replacements for HID Lamps | High Output | Replacement Lamps for Outdoor Pole/Arm-mounted Decorative Luminaires (Type B) |  | Standard | TRUE | 12985 | 114.3 | 113.6 | 18.96 | 0.903 | 4109 | 82.3 | 5 | 50000 | 42709 | Not Dimmable | No |  | 4 | 13305 | 114.6 | 116.1 | 18.96 | 0.9 | 4000 | 82.3
PWCM5RFD | Energy Focus Inc. | LED Corn light | LEDCNL-60W-E39-4KG2 | Mogul (E39) Screw-Base Replacements for HID Lamps | Mid Output | Replacement Lamps for Outdoor Pole/Arm-mounted Decorative Luminaires (Type B) |  | Standard | TRUE | 6299.6 | 110.69 | 56.91 | 17.57 | 0.9021 | 4134 | 82.1 | 5 | 50000 | 42709 | Not Dimmable | No |  | 4 | 6473.2 | 110.9 | 58.37 | 17.57 | 0.9 | 4000 | 82.1
PJ255M6N | Energy Focus Inc. | LED Corn light | LEDCNL-40W-E39-4KG2 | Mogul (E39) Screw-Base Replacements for HID Lamps | Mid Output | Replacement Lamps for Outdoor Pole/Arm-mounted Decorative Luminaires (Type B) |  | Standard | TRUE | 4524.7 | 114.23 | 39.61 | 15.14 | 0.9016 | 4129 | 82.3 | 5 | 50000 | 42709 | Not Dimmable | No |  | 4 | 4524.7 | 114.23 | 39.61 | 15.14 | 0.9 | 4000 | 82.3
PFUD2EA2 | Energy Focus Inc. | LED Corn light | LEDCNL-30W-E39-4KG2 | Mogul (E39) Screw-Base Replacements for HID Lamps | Low Output | Replacement Lamps for Outdoor Pole/Arm-mounted Decorative Luminaires (Type B) |  | Standard | TRUE | 3372.8 | 110.51 | 30.52 | 18.01 | 0.9015 | 4119 | 82.1 | 5 | 50000 | 42709 | Not Dimmable | No |  | 4 | 3372.8 | 110.51 | 30.52 | 18.01 | 0.9 | 4000 | 82.1
PXJTAMEV | Energy Focus Inc. | LED Corn light | LEDCNL-80W-E39-57KG2 | Mogul (E39) Screw-Base Replacements for HID Lamps | Mid Output | Replacement Lamps for Outdoor Pole/Arm-mounted Decorative Luminaires (Type B) |  | Standard | FALSE | [9 empty] | 42709 | Not Dimmable | No |  | 4 | 9512 | 117.91 | 80.67 | 17.47 | 0.9 | 5700 | 82.7
P126571W | Energy Focus Inc. | LED Corn light | LEDCNL-40W-E39-57KG2 | Mogul (E39) Screw-Base Replacements for HID Lamps | Mid Output | Replacement Lamps for Outdoor Pole/Arm-mounted Decorative Luminaires (Type B) |  | Standard | FALSE | [9 empty] | 42709 | Not Dimmable | No |  | 4 | 4785 | 119.09 | 40.18 | 15.91 | 0.9 | 5700 | 82.7
PBER6UDT | Energy Focus Inc. | LED Corn light | LEDCNL-60W-E39-57KG2 | Mogul (E39) Screw-Base Replacements for HID Lamps | Mid Output | Replacement Lamps for Outdoor Pole/Arm-mounted Decorative Luminaires (Type B) |  | Standard | FALSE | [9 empty] | 42709 | Not Dimmable | No |  | 4 | 6705 | 113.81 | 58.91 | 18.94 | 0.9 | 5700 | 82.6
PV7BQKUW | Energy Focus Inc. | LED Corn light | LEDCNL-30W-E39-57KG2 | Mogul (E39) Screw-Base Replacements for HID Lamps | Low Output | Replacement Lamps for Outdoor Pole/Arm-mounted Decorative Luminaires (Type B) |  | Standard | FALSE | [9 empty] | 42709 | Not Dimmable | No |  | 4 | 3530 | 113.71 | 31.04 | 18.81 | 0.9 | 5700 | 82.6
PAVP2RVY | Energy Focus Inc. | LED Corn light | LEDCNL-150W-E39-57KG2 | Mogul (E39) Screw-Base Replacements for HID Lamps | High Output | Replacement Lamps for Outdoor Pole/Arm-mounted Decorative Luminaires (Type B) |  | Standard | FALSE | [9 empty] | 42709 | Not Dimmable | No |  | 4 | 17946 | 121.09 | 148.2 | 14.51 | 0.93 | 5700 | 82.6
PA13A25E | Energy Focus Inc. | LED Corn light | LEDCNL-120W-E39-57KG2 | Mogul (E39) Screw-Base Replacements for HID Lamps | High Output | Replacement Lamps for Outdoor Pole/Arm-mounted Decorative Luminaires (Type B) |  | Standard | FALSE | [9 empty] | 42709 | Not Dimmable | No |  | 4 | 13675 | 116.38 | 117.5 | 19.97 | 0.9 | 5700 | 82.2
P3DNQNNN | Energy Focus Inc. | LED Corn light | LEDCNL-100W-E39-57KG2 | Mogul (E39) Screw-Base Replacements for HID Lamps | High Output | Replacement Lamps for Outdoor Pole/Arm-mounted Decorative Luminaires (Type B) |  | Standard | FALSE | [9 empty] | 42709 | Not Dimmable | No |  | 4 | 11852 | 117.81 | 100.6 | 13.59 | 0.9 | 5700 | 82
P1D3AV72 | Energy Focus Inc. | LED Corn light | LEDCNL-120W-E39-5KG2 | Mogul (E39) Screw-Base Replacements for HID Lamps | High Output | Replacement Lamps for Outdoor Pole/Arm-mounted Decorative Luminaires (Type B) |  | Standard | FALSE | [9 empty] | 42709 | Not Dimmable | No |  | 4 | 13305 | 114.6 | 116.1 | 18.96 | 0.9 | 5000 | 82.3
PC679PAT | Energy Focus Inc. | LED Corn light | LEDCNL-40W-E39-5KG2 | Mogul (E39) Screw-Base Replacements for HID Lamps | Mid Output | Replacement Lamps for Outdoor Pole/Arm-mounted Decorative Luminaires (Type B) |  | Standard | FALSE | [9 empty] | 42709 | Not Dimmable | No |  | 4 | 4524.7 | 114.23 | 39.61 | 15.14 | 0.9 | 5000 | 82.3
P3CU2J8B | Energy Focus Inc. | LED Corn light | LEDCNL-150W-E39-5KG2 | Mogul (E39) Screw-Base Replacements for HID Lamps | High Output | Replacement Lamps for Outdoor Pole/Arm-mounted Decorative Luminaires (Type B) |  | Standard | FALSE | [9 empty] | 42709 | Not Dimmable | No |  | 4 | 17592 | 119.11 | 147.7 | 13.52 | 0.94 | 5000 | 82.3
PMMMTE1E | Energy Focus Inc. | LED Corn light | LEDCNL-80W-E39-5KG2 | Mogul (E39) Screw-Base Replacements for HID Lamps | Mid Output | Replacement Lamps for Outdoor Pole/Arm-mounted Decorative Luminaires (Type B) |  | Standard | FALSE | [9 empty] | 42709 | Not Dimmable | No |  | 4 | 9298.2 | 115.91 | 80.22 | 14.56 | 0.91 | 5000 | 82.2
P99X6Q3Y | Energy Focus Inc. | LED Corn light | LEDCNL-30W-E39-5KG2 | Mogul (E39) Screw-Base Replacements for HID Lamps | Low Output | Replacement Lamps for Outdoor Pole/Arm-mounted Decorative Luminaires (Type B) |  | Standard | FALSE | [9 empty] | 42709 | Not Dimmable | No |  | 4 | 3372.8 | 110.51 | 30.52 | 18.01 | 0.9 | 5000 | 82.1
PVDXN7QS | Energy Focus Inc. | LED Corn light | LEDCNL-60W-E39-5KG2 | Mogul (E39) Screw-Base Replacements for HID Lamps | Mid Output | Replacement Lamps for Outdoor Pole/Arm-mounted Decorative Luminaires (Type B) |  | Standard | FALSE | [9 empty] | 42709 | Not Dimmable | No |  | 4 | 6473.2 | 110.9 | 58.37 | 17.57 | 0.9 | 5000 | 82.1
P6H2GKNZ | Energy Focus Inc. | LED Corn light | LEDCNL-100W-E39-5KG2 | Mogul (E39) Screw-Base Replacements for HID Lamps | High Output | Replacement Lamps for Outdoor Pole/Arm-mounted Decorative Luminaires (Type B) |  | Standard | FALSE | [9 empty] | 42709 | Not Dimmable | No |  | 4 | 11462 | 114.62 | 100 | 12.15 | 0.9 | 5000 | 82.1
PNQYYUD2 | Energy Focus Inc. | LED Corn light | LEDCNL-120W-E39-45KG2 | Mogul (E39) Screw-Base Replacements for HID Lamps | High Output | Replacement Lamps for Outdoor Pole/Arm-mounted Decorative Luminaires (Type B) |  | Standard | FALSE | [9 empty] | 42709 | Not Dimmable | No |  | 4 | 13305 | 114.6 | 116.1 | 18.96 | 0.9 | 4500 | 82.3
PHQUJC6H | Energy Focus Inc. | LED Corn light | LEDCNL-40W-E39-45KG2 | Mogul (E39) Screw-Base Replacements for HID Lamps | Mid Output | Replacement Lamps for Outdoor Pole/Arm-mounted Decorative Luminaires (Type B) |  | Standard | FALSE | [9 empty] | 42709 | Not Dimmable | No |  | 4 | 4524.7 | 114.23 | 39.61 | 15.14 | 0.9 | 4500 | 82.3
PC55TD3T | Energy Focus Inc. | LED Corn light | LEDCNL-150W-E39-45KG2 | Mogul (E39) Screw-Base Replacements for HID Lamps | High Output | Replacement Lamps for Outdoor Pole/Arm-mounted Decorative Luminaires (Type B) |  | Standard | FALSE | [9 empty] | 42709 | Not Dimmable | No |  | 4 | 17592 | 119.11 | 147.7 | 13.52 | 0.94 | 4500 | 82.3
PNHPW1ED | Energy Focus Inc. | LED Corn light | LEDCNL-80W-E39-45KG2 | Mogul (E39) Screw-Base Replacements for HID Lamps | Mid Output | Replacement Lamps for Outdoor Pole/Arm-mounted Decorative Luminaires (Type B) |  | Standard | FALSE | [9 empty] | 42709 | Not Dimmable | No |  | 4 | 9298.2 | 115.91 | 80.22 | 14.56 | 0.91 | 4500 | 82.2
PN1PR93H | Energy Focus Inc. | LED Corn light | LEDCNL-30W-E39-45KG2 | Mogul (E39) Screw-Base Replacements for HID Lamps | Low Output | Replacement Lamps for Outdoor Pole/Arm-mounted Decorative Luminaires (Type B) |  | Standard | FALSE | [9 empty] | 42709 | Not Dimmable | No |  | 4 | 3372.8 | 110.51 | 30.52 | 18.01 | 0.9 | 4500 | 82.1
P9UVX652 | Energy Focus Inc. | LED Corn light | LEDCNL-60W-E39-45KG2 | Mogul (E39) Screw-Base Replacements for HID Lamps | Mid Output | Replacement Lamps for Outdoor Pole/Arm-mounted Decorative Luminaires (Type B) |  | Standard | FALSE | [9 empty] | 42709 | Not Dimmable | No |  | 4 | 6473.2 | 110.9 | 58.37 | 17.57 | 0.9 | 4500 | 82.1
PVVH1DFH | Energy Focus Inc. | LED Corn light | LEDCNL-100W-E39-45KG2 | Mogul (E39) Screw-Base Replacements for HID Lamps | High Output | Replacement Lamps for Outdoor Pole/Arm-mounted Decorative Luminaires (Type B) |  | Standard | FALSE | [9 empty] | 42709 | Not Dimmable | No |  | 4 | 11462 | 114.62 | 100 | 12.15 | 0.9 | 4500 | 82.1
P4RFB3VG | Sunshine Lighting | SUNSHINE LIGHTING | CC/LED/54W/E39/MV/57K | Mogul (E39) Screw-Base Replacements for HID Lamps | Mid Output | Replacement Lamps for Outdoor Pole/Arm-mounted Decorative Luminaires (Type B) |  | Standard | FALSE | [9 empty] | 42709 | Dimmable | No |  | 3.1 | 6256.4 | 118.9 | 52.6 | 13.5 | 0.92 | 5800 | 83.4
PDSZT16F | Sunshine Lighting | SUNSHINE LIGHTING | CC/LED/45W/E39/MV/57K | Mogul (E39) Screw-Base Replacements for HID Lamps | Mid Output | Replacement Lamps for Outdoor Pole/Arm-mounted Decorative Luminaires (Type B) |  | Standard | FALSE | [9 empty] | 42709 | Dimmable | No |  | 3.1 | 5470.2 | 122.1 | 44.8 | 13.9 | 0.91 | 5756 | 83.9
P6XKW75U | Sunshine Lighting | SUNSHINE LIGHTING | CC/LED/75W/E39/MV/57K | Mogul (E39) Screw-Base Replacements for HID Lamps | Mid Output | Replacement Lamps for Outdoor Pole/Arm-mounted Decorative Luminaires (Type B) |  | Standard | FALSE | [9 empty] | 42709 | Dimmable | No |  | 3.1 | 8829 | 121.1 | 72.9 | 14.5 | 0.92 | 5756 | 83.1
PXWP61B1 | Sunshine Lighting | SUNSHINE LIGHTING | CC/LED/36W/E39/MV/57K | Mogul (E39) Screw-Base Replacements for HID Lamps | Low Output | Replacement Lamps for Outdoor Pole/Arm-mounted Decorative Luminaires (Type B) |  | Standard | FALSE | [9 empty] | 42709 | Dimmable | No |  | 3.1 | 4184.7 | 119.2 | 35.1 | 14.1 | 0.92 | 5688 | 84.3
PVEBFFZ1 | Dongguan Weihu Lighting Technology Co.Ltd | WH | YMA(B.C)--27W(3000K) [Qualified at 120V Only] | Mogul (E39) Screw-Base Replacements for HID Lamps | Low Output | Replacement Lamps for Outdoor Pole/Arm-mounted Decorative Luminaires (Type B) |  | Standard | TRUE | 2747.6 | 92.86 | 29.59 | 18.38 | 0.9775 | 3032 | 82.6 | 5 | 50000 | 42709 | Not Dimmable | No |  | 4.1 | 2747.6 | 92.86 | 29.59 | 18.38 | 0.98 | 3000 | 82.6
PKSQPMA6 | Dongguan Weihu Lighting Technology Co.Ltd | WH | YMA(B.C)--27W(5700K) [Qualified at 120V Only] | Mogul (E39) Screw-Base Replacements for HID Lamps | Low Output | Replacement Lamps for Outdoor Pole/Arm-mounted Decorative Luminaires (Type B) |  | Standard | FALSE | [9 empty] | 42709 | Not Dimmable | No |  | 4.1 | 2838 | 95.2 | 29.81 | 19.81 | 0.97 | 5700 | 82.7
PGABM5WQ | Dongguan Weihu Lighting Technology Co.Ltd | WH | YMA(B.C)--27W(5000K) [Qualified at 120V Only] | Mogul (E39) Screw-Base Replacements for HID Lamps | Low Output | Replacement Lamps for Outdoor Pole/Arm-mounted Decorative Luminaires (Type B) |  | Standard | FALSE | [9 empty] | 42709 | Not Dimmable | No |  | 4.1 | 2819.92 | 94.95 | 29.7 | 18.5 | 0.98 | 5000 | 82.6
PHYXFFMS | Dongguan Weihu Lighting Technology Co.Ltd | WH | YMA(B.C)--27W(4500K) [Qualified at 120V Only] | Mogul (E39) Screw-Base Replacements for HID Lamps | Low Output | Replacement Lamps for Outdoor Pole/Arm-mounted Decorative Luminaires (Type B) |  | Standard | FALSE | [9 empty] | 42709 | Not Dimmable | No |  | 4.1 | 2801.84 | 94.34 | 29.7 | 18.5 | 0.98 | 4500 | 82.6
PAM5QFH2 | Dongguan Weihu Lighting Technology Co.Ltd | WH | YMA(B.C)--27W(4000K) [Qualified at 120V Only] | Mogul (E39) Screw-Base Replacements for HID Lamps | Low Output | Replacement Lamps for Outdoor Pole/Arm-mounted Decorative Luminaires (Type B) |  | Standard | FALSE | [9 empty] | 42709 | Not Dimmable | No |  | 4.1 | 2783.76 | 93.73 | 29.7 | 18.5 | 0.98 | 4000 | 82.6
PDX3KVJ1 | Dongguan Weihu Lighting Technology Co.Ltd | WH | YMA(B.C)--27W(3500K) [Qualified at 120V Only] | Mogul (E39) Screw-Base Replacements for HID Lamps | Low Output | Replacement Lamps for Outdoor Pole/Arm-mounted Decorative Luminaires (Type B) |  | Standard | FALSE | [9 empty] | 42709 | Not Dimmable | No |  | 4.1 | 2765.68 | 93.12 | 29.7 | 18.5 | 0.98 | 3500 | 82.6
P4S6JW2D | Shenzhen guanke technologies Co. Ltd | GK | GKS28-54W-02D4 E39EX39(3000K) | Mogul (E39) Screw-Base Replacements for HID Lamps | Mid Output | Replacement Lamps for Outdoor Pole/Arm-mounted Decorative Luminaires (Type B) |  | Standard | TRUE | 5600.69 | 112.45 | 49.805 | 17.2 | 0.922 | 3003 | 81.8 | 5 | 50000 | 42709 | Dimmable | No |  | 4 | 5710.4 | 113.8 | 50.1 | 17.2 | 0.92 | 3003 | 81.8
PXFE178X | Shenzhen guanke technologies Co. Ltd | GK | GKS28-54W-02D4 E39EX39(4500K) | Mogul (E39) Screw-Base Replacements for HID Lamps | Mid Output | Replacement Lamps for Outdoor Pole/Arm-mounted Decorative Luminaires (Type B) |  | Standard | FALSE | [9 empty] | 42709 | Dimmable | No |  | 4 | 5710.4 | 113.8 | 50.1 | 17.2 | 0.92 | 4500 | 81.8
PMQYCM3R | Shenzhen guanke technologies Co. Ltd | GK | GKS28-54W-02D4 E39EX39(3500K) | Mogul (E39) Screw-Base Replacements for HID Lamps | Mid Output | Replacement Lamps for Outdoor Pole/Arm-mounted Decorative Luminaires (Type B) |  | Standard | FALSE | [9 empty] | 42709 | Dimmable | No |  | 4 | 5710.4 | 113.8 | 50.1 | 17.2 | 0.92 | 3500 | 81.8
P7M3N7VY | Shenzhen guanke technologies Co. Ltd | GK | GKS28-36W-02D4 E39EX39(3000K) | Mogul (E39) Screw-Base Replacements for HID Lamps | Low Output | Replacement Lamps for Outdoor Pole/Arm-mounted Decorative Luminaires (Type B) |  | Standard | TRUE | 4000.6 | 115.43 | 34.659 | 16.7 | 0.923 | 3012 | 81.4 | 5 | 50000 | 42706 |  | No |  | 4 | 4159.6 | 116.5 | 35.6 | 16.3 | 0.926 | 3000 | 81.8
P7B1YV2Y | Shenzhen guanke technologies Co. Ltd | GK | GKS28-36W-02D4 E39EX39(4500K) | Mogul (E39) Screw-Base Replacements for HID Lamps | Low Output | Replacement Lamps for Outdoor Pole/Arm-mounted Decorative Luminaires (Type B) |  | Standard | FALSE | [9 empty] | 42706 |  | No |  | 4 | 4159.6 | 116.5 | 35.6 | 16.3 | 0.926 | 4500 | 81.8
P324JNSH | Shenzhen guanke technologies Co. Ltd | GK | GKS28-36W-02D4 E39EX39(3500K) | Mogul (E39) Screw-Base Replacements for HID Lamps | Low Output | Replacement Lamps for Outdoor Pole/Arm-mounted Decorative Luminaires (Type B) |  | Standard | FALSE | [9 empty] | 42706 |  | No |  | 4 | 4159.6 | 116.5 | 35.6 | 16.3 | 0.926 | 3500 | 81.8
P57J13AZ | Damar | Damar | LED120CC/45K | Mogul (E39) Screw-Base Replacements for HID Lamps | High Output | Replacement Lamps for Outdoor Pole/Arm-mounted Decorative Luminaires (Type B) |  | Standard | TRUE | 10979 | 97.5 | 112.6 | 9.52 | 0.9424 | 4319 | 85.1 | 5 | 50000 | 42706 | Not Yet Verified | No | Updated 10/24/2016 | 4 | 10717 | 93.52 | 114.6 | 13.75 | 0.91 | 4500 | 83.4
PUJ7MMNS | Damar | Damar | LED54CC/50K | Mogul (E39) Screw-Base Replacements for HID Lamps | Mid Output | Replacement Lamps for Outdoor Pole/Arm-mounted Decorative Luminaires (Type B) |  | Standard | TRUE | 5541.3 | 103.85 | 53.36 | 16.85 | 0.9209 | 5033 | 83.6 | 5 | 50000 | 42706 | Not Yet Verified | No | Updated 10/19/2016 | 4 | 4852.4 | 93.39 | 51.96 | 15.14 | 0.916 | 5000 | 83.7
PW3T5TD6 | Damar | Damar | LED54CC/27K | Mogul (E39) Screw-Base Replacements for HID Lamps | Low Output | Replacement Lamps for Outdoor Pole/Arm-mounted Decorative Luminaires (Type B) |  | Standard | TRUE | 4610.3 | 92.13 | 50.04 | 15.14 | 0.916 | 2753 | 83.7 | 5 | 50000 | 42706 | Not Yet Verified | No | Updated 10/19/2016 | 4 | 4852.4 | 93.39 | 51.96 | 15.14 | 0.916 | 2700 | 83.7
P71UNXGP | Damar | Damar | LED80CC/27K | Mogul (E39) Screw-Base Replacements for HID Lamps | Mid Output | Replacement Lamps for Outdoor Pole/Arm-mounted Decorative Luminaires (Type B) |  | Standard | TRUE | 7469.8 | 94.36 | 79.16 | 16.36 | 0.9158 | 2751 | 83.5 | 5 | 50000 | 42706 | Not Dimmable | No | Updated on 9/20/2016 | 4 | 7674.5 | 95.97 | 79.97 | 16.36 | 0.92 | 2700 | 83.5
P5X1R7WG | Damar | Damar | LED120CC/27K | Mogul (E39) Screw-Base Replacements for HID Lamps | Mid Output | Replacement Lamps for Outdoor Pole/Arm-mounted Decorative Luminaires (Type B) |  | Standard | TRUE | 10452 | 93.07 | 112.3 | 13.75 | 0.9135 | 2725 | 83.4 | 5 | 50000 | 42706 | Not Yet Verified | No | Updated 9/7/2016 | 4 | 10717 | 93.52 | 114.6 | 13.75 | 0.91 | 2700 | 83.4
PA4UY8DG | Damar | Damar | LED27CC/27K | Mogul (E39) Screw-Base Replacements for HID Lamps | Low Output | Replacement Lamps for Outdoor Pole/Arm-mounted Decorative Luminaires (Type B) |  | Standard | TRUE | 2568.9 | 94.44 | 27.2 | 17.06 | 0.9046 | 2763 | 83.8 | 5 | 50000 | 42706 | Not Dimmable | No | Updated on 9/20/2016 | 4 | 2629.4 | 95.93 | 27.41 | 17.06 | 0.9 | 2700 | 83.8
PX3DWQMN | Damar | Damar | LED54CC/57K | Mogul (E39) Screw-Base Replacements for HID Lamps | Mid Output | Replacement Lamps for Outdoor Pole/Arm-mounted Decorative Luminaires (Type B) |  | Standard | FALSE | [9 empty] | 42706 | Not Yet Verified | No | Updated 10/19/2016 | 4 | 5570 | 104.07 | 53.52 | 18.17 | 0.9179 | 5700 | 82.1
P7QX9QMD | Damar | Damar | 33143A | Mogul (E39) Screw-Base Replacements for HID Lamps | High Output | Replacement Lamps for Outdoor Pole/Arm-mounted Decorative Luminaires (Type B) |  | Standard | FALSE | [9 empty] | 42706 | Not Yet Verified | No | Updated 9/7/2016 | 4 | 12132 | 104.95 | 115.6 | 14.37 | 0.91 | 5700 | 81.5
PY7FEEX6 | Damar | Damar | LED27CC/57K | Mogul (E39) Screw-Base Replacements for HID Lamps | Low Output | Replacement Lamps for Outdoor Pole/Arm-mounted Decorative Luminaires (Type B) |  | Standard | FALSE | [9 empty] | 42706 | Not Dimmable | No | Updated on 9/20/2016 | 4 | 3136 | 108.78 | 28.83 | 18.37 | 0.92 | 5700 | 82.4
PCXMG7PU | Damar | Damar | LED80CC/57K | Mogul (E39) Screw-Base Replacements for HID Lamps | Mid Output | Replacement Lamps for Outdoor Pole/Arm-mounted Decorative Luminaires (Type B) |  | Standard | FALSE | [9 empty] | 42706 | Not Dimmable | No | Updated on 9/20/2016 | 4 | 8917 | 107.84 | 82.69 | 18.67 | 0.92 | 5700 | 82.1
PWHXZRKY | Damar | Damar | LED120CC/50K | Mogul (E39) Screw-Base Replacements for HID Lamps | High Output | Replacement Lamps for Outdoor Pole/Arm-mounted Decorative Luminaires (Type B) |  | Standard | FALSE | [9 empty] | 42706 | Not Yet Verified | No | Updated 9/7/2016 | 4 | 10717 | 93.52 | 114.6 | 13.75 | 0.91 | 5000 | 83.4
P9NUJ2VQ | Damar | Damar | LED27CC/50K | Mogul (E39) Screw-Base Replacements for HID Lamps | Low Output | Replacement Lamps for Outdoor Pole/Arm-mounted Decorative Luminaires (Type B) |  | Standard | FALSE | [9 empty] | 42706 | Not Dimmable | No | Updated on 9/20/2016 | 4 | 2629.4 | 95.93 | 27.41 | 17.06 | 0.9 | 5000 | 83.8
P6HMY9JE | Damar | Damar | LED80CC/50K | Mogul (E39) Screw-Base Replacements for HID Lamps | Mid Output | Replacement Lamps for Outdoor Pole/Arm-mounted Decorative Luminaires (Type B) |  | Standard | FALSE | [9 empty] | 42706 | Not Dimmable | No | Updated on 9/20/2016 | 4 | 7674.5 | 95.97 | 79.97 | 16.36 | 0.92 | 5000 | 83.5
PQX2YKFY | Damar | Damar | LED54CC/45K | Mogul (E39) Screw-Base Replacements for HID Lamps | Low Output | Replacement Lamps for Outdoor Pole/Arm-mounted Decorative Luminaires (Type B) |  | Standard | FALSE | [9 empty] | 42706 | Not Yet Verified | No | Updated 10/19/2016 | 4 | 4852.4 | 93.39 | 51.96 | 15.14 | 0.916 | 4500 | 83.7
PJM335QH | Damar | Damar | LED27CC/45K | Mogul (E39) Screw-Base Replacements for HID Lamps | Low Output | Replacement Lamps for Outdoor Pole/Arm-mounted Decorative Luminaires (Type B) |  | Standard | FALSE | [9 empty] | 42706 | Not Dimmable | No | Updated on 9/20/2016 | 4 | 2629.4 | 95.93 | 27.41 | 17.06 | 0.9 | 4500 | 83.8
PVH9CWCS | Damar | Damar | LED80CC/45K | Mogul (E39) Screw-Base Replacements for HID Lamps | Mid Output | Replacement Lamps for Outdoor Pole/Arm-mounted Decorative Luminaires (Type B) |  | Standard | FALSE | [9 empty] | 42706 | Not Dimmable | No | Updated on 9/20/2016 | 4 | 7674.5 | 95.97 | 79.97 | 16.36 | 0.92 | 4500 | 83.5
PGPMVT8Q | Damar | Damar | 33140B | Mogul (E39) Screw-Base Replacements for HID Lamps | Low Output | Replacement Lamps for Outdoor Pole/Arm-mounted Decorative Luminaires (Type B) |  | Standard | FALSE | [9 empty] | 42706 | Not Yet Verified | No | Updated 10/19/2016 | 4 | 4852.4 | 93.39 | 51.96 | 15.14 | 0.916 | 4000 | 83.7
P1EGAEWY | Damar | Damar | 33142A | Mogul (E39) Screw-Base Replacements for HID Lamps | Mid Output | Replacement Lamps for Outdoor Pole/Arm-mounted Decorative Luminaires (Type B) |  | Standard | FALSE | [9 empty] | 42706 | Not Yet Verified | No | Updated 9/7/2016 | 4 | 10717 | 93.52 | 114.6 | 13.75 | 0.91 | 4000 | 83.4
PDN4738C | Damar | Damar | 38807A | Mogul (E39) Screw-Base Replacements for HID Lamps | Low Output | Replacement Lamps for Outdoor Pole/Arm-mounted Decorative Luminaires (Type B) |  | Standard | FALSE | [9 empty] | 42706 | Not Dimmable | No | Updated on 9/20/2016 | 4 | 2629.4 | 95.93 | 27.41 | 17.06 | 0.9 | 4000 | 83.8
P1TJRXGV | Damar | Damar | 33141A | Mogul (E39) Screw-Base Replacements for HID Lamps | Mid Output | Replacement Lamps for Outdoor Pole/Arm-mounted Decorative Luminaires (Type B) |  | Standard | FALSE | [9 empty] | 42706 | Not Dimmable | No | Updated on 9/20/2016 | 4 | 7674.5 | 95.97 | 79.97 | 16.36 | 0.92 | 4000 | 83.5
PM9RW39Y | Damar | Damar | LED54CC/35K | Mogul (E39) Screw-Base Replacements for HID Lamps | Low Output | Replacement Lamps for Outdoor Pole/Arm-mounted Decorative Luminaires (Type B) |  | Standard | FALSE | [9 empty] | 42706 | Not Yet Verified | No | Updated 10/19/2016 | 4 | 4852.4 | 93.39 | 51.96 | 15.14 | 0.916 | 3500 | 83.7
P8K7TPVF | Damar | Damar | LED120CC/35K | Mogul (E39) Screw-Base Replacements for HID Lamps | Mid Output | Replacement Lamps for Outdoor Pole/Arm-mounted Decorative Luminaires (Type B) |  | Standard | FALSE | [9 empty] | 42706 | Not Yet Verified | No | Updated 9/7/2016 | 4 | 10717 | 93.52 | 114.6 | 13.75 | 0.91 | 3500 | 83.4
PYV7WNCN | Damar | Damar | LED27CC/35K | Mogul (E39) Screw-Base Replacements for HID Lamps | Low Output | Replacement Lamps for Outdoor Pole/Arm-mounted Decorative Luminaires (Type B) |  | Standard | FALSE | [9 empty] | 42706 | Not Dimmable | No | Updated on 9/20/2016 | 4 | 2629.4 | 95.93 | 27.41 | 17.06 | 0.9 | 3500 | 83.8
PC8S59Q2 | Damar | Damar | LED80CC/35K | Mogul (E39) Screw-Base Replacements for HID Lamps | Mid Output | Replacement Lamps for Outdoor Pole/Arm-mounted Decorative Luminaires (Type B) |  | Standard | FALSE | [9 empty] | 42706 | Not Dimmable | No | Updated on 9/20/2016 | 4 | 7674.5 | 95.97 | 79.97 | 16.36 | 0.92 | 3500 | 83.5
PS11EFEC | Damar | Damar | LED54CC/30K | Mogul (E39) Screw-Base Replacements for HID Lamps | Low Output | Replacement Lamps for Outdoor Pole/Arm-mounted Decorative Luminaires (Type B) |  | Standard | FALSE | [9 empty] | 42706 | Not Yet Verified | No | Updated 10/19/2016 | 4 | 4852.4 | 93.39 | 51.96 | 15.14 | 0.916 | 3000 | 83.7
PHK6A944 | Damar | Damar | LED120CC/30K | Mogul (E39) Screw-Base Replacements for HID Lamps | Mid Output | Replacement Lamps for Outdoor Pole/Arm-mounted Decorative Luminaires (Type B) |  | Standard | FALSE | [9 empty] | 42706 | Not Yet Verified | No | Updated 9/7/2016 | 4 | 10717 | 93.52 | 114.6 | 13.75 | 0.91 | 3000 | 83.4
PNX3HRGH | Damar | Damar | LED27CC/30K | Mogul (E39) Screw-Base Replacements for HID Lamps | Low Output | Replacement Lamps for Outdoor Pole/Arm-mounted Decorative Luminaires (Type B) |  | Standard | FALSE | [9 empty] | 42706 | Not Dimmable | No | Updated on 9/20/2016 | 4 | 2629.4 | 95.93 | 27.41 | 17.06 | 0.9 | 3000 | 83.8
PPGJAERC | Damar | Damar | LED80CC/30K | Mogul (E39) Screw-Base Replacements for HID Lamps | Mid Output | Replacement Lamps for Outdoor Pole/Arm-mounted Decorative Luminaires (Type B) |  | Standard | FALSE | [9 empty] | 42706 | Not Dimmable | No | Updated on 9/20/2016 | 4 | 7674.5 | 95.97 | 79.97 | 16.36 | 0.92 | 3000 | 83.5
PTEPGNJF | EarthTronics Inc. | EarthTronics | HL5427EX39 | Mogul (E39) Screw-Base Replacements for HID Lamps | Mid Output | Replacement Lamps for Outdoor Pole/Arm-mounted Decorative Luminaires (Type B) |  | Standard | TRUE | 5084.8 | 92.99 | 54.68 | 17.27 | 0.9268 | 2743 | 83 | 5 | 50000 | 42705 |  | No | Updated on 11/23/2016 | 4 | 6048 | 112 | 54 | 17.27 | 0.93 | 2700 | 83
PSKDMSR4 | EarthTronics Inc. | EarthTronics | HL12027EX39 | Mogul (E39) Screw-Base Replacements for HID Lamps | High Output | Replacement Lamps for Outdoor Pole/Arm-mounted Decorative Luminaires (Type B) |  | Standard | TRUE | 10933 | 92.65 | 118 | 13.65 | 0.9139 | 2788 | 83.4 | 5 | 50000 | 42705 |  | No | Updated on 11/23/2016 | 4 | 13200 | 110 | 120 | 13.65 | 0.91 | 2700 | 83.4
P5G298A3 | EarthTronics Inc. | EarthTronics | HL12050EX39 | Mogul (E39) Screw-Base Replacements for HID Lamps | High Output | Replacement Lamps for Outdoor Pole/Arm-mounted Decorative Luminaires (Type B) |  | Standard | FALSE | [9 empty] | 42705 |  | No | Updated on 11/23/2016 | 4 | 14640 | 122 | 120 | 14.91 | 0.91 | 5700 | 85.8
PG6XPJYS | EarthTronics Inc. | EarthTronics | HL5457EX39 | Mogul (E39) Screw-Base Replacements for HID Lamps | Mid Output | Replacement Lamps for Outdoor Pole/Arm-mounted Decorative Luminaires (Type B) |  | Standard | FALSE | [9 empty] | 42705 |  | No | Updated on 11/23/2016 | 4 | 6696 | 124 | 54 | 18.37 | 0.93 | 5700 | 82.8
PZW8NAW5 | EarthTronics Inc. | EarthTronics | HL12030EX39 | Mogul (E39) Screw-Base Replacements for HID Lamps | High Output | Replacement Lamps for Outdoor Pole/Arm-mounted Decorative Luminaires (Type B) |  | Standard | FALSE | [9 empty] | 42705 |  | No | Updated on 11/23/2016 | 4 | 14400 | 120 | 120 | 13.65 | 0.91 | 5000 | 83.4
PS5DCWUD | EarthTronics Inc. | EarthTronics | HL5450EX39 | Mogul (E39) Screw-Base Replacements for HID Lamps | Mid Output | Replacement Lamps for Outdoor Pole/Arm-mounted Decorative Luminaires (Type B) |  | Standard | FALSE | [9 empty] | 42705 |  | No | Updated on 11/23/2016 | 4 | 6588 | 122 | 54 | 17.27 | 0.93 | 5000 | 83
PJUM2SVS | EarthTronics Inc. | EarthTronics | HL12040EX39 | Mogul (E39) Screw-Base Replacements for HID Lamps | High Output | Replacement Lamps for Outdoor Pole/Arm-mounted Decorative Luminaires (Type B) |  | Standard | FALSE | [9 empty] | 42705 |  | No | Updated on 11/23/2016 | 4 | 14160 | 118 | 120 | 13.65 | 0.91 | 4500 | 83.4
PPFMCSQ5 | EarthTronics Inc. | EarthTronics | HL5445EX39 | Mogul (E39) Screw-Base Replacements for HID Lamps | Mid Output | Replacement Lamps for Outdoor Pole/Arm-mounted Decorative Luminaires (Type B) |  | Standard | FALSE | [9 empty] | 42705 |  | No | Updated on 11/23/2016 | 4 | 6480 | 120 | 54 | 17.27 | 0.93 | 4500 | 83
PHFZV7HY | EarthTronics Inc. | EarthTronics | HL12057EX39 | Mogul (E39) Screw-Base Replacements for HID Lamps | High Output | Replacement Lamps for Outdoor Pole/Arm-mounted Decorative Luminaires (Type B) |  | Standard | FALSE | [9 empty] | 42705 |  | No | Updated on 11/23/2016 | 4 | 13920 | 116 | 120 | 13.65 | 0.91 | 4000 | 83.4
PZR2JAJU | EarthTronics Inc. | EarthTronics | HL5440EX39 | Mogul (E39) Screw-Base Replacements for HID Lamps | Mid Output | Replacement Lamps for Outdoor Pole/Arm-mounted Decorative Luminaires (Type B) |  | Standard | FALSE | [9 empty] | 42705 |  | No | Updated on 11/23/2016 | 4 | 6372 | 118 | 54 | 17.27 | 0.93 | 4000 | 83
PU22GFY7 | EarthTronics Inc. | EarthTronics | HL12035EX39 | Mogul (E39) Screw-Base Replacements for HID Lamps | High Output | Replacement Lamps for Outdoor Pole/Arm-mounted Decorative Luminaires (Type B) |  | Standard | FALSE | [9 empty] | 42705 |  | No | Updated on 11/23/2016 | 4 | 13680 | 114 | 120 | 13.65 | 0.91 | 3500 | 83.4
PQDXPNAZ | EarthTronics Inc. | EarthTronics | HL5435EX39 | Mogul (E39) Screw-Base Replacements for HID Lamps | Mid Output | Replacement Lamps for Outdoor Pole/Arm-mounted Decorative Luminaires (Type B) |  | Standard | FALSE | [9 empty] | 42705 |  | No | Updated on 11/23/2016 | 4 | 6264 | 116 | 54 | 17.27 | 0.93 | 3500 | 83
PVD51VB7 | EarthTronics Inc. | EarthTronics | HL12045EX39 | Mogul (E39) Screw-Base Replacements for HID Lamps | High Output | Replacement Lamps for Outdoor Pole/Arm-mounted Decorative Luminaires (Type B) |  | Standard | FALSE | [9 empty] | 42705 |  | No | Updated on 11/23/2016 | 4 | 13440 | 112 | 120 | 13.65 | 0.91 | 3000 | 83.4
PJZD5ZVU | EarthTronics Inc. | EarthTronics | HL5430EX39 | Mogul (E39) Screw-Base Replacements for HID Lamps | Mid Output | Replacement Lamps for Outdoor Pole/Arm-mounted Decorative Luminaires (Type B) |  | Standard | FALSE | [9 empty] | 42705 |  | No | Updated on 11/23/2016 | 4 | 6156 | 114 | 54 | 17.27 | 0.93 | 3000 | 83
P1FPFUS9 | ELEDLIGHTS | ELEDLIGHTS.COM | CORNHL39120UD27 | Mogul (E39) Screw-Base Replacements for HID Lamps | High Output | Replacement Lamps for Outdoor Pole/Arm-mounted Decorative Luminaires (Type B) |  | Standard | TRUE | 12145 | 97.86 | 124.1 | 8.37 | 0.9644 | 2757 | 81.7 | 5 | 50000 | 42703 |  | No | Updated on 7/29/2016 | 4 | 14640 | 122 | 120 | 8.37 | 0.9644 | 2700 | 81.7
P7WE35Z9 | ELEDLIGHTS | ELEDLIGHTS.COM | CORNHL39100UD27 | Mogul (E39) Screw-Base Replacements for HID Lamps | High Output | Replacement Lamps for Outdoor Pole/Arm-mounted Decorative Luminaires (Type B) |  | Standard | TRUE | 10248 | 97.51 | 105.1 | 9.02 | 0.9544 | 2739 | 82.1 | 5 | 50000 | 42703 |  | No | Updated on 7/29/2016 | 4 | 12200 | 122 | 100 | 9.02 | 0.9544 | 2700 | 82.1
PCMCCDZK | Electronic Lighting Systems | ELS LED | ELS-CL-100WB2 4000K | Mogul (E39) Screw-Base Replacements for HID Lamps | High Output | Replacement Lamps for Outdoor Pole/Arm-mounted Decorative Luminaires (Type B) |  | Standard | TRUE | 11639 | 120.66 | 96.46 | 17.1 | 0.9364 | 4129 | 82.1 | 5 | 50000 | 42703 |  | No |  | 4 | 11820 | 121.49 | 97.29 | 17.1 | 0.94 | 4000 | 82.1
PMV6WNDU | ELEDLIGHTS | ELEDLIGHTS.COM | CORNHL39080UD27 | Mogul (E39) Screw-Base Replacements for HID Lamps | Mid Output | Replacement Lamps for Outdoor Pole/Arm-mounted Decorative Luminaires (Type B) |  | Standard | TRUE | 7963.3 | 97.08 | 82.03 | 9.93 | 0.9362 | 2743 | 82.1 | 5 | 50000 | 42703 |  | No | Updated on 7/29/2016 | 4 | 9760 | 122 | 80 | 9.93 | 0.9362 | 2700 | 82.1
PDYHVVK4 | Electronic Lighting Systems | ELS LED | ELS-CLW-150WB1 4000K | Mogul (E39) Screw-Base Replacements for HID Lamps | High Output | Replacement Lamps for Outdoor Pole/Arm-mounted Decorative Luminaires (Type B) |  | Standard | TRUE | 17146 | 118.74 | 144.4 | 13.52 | 0.9361 | 4122 | 82.3 | 5 | 50000 | 42703 |  | No |  | 4 | 17592 | 119.11 | 147.7 | 13.52 | 0.94 | 4000 | 82.3
P2VPPYVP | Electronic Lighting Systems | ELS LED | ELS-CL-120WB2 4000K | Mogul (E39) Screw-Base Replacements for HID Lamps | High Output | Replacement Lamps for Outdoor Pole/Arm-mounted Decorative Luminaires (Type B) |  | Standard | TRUE | 14444 | 122.82 | 117.6 | 18.41 | 0.93 | 4129 | 82.2 | 5 | 50000 | 42703 |  | No |  | 4 | 14444 | 122.82 | 117.6 | 18.41 | 0.93 | 4000 | 82.2
PX4F9QWP | ELEDLIGHTS | ELEDLIGHTS.COM | CORNHL39045UD27 | Mogul (E39) Screw-Base Replacements for HID Lamps | Low Output | Replacement Lamps for Outdoor Pole/Arm-mounted Decorative Luminaires (Type B) |  | Standard | TRUE | 4338.5 | 94.07 | 46.12 | 14.72 | 0.9079 | 2725 | 82.1 | 5 | 50000 | 42703 |  | No |  | 4 | 5490 | 122 | 45 | 14.72 | 0.9079 | 2700 | 82.1
PB5MED4S | ELEDLIGHTS | ELEDLIGHTS.COM | CORNHL39036UD27 | Mogul (E39) Screw-Base Replacements for HID Lamps | Low Output | Replacement Lamps for Outdoor Pole/Arm-mounted Decorative Luminaires (Type B) |  | Standard | TRUE | 3591 | 94.7 | 37.92 | 18.76 | 0.9064 | 2806 | 83.4 | 5 | 50000 | 42703 |  | No |  | 4 | 4379 | 122 | 36 | 18.76 | 0.9064 | 2700 | 83.4
PXKZ4MM3 | ELEDLIGHTS | ELEDLIGHTS.COM | CORNHL39054UD27 | Mogul (E39) Screw-Base Replacements for HID Lamps | Mid Output | Replacement Lamps for Outdoor Pole/Arm-mounted Decorative Luminaires (Type B) |  | Standard | TRUE | 5277 | 93.83 | 56.24 | 13.04 | 0.9061 | 2721 | 81.6 | 5 | 50000 | 42703 |  | No |  | 4 | 6588 | 122 | 54 | 13.04 | 0.9061 | 2700 | 81.6
PWJMNRDD | Electronic Lighting Systems | ELS LED | ELS-CL-60WB2E39 4000K | Mogul (E39) Screw-Base Replacements for HID Lamps | Mid Output | Replacement Lamps for Outdoor Pole/Arm-mounted Decorative Luminaires (Type B) |  | Standard | TRUE | 6573.6 | 116 | 56.67 | 12.38 | 0.9021 | 4132 | 82.1 | 5 | 50000 | 42703 |  | No |  | 4 | 6630.2 | 117.87 | 56.25 | 12.38 | 0.9 | 4000 | 82.1
P9B5Z24C | ELEDLIGHTS | ELEDLIGHTS.COM | CORNHL39027UD27 | Mogul (E39) Screw-Base Replacements for HID Lamps | Low Output | Replacement Lamps for Outdoor Pole/Arm-mounted Decorative Luminaires (Type B) |  | Standard | TRUE | 2766.8 | 96.04 | 28.81 | 19.92 | 0.9005 | 2769 | 83.2 | 5 | 50000 | 42703 |  | No |  | 4 | 3267 | 122 | 27 | 19.92 | 0.9005 | 2700 | 83.2
P7P55R7S | ELEDLIGHTS | ELEDLIGHTS.COM | CORNHL39036UD57 | Mogul (E39) Screw-Base Replacements for HID Lamps | Low Output | Replacement Lamps for Outdoor Pole/Arm-mounted Decorative Luminaires (Type B) |  | Standard | FALSE | [9 empty] | 42703 |  | No |  | 4 | 4752 | 132 | 36 | 18.69 | 0.9122 | 5700 | 82.9
PDE37CDH | ELEDLIGHTS | ELEDLIGHTS.COM | CORNHL39120UD57 | Mogul (E39) Screw-Base Replacements for HID Lamps | High Output | Replacement Lamps for Outdoor Pole/Arm-mounted Decorative Luminaires (Type B) |  | Standard | FALSE | [9 empty] | 42703 |  | No | Updated on 7/29/2016 | 4 | 15840 | 132 | 120 | 8.33 | 0.9645 | 5700 | 82.9
PHBBEB55 | ELEDLIGHTS | ELEDLIGHTS.COM | CORNHL39054UD57 | Mogul (E39) Screw-Base Replacements for HID Lamps | Mid Output | Replacement Lamps for Outdoor Pole/Arm-mounted Decorative Luminaires (Type B) |  | Standard | FALSE | [9 empty] | 42703 |  | No |  | 4 | 7128 | 132 | 54 | 13.11 | 0.9176 | 5700 | 82.5
PAB3T99B | ELEDLIGHTS | ELEDLIGHTS.COM | CORNHL39080UD57 | Mogul (E39) Screw-Base Replacements for HID Lamps | Mid Output | Replacement Lamps for Outdoor Pole/Arm-mounted Decorative Luminaires (Type B) |  | Standard | FALSE | [9 empty] | 42703 |  | No | Updated on 7/29/2016 | 4 | 10560 | 132 | 80 | 9.88 | 0.9362 | 5700 | 82.5
P4ABGTDA | ELEDLIGHTS | ELEDLIGHTS.COM | CORNHL39100UD57 | Mogul (E39) Screw-Base Replacements for HID Lamps | High Output | Replacement Lamps for Outdoor Pole/Arm-mounted Decorative Luminaires (Type B) |  | Standard | FALSE | [9 empty] | 42703 |  | No | Updated on 7/29/2016 | 4 | 13200 | 132 | 100 | 8.95 | 0.9566 | 5700 | 82.5
PNZVH1J1 | ELEDLIGHTS | ELEDLIGHTS.COM | CORNHL39027UD57 | Mogul (E39) Screw-Base Replacements for HID Lamps | Low Output | Replacement Lamps for Outdoor Pole/Arm-mounted Decorative Luminaires (Type B) |  | Standard | FALSE | [9 empty] | 42703 |  | No |  | 4 | 3568 | 132 | 27 | 19.95 | 0.8979 | 5700 | 82.4
P7STYMPJ | ELEDLIGHTS | ELEDLIGHTS.COM | CORNHL39045UD57 | Mogul (E39) Screw-Base Replacements for HID Lamps | Low Output | Replacement Lamps for Outdoor Pole/Arm-mounted Decorative Luminaires (Type B) |  | Standard | FALSE | [9 empty] | 42703 |  | No |  | 4 | 5940 | 132 | 45 | 14.65 | 0.9041 | 5700 | 82.3
PZGFKAZD | ELEDLIGHTS | ELEDLIGHTS.COM | CORNHL39036UD50 | Mogul (E39) Screw-Base Replacements for HID Lamps | Low Output | Replacement Lamps for Outdoor Pole/Arm-mounted Decorative Luminaires (Type B) |  | Standard | FALSE | [9 empty] | 42703 |  | No |  | 4 | 4788 | 133 | 36 | 18.76 | 0.9064 | 5000 | 83.4
PE5AX1QX | ELEDLIGHTS | ELEDLIGHTS.COM | CORNHL39027UD50 | Mogul (E39) Screw-Base Replacements for HID Lamps | Low Output | Replacement Lamps for Outdoor Pole/Arm-mounted Decorative Luminaires (Type B) |  | Standard | FALSE | [9 empty] | 42703 |  | No |  | 4 | 3614 | 133 | 27 | 19.92 | 0.9005 | 5000 | 83.2
PSYJK21W | ELEDLIGHTS | ELEDLIGHTS.COM | CORNHL39045UD50 | Mogul (E39) Screw-Base Replacements for HID Lamps | Low Output | Replacement Lamps for Outdoor Pole/Arm-mounted Decorative Luminaires (Type B) |  | Standard | FALSE | [9 empty] | 42703 |  | No |  | 4 | 5985 | 133 | 45 | 14.72 | 0.9079 | 5000 | 82.1
PXGGJMG6 | ELEDLIGHTS | ELEDLIGHTS.COM | CORNHL39080UD50 | Mogul (E39) Screw-Base Replacements for HID Lamps | Mid Output | Replacement Lamps for Outdoor Pole/Arm-mounted Decorative Luminaires (Type B) |  | Standard | FALSE | [9 empty] | 42703 |  | No | Updated on 7/29/2016 | 4 | 10640 | 133 | 80 | 9.93 | 0.9362 | 5000 | 82.1
PHUB4N28 | ELEDLIGHTS | ELEDLIGHTS.COM | CORNHL39100UD50 | Mogul (E39) Screw-Base Replacements for HID Lamps | High Output | Replacement Lamps for Outdoor Pole/Arm-mounted Decorative Luminaires (Type B) |  | Standard | FALSE | [9 empty] | 42703 |  | No | Updated on 7/29/2016 | 4 | 13300 | 133 | 100 | 9.02 | 0.9544 | 5000 | 82.1
PVU9QMN4 | ELEDLIGHTS | ELEDLIGHTS.COM | CORNHL39120UD50 | Mogul (E39) Screw-Base Replacements for HID Lamps | High Output | Replacement Lamps for Outdoor Pole/Arm-mounted Decorative Luminaires (Type B) |  | Standard | FALSE | [9 empty] | 42703 |  | No | Updated on 7/29/2016 | 4 | 15960 | 133 | 120 | 8.37 | 0.9644 | 5000 | 81.7
P74BHK6G | ELEDLIGHTS | ELEDLIGHTS.COM | CORNHL39054UD50 | Mogul (E39) Screw-Base Replacements for HID Lamps | Mid Output | Replacement Lamps for Outdoor Pole/Arm-mounted Decorative Luminaires (Type B) |  | Standard | FALSE | [9 empty] | 42703 |  | No |  | 4 | 7182 | 133 | 54 | 13.04 | 0.9061 | 5000 | 81.6
PMM5HZPD | ELEDLIGHTS | ELEDLIGHTS.COM | CORNHL39036UD45 | Mogul (E39) Screw-Base Replacements for HID Lamps | Low Output | Replacement Lamps for Outdoor Pole/Arm-mounted Decorative Luminaires (Type B) |  | Standard | FALSE | [9 empty] | 42703 |  | No |  | 4 | 4716 | 131 | 36 | 18.76 | 0.9064 | 4500 | 83.4
PEVUKQ5F | ELEDLIGHTS | ELEDLIGHTS.COM | CORNHL39027UD45 | Mogul (E39) Screw-Base Replacements for HID Lamps | Low Output | Replacement Lamps for Outdoor Pole/Arm-mounted Decorative Luminaires (Type B) |  | Standard | FALSE | [9 empty] | 42703 |  | No |  | 4 | 3537 | 131 | 27 | 19.92 | 0.9005 | 4500 | 83.2
PNGU6VXY | ELEDLIGHTS | ELEDLIGHTS.COM | CORNHL39045UD45 | Mogul (E39) Screw-Base Replacements for HID Lamps | Low Output | Replacement Lamps for Outdoor Pole/Arm-mounted Decorative Luminaires (Type B) |  | Standard | FALSE | [9 empty] | 42703 |  | No |  | 4 | 5895 | 131 | 45 | 14.72 | 0.9079 | 4500 | 82.1
PH4Z4YB2 | ELEDLIGHTS | ELEDLIGHTS.COM | CORNHL39080UD45 | Mogul (E39) Screw-Base Replacements for HID Lamps | Mid Output | Replacement Lamps for Outdoor Pole/Arm-mounted Decorative Luminaires (Type B) |  | Standard | FALSE | [9 empty] | 42703 |  | No | Updated on 7/29/2016 | 4 | 10480 | 131 | 80 | 9.93 | 0.9362 | 4500 | 82.1
P417F94M | ELEDLIGHTS | ELEDLIGHTS.COM | CORNHL39100UD45 | Mogul (E39) Screw-Base Replacements for HID Lamps | High Output | Replacement Lamps for Outdoor Pole/Arm-mounted Decorative Luminaires (Type B) |  | Standard | FALSE | [9 empty] | 42703 |  | No | Updated on 7/29/2016 | 4 | 13100 | 131 | 100 | 9.02 | 0.9544 | 4500 | 82.1
PGZZKEKD | ELEDLIGHTS | ELEDLIGHTS.COM | CORNHL39120UD45 | Mogul (E39) Screw-Base Replacements for HID Lamps | High Output | Replacement Lamps for Outdoor Pole/Arm-mounted Decorative Luminaires (Type B) |  | Standard | FALSE | [9 empty] | 42703 |  | No | Updated on 7/29/2016 | 4 | 15720 | 131 | 120 | 8.37 | 0.9644 | 4500 | 81.7
PCHC4WR1 | ELEDLIGHTS | ELEDLIGHTS.COM | CORNHL39054UD45 | Mogul (E39) Screw-Base Replacements for HID Lamps | Mid Output | Replacement Lamps for Outdoor Pole/Arm-mounted Decorative Luminaires (Type B) |  | Standard | FALSE | [9 empty] | 42703 |  | No |  | 4 | 7074 | 131 | 54 | 13.04 | 0.9061 | 4500 | 81.6
PX2BQMSE | ELEDLIGHTS | ELEDLIGHTS.COM | CORNHL39036UD40 | Mogul (E39) Screw-Base Replacements for HID Lamps | Low Output | Replacement Lamps for Outdoor Pole/Arm-mounted Decorative Luminaires (Type B) |  | Standard | FALSE | [9 empty] | 42703 |  | No |  | 4 | 4644 | 130 | 36 | 18.76 | 0.9064 | 4000 | 83.4
PSA6C98D | ELEDLIGHTS | ELEDLIGHTS.COM | CORNHL39027UD40 | Mogul (E39) Screw-Base Replacements for HID Lamps | Low Output | Replacement Lamps for Outdoor Pole/Arm-mounted Decorative Luminaires (Type B) |  | Standard | FALSE | [9 empty] | 42703 |  | No |  | 4 | 3483 | 130 | 27 | 19.92 | 0.9005 | 4000 | 83.2
P4U12FA1 | ELEDLIGHTS | ELEDLIGHTS.COM | CORNHL39045UD40 | Mogul (E39) Screw-Base Replacements for HID Lamps | Low Output | Replacement Lamps for Outdoor Pole/Arm-mounted Decorative Luminaires (Type B) |  | Standard | FALSE | [9 empty] | 42703 |  | No |  | 4 | 5850 | 130 | 45 | 14.72 | 0.9079 | 4000 | 82.1
PM6UQE95 | ELEDLIGHTS | ELEDLIGHTS.COM | CORNHL39080UD40 | Mogul (E39) Screw-Base Replacements for HID Lamps | Mid Output | Replacement Lamps for Outdoor Pole/Arm-mounted Decorative Luminaires (Type B) |  | Standard | FALSE | [9 empty] | 42703 |  | No | Updated on 7/29/2016 | 4 | 10400 | 130 | 80 | 9.93 | 0.9362 | 4000 | 82.1
P8H164JM | ELEDLIGHTS | ELEDLIGHTS.COM | CORNHL39100UD40 | Mogul (E39) Screw-Base Replacements for HID Lamps | High Output | Replacement Lamps for Outdoor Pole/Arm-mounted Decorative Luminaires (Type B) |  | Standard | FALSE | [9 empty] | 42703 |  | No | Updated on 7/29/2016 | 4 | 13000 | 130 | 100 | 9.02 | 0.9544 | 4000 | 82.1
P2VJRYVD | ELEDLIGHTS | ELEDLIGHTS.COM | CORNHL39120UD40 | Mogul (E39) Screw-Base Replacements for HID Lamps | High Output | Replacement Lamps for Outdoor Pole/Arm-mounted Decorative Luminaires (Type B) |  | Standard | FALSE | [9 empty] | 42703 |  | No | Updated on 7/29/2016 | 4 | 15600 | 130 | 120 | 8.37 | 0.9644 | 4000 | 81.7
PDJ645U7 | ELEDLIGHTS | ELEDLIGHTS.COM | CORNHL39054UD40 | Mogul (E39) Screw-Base Replacements for HID Lamps | Mid Output | Replacement Lamps for Outdoor Pole/Arm-mounted Decorative Luminaires (Type B) |  | Standard | FALSE | [9 empty] | 42703 |  | No |  | 4 | 7020 | 130 | 54 | 13.04 | 0.9061 | 4000 | 81.6
P5B1B25D | ELEDLIGHTS | ELEDLIGHTS.COM | CORNHL39036UD35 | Mogul (E39) Screw-Base Replacements for HID Lamps | Low Output | Replacement Lamps for Outdoor Pole/Arm-mounted Decorative Luminaires (Type B) |  | Standard | FALSE | [9 empty] | 42703 |  | No |  | 4 | 4532 | 126 | 36 | 18.76 | 0.9064 | 3500 | 83.4
PJS3YE1E | ELEDLIGHTS | ELEDLIGHTS.COM | CORNHL39027UD35 | Mogul (E39) Screw-Base Replacements for HID Lamps | Low Output | Replacement Lamps for Outdoor Pole/Arm-mounted Decorative Luminaires (Type B) |  | Standard | FALSE | [9 empty] | 42703 |  | No |  | 4 | 3399 | 126 | 27 | 19.92 | 0.9005 | 3500 | 83.2
PX2UFWWE | ELEDLIGHTS | ELEDLIGHTS.COM | CORNHL39045UD35 | Mogul (E39) Screw-Base Replacements for HID Lamps | Low Output | Replacement Lamps for Outdoor Pole/Arm-mounted Decorative Luminaires (Type B) |  | Standard | FALSE | [9 empty] | 42703 |  | No |  | 4 | 5670 | 126 | 45 | 14.72 | 0.9079 | 3500 | 82.1
PGEQ9HAF | ELEDLIGHTS | ELEDLIGHTS.COM | CORNHL39080UD35 | Mogul (E39) Screw-Base Replacements for HID Lamps | Mid Output | Replacement Lamps for Outdoor Pole/Arm-mounted Decorative Luminaires (Type B) |  | Standard | FALSE | [9 empty] | 42703 |  | No | Updated on 7/29/2016 | 4 | 10080 | 126 | 80 | 9.93 | 0.9362 | 3500 | 82.1
P9KWD4QU | ELEDLIGHTS | ELEDLIGHTS.COM | CORNHL39100UD35 | Mogul (E39) Screw-Base Replacements for HID Lamps | High Output | Replacement Lamps for Outdoor Pole/Arm-mounted Decorative Luminaires (Type B) |  | Standard | FALSE | [9 empty] | 42703 |  | No | Updated on 7/29/2016 | 4 | 12600 | 126 | 100 | 9.02 | 0.9544 | 3500 | 82.1
PWJBE5R2 | ELEDLIGHTS | ELEDLIGHTS.COM | CORNHL39120UD35 | Mogul (E39) Screw-Base Replacements for HID Lamps | High Output | Replacement Lamps for Outdoor Pole/Arm-mounted Decorative Luminaires (Type B) |  | Standard | FALSE | [9 empty] | 42703 |  | No | Updated on 7/29/2016 | 4 | 15120 | 126 | 120 | 8.37 | 0.9644 | 3500 | 81.7
PCF721BF | ELEDLIGHTS | ELEDLIGHTS.COM | CORNHL39054UD35 | Mogul (E39) Screw-Base Replacements for HID Lamps | Mid Output | Replacement Lamps for Outdoor Pole/Arm-mounted Decorative Luminaires (Type B) |  | Standard | FALSE | [9 empty] | 42703 |  | No |  | 4 | 6804 | 126 | 54 | 13.04 | 0.9061 | 3500 | 81.6
PB8W359Z | ELEDLIGHTS | ELEDLIGHTS.COM | CORNHL39036UD30 | Mogul (E39) Screw-Base Replacements for HID Lamps | Low Output | Replacement Lamps for Outdoor Pole/Arm-mounted Decorative Luminaires (Type B) |  | Standard | FALSE | [9 empty] | 42703 |  | No |  | 4 | 4456 | 124 | 36 | 18.76 | 0.9064 | 3000 | 83.4
P5RVBSWB | ELEDLIGHTS | ELEDLIGHTS.COM | CORNHL39027UD30 | Mogul (E39) Screw-Base Replacements for HID Lamps | Low Output | Replacement Lamps for Outdoor Pole/Arm-mounted Decorative Luminaires (Type B) |  | Standard | FALSE | [9 empty] | 42703 |  | No |  | 4 | 3321 | 124 | 27 | 19.92 | 0.9005 | 3000 | 83.2
PDJZ3NNZ | ELEDLIGHTS | ELEDLIGHTS.COM | CORNHL39045UD30 | Mogul (E39) Screw-Base Replacements for HID Lamps | Low Output | Replacement Lamps for Outdoor Pole/Arm-mounted Decorative Luminaires (Type B) |  | Standard | FALSE | [9 empty] | 42703 |  | No |  | 4 | 5580 | 124 | 45 | 14.72 | 0.9079 | 3000 | 82.1
PA49R36G | ELEDLIGHTS | ELEDLIGHTS.COM | CORNHL39080UD30 | Mogul (E39) Screw-Base Replacements for HID Lamps | Mid Output | Replacement Lamps for Outdoor Pole/Arm-mounted Decorative Luminaires (Type B) |  | Standard | FALSE | [9 empty] | 42703 |  | No | Updated on 7/29/2016 | 4 | 9920 | 124 | 80 | 9.93 | 0.9362 | 3000 | 82.1
PZNGGEY3 | ELEDLIGHTS | ELEDLIGHTS.COM | CORNHL39100UD30 | Mogul (E39) Screw-Base Replacements for HID Lamps | High Output | Replacement Lamps for Outdoor Pole/Arm-mounted Decorative Luminaires (Type B) |  | Standard | FALSE | [9 empty] | 42703 |  | No | Updated on 7/29/2016 | 4 | 12400 | 124 | 100 | 9.02 | 0.9544 | 3000 | 82.1
PPQ6AQY5 | ELEDLIGHTS | ELEDLIGHTS.COM | CORNHL39120UD30 | Mogul (E39) Screw-Base Replacements for HID Lamps | High Output | Replacement Lamps for Outdoor Pole/Arm-mounted Decorative Luminaires (Type B) |  | Standard | FALSE | [9 empty] | 42703 |  | No | Updated on 7/29/2016 | 4 | 14880 | 124 | 120 | 8.37 | 0.9644 | 3000 | 81.7
PKRHHWY1 | ELEDLIGHTS | ELEDLIGHTS.COM | CORNHL39054UD30 | Mogul (E39) Screw-Base Replacements for HID Lamps | Mid Output | Replacement Lamps for Outdoor Pole/Arm-mounted Decorative Luminaires (Type B) |  | Standard | FALSE | [9 empty] | 42703 |  | No |  | 4 | 6696 | 124 | 54 | 13.04 | 0.9061 | 3000 | 81.6
P8Z312HF | Electronic Lighting Systems | ELS LED | ELS-CL-100WB2 5700K | Mogul (E39) Screw-Base Replacements for HID Lamps | High Output | Replacement Lamps for Outdoor Pole/Arm-mounted Decorative Luminaires (Type B) |  | Standard | FALSE | [9 empty] | 42703 |  | No |  | 4 | 12162 | 123.58 | 98.41 | 17.81 | 0.93 | 5700 | 82.7
PATXAJ59 | Electronic Lighting Systems | ELS LED | ELS-CLW-150WB1 5700K | Mogul (E39) Screw-Base Replacements for HID Lamps | High Output | Replacement Lamps for Outdoor Pole/Arm-mounted Decorative Luminaires (Type B) |  | Standard | FALSE | [9 empty] | 42703 |  | No |  | 4 | 17946 | 121.09 | 148.2 | 14.51 | 0.93 | 5700 | 82.6
PXKKT2NJ | Electronic Lighting Systems | ELS LED | ELS-CL-60WB2E39 5700K | Mogul (E39) Screw-Base Replacements for HID Lamps | Mid Output | Replacement Lamps for Outdoor Pole/Arm-mounted Decorative Luminaires (Type B) |  | Standard | FALSE | [9 empty] | 42703 |  | No |  | 4 | 6883 | 120.38 | 57.18 | 13.06 | 0.9 | 5700 | 82.5
PTR1FD9D | Electronic Lighting Systems | ELS LED | ELS-CL-120WB2 5700K | Mogul (E39) Screw-Base Replacements for HID Lamps | High Output | Replacement Lamps for Outdoor Pole/Arm-mounted Decorative Luminaires (Type B) |  | Standard | FALSE | [9 empty] | 42703 |  | No |  | 4 | 14883 | 125.81 | 118.3 | 19.18 | 0.93 | 5700 | 82.4
PT3JWZNK | Electronic Lighting Systems | ELS LED | ELS-CLW-150WB1 5000K | Mogul (E39) Screw-Base Replacements for HID Lamps | High Output | Replacement Lamps for Outdoor Pole/Arm-mounted Decorative Luminaires (Type B) |  | Standard | FALSE | [9 empty] | 42703 |  | No |  | 4 | 17592 | 119.11 | 147.7 | 13.52 | 0.94 | 5000 | 82.3
P1CSQHS4 | Electronic Lighting Systems | ELS LED | ELS-CL-120WB2 5000K | Mogul (E39) Screw-Base Replacements for HID Lamps | High Output | Replacement Lamps for Outdoor Pole/Arm-mounted Decorative Luminaires (Type B) |  | Standard | FALSE | [9 empty] | 42703 |  | No |  | 4 | 14444 | 122.82 | 117.6 | 18.41 | 0.93 | 5000 | 82.2
P7XAJYWN | Electronic Lighting Systems | ELS LED | ELS-CL-100WB2 5000K | Mogul (E39) Screw-Base Replacements for HID Lamps | High Output | Replacement Lamps for Outdoor Pole/Arm-mounted Decorative Luminaires (Type B) |  | Standard | FALSE | [9 empty] | 42703 |  | No |  | 4 | 11820 | 121.49 | 97.29 | 17.1 | 0.94 | 5000 | 82.1
PGRGTCZH | Electronic Lighting Systems | ELS LED | ELS-CL-60WB2E39 5000K | Mogul (E39) Screw-Base Replacements for HID Lamps | Mid Output | Replacement Lamps for Outdoor Pole/Arm-mounted Decorative Luminaires (Type B) |  | Standard | FALSE | [9 empty] | 42703 |  | No |  | 4 | 6630.2 | 117.87 | 56.25 | 12.38 | 0.9 | 5000 | 82.1
PFGZZPUT | Electronic Lighting Systems | ELS LED | ELS-CLW-150WB1 4500K | Mogul (E39) Screw-Base Replacements for HID Lamps | High Output | Replacement Lamps for Outdoor Pole/Arm-mounted Decorative Luminaires (Type B) |  | Standard | FALSE | [9 empty] | 42703 |  | No |  | 4 | 17592 | 119.11 | 147.7 | 13.52 | 0.94 | 4500 | 82.3
PRQUCFTX | Electronic Lighting Systems | ELS LED | ELS-CL-120WB2 4500K | Mogul (E39) Screw-Base Replacements for HID Lamps | High Output | Replacement Lamps for Outdoor Pole/Arm-mounted Decorative Luminaires (Type B) |  | Standard | FALSE | [9 empty] | 42703 |  | No |  | 4 | 14444 | 122.82 | 117.6 | 18.41 | 0.93 | 4500 | 82.2
P538C4GF | Electronic Lighting Systems | ELS LED | ELS-CL-100WB2 4500K | Mogul (E39) Screw-Base Replacements for HID Lamps | High Output | Replacement Lamps for Outdoor Pole/Arm-mounted Decorative Luminaires (Type B) |  | Standard | FALSE | [9 empty] | 42703 |  | No |  | 4 | 11820 | 121.49 | 97.29 | 17.1 | 0.94 | 4500 | 82.1
PGUYEX2R | Electronic Lighting Systems | ELS LED | ELS-CL-60WB2E39 4500K | Mogul (E39) Screw-Base Replacements for HID Lamps | Mid Output | Replacement Lamps for Outdoor Pole/Arm-mounted Decorative Luminaires (Type B) |  | Standard | FALSE | [9 empty] | 42703 |  | No |  | 4 | 6630.2 | 117.87 | 56.25 | 12.38 | 0.9 | 4500 | 82.1
PQV2DMAJ | Dongguan Weihu Lighting Technology Co.Ltd | WH | YMA(B.C)-IC-18W(3000K) | Mogul (E39) Screw-Base Replacements for HID Lamps | Low Output | Replacement Lamps for Outdoor Pole/Arm-mounted Decorative Luminaires (Type B) |  | Standard | TRUE | 1725.8 | 89 | 19.39 | 17.59 | 0.9765 | 2995 | 82.1 | 5 | 50000 | 42703 | Not Dimmable | No |  | 4 | 1725.8 | 89 | 19.39 | 17.59 | 0.98 | 3000 | 82.1
P7SJ57BB | ESL Vision | ESL Vision | ESL-CL-120W-327-E39 | Mogul (E39) Screw-Base Replacements for HID Lamps | High Output | Replacement Lamps for Outdoor Pole/Arm-mounted Decorative Luminaires (Type B) |  | Standard | TRUE | 12145 | 97.86 | 124.1 | 8.37 | 0.9644 | 2757 | 81.7 | 5 | 50000 | 42703 | Not Dimmable | No | Updated on 7/29/2016 | 4 | 14640 | 122 | 120 | 8.37 | 0.9644 | 2700 | 81.7
P68GHF7J | ESL Vision | ESL Vision | ESL-CL-100W-327-E39 | Mogul (E39) Screw-Base Replacements for HID Lamps | High Output | Replacement Lamps for Outdoor Pole/Arm-mounted Decorative Luminaires (Type B) |  | Standard | TRUE | 10248 | 97.51 | 105.1 | 9.02 | 0.9544 | 2739 | 82.1 | 5 | 50000 | 42703 | Not Dimmable | No | Updated on 7/29/2016 | 4 | 12200 | 122 | 100 | 9.02 | 0.9544 | 2700 | 82.1
PBNS43WH | Shenzhen IDO Lighting Co. Limited | IDO | IDO-803B-98WA-E39/EX39(3000K) | Mogul (E39) Screw-Base Replacements for HID Lamps | High Output | Replacement Lamps for Outdoor Pole/Arm-mounted Decorative Luminaires (Type B) |  | Standard | TRUE | 10489 | 111.01 | 94.49 | 8.64 | 0.9474 | 3051 | 83.1 | 5 | 50000 | 42703 | Not Dimmable | No |  | 4.1 | 12800 | 130 | 98 | 8.64 | 0.95 | 3000 | 83.1
PJR566EG | ESL Vision | ESL Vision | ESL-CL-80W-327-E39 | Mogul (E39) Screw-Base Replacements for HID Lamps | Mid Output | Replacement Lamps for Outdoor Pole/Arm-mounted Decorative Luminaires (Type B) |  | Standard | TRUE | 7963.3 | 97.08 | 82.03 | 9.93 | 0.9362 | 2743 | 82.1 | 5 | 50000 | 42703 | Not Dimmable | No | Updated on 7/29/2016 | 4 | 9760 | 122 | 80 | 9.93 | 0.9362 | 2700 | 82.1
P8UNXBGE | ESL Vision | ESL Vision | ESL-CL-80W-350-E39 | Mogul (E39) Screw-Base Replacements for HID Lamps | Mid Output | Replacement Lamps for Outdoor Pole/Arm-mounted Decorative Luminaires (Type B) |  | Standard | FALSE | [9 empty] | 42703 | Not Dimmable | No | Updated on 7/29/2016 | 4 | 10640 | 133 | 80 | 9.93 | 0.9362 | 5000 | 82.1
PBVJ3HSM | ESL Vision | ESL Vision | ESL-CL-100W-350-E39 | Mogul (E39) Screw-Base Replacements for HID Lamps | High Output | Replacement Lamps for Outdoor Pole/Arm-mounted Decorative Luminaires (Type B) |  | Standard | FALSE | [9 empty] | 42703 | Not Dimmable | No | Updated on 7/29/2016 | 4 | 13300 | 133 | 100 | 9.02 | 0.9544 | 5000 | 82.1
PEYVR3Q5 | ESL Vision | ESL Vision | ESL-CL-120W-350-E39 | Mogul (E39) Screw-Base Replacements for HID Lamps | High Output | Replacement Lamps for Outdoor Pole/Arm-mounted Decorative Luminaires (Type B) |  | Standard | FALSE | [9 empty] | 42703 | Not Dimmable | No | Updated on 7/29/2016 | 4 | 15960 | 133 | 120 | 8.37 | 0.9644 | 5000 | 81.7
PHPVWM7X | ESL Vision | ESL Vision | ESL-CL-80W-340-E39 | Mogul (E39) Screw-Base Replacements for HID Lamps | Mid Output | Replacement Lamps for Outdoor Pole/Arm-mounted Decorative Luminaires (Type B) |  | Standard | FALSE | [9 empty] | 42703 | Not Dimmable | No | Updated on 7/29/2016 | 4 | 10400 | 130 | 80 | 9.93 | 0.9362 | 4000 | 82.1
PJPYCWP1 | ESL Vision | ESL Vision | ESL-CL-100W-340-E39 | Mogul (E39) Screw-Base Replacements for HID Lamps | High Output | Replacement Lamps for Outdoor Pole/Arm-mounted Decorative Luminaires (Type B) |  | Standard | FALSE | [9 empty] | 42703 | Not Dimmable | No | Updated on 7/29/2016 | 4 | 13000 | 130 | 100 | 9.02 | 0.9544 | 4000 | 82.1
P71FMPRY | ESL Vision | ESL Vision | ESL-CL-120W-340-E39 | Mogul (E39) Screw-Base Replacements for HID Lamps | High Output | Replacement Lamps for Outdoor Pole/Arm-mounted Decorative Luminaires (Type B) |  | Standard | FALSE | [9 empty] | 42703 | Not Dimmable | No | Updated on 7/29/2016 | 4 | 15600 | 130 | 120 | 8.37 | 0.9644 | 4000 | 81.7
P8EXMRYK | ESL Vision | ESL Vision | ESL-CL-80W-330-E39 | Mogul (E39) Screw-Base Replacements for HID Lamps | Mid Output | Replacement Lamps for Outdoor Pole/Arm-mounted Decorative Luminaires (Type B) |  | Standard | FALSE | [9 empty] | 42703 | Not Dimmable | No | Updated on 7/29/2016 | 4 | 9920 | 124 | 80 | 9.93 | 0.9362 | 3000 | 82.1
PFR4Q9UG | ESL Vision | ESL Vision | ESL-CL-100W-330-E39 | Mogul (E39) Screw-Base Replacements for HID Lamps | High Output | Replacement Lamps for Outdoor Pole/Arm-mounted Decorative Luminaires (Type B) |  | Standard | FALSE | [9 empty] | 42703 | Not Dimmable | No | Updated on 7/29/2016 | 4 | 12400 | 124 | 100 | 9.02 | 0.9544 | 3000 | 82.1
PFQCK2BB | ESL Vision | ESL Vision | ESL-CL-120W-330-E39 | Mogul (E39) Screw-Base Replacements for HID Lamps | High Output | Replacement Lamps for Outdoor Pole/Arm-mounted Decorative Luminaires (Type B) |  | Standard | FALSE | [9 empty] | 42703 | Not Dimmable | No | Updated on 7/29/2016 | 4 | 14880 | 124 | 120 | 8.37 | 0.9644 | 3000 | 81.7
PGHCD52Q | Dongguan Weihu Lighting Technology Co.Ltd | WH | YMA(B.C)-IC-18W(5700K) | Mogul (E39) Screw-Base Replacements for HID Lamps | Low Output | Replacement Lamps for Outdoor Pole/Arm-mounted Decorative Luminaires (Type B) |  | Standard | FALSE | [9 empty] | 42703 | Not Dimmable | No |  | 4 | 1768 | 91.7 | 19.28 | 18.57 | 0.97 | 5700 | 82.5
PCSGXQDB | Dongguan Weihu Lighting Technology Co.Ltd | WH | YMA(B.C)-IC-18W(5000K) | Mogul (E39) Screw-Base Replacements for HID Lamps | Low Output | Replacement Lamps for Outdoor Pole/Arm-mounted Decorative Luminaires (Type B) |  | Standard | FALSE | [9 empty] | 42703 | Not Dimmable | No |  | 4 | 1759.56 | 90.98 | 19.34 | 17.59 | 0.98 | 5000 | 82.1
PAC7P21R | Dongguan Weihu Lighting Technology Co.Ltd | WH | YMA(B.C)-IC-18W(4500K) | Mogul (E39) Screw-Base Replacements for HID Lamps | Low Output | Replacement Lamps for Outdoor Pole/Arm-mounted Decorative Luminaires (Type B) |  | Standard | FALSE | [9 empty] | 42703 | Not Dimmable | No |  | 4 | 1751.12 | 90.54 | 19.34 | 17.59 | 0.98 | 4500 | 82.1
PQ97A6GK | Dongguan Weihu Lighting Technology Co.Ltd | WH | YMA(B.C)-IC-18W(4000K) | Mogul (E39) Screw-Base Replacements for HID Lamps | Low Output | Replacement Lamps for Outdoor Pole/Arm-mounted Decorative Luminaires (Type B) |  | Standard | FALSE | [9 empty] | 42703 | Not Dimmable | No |  | 4 | 1742.68 | 90.11 | 19.34 | 17.59 | 0.98 | 4000 | 82.1
PRZJS5ZG | Dongguan Weihu Lighting Technology Co.Ltd | WH | YMA(B.C)-IC-18W(3500K) | Mogul (E39) Screw-Base Replacements for HID Lamps | Low Output | Replacement Lamps for Outdoor Pole/Arm-mounted Decorative Luminaires (Type B) |  | Standard | FALSE | [9 empty] | 42703 | Not Dimmable | No |  | 4 | 1734.24 | 89.69 | 19.34 | 17.59 | 0.98 | 3500 | 82.1
PJ5TN848 | Shenzhen IDO Lighting Co. Limited | IDO | IDO-803B-98WA-E39/EX39(5000K) | Mogul (E39) Screw-Base Replacements for HID Lamps | High Output | Replacement Lamps for Outdoor Pole/Arm-mounted Decorative Luminaires (Type B) |  | Standard | FALSE | [9 empty] | 42703 | Not Dimmable | No |  | 4.1 | 13230 | 135 | 98 | 9.81 | 0.94 | 5000 | 83.3
PA49KTN6 | Shenzhen IDO Lighting Co. Limited | IDO | IDO-803B-98WA-E39/EX39(4500K) | Mogul (E39) Screw-Base Replacements for HID Lamps | High Output | Replacement Lamps for Outdoor Pole/Arm-mounted Decorative Luminaires (Type B) |  | Standard | FALSE | [9 empty] | 42703 | Not Dimmable | No |  | 4.1 | 12838 | 131 | 98 | 8.64 | 0.95 | 4500 | 83.1
PZWMMMS7 | Shenzhen IDO Lighting Co. Limited | IDO | IDO-803B-98WA-E39/EX39(4000K) | Mogul (E39) Screw-Base Replacements for HID Lamps | High Output | Replacement Lamps for Outdoor Pole/Arm-mounted Decorative Luminaires (Type B) |  | Standard | FALSE | [9 empty] | 42703 | Not Dimmable | No |  | 4.1 | 12838 | 131 | 98 | 8.64 | 0.95 | 4000 | 83.1
PUE335RF | Shenzhen IDO Lighting Co. Limited | IDO | IDO-803B-98WA-E39/EX39(3500K) | Mogul (E39) Screw-Base Replacements for HID Lamps | High Output | Replacement Lamps for Outdoor Pole/Arm-mounted Decorative Luminaires (Type B) |  | Standard | FALSE | [9 empty] | 42703 | Not Dimmable | No |  | 4.1 | 12800 | 130 | 98 | 8.64 | 0.95 | 3500 | 83.1
PTMTX98D | Shenzhen Like Lighting Technology Co. Ltd. | Likelighting | LK-360D-[SE]-1-100W-ID(3000K) | Mogul (E39) Screw-Base Replacements for HID Lamps | High Output | Replacement Lamps for Outdoor Pole/Arm-mounted Decorative Luminaires (Type B) |  | Standard | TRUE | 11107.252 | 114.86 | 96.7 | 14.3 | 0.905 | 2994 | 82.9 | 5 | 50000 | 42699 |  | No |  | 4 | 11107.2 | 114.8 | 96.7 | 14.3 | 0.91 | 2994 | 82.9
PXP9BMFW | Shenzhen Like Lighting Technology Co. Ltd. | Likelighting | LK-360D-[SE]-1-100W-ID(5700K) | Mogul (E39) Screw-Base Replacements for HID Lamps | High Output | Replacement Lamps for Outdoor Pole/Arm-mounted Decorative Luminaires (Type B) |  | Standard | FALSE | [9 empty] | 42699 |  | No |  | 4 | 12022.4 | 121.8 | 98.6 | 15.7 | 0.91 | 5696 | 83.9
PB4VTV5M | Shenzhen Like Lighting Technology Co. Ltd. | Likelighting | LK-360D-[SE]-1-100W-ID(5000K) | Mogul (E39) Screw-Base Replacements for HID Lamps | High Output | Replacement Lamps for Outdoor Pole/Arm-mounted Decorative Luminaires (Type B) |  | Standard | FALSE | [9 empty] | 42699 |  | No |  | 4 | 11107.2 | 114.8 | 96.7 | 14.3 | 0.91 | 5000 | 82.9
P2MSU7TZ | Shenzhen Like Lighting Technology Co. Ltd. | Likelighting | LK-360D-[SE]-1-100W-ID(4500K) | Mogul (E39) Screw-Base Replacements for HID Lamps | High Output | Replacement Lamps for Outdoor Pole/Arm-mounted Decorative Luminaires (Type B) |  | Standard | FALSE | [9 empty] | 42699 |  | No |  | 4 | 11107.2 | 114.8 | 96.7 | 14.3 | 0.91 | 4500 | 82.9
PWWVSY8G | Shenzhen Like Lighting Technology Co. Ltd. | Likelighting | LK-360D-[SE]-1-100W-ID(4000K) | Mogul (E39) Screw-Base Replacements for HID Lamps | High Output | Replacement Lamps for Outdoor Pole/Arm-mounted Decorative Luminaires (Type B) |  | Standard | FALSE | [9 empty] | 42699 |  | No |  | 4 | 11107.2 | 114.8 | 96.7 | 14.3 | 0.91 | 4000 | 82.9
P3SA5BFP | Shenzhen Like Lighting Technology Co. Ltd. | Likelighting | LK-360D-[SE]-1-100W-ID(3500K) | Mogul (E39) Screw-Base Replacements for HID Lamps | High Output | Replacement Lamps for Outdoor Pole/Arm-mounted Decorative Luminaires (Type B) |  | Standard | FALSE | [9 empty] | 42699 |  | No |  | 4 | 11107.2 | 114.8 | 96.7 | 14.3 | 0.91 | 3500 | 82.9
PZ1UA4N3 | TOSMART TECHNOLOGY CO LTD | / | 15036101 4000K | Mogul (E39) Screw-Base Replacements for HID Lamps | Low Output | Replacement Lamps for Outdoor Pole/Arm-mounted Area and Roadway Luminaires (Type B) |  | Standard | TRUE | 4010 | 115.33 | 34.77 | 6.7 | 0.9103 | 3897 | 72.8 | 5 | 50000 | 42695 |  | No |  | 4 | 4008.5 | 119.8 | 33.46 | 6.7 | 0.91 | 4000 | 72.8
PR9C75J8 | TOSMART TECHNOLOGY CO LTD | / | 15115101 4000K | Mogul (E39) Screw-Base Replacements for HID Lamps | High Output | Replacement Lamps for Outdoor Pole/Arm-mounted Area and Roadway Luminaires (Type B) |  | Standard | TRUE | 12819 | 113.44 | 113 | 17.92 | 0.9013 | 3903 | 73.1 | 5 | 50000 | 42695 |  | No |  | 4 | 12819 | 113.44 | 113 | 17.92 | 0.9 | 4000 | 73.1
PH6WRXV9 | TOSMART TECHNOLOGY CO LTD | / | 15075101 4000K | Mogul (E39) Screw-Base Replacements for HID Lamps | Mid Output | Replacement Lamps for Outdoor Pole/Arm-mounted Area and Roadway Luminaires (Type B) |  | Standard | TRUE | 8507.2 | 115.32 | 73.77 | 19.49 | 0.901 | 3898 | 73 | 5 | 50000 | 42695 |  | No |  | 4 | 8615.3 | 116.12 | 74.19 | 19.49 | 0.9 | 4000 | 73
PP78Z14T | TOSMART TECHNOLOGY CO LTD | / | 13150111 4000K | Mogul (E39) Screw-Base Replacements for HID Lamps | High Output | Replacement Lamps for Outdoor Pole/Arm-mounted Decorative Luminaires (Type B) |  | Standard | TRUE | 17146 | 118.74 | 144.4 | 13.52 | 0.9361 | 4122 | 82.3 | 5 | 50000 | 42695 |  | No |  | 4 | 17592 | 119.11 | 147.7 | 13.52 | 0.94 | 4000 | 82.3
PJSYHZZ3 | Smart Energy Alternates | SEA LED | SEA-CLW-150WA1 4000K | Mogul (E39) Screw-Base Replacements for HID Lamps | High Output | Replacement Lamps for Outdoor Pole/Arm-mounted Decorative Luminaires (Type B) |  | Standard | TRUE | 17146 | 118.74 | 144.4 | 13.52 | 0.9361 | 4122 | 82.3 | 5 | 50000 | 42695 |  | No |  | 4 | 17592 | 119.11 | 147.7 | 13.52 | 0.94 | 4000 | 82.3
P8ZWGWXQ | Smart Energy Alternates | SEA LED | SEA-CLW-150WA1 4000K | Mogul (E39) Screw-Base Replacements for HID Lamps | High Output | Replacement Lamps for Outdoor Pole/Arm-mounted Decorative Luminaires (Type B) |  | Standard | TRUE | 17146 | 118.74 | 144.4 | 13.52 | 0.9361 | 4122 | 82.3 | 5 | 50000 | 42695 |  | No |  | 4 | 17592 | 119.11 | 147.7 | 13.52 | 0.94 | 4000 | 82.3
PG6PBPSZ | Shenzhen Bbier Lighting Co. Ltd | SHEN ZHEN BBIER LIGHTING CO.LTD | BB-XHJD-016(4000K) | Mogul (E39) Screw-Base Replacements for HID Lamps | Mid Output | Replacement Lamps for Outdoor Pole/Arm-mounted Decorative Luminaires (Type B) |  | Standard | TRUE | 7932.8 | 133.82 | 59.28 | 15.14 | 0.9075 | 4195 | 82.4 | 5 | 50000 | 42695 |  | No |  | 4.1 | 7932.8 | 133.82 | 59.28 | 15.14 | 0.91 | 4000 | 82.4
PQ7AM736 | Smart Energy Alternates | SEA LED | SEA-CLW-80WA1 4000K | Mogul (E39) Screw-Base Replacements for HID Lamps | Mid Output | Replacement Lamps for Outdoor Pole/Arm-mounted Decorative Luminaires (Type B) |  | Standard | TRUE | 9177.6 | 115.21 | 79.66 | 14.56 | 0.9063 | 4116 | 82.2 | 5 | 50000 | 42695 |  | No |  | 4 | 9298.2 | 115.91 | 80.22 | 14.56 | 0.91 | 4000 | 82.2
PB6CZ1EH | Smart Energy Alternates | SEA LED | SEA-CLW-80WA1 4000K | Mogul (E39) Screw-Base Replacements for HID Lamps | Mid Output | Replacement Lamps for Outdoor Pole/Arm-mounted Decorative Luminaires (Type B) |  | Standard | TRUE | 9177.6 | 115.21 | 79.66 | 14.56 | 0.9063 | 4116 | 82.2 | 5 | 50000 | 42695 |  | No |  | 4 | 9298.2 | 115.91 | 80.22 | 14.56 | 0.91 | 4000 | 82.2
P3QMFCB4 | Hangzhou Junction Imp. and Exp. Co. Ltd | Thinklux Lighting | TKCL25084039 | Mogul (E39) Screw-Base Replacements for HID Lamps | Mid Output | Replacement Lamps for Outdoor Pole/Arm-mounted Decorative Luminaires (Type B) |  | Standard | TRUE | 9177.6 | 115.21 | 79.66 | 14.56 | 0.9063 | 4116 | 82.2 | 5 | 50000 | 42695 |  | No |  | 4 | 9298.2 | 115.91 | 80.22 | 14.56 | 0.91 | 4000 | 82.2
PUSUAG62 | Shenzhen Bbier Lighting Co. Ltd | SHEN ZHEN BBIER LIGHTING CO.LTD | BB-HJD-005(4000K) | Mogul (E39) Screw-Base Replacements for HID Lamps | Mid Output | Replacement Lamps for Outdoor Pole/Arm-mounted Decorative Luminaires (Type B) |  | Standard | TRUE | 8156.5 | 138.46 | 58.91 | 16.48 | 0.9048 | 4055 | 82.2 | 5 | 50000 | 42695 |  | No |  | 4.1 | 8156.5 | 138.46 | 58.91 | 16.48 | 0.9 | 4000 | 82.2
PX1Z88D3 | Smart Energy Alternates | SEA LED | SEA-CLW-100WA1 4000K | Mogul (E39) Screw-Base Replacements for HID Lamps | High Output | Replacement Lamps for Outdoor Pole/Arm-mounted Decorative Luminaires (Type B) |  | Standard | TRUE | 11462 | 114.62 | 100 | 12.15 | 0.9039 | 4107 | 82.1 | 5 | 50000 | 42695 |  | No |  | 4 | 11462 | 114.62 | 100 | 12.15 | 0.9 | 4000 | 82.1
PUFS61SY | Smart Energy Alternates | SEA LED | SEA-CLW-100WA1 4000K | Mogul (E39) Screw-Base Replacements for HID Lamps | High Output | Replacement Lamps for Outdoor Pole/Arm-mounted Decorative Luminaires (Type B) |  | Standard | TRUE | 11462 | 114.62 | 100 | 12.15 | 0.9039 | 4107 | 82.1 | 5 | 50000 | 42695 |  | No |  | 4 | 11462 | 114.62 | 100 | 12.15 | 0.9 | 4000 | 82.1
PZP1S45N | Hangzhou Junction Imp. and Exp. Co. Ltd | Thinklux Lighting | TKCL32084039 | Mogul (E39) Screw-Base Replacements for HID Lamps | High Output | Replacement Lamps for Outdoor Pole/Arm-mounted Decorative Luminaires (Type B) |  | Standard | TRUE | 11462 | 114.62 | 100 | 12.15 | 0.9039 | 4107 | 82.1 | 5 | 50000 | 42695 |  | No |  | 4 | 11462 | 114.62 | 100 | 12.15 | 0.9 | 4000 | 82.1
PJ6CZTX9 | Smart Energy Alternates | SEA LED | SEA-CLW-120WA1 4000K | Mogul (E39) Screw-Base Replacements for HID Lamps | High Output | Replacement Lamps for Outdoor Pole/Arm-mounted Decorative Luminaires (Type B) |  | Standard | TRUE | 12985 | 114.3 | 113.6 | 18.96 | 0.903 | 4109 | 82.3 | 5 | 50000 | 42695 |  | No |  | 4 | 13305 | 114.6 | 116.1 | 18.96 | 0.9 | 4000 | 82.3
P99WYGU4 | Smart Energy Alternates | SEA LED | SEA-CLW-120WA1 4000K | Mogul (E39) Screw-Base Replacements for HID Lamps | High Output | Replacement Lamps for Outdoor Pole/Arm-mounted Decorative Luminaires (Type B) |  | Standard | TRUE | 12985 | 114.3 | 113.6 | 18.96 | 0.903 | 4109 | 82.3 | 5 | 50000 | 42695 |  | No |  | 4 | 13305 | 114.6 | 116.1 | 18.96 | 0.9 | 4000 | 82.3
PCK3TMJA | Hangzhou Junction Imp. and Exp. Co. Ltd | Thinklux Lighting | TKCL40084039 | Mogul (E39) Screw-Base Replacements for HID Lamps | High Output | Replacement Lamps for Outdoor Pole/Arm-mounted Decorative Luminaires (Type B) |  | Standard | TRUE | 12985 | 114.3 | 113.6 | 18.96 | 0.903 | 4109 | 82.3 | 5 | 50000 | 42695 |  | No |  | 4 | 13305 | 114.6 | 116.1 | 18.96 | 0.9 | 4000 | 82.3
PXAHV75Q | Smart Energy Alternates | SEA LED | SEA-CLW-60WA1E39 4000K | Mogul (E39) Screw-Base Replacements for HID Lamps | Mid Output | Replacement Lamps for Outdoor Pole/Arm-mounted Decorative Luminaires (Type B) |  | Standard | TRUE | 6299.6 | 110.69 | 56.91 | 17.57 | 0.9021 | 4134 | 82.1 | 5 | 50000 | 42695 |  | No |  | 4 | 6473.2 | 110.9 | 58.37 | 17.57 | 0.9 | 4000 | 82.1
PA9QN5F6 | Smart Energy Alternates | SEA LED | SEA-CLW-60WA1E39 4000K | Mogul (E39) Screw-Base Replacements for HID Lamps | Mid Output | Replacement Lamps for Outdoor Pole/Arm-mounted Decorative Luminaires (Type B) |  | Standard | TRUE | 6299.6 | 110.69 | 56.91 | 17.57 | 0.9021 | 4134 | 82.1 | 5 | 50000 | 42695 |  | No |  | 4 | 6473.2 | 110.9 | 58.37 | 17.57 | 0.9 | 4000 | 82.1
PFGV4XTB | Smart Energy Alternates | SEA LED | SEA-CLW-40WA1E39 4000K | Mogul (E39) Screw-Base Replacements for HID Lamps | Mid Output | Replacement Lamps for Outdoor Pole/Arm-mounted Decorative Luminaires (Type B) |  | Standard | TRUE | 4524.7 | 114.23 | 39.61 | 15.14 | 0.9016 | 4129 | 82.3 | 5 | 50000 | 42695 |  | No |  | 4 | 4524.7 | 114.23 | 39.61 | 15.14 | 0.9 | 4000 | 82.3
PE9NGMVJ | Smart Energy Alternates | SEA LED | SEA-CLW-40WA1E39 4000K | Mogul (E39) Screw-Base Replacements for HID Lamps | Mid Output | Replacement Lamps for Outdoor Pole/Arm-mounted Decorative Luminaires (Type B) |  | Standard | TRUE | 4524.7 | 114.23 | 39.61 | 15.14 | 0.9016 | 4129 | 82.3 | 5 | 50000 | 42695 |  | No |  | 4 | 4524.7 | 114.23 | 39.61 | 15.14 | 0.9 | 4000 | 82.3
PZ1XYUMM | Smart Energy Alternates | SEA LED | SEA-CLW-30WA1E39 4000K | Mogul (E39) Screw-Base Replacements for HID Lamps | Low Output | Replacement Lamps for Outdoor Pole/Arm-mounted Decorative Luminaires (Type B) |  | Standard | TRUE | 3372.8 | 110.51 | 30.52 | 18.01 | 0.9015 | 4119 | 82.1 | 5 | 50000 | 42695 |  | No |  | 4 | 3372.8 | 110.51 | 30.52 | 18.01 | 0.9 | 4000 | 82.1
PCJPS2K5 | Smart Energy Alternates | SEA LED | SEA-CLW-30WA1E39 4000K | Mogul (E39) Screw-Base Replacements for HID Lamps | Low Output | Replacement Lamps for Outdoor Pole/Arm-mounted Decorative Luminaires (Type B) |  | Standard | TRUE | 3372.8 | 110.51 | 30.52 | 18.01 | 0.9015 | 4119 | 82.1 | 5 | 50000 | 42695 |  | No |  | 4 | 3372.8 | 110.51 | 30.52 | 18.01 | 0.9 | 4000 | 82.1
PVWMQ582 | TOSMART TECHNOLOGY CO LTD | / | 13150111 5700K | Mogul (E39) Screw-Base Replacements for HID Lamps | High Output | Replacement Lamps for Outdoor Pole/Arm-mounted Decorative Luminaires (Type B) |  | Standard | FALSE | [9 empty] | 42695 |  | No |  | 4 | 17946 | 121.09 | 148.2 | 14.51 | 0.93 | 5700 | 82.6
PUG71MTW | TOSMART TECHNOLOGY CO LTD | / | 15115101 5700K | Mogul (E39) Screw-Base Replacements for HID Lamps | High Output | Replacement Lamps for Outdoor Pole/Arm-mounted Area and Roadway Luminaires (Type B) |  | Standard | FALSE | [9 empty] | 42695 |  | No |  | 4 | 13008 | 115.32 | 112.8 | 19.07 | 0.9 | 5700 | 75.8
PPNWB9TU | TOSMART TECHNOLOGY CO LTD | / | 15115102 5700K | Mogul (E39) Screw-Base Replacements for HID Lamps | High Output | Replacement Lamps for Outdoor Pole/Arm-mounted Area and Roadway Luminaires (Type B) |  | Standard | FALSE | [9 empty] | 42695 |  | No |  | 4 | 13008 | 115.32 | 112.8 | 19.07 | 0.9 | 5700 | 75.8
PZGX5V42 | TOSMART TECHNOLOGY CO LTD | / | 15075102 5700K | Mogul (E39) Screw-Base Replacements for HID Lamps | Mid Output | Replacement Lamps for Outdoor Pole/Arm-mounted Area and Roadway Luminaires (Type B) |  | Standard | FALSE | [9 empty] | 42695 |  | No |  | 4 | 8814 | 119.06 | 74.03 | 19.92 | 0.9 | 5700 | 75.3
PE16MG9Q | TOSMART TECHNOLOGY CO LTD | / | 15075101 5700K | Mogul (E39) Screw-Base Replacements for HID Lamps | Mid Output | Replacement Lamps for Outdoor Pole/Arm-mounted Area and Roadway Luminaires (Type B) |  | Standard | FALSE | [9 empty] | 42695 |  | No |  | 4 | 8814 | 119.06 | 74.03 | 19.92 | 0.9 | 5700 | 75.3
PVBFDC96 | TOSMART TECHNOLOGY CO LTD | / | 15036101 5700K | Mogul (E39) Screw-Base Replacements for HID Lamps | Low Output | Replacement Lamps for Outdoor Pole/Arm-mounted Area and Roadway Luminaires (Type B) |  | Standard | FALSE | [9 empty] | 42695 |  | No |  | 4 | 4186 | 119.84 | 34.93 | 6.91 | 0.91 | 5700 | 75.2
PDD8Y88U | TOSMART TECHNOLOGY CO LTD | / | 15036102 5700K | Mogul (E39) Screw-Base Replacements for HID Lamps | Low Output | Replacement Lamps for Outdoor Pole/Arm-mounted Area and Roadway Luminaires (Type B) |  | Standard | FALSE | [9 empty] | 42695 |  | No |  | 4 | 4186 | 119.84 | 34.93 | 6.91 | 0.91 | 5700 | 75.2
PKRU64KR | TOSMART TECHNOLOGY CO LTD | / | 13150111 5000K | Mogul (E39) Screw-Base Replacements for HID Lamps | High Output | Replacement Lamps for Outdoor Pole/Arm-mounted Decorative Luminaires (Type B) |  | Standard | FALSE | [9 empty] | 42695 |  | No |  | 4 | 17592 | 119.11 | 147.7 | 13.52 | 0.94 | 5000 | 82.3
PTHSXFXF | TOSMART TECHNOLOGY CO LTD | / | 15115102 5000K | Mogul (E39) Screw-Base Replacements for HID Lamps | High Output | Replacement Lamps for Outdoor Pole/Arm-mounted Area and Roadway Luminaires (Type B) |  | Standard | FALSE | [9 empty] | 42695 |  | No |  | 4 | 12819 | 113.44 | 113 | 17.92 | 0.9 | 5000 | 73.1
PPBM19EV | TOSMART TECHNOLOGY CO LTD | / | 15115101 5000K | Mogul (E39) Screw-Base Replacements for HID Lamps | High Output | Replacement Lamps for Outdoor Pole/Arm-mounted Area and Roadway Luminaires (Type B) |  | Standard | FALSE | [9 empty] | 42695 |  | No |  | 4 | 12819 | 113.44 | 113 | 17.92 | 0.9 | 5000 | 73.1
PUFK386N | TOSMART TECHNOLOGY CO LTD | / | 15075101 5000K | Mogul (E39) Screw-Base Replacements for HID Lamps | Mid Output | Replacement Lamps for Outdoor Pole/Arm-mounted Area and Roadway Luminaires (Type B) |  | Standard | FALSE | [9 empty] | 42695 |  | No |  | 4 | 8615.3 | 116.12 | 74.19 | 19.49 | 0.9 | 5000 | 73
P8GQDBMD | TOSMART TECHNOLOGY CO LTD | / | 15075102 5000K | Mogul (E39) Screw-Base Replacements for HID Lamps | Mid Output | Replacement Lamps for Outdoor Pole/Arm-mounted Area and Roadway Luminaires (Type B) |  | Standard | FALSE | [9 empty] | 42695 |  | No |  | 4 | 8615.3 | 116.12 | 74.19 | 19.49 | 0.9 | 5000 | 73
PMWK551W | TOSMART TECHNOLOGY CO LTD | / | 15036102 5000K | Mogul (E39) Screw-Base Replacements for HID Lamps | Low Output | Replacement Lamps for Outdoor Pole/Arm-mounted Area and Roadway Luminaires (Type B) |  | Standard | FALSE | [9 empty] | 42695 |  | No |  | 4 | 4008.5 | 119.8 | 33.46 | 6.7 | 0.91 | 5000 | 72.8
P1HXKPY5 | TOSMART TECHNOLOGY CO LTD | / | 15036101 5000K | Mogul (E39) Screw-Base Replacements for HID Lamps | Low Output | Replacement Lamps for Outdoor Pole/Arm-mounted Area and Roadway Luminaires (Type B) |  | Standard | FALSE | [9 empty] | 42695 |  | No |  | 4 | 4008.5 | 119.8 | 33.46 | 6.7 | 0.91 | 5000 | 72.8
PK4X8TK1 | TOSMART TECHNOLOGY CO LTD | / | 13150111 4500K | Mogul (E39) Screw-Base Replacements for HID Lamps | High Output | Replacement Lamps for Outdoor Pole/Arm-mounted Decorative Luminaires (Type B) |  | Standard | FALSE | [9 empty] | 42695 |  | No |  | 4 | 17592 | 119.11 | 147.7 | 13.52 | 0.94 | 4500 | 82.3
P96Y6UJR | TOSMART TECHNOLOGY CO LTD | / | 15115102 4000K | Mogul (E39) Screw-Base Replacements for HID Lamps | High Output | Replacement Lamps for Outdoor Pole/Arm-mounted Area and Roadway Luminaires (Type B) |  | Standard | FALSE | [9 empty] | 42695 |  | No |  | 4 | 12819 | 113.44 | 113 | 17.92 | 0.9 | 4000 | 73.1
PXNQT7JS | TOSMART TECHNOLOGY CO LTD | / | 15075102 4000K | Mogul (E39) Screw-Base Replacements for HID Lamps | Mid Output | Replacement Lamps for Outdoor Pole/Arm-mounted Area and Roadway Luminaires (Type B) |  | Standard | FALSE | [9 empty] | 42695 |  | No |  | 4 | 8615.3 | 116.12 | 74.19 | 19.49 | 0.9 | 4000 | 73
PMV4DTF4 | TOSMART TECHNOLOGY CO LTD | / | 15036102 4000K | Mogul (E39) Screw-Base Replacements for HID Lamps | Low Output | Replacement Lamps for Outdoor Pole/Arm-mounted Area and Roadway Luminaires (Type B) |  | Standard | FALSE | [9 empty] | 42695 |  | No |  | 4 | 4008.5 | 119.8 | 33.46 | 6.7 | 0.91 | 4000 | 72.8
PNXEHHJJ | Smart Energy Alternates | SEA LED | SEA-CLW-80WA1 5700K | Mogul (E39) Screw-Base Replacements for HID Lamps | Mid Output | Replacement Lamps for Outdoor Pole/Arm-mounted Decorative Luminaires (Type B) |  | Standard | FALSE | [9 empty] | 42695 |  | No |  | 4 | 9512 | 117.91 | 80.67 | 17.47 | 0.9 | 5700 | 82.7
P97CCC8Y | Smart Energy Alternates | SEA LED | SEA-CLW-80WA1 5700K | Mogul (E39) Screw-Base Replacements for HID Lamps | Mid Output | Replacement Lamps for Outdoor Pole/Arm-mounted Decorative Luminaires (Type B) |  | Standard | FALSE | [9 empty] | 42695 |  | No |  | 4 | 9512 | 117.91 | 80.67 | 17.47 | 0.9 | 5700 | 82.7
PP2Y4MVJ | Smart Energy Alternates | SEA LED | SEA-CLW-40WA1E39 5700K | Mogul (E39) Screw-Base Replacements for HID Lamps | Mid Output | Replacement Lamps for Outdoor Pole/Arm-mounted Decorative Luminaires (Type B) |  | Standard | FALSE | [9 empty] | 42695 |  | No |  | 4 | 4785 | 119.09 | 40.18 | 15.91 | 0.9 | 5700 | 82.7
PG7REX4D | Smart Energy Alternates | SEA LED | SEA-CLW-40WA1E39 5700K | Mogul (E39) Screw-Base Replacements for HID Lamps | Mid Output | Replacement Lamps for Outdoor Pole/Arm-mounted Decorative Luminaires (Type B) |  | Standard | FALSE | [9 empty] | 42695 |  | No |  | 4 | 4785 | 119.09 | 40.18 | 15.91 | 0.9 | 5700 | 82.7
P9SBDAD8 | Smart Energy Alternates | SEA LED | SEA-CLW-60WA1E39 5700K | Mogul (E39) Screw-Base Replacements for HID Lamps | Mid Output | Replacement Lamps for Outdoor Pole/Arm-mounted Decorative Luminaires (Type B) |  | Standard | FALSE | [9 empty] | 42695 |  | No |  | 4 | 6705 | 113.81 | 58.91 | 18.94 | 0.9 | 5700 | 82.6
P1MYX6H3 | Smart Energy Alternates | SEA LED | SEA-CLW-60WA1E39 5700K | Mogul (E39) Screw-Base Replacements for HID Lamps | Mid Output | Replacement Lamps for Outdoor Pole/Arm-mounted Decorative Luminaires (Type B) |  | Standard | FALSE | [9 empty] | 42695 |  | No |  | 4 | 6705 | 113.81 | 58.91 | 18.94 | 0.9 | 5700 | 82.6
PWCXQ9QS | Smart Energy Alternates | SEA LED | SEA-CLW-30WA1E39 5700K | Mogul (E39) Screw-Base Replacements for HID Lamps | Low Output | Replacement Lamps for Outdoor Pole/Arm-mounted Decorative Luminaires (Type B) |  | Standard | FALSE | [9 empty] | 42695 |  | No |  | 4 | 3530 | 113.71 | 31.04 | 18.81 | 0.9 | 5700 | 82.6
P4JQBQRZ | Smart Energy Alternates | SEA LED | SEA-CLW-30WA1E39 5700K | Mogul (E39) Screw-Base Replacements for HID Lamps | Low Output | Replacement Lamps for Outdoor Pole/Arm-mounted Decorative Luminaires (Type B) |  | Standard | FALSE | [9 empty] | 42695 |  | No |  | 4 | 3530 | 113.71 | 31.04 | 18.81 | 0.9 | 5700 | 82.6
PFJDSS5Y | Smart Energy Alternates | SEA LED | SEA-CLW-150WA1 5700K | Mogul (E39) Screw-Base Replacements for HID Lamps | High Output | Replacement Lamps for Outdoor Pole/Arm-mounted Decorative Luminaires (Type B) |  | Standard | FALSE | [9 empty] | 42695 |  | No |  | 4 | 17946 | 121.09 | 148.2 | 14.51 | 0.93 | 5700 | 82.6
PDH6MM76 | Smart Energy Alternates | SEA LED | SEA-CLW-150WA1 5700K | Mogul (E39) Screw-Base Replacements for HID Lamps | High Output | Replacement Lamps for Outdoor Pole/Arm-mounted Decorative Luminaires (Type B) |  | Standard | FALSE | [9 empty] | 42695 |  | No |  | 4 | 17946 | 121.09 | 148.2 | 14.51 | 0.93 | 5700 | 82.6
PPZYF7AG | Smart Energy Alternates | SEA LED | SEA-CLW-120WA1 5700K | Mogul (E39) Screw-Base Replacements for HID Lamps | High Output | Replacement Lamps for Outdoor Pole/Arm-mounted Decorative Luminaires (Type B) |  | Standard | FALSE | [9 empty] | 42695 |  | No |  | 4 | 13675 | 116.38 | 117.5 | 19.97 | 0.9 | 5700 | 82.2
PK5F5SU6 | Smart Energy Alternates | SEA LED | SEA-CLW-120WA1 5700K | Mogul (E39) Screw-Base Replacements for HID Lamps | High Output | Replacement Lamps for Outdoor Pole/Arm-mounted Decorative Luminaires (Type B) |  | Standard | FALSE | [9 empty] | 42695 |  | No |  | 4 | 13675 | 116.38 | 117.5 | 19.97 | 0.9 | 5700 | 82.2
PXG2KU5B | Smart Energy Alternates | SEA LED | SEA-CLW-100WA1 5700K | Mogul (E39) Screw-Base Replacements for HID Lamps | High Output | Replacement Lamps for Outdoor Pole/Arm-mounted Decorative Luminaires (Type B) |  | Standard | FALSE | [9 empty] | 42695 |  | No |  | 4 | 11852 | 117.81 | 100.6 | 13.59 | 0.9 | 5700 | 82
PRSHK1PC | Smart Energy Alternates | SEA LED | SEA-CLW-100WA1 5700K | Mogul (E39) Screw-Base Replacements for HID Lamps | High Output | Replacement Lamps for Outdoor Pole/Arm-mounted Decorative Luminaires (Type B) |  | Standard | FALSE | [9 empty] | 42695 |  | No |  | 4 | 11852 | 117.81 | 100.6 | 13.59 | 0.9 | 5700 | 82
PWPAPQBE | Smart Energy Alternates | SEA LED | SEA-CLW-120WA1 5000K | Mogul (E39) Screw-Base Replacements for HID Lamps | High Output | Replacement Lamps for Outdoor Pole/Arm-mounted Decorative Luminaires (Type B) |  | Standard | FALSE | [9 empty] | 42695 |  | No |  | 4 | 13305 | 114.6 | 116.1 | 18.96 | 0.9 | 5000 | 82.3
PUATFBNF | Smart Energy Alternates | SEA LED | SEA-CLW-120WA1 5000K | Mogul (E39) Screw-Base Replacements for HID Lamps | High Output | Replacement Lamps for Outdoor Pole/Arm-mounted Decorative Luminaires (Type B) |  | Standard | FALSE | [9 empty] | 42695 |  | No |  | 4 | 13305 | 114.6 | 116.1 | 18.96 | 0.9 | 5000 | 82.3
PQDEN6QN | Smart Energy Alternates | SEA LED | SEA-CLW-40WA1E39 5000K | Mogul (E39) Screw-Base Replacements for HID Lamps | Mid Output | Replacement Lamps for Outdoor Pole/Arm-mounted Decorative Luminaires (Type B) |  | Standard | FALSE | [9 empty] | 42695 |  | No |  | 4 | 4524.7 | 114.23 | 39.61 | 15.14 | 0.9 | 5000 | 82.3
P4TDN3VR | Smart Energy Alternates | SEA LED | SEA-CLW-40WA1E39 5000K | Mogul (E39) Screw-Base Replacements for HID Lamps | Mid Output | Replacement Lamps for Outdoor Pole/Arm-mounted Decorative Luminaires (Type B) |  | Standard | FALSE | [9 empty] | 42695 |  | No |  | 4 | 4524.7 | 114.23 | 39.61 | 15.14 | 0.9 | 5000 | 82.3
PEJ7DQZD | Smart Energy Alternates | SEA LED | SEA-CLW-150WA1 5000K | Mogul (E39) Screw-Base Replacements for HID Lamps | High Output | Replacement Lamps for Outdoor Pole/Arm-mounted Decorative Luminaires (Type B) |  | Standard | FALSE | [9 empty] | 42695 |  | No |  | 4 | 17592 | 119.11 | 147.7 | 13.52 | 0.94 | 5000 | 82.3
PEDB5U34 | Smart Energy Alternates | SEA LED | SEA-CLW-150WA1 5000K | Mogul (E39) Screw-Base Replacements for HID Lamps | High Output | Replacement Lamps for Outdoor Pole/Arm-mounted Decorative Luminaires (Type B) |  | Standard | FALSE | [9 empty] | 42695 |  | No |  | 4 | 17592 | 119.11 | 147.7 | 13.52 | 0.94 | 5000 | 82.3
PT5GQWSP | Smart Energy Alternates | SEA LED | SEA-CLW-80WA1 5000K | Mogul (E39) Screw-Base Replacements for HID Lamps | Mid Output | Replacement Lamps for Outdoor Pole/Arm-mounted Decorative Luminaires (Type B) |  | Standard | FALSE | [9 empty] | 42695 |  | No |  | 4 | 9298.2 | 115.91 | 80.22 | 14.56 | 0.91 | 5000 | 82.2
P445M1VD | Smart Energy Alternates | SEA LED | SEA-CLW-80WA1 5000K | Mogul (E39) Screw-Base Replacements for HID Lamps | Mid Output | Replacement Lamps for Outdoor Pole/Arm-mounted Decorative Luminaires (Type B) |  | Standard | FALSE | [9 empty] | 42695 |  | No |  | 4 | 9298.2 | 115.91 | 80.22 | 14.56 | 0.91 | 5000 | 82.2
PXTKC4E2 | Smart Energy Alternates | SEA LED | SEA-CLW-30WA1E39 5000K | Mogul (E39) Screw-Base Replacements for HID Lamps | Low Output | Replacement Lamps for Outdoor Pole/Arm-mounted Decorative Luminaires (Type B) |  | Standard | FALSE | [9 empty] | 42695 |  | No |  | 4 | 3372.8 | 110.51 | 30.52 | 18.01 | 0.9 | 5000 | 82.1
P5WBG32U | Smart Energy Alternates | SEA LED | SEA-CLW-30WA1E39 5000K | Mogul (E39) Screw-Base Replacements for HID Lamps | Low Output | Replacement Lamps for Outdoor Pole/Arm-mounted Decorative Luminaires (Type B) |  | Standard | FALSE | [9 empty] | 42695 |  | No |  | 4 | 3372.8 | 110.51 | 30.52 | 18.01 | 0.9 | 5000 | 82.1
PD8UBV2F | Smart Energy Alternates | SEA LED | SEA-CLW-60WA1E39 5000K | Mogul (E39) Screw-Base Replacements for HID Lamps | Mid Output | Replacement Lamps for Outdoor Pole/Arm-mounted Decorative Luminaires (Type B) |  | Standard | FALSE | [9 empty] | 42695 |  | No |  | 4 | 6473.2 | 110.9 | 58.37 | 17.57 | 0.9 | 5000 | 82.1
P9QBZCN9 | Smart Energy Alternates | SEA LED | SEA-CLW-60WA1E39 5000K | Mogul (E39) Screw-Base Replacements for HID Lamps | Mid Output | Replacement Lamps for Outdoor Pole/Arm-mounted Decorative Luminaires (Type B) |  | Standard | FALSE | [9 empty] | 42695 |  | No |  | 4 | 6473.2 | 110.9 | 58.37 | 17.57 | 0.9 | 5000 | 82.1
PGHQVBNH | Smart Energy Alternates | SEA LED | SEA-CLW-100WA1 5000K | Mogul (E39) Screw-Base Replacements for HID Lamps | High Output | Replacement Lamps for Outdoor Pole/Arm-mounted Decorative Luminaires (Type B) |  | Standard | FALSE | [9 empty] | 42695 |  | No |  | 4 | 11462 | 114.62 | 100 | 12.15 | 0.9 | 5000 | 82.1
P4WG6GRE | Smart Energy Alternates | SEA LED | SEA-CLW-100WA1 5000K | Mogul (E39) Screw-Base Replacements for HID Lamps | High Output | Replacement Lamps for Outdoor Pole/Arm-mounted Decorative Luminaires (Type B) |  | Standard | FALSE | [9 empty] | 42695 |  | No |  | 4 | 11462 | 114.62 | 100 | 12.15 | 0.9 | 5000 | 82.1
PSDKUG4Q | Smart Energy Alternates | SEA LED | SEA-CLW-120WA1 4500K | Mogul (E39) Screw-Base Replacements for HID Lamps | High Output | Replacement Lamps for Outdoor Pole/Arm-mounted Decorative Luminaires (Type B) |  | Standard | FALSE | [9 empty] | 42695 |  | No |  | 4 | 13305 | 114.6 | 116.1 | 18.96 | 0.9 | 4500 | 82.3
P8R88DAQ | Smart Energy Alternates | SEA LED | SEA-CLW-120WA1 4500K | Mogul (E39) Screw-Base Replacements for HID Lamps | High Output | Replacement Lamps for Outdoor Pole/Arm-mounted Decorative Luminaires (Type B) |  | Standard | FALSE | [9 empty] | 42695 |  | No |  | 4 | 13305 | 114.6 | 116.1 | 18.96 | 0.9 | 4500 | 82.3
P6WXEDYG | Smart Energy Alternates | SEA LED | SEA-CLW-40WA1E39 4500K | Mogul (E39) Screw-Base Replacements for HID Lamps | Mid Output | Replacement Lamps for Outdoor Pole/Arm-mounted Decorative Luminaires (Type B) |  | Standard | FALSE | [9 empty] | 42695 |  | No |  | 4 | 4524.7 | 114.23 | 39.61 | 15.14 | 0.9 | 4500 | 82.3
P6PNT2U9 | Smart Energy Alternates | SEA LED | SEA-CLW-40WA1E39 4500K | Mogul (E39) Screw-Base Replacements for HID Lamps | Mid Output | Replacement Lamps for Outdoor Pole/Arm-mounted Decorative Luminaires (Type B) |  | Standard | FALSE | [9 empty] | 42695 |  | No |  | 4 | 4524.7 | 114.23 | 39.61 | 15.14 | 0.9 | 4500 | 82.3
PN21YRNZ | Smart Energy Alternates | SEA LED | SEA-CLW-150WA1 4500K | Mogul (E39) Screw-Base Replacements for HID Lamps | High Output | Replacement Lamps for Outdoor Pole/Arm-mounted Decorative Luminaires (Type B) |  | Standard | FALSE | [9 empty] | 42695 |  | No |  | 4 | 17592 | 119.11 | 147.7 | 13.52 | 0.94 | 4500 | 82.3
PKGENA75 | Smart Energy Alternates | SEA LED | SEA-CLW-150WA1 4500K | Mogul (E39) Screw-Base Replacements for HID Lamps | High Output | Replacement Lamps for Outdoor Pole/Arm-mounted Decorative Luminaires (Type B) |  | Standard | FALSE | [9 empty] | 42695 |  | No |  | 4 | 17592 | 119.11 | 147.7 | 13.52 | 0.94 | 4500 | 82.3
PXH3JSKW | Smart Energy Alternates | SEA LED | SEA-CLW-80WA1 4500K | Mogul (E39) Screw-Base Replacements for HID Lamps | Mid Output | Replacement Lamps for Outdoor Pole/Arm-mounted Decorative Luminaires (Type B) |  | Standard | FALSE | [9 empty] | 42695 |  | No |  | 4 | 9298.2 | 115.91 | 80.22 | 14.56 | 0.91 | 4500 | 82.2
PNE75ZVZ | Smart Energy Alternates | SEA LED | SEA-CLW-80WA1 4500K | Mogul (E39) Screw-Base Replacements for HID Lamps | Mid Output | Replacement Lamps for Outdoor Pole/Arm-mounted Decorative Luminaires (Type B) |  | Standard | FALSE | [9 empty] | 42695 |  | No |  | 4 | 9298.2 | 115.91 | 80.22 | 14.56 | 0.91 | 4500 | 82.2
PVZXU5D7 | Smart Energy Alternates | SEA LED | SEA-CLW-30WA1E39 4500K | Mogul (E39) Screw-Base Replacements for HID Lamps | Low Output | Replacement Lamps for Outdoor Pole/Arm-mounted Decorative Luminaires (Type B) |  | Standard | FALSE | [9 empty] | 42695 |  | No |  | 4 | 3372.8 | 110.51 | 30.52 | 18.01 | 0.9 | 4500 | 82.1
PCQVC45A | Smart Energy Alternates | SEA LED | SEA-CLW-30WA1E39 4500K | Mogul (E39) Screw-Base Replacements for HID Lamps | Low Output | Replacement Lamps for Outdoor Pole/Arm-mounted Decorative Luminaires (Type B) |  | Standard | FALSE | [9 empty] | 42695 |  | No |  | 4 | 3372.8 | 110.51 | 30.52 | 18.01 | 0.9 | 4500 | 82.1
PG9JFN99 | Smart Energy Alternates | SEA LED | SEA-CLW-60WA1E39 4500K | Mogul (E39) Screw-Base Replacements for HID Lamps | Mid Output | Replacement Lamps for Outdoor Pole/Arm-mounted Decorative Luminaires (Type B) |  | Standard | FALSE | [9 empty] | 42695 |  | No |  | 4 | 6473.2 | 110.9 | 58.37 | 17.57 | 0.9 | 4500 | 82.1
P1KMTUY2 | Smart Energy Alternates | SEA LED | SEA-CLW-60WA1E39 4500K | Mogul (E39) Screw-Base Replacements for HID Lamps | Mid Output | Replacement Lamps for Outdoor Pole/Arm-mounted Decorative Luminaires (Type B) |  | Standard | FALSE | [9 empty] | 42695 |  | No |  | 4 | 6473.2 | 110.9 | 58.37 | 17.57 | 0.9 | 4500 | 82.1
PPJ44UU1 | Smart Energy Alternates | SEA LED | SEA-CLW-100WA1 4500K | Mogul (E39) Screw-Base Replacements for HID Lamps | High Output | Replacement Lamps for Outdoor Pole/Arm-mounted Decorative Luminaires (Type B) |  | Standard | FALSE | [9 empty] | 42695 |  | No |  | 4 | 11462 | 114.62 | 100 | 12.15 | 0.9 | 4500 | 82.1
PCH4QGCN | Smart Energy Alternates | SEA LED | SEA-CLW-100WA1 4500K | Mogul (E39) Screw-Base Replacements for HID Lamps | High Output | Replacement Lamps for Outdoor Pole/Arm-mounted Decorative Luminaires (Type B) |  | Standard | FALSE | [9 empty] | 42695 |  | No |  | 4 | 11462 | 114.62 | 100 | 12.15 | 0.9 | 4500 | 82.1
PDDSMZ1Z | Shenzhen Bbier Lighting Co. Ltd | SHEN ZHEN BBIER LIGHTING CO.LTD | BB-HJD-005(5700K) | Mogul (E39) Screw-Base Replacements for HID Lamps | Mid Output | Replacement Lamps for Outdoor Pole/Arm-mounted Decorative Luminaires (Type B) |  | Standard | FALSE | [9 empty] | 42695 |  | No |  | 4.1 | 8353 | 140.95 | 59.26 | 16.86 | 0.9 | 5700 | 83.5
PDHJZRE1 | Shenzhen Bbier Lighting Co. Ltd | SHEN ZHEN BBIER LIGHTING CO.LTD | BB-XHJD-016(5700K) | Mogul (E39) Screw-Base Replacements for HID Lamps | Mid Output | Replacement Lamps for Outdoor Pole/Arm-mounted Decorative Luminaires (Type B) |  | Standard | FALSE | [9 empty] | 42695 |  | No |  | 4.1 | 8180 | 136.59 | 59.89 | 15.34 | 0.91 | 5700 | 82.9
PW14VKSR | Shenzhen Bbier Lighting Co. Ltd | SHEN ZHEN BBIER LIGHTING CO.LTD | BB-XHJD-016(5000K) | Mogul (E39) Screw-Base Replacements for HID Lamps | Mid Output | Replacement Lamps for Outdoor Pole/Arm-mounted Decorative Luminaires (Type B) |  | Standard | FALSE | [9 empty] | 42695 |  | No |  | 4.1 | 8097.6 | 135.21 | 59.89 | 15.14 | 0.91 | 5000 | 82.4
PZHDSHAS | Shenzhen Bbier Lighting Co. Ltd | SHEN ZHEN BBIER LIGHTING CO.LTD | BB-HJD-005(5000K) | Mogul (E39) Screw-Base Replacements for HID Lamps | Mid Output | Replacement Lamps for Outdoor Pole/Arm-mounted Decorative Luminaires (Type B) |  | Standard | FALSE | [9 empty] | 42695 |  | No |  | 4.1 | 8287.5 | 140.68 | 58.91 | 16.48 | 0.9 | 5000 | 82.2
PD3WATXR | Shenzhen Bbier Lighting Co. Ltd | SHEN ZHEN BBIER LIGHTING CO.LTD | BB-XHJD-016(4500K) | Mogul (E39) Screw-Base Replacements for HID Lamps | Mid Output | Replacement Lamps for Outdoor Pole/Arm-mounted Decorative Luminaires (Type B) |  | Standard | FALSE | [9 empty] | 42695 |  | No |  | 4.1 | 8015.2 | 135.21 | 59.28 | 15.14 | 0.91 | 4500 | 82.4
PTJ8ZPT3 | Shenzhen Bbier Lighting Co. Ltd | SHEN ZHEN BBIER LIGHTING CO.LTD | BB-HJD-005(4500K) | Mogul (E39) Screw-Base Replacements for HID Lamps | Mid Output | Replacement Lamps for Outdoor Pole/Arm-mounted Decorative Luminaires (Type B) |  | Standard | FALSE | [9 empty] | 42695 |  | No |  | 4.1 | 8222 | 139.57 | 58.91 | 16.48 | 0.9 | 4500 | 82.2
PHNANU1U | Hangzhou Junction Imp. and Exp. Co. Ltd | Thinklux Lighting | TKCL25085739 | Mogul (E39) Screw-Base Replacements for HID Lamps | Mid Output | Replacement Lamps for Outdoor Pole/Arm-mounted Decorative Luminaires (Type B) |  | Standard | FALSE | [9 empty] | 42695 | Not Dimmable | No |  | 4 | 9512 | 117.91 | 80.67 | 17.47 | 0.9 | 5700 | 82.7
P8F1URTZ | Hangzhou Junction Imp. and Exp. Co. Ltd | Thinklux Lighting | TKCL40085739 | Mogul (E39) Screw-Base Replacements for HID Lamps | High Output | Replacement Lamps for Outdoor Pole/Arm-mounted Decorative Luminaires (Type B) |  | Standard | FALSE | [9 empty] | 42695 | Not Dimmable | No |  | 4 | 13675 | 116.38 | 117.5 | 19.97 | 0.9 | 5700 | 82.2
PAKF4V2U | Hangzhou Junction Imp. and Exp. Co. Ltd | Thinklux Lighting | TKCL32085739 | Mogul (E39) Screw-Base Replacements for HID Lamps | High Output | Replacement Lamps for Outdoor Pole/Arm-mounted Decorative Luminaires (Type B) |  | Standard | FALSE | [9 empty] | 42695 | Not Dimmable | No |  | 4 | 11852 | 117.81 | 100.6 | 13.59 | 0.9 | 5700 | 82
PCFV8MER | Hangzhou Junction Imp. and Exp. Co. Ltd | Thinklux Lighting | TKCL40085039 | Mogul (E39) Screw-Base Replacements for HID Lamps | High Output | Replacement Lamps for Outdoor Pole/Arm-mounted Decorative Luminaires (Type B) |  | Standard | FALSE | [9 empty] | 42695 | Not Dimmable | No |  | 4 | 13305 | 114.6 | 116.1 | 18.96 | 0.9 | 5000 | 82.3
PZ3R9MDR | Hangzhou Junction Imp. and Exp. Co. Ltd | Thinklux Lighting | TKCL25085039 | Mogul (E39) Screw-Base Replacements for HID Lamps | Mid Output | Replacement Lamps for Outdoor Pole/Arm-mounted Decorative Luminaires (Type B) |  | Standard | FALSE | [9 empty] | 42695 | Not Dimmable | No |  | 4 | 9298.2 | 115.91 | 80.22 | 14.56 | 0.91 | 5000 | 82.2
P3P5XAJB | Hangzhou Junction Imp. and Exp. Co. Ltd | Thinklux Lighting | TKCL32085039 | Mogul (E39) Screw-Base Replacements for HID Lamps | High Output | Replacement Lamps for Outdoor Pole/Arm-mounted Decorative Luminaires (Type B) |  | Standard | FALSE | [9 empty] | 42695 | Not Dimmable | No |  | 4 | 11462 | 114.62 | 100 | 12.15 | 0.9 | 5000 | 82.1
P16RYHW4 | Hangzhou Junction Imp. and Exp. Co. Ltd | Thinklux Lighting | TKCL40084539 | Mogul (E39) Screw-Base Replacements for HID Lamps | High Output | Replacement Lamps for Outdoor Pole/Arm-mounted Decorative Luminaires (Type B) |  | Standard | FALSE | [9 empty] | 42695 | Not Dimmable | No |  | 4 | 13305 | 114.6 | 116.1 | 18.96 | 0.9 | 4500 | 82.3
PZDW8SC9 | Hangzhou Junction Imp. and Exp. Co. Ltd | Thinklux Lighting | TKCL25084539 | Mogul (E39) Screw-Base Replacements for HID Lamps | Mid Output | Replacement Lamps for Outdoor Pole/Arm-mounted Decorative Luminaires (Type B) |  | Standard | FALSE | [9 empty] | 42695 | Not Dimmable | No |  | 4 | 9298.2 | 115.91 | 80.22 | 14.56 | 0.91 | 4500 | 82.2
P5ZJQN3K | Hangzhou Junction Imp. and Exp. Co. Ltd | Thinklux Lighting | TKCL32084539 | Mogul (E39) Screw-Base Replacements for HID Lamps | High Output | Replacement Lamps for Outdoor Pole/Arm-mounted Decorative Luminaires (Type B) |  | Standard | FALSE | [9 empty] | 42695 | Not Dimmable | No |  | 4 | 11462 | 114.62 | 100 | 12.15 | 0.9 | 4500 | 82.1
PME3UG1F | Ascent Battery SupplyLLC | WERKER | LED122957 | Mogul (E39) Screw-Base Replacements for HID Lamps | Mid Output | Replacement Lamps for Outdoor Pole/Arm-mounted Decorative Luminaires (Type B) |  | Standard | TRUE | 10452 | 93.07 | 112.3 | 13.75 | 0.9135 | 2725 | 83.4 | 5 | 50000 | 42692 |  | No | Updated 9/7/2016 | 4 | 10717 | 93.52 | 114.6 | 13.75 | 0.91 | 2700 | 83.4
P95MRX9M | Aleddra Inc. | Aleddra | ALJ16-50U-830-[E39EX39] | Mogul (E39) Screw-Base Replacements for HID Lamps | Low Output | Replacement Lamps for Outdoor Pole/Arm-mounted Decorative Luminaires (Type B) |  | Standard | TRUE | 4513.5 | 98.1 | 46.01 | 15.36 | 0.9083 | 2938 | 82.6 | 5 | 50000 | 42692 |  | No |  | 4 | 4560.6 | 98.63 | 46.24 | 15.36 | 0.91 | 3000 | 82.6
PGE687QA | Aleddra Inc. | Aleddra | ALJ16-30U-830-[E39EX39] | Mogul (E39) Screw-Base Replacements for HID Lamps | Low Output | Replacement Lamps for Outdoor Pole/Arm-mounted Decorative Luminaires (Type B) |  | Standard | TRUE | 2593.2 | 98.26 | 26.39 | 17.44 | 0.9013 | 2941 | 82.7 | 5 | 50000 | 42692 |  | No |  | 4 | 2619.4 | 98.73 | 26.53 | 17.44 | 0.9 | 3000 | 82.7
P6MRKJDM | Aleddra Inc. | Aleddra | ALJ16-80U-830-[E39EX39] | Mogul (E39) Screw-Base Replacements for HID Lamps | Mid Output | Replacement Lamps for Outdoor Pole/Arm-mounted Decorative Luminaires (Type B) |  | Standard | TRUE | 7058.2 | 90.42 | 78.06 | 22.1 | 0.8943 | 2968 | 82.4 | 5 | 50000 | 42692 |  | No |  | 4 | 7137.4 | 91.21 | 78.25 | 22.1 | 0.89 | 3000 | 82.4
P3ST2QKY | Ascent Battery SupplyLLC | WERKER | LED12385 | Mogul (E39) Screw-Base Replacements for HID Lamps | Mid Output | Replacement Lamps for Outdoor Pole/Arm-mounted Decorative Luminaires (Type B) |  | Standard | FALSE | [9 empty] | 42692 |  | No | Updated 9/7/2016 | 4 | 10717 | 93.52 | 114.6 | 13.75 | 0.91 | 5000 | 83.4
PSG239YG | Ascent Battery SupplyLLC | WERKER | LED12296 | Mogul (E39) Screw-Base Replacements for HID Lamps | Mid Output | Replacement Lamps for Outdoor Pole/Arm-mounted Decorative Luminaires (Type B) |  | Standard | FALSE | [9 empty] | 42692 |  | No | Updated 9/7/2016 | 4 | 10717 | 93.52 | 114.6 | 13.75 | 0.91 | 4000 | 83.4
PWY63C95 | Aleddra Inc. | Aleddra | ALJ16-80U-850-[E39EX39] | Mogul (E39) Screw-Base Replacements for HID Lamps | Mid Output | Replacement Lamps for Outdoor Pole/Arm-mounted Decorative Luminaires (Type B) |  | Standard | FALSE | [9 empty] | 42692 | Not Dimmable | No |  | 4 | 7384 | 93.96 | 78.59 | 22.05 | 0.89 | 5000 | 85.2
PEQGUS7Q | Aleddra Inc. | Aleddra | ALJ16-50U-850-[E39EX39] | Mogul (E39) Screw-Base Replacements for HID Lamps | Low Output | Replacement Lamps for Outdoor Pole/Arm-mounted Decorative Luminaires (Type B) |  | Standard | FALSE | [9 empty] | 42692 | Not Dimmable | No |  | 4 | 4694 | 100.54 | 46.69 | 15.29 | 0.91 | 5000 | 85.2
P2HVSWE7 | Aleddra Inc. | Aleddra | ALJ16-30U-850-[E39EX39] | Mogul (E39) Screw-Base Replacements for HID Lamps | Low Output | Replacement Lamps for Outdoor Pole/Arm-mounted Decorative Luminaires (Type B) |  | Standard | FALSE | [9 empty] | 42692 | Not Dimmable | No |  | 4 | 2716 | 100.15 | 27.12 | 17.58 | 0.9 | 5000 | 84.4
PRBDBB64 | Aleddra Inc. | Aleddra | ALJ16-30U-840-[E39EX39] | Mogul (E39) Screw-Base Replacements for HID Lamps | Low Output | Replacement Lamps for Outdoor Pole/Arm-mounted Decorative Luminaires (Type B) |  | Standard | FALSE | [9 empty] | 42692 | Not Dimmable | No |  | 4 | 2619.4 | 98.73 | 26.53 | 17.44 | 0.9 | 4000 | 82.7
P8W7W3C7 | Aleddra Inc. | Aleddra | ALJ16-50U-840-[E39EX39] | Mogul (E39) Screw-Base Replacements for HID Lamps | Low Output | Replacement Lamps for Outdoor Pole/Arm-mounted Decorative Luminaires (Type B) |  | Standard | FALSE | [9 empty] | 42692 | Not Dimmable | No |  | 4 | 4560.6 | 98.63 | 46.24 | 15.36 | 0.91 | 4000 | 82.6
P3U76KQ4 | Aleddra Inc. | Aleddra | ALJ16-80U-840-[E39EX39] | Mogul (E39) Screw-Base Replacements for HID Lamps | Mid Output | Replacement Lamps for Outdoor Pole/Arm-mounted Decorative Luminaires (Type B) |  | Standard | FALSE | [9 empty] | 42692 | Not Dimmable | No |  | 4 | 7137.4 | 91.21 | 78.25 | 22.1 | 0.89 | 4000 | 82.4
PKMVMNY2 | Aleddra Inc. | Aleddra | ALJ16-30U-835-[E39EX39] | Mogul (E39) Screw-Base Replacements for HID Lamps | Low Output | Replacement Lamps for Outdoor Pole/Arm-mounted Decorative Luminaires (Type B) |  | Standard | FALSE | [9 empty] | 42692 | Not Dimmable | No |  | 4 | 2619.4 | 98.73 | 26.53 | 17.44 | 0.9 | 3500 | 82.7
P6HUDEWP | Aleddra Inc. | Aleddra | ALJ16-50U-835-[E39EX39] | Mogul (E39) Screw-Base Replacements for HID Lamps | Low Output | Replacement Lamps for Outdoor Pole/Arm-mounted Decorative Luminaires (Type B) |  | Standard | FALSE | [9 empty] | 42692 | Not Dimmable | No |  | 4 | 4560.6 | 98.63 | 46.24 | 15.36 | 0.91 | 3500 | 82.6
PSH51ZRU | Aleddra Inc. | Aleddra | ALJ16-80U-835-[E39EX39] | Mogul (E39) Screw-Base Replacements for HID Lamps | Mid Output | Replacement Lamps for Outdoor Pole/Arm-mounted Decorative Luminaires (Type B) |  | Standard | FALSE | [9 empty] | 42692 | Not Dimmable | No |  | 4 | 7137.4 | 91.21 | 78.25 | 22.1 | 0.89 | 3500 | 82.4
P8XRZB9W | TorchStar Corp | TORCHSTAR | BSWCB-54WE(X)3927 | Mogul (E39) Screw-Base Replacements for HID Lamps | Mid Output | Replacement Lamps for Outdoor Pole/Arm-mounted Decorative Luminaires (Type B) |  | Standard | TRUE | 5084.8 | 92.99 | 54.68 | 17.27 | 0.9268 | 2743 | 83 | 5 | 50000 | 42690 |  | No |  | 4 | 5084.8 | 92.99 | 54.68 | 17.27 | 0.93 | 2700 | 83
PHD3ZX1W | TorchStar Corp | TORCHSTAR | BSWCB-36WE(X)3927 | Mogul (E39) Screw-Base Replacements for HID Lamps | Low Output | Replacement Lamps for Outdoor Pole/Arm-mounted Decorative Luminaires (Type B) |  | Standard | TRUE | 3484.8 | 97.97 | 35.57 | 11.67 | 0.9089 | 2790 | 83.3 | 5 | 50000 | 42690 |  | No |  | 4 | 3484.8 | 97.97 | 35.57 | 11.67 | 0.91 | 2700 | 83.3
PX2YTQJU | TorchStar Corp | TORCHSTAR | BSWCB-36WE(X)3957 | Mogul (E39) Screw-Base Replacements for HID Lamps | Low Output | Replacement Lamps for Outdoor Pole/Arm-mounted Decorative Luminaires (Type B) |  | Standard | FALSE | [9 empty] | 42690 | Not Dimmable | No |  | 4 | 3679 | 106.21 | 34.64 | 15.59 | 0.91 | 5700 | 82.9
PM7V7WZ3 | TorchStar Corp | TORCHSTAR | BSWCB-54WEX()3957 | Mogul (E39) Screw-Base Replacements for HID Lamps | Mid Output | Replacement Lamps for Outdoor Pole/Arm-mounted Decorative Luminaires (Type B) |  | Standard | FALSE | [9 empty] | 42690 | Not Dimmable | No |  | 4 | 5822 | 104.81 | 55.55 | 18.37 | 0.93 | 5700 | 82.8
PVRAWH88 | TorchStar Corp | TORCHSTAR | BSWCB-36WE(X)3950 | Mogul (E39) Screw-Base Replacements for HID Lamps | Low Output | Replacement Lamps for Outdoor Pole/Arm-mounted Decorative Luminaires (Type B) |  | Standard | FALSE | [9 empty] | 42690 | Not Dimmable | No |  | 4 | 3484.8 | 97.97 | 35.57 | 11.67 | 0.91 | 5000 | 83.3
PGEWGNS8 | TorchStar Corp | TORCHSTAR | BSWCB-54WE(X)3950 | Mogul (E39) Screw-Base Replacements for HID Lamps | Mid Output | Replacement Lamps for Outdoor Pole/Arm-mounted Decorative Luminaires (Type B) |  | Standard | FALSE | [9 empty] | 42690 | Not Dimmable | No |  | 4 | 5084.8 | 92.99 | 54.68 | 17.27 | 0.93 | 5000 | 83
PP5VMJMC | TorchStar Corp | TORCHSTAR | BSWCB-36WE(X)3945 | Mogul (E39) Screw-Base Replacements for HID Lamps | Low Output | Replacement Lamps for Outdoor Pole/Arm-mounted Decorative Luminaires (Type B) |  | Standard | FALSE | [9 empty] | 42690 | Not Dimmable | No |  | 4 | 3484.8 | 97.97 | 35.57 | 11.67 | 0.91 | 4500 | 83.3
P19EGFZQ | TorchStar Corp | TORCHSTAR | BSWCB-54WE(X)3945 | Mogul (E39) Screw-Base Replacements for HID Lamps | Mid Output | Replacement Lamps for Outdoor Pole/Arm-mounted Decorative Luminaires (Type B) |  | Standard | FALSE | [9 empty] | 42690 | Not Dimmable | No |  | 4 | 5084.8 | 92.99 | 54.68 | 17.27 | 0.93 | 4500 | 83
PXSYXWQJ | TorchStar Corp | TORCHSTAR | BSWCB-36WE(X)3940 | Mogul (E39) Screw-Base Replacements for HID Lamps | Low Output | Replacement Lamps for Outdoor Pole/Arm-mounted Decorative Luminaires (Type B) |  | Standard | FALSE | [9 empty] | 42690 | Not Dimmable | No |  | 4 | 3484.8 | 97.97 | 35.57 | 11.67 | 0.91 | 4000 | 83.3
P993JHP9 | TorchStar Corp | TORCHSTAR | BSWCB-54WE(X)3940 | Mogul (E39) Screw-Base Replacements for HID Lamps | Mid Output | Replacement Lamps for Outdoor Pole/Arm-mounted Decorative Luminaires (Type B) |  | Standard | FALSE | [9 empty] | 42690 | Not Dimmable | No |  | 4 | 5084.8 | 92.99 | 54.68 | 17.27 | 0.93 | 4000 | 83
PYRAQTGN | TorchStar Corp | TORCHSTAR | BSWCB-36WE(X)3935 | Mogul (E39) Screw-Base Replacements for HID Lamps | Low Output | Replacement Lamps for Outdoor Pole/Arm-mounted Decorative Luminaires (Type B) |  | Standard | FALSE | [9 empty] | 42690 | Not Dimmable | No |  | 4 | 3484.8 | 97.97 | 35.57 | 11.67 | 0.91 | 3500 | 83.3
P5DKW58C | TorchStar Corp | TORCHSTAR | BSWCB-54WE(X)3935 | Mogul (E39) Screw-Base Replacements for HID Lamps | Mid Output | Replacement Lamps for Outdoor Pole/Arm-mounted Decorative Luminaires (Type B) |  | Standard | FALSE | [9 empty] | 42690 | Not Dimmable | No |  | 4 | 5084.8 | 92.99 | 54.68 | 17.27 | 0.93 | 3500 | 83
PWZZW5GB | TorchStar Corp | TORCHSTAR | BSWCB-36WE(X)3930 | Mogul (E39) Screw-Base Replacements for HID Lamps | Low Output | Replacement Lamps for Outdoor Pole/Arm-mounted Decorative Luminaires (Type B) |  | Standard | FALSE | [9 empty] | 42690 | Not Dimmable | No |  | 4 | 3484.8 | 97.97 | 35.57 | 11.67 | 0.91 | 3000 | 83.3
PXDCBMMH | TorchStar Corp | TORCHSTAR | BSWCB-54WE(X)3930 | Mogul (E39) Screw-Base Replacements for HID Lamps | Mid Output | Replacement Lamps for Outdoor Pole/Arm-mounted Decorative Luminaires (Type B) |  | Standard | FALSE | [9 empty] | 42690 | Not Dimmable | No |  | 4 | 5084.8 | 92.99 | 54.68 | 17.27 | 0.93 | 3000 | 83
PHEBVF73 | Venture Lighting International | Venture Lighting International | OR150-40BE39 | Mogul (E39) Screw-Base Replacements for HID Lamps | High Output | Replacement Lamps for Outdoor Pole/Arm-mounted Decorative Luminaires (Type B) |  | Standard | TRUE | 17146 | 118.74 | 144.4 | 13.52 | 0.9361 | 4122 | 82.3 | 5 | 50000 | 42689 |  | No |  | 4 | 17592 | 119.11 | 147.7 | 13.52 | 0.94 | 4000 | 82.3
PBEXPGWY | Shenzhen IDO Lighting Co. Limited | IDO | IDO-201-40WX-E39(2700K) | Mogul (E39) Screw-Base Replacements for HID Lamps | Low Output | Replacement Lamps for Parking Garage Luminaires (Type B) |  | Standard | TRUE | 3925.2 | 105.54 | 37.19 | 18.65 | 0.919 | 2730 | 82.3 | 5 | 50000 | 42689 |  | No |  | 4 | 4800 | 122 | 40 | 18.65 | 0.92 | 2700 | 82.3
PS3FGC66 | Shenzhen IDO Lighting Co. Limited | IDO | IDO-201-60WX-E39(2700K) | Mogul (E39) Screw-Base Replacements for HID Lamps | Mid Output | Replacement Lamps for Outdoor Pole/Arm-mounted Decorative Luminaires (Type B) |  | Standard | TRUE | 6293 | 106.77 | 58.94 | 17.14 | 0.913 | 2725 | 82.3 | 5 | 50000 | 42689 |  | No |  | 4 | 7320 | 122 | 60 | 17.14 | 0.91 | 2700 | 82.3
P5GRDS3B | Venture Lighting International | Venture Lighting International | OR100-40BE39 | Mogul (E39) Screw-Base Replacements for HID Lamps | High Output | Replacement Lamps for Outdoor Pole/Arm-mounted Decorative Luminaires (Type B) |  | Standard | TRUE | 11462 | 114.62 | 100 | 12.15 | 0.9039 | 4107 | 82.1 | 5 | 50000 | 42689 |  | No |  | 4 | 11462 | 114.62 | 100 | 12.15 | 0.9 | 4000 | 82.1
P3R44ZUZ | Venture Lighting International | Venture Lighting International | OR120-40BE39 | Mogul (E39) Screw-Base Replacements for HID Lamps | High Output | Replacement Lamps for Outdoor Pole/Arm-mounted Decorative Luminaires (Type B) |  | Standard | TRUE | 12985 | 114.3 | 113.6 | 18.96 | 0.903 | 4109 | 82.3 | 5 | 50000 | 42689 |  | No |  | 4 | 13305 | 114.6 | 116.1 | 18.96 | 0.9 | 4000 | 82.3
PPE93FQM | Venture Lighting International | Venture Lighting International | OR120-50BE39 | Mogul (E39) Screw-Base Replacements for HID Lamps | High Output | Replacement Lamps for Outdoor Pole/Arm-mounted Decorative Luminaires (Type B) |  | Standard | FALSE | [9 empty] | 42689 |  | No |  | 4 | 13305 | 114.6 | 116.1 | 18.96 | 0.9 | 5000 | 82.3
PERZTABH | Venture Lighting International | Venture Lighting International | OR150-50BE39 | Mogul (E39) Screw-Base Replacements for HID Lamps | High Output | Replacement Lamps for Outdoor Pole/Arm-mounted Decorative Luminaires (Type B) |  | Standard | FALSE | [9 empty] | 42689 |  | No |  | 4 | 17592 | 119.11 | 147.7 | 13.52 | 0.94 | 5000 | 82.3
PDE9Q8EX | Venture Lighting International | Venture Lighting International | OR100-50BE39 | Mogul (E39) Screw-Base Replacements for HID Lamps | High Output | Replacement Lamps for Outdoor Pole/Arm-mounted Decorative Luminaires (Type B) |  | Standard | FALSE | [9 empty] | 42689 |  | No |  | 4 | 11462 | 114.62 | 100 | 12.15 | 0.9 | 5000 | 82.1
PRCQU174 | Shenzhen IDO Lighting Co. Limited | IDO | IDO-201-40WX-E39(5700K) | Mogul (E39) Screw-Base Replacements for HID Lamps | Low Output | Replacement Lamps for Parking Garage Luminaires (Type B) |  | Standard | FALSE | [9 empty] | 42689 | Not Dimmable | No |  | 4 | 5280 | 132 | 40 | 18.47 | 0.92 | 5700 | 82.5
PF8SXWSN | Shenzhen IDO Lighting Co. Limited | IDO | IDO-201-40WX-EX39(5700K) | Mogul (E39) Screw-Base Replacements for HID Lamps | Low Output | Replacement Lamps for Parking Garage Luminaires (Type B) |  | Standard | FALSE | [9 empty] | 42689 | Not Dimmable | No |  | 4 | 5280 | 132 | 40 | 18.47 | 0.92 | 5700 | 82.5
PUF4V12Q | Shenzhen IDO Lighting Co. Limited | IDO | IDO-201-60WX-E39(5700K) | Mogul (E39) Screw-Base Replacements for HID Lamps | Mid Output | Replacement Lamps for Outdoor Pole/Arm-mounted Decorative Luminaires (Type B) |  | Standard | FALSE | [9 empty] | 42689 | Not Dimmable | No |  | 4 | 7920 | 132 | 60 | 17.29 | 0.91 | 5700 | 82.3
PDU59G9E | Shenzhen IDO Lighting Co. Limited | IDO | IDO-201-60WX-EX39(5700K) | Mogul (E39) Screw-Base Replacements for HID Lamps | Mid Output | Replacement Lamps for Outdoor Pole/Arm-mounted Decorative Luminaires (Type B) |  | Standard | FALSE | [9 empty] | 42689 | Not Dimmable | No |  | 4 | 7920 | 132 | 60 | 17.29 | 0.91 | 5700 | 82.3
PUHN21CP | Shenzhen IDO Lighting Co. Limited | IDO | IDO-201-40WX-EX39(5000K) | Mogul (E39) Screw-Base Replacements for HID Lamps | Low Output | Replacement Lamps for Parking Garage Luminaires (Type B) |  | Standard | FALSE | [9 empty] | 42689 | Not Dimmable | No |  | 4 | 5320 | 133 | 40 | 18.65 | 0.92 | 5000 | 82.3
PMSY3ECU | Shenzhen IDO Lighting Co. Limited | IDO | IDO-201-40WX-E39(5000K) | Mogul (E39) Screw-Base Replacements for HID Lamps | Low Output | Replacement Lamps for Parking Garage Luminaires (Type B) |  | Standard | FALSE | [9 empty] | 42689 | Not Dimmable | No |  | 4 | 5320 | 133 | 40 | 18.65 | 0.92 | 5000 | 82.3
PJCSPRVZ | Shenzhen IDO Lighting Co. Limited | IDO | IDO-201-60WX-EX39(5000K) | Mogul (E39) Screw-Base Replacements for HID Lamps | Mid Output | Replacement Lamps for Outdoor Pole/Arm-mounted Decorative Luminaires (Type B) |  | Standard | FALSE | [9 empty] | 42689 | Not Dimmable | No |  | 4 | 7980 | 133 | 60 | 17.14 | 0.91 | 5000 | 82.3
PEYERTME | Shenzhen IDO Lighting Co. Limited | IDO | IDO-201-60WX-E39(5000K) | Mogul (E39) Screw-Base Replacements for HID Lamps | Mid Output | Replacement Lamps for Outdoor Pole/Arm-mounted Decorative Luminaires (Type B) |  | Standard | FALSE | [9 empty] | 42689 | Not Dimmable | No |  | 4 | 7980 | 133 | 60 | 17.14 | 0.91 | 5000 | 82.3
PJY1S5SF | Shenzhen IDO Lighting Co. Limited | IDO | IDO-201-40WX-EX39(4500K) | Mogul (E39) Screw-Base Replacements for HID Lamps | Low Output | Replacement Lamps for Parking Garage Luminaires (Type B) |  | Standard | FALSE | [9 empty] | 42689 | Not Dimmable | No |  | 4 | 5240 | 131 | 40 | 18.65 | 0.92 | 4500 | 82.3
P3S68JA3 | Shenzhen IDO Lighting Co. Limited | IDO | IDO-201-40WX-E39(4500K) | Mogul (E39) Screw-Base Replacements for HID Lamps | Low Output | Replacement Lamps for Parking Garage Luminaires (Type B) |  | Standard | FALSE | [9 empty] | 42689 | Not Dimmable | No |  | 4 | 5240 | 131 | 40 | 18.65 | 0.92 | 4500 | 82.3
PT1GT6DP | Shenzhen IDO Lighting Co. Limited | IDO | IDO-201-60WX-E39(4500K) | Mogul (E39) Screw-Base Replacements for HID Lamps | Mid Output | Replacement Lamps for Outdoor Pole/Arm-mounted Decorative Luminaires (Type B) |  | Standard | FALSE | [9 empty] | 42689 | Not Dimmable | No |  | 4 | 7860 | 131 | 60 | 17.14 | 0.91 | 4500 | 82.3
PF2A2VNG | Shenzhen IDO Lighting Co. Limited | IDO | IDO-201-60WX-EX39(4500K) | Mogul (E39) Screw-Base Replacements for HID Lamps | Mid Output | Replacement Lamps for Outdoor Pole/Arm-mounted Decorative Luminaires (Type B) |  | Standard | FALSE | [9 empty] | 42689 | Not Dimmable | No |  | 4 | 7860 | 131 | 60 | 17.14 | 0.91 | 4500 | 82.3
PQMDJG2M | Shenzhen IDO Lighting Co. Limited | IDO | IDO-201-40WX-E39(4000K) | Mogul (E39) Screw-Base Replacements for HID Lamps | Low Output | Replacement Lamps for Parking Garage Luminaires (Type B) |  | Standard | FALSE | [9 empty] | 42689 | Not Dimmable | No |  | 4 | 5200 | 130 | 40 | 18.65 | 0.92 | 4000 | 82.3
PC8Y1FF8 | Shenzhen IDO Lighting Co. Limited | IDO | IDO-201-40WX-EX39(4000K) | Mogul (E39) Screw-Base Replacements for HID Lamps | Low Output | Replacement Lamps for Parking Garage Luminaires (Type B) |  | Standard | FALSE | [9 empty] | 42689 | Not Dimmable | No |  | 4 | 5200 | 130 | 40 | 18.65 | 0.92 | 4000 | 82.3
PZMWVSN2 | Shenzhen IDO Lighting Co. Limited | IDO | IDO-201-60WX-E39(4000K) | Mogul (E39) Screw-Base Replacements for HID Lamps | Mid Output | Replacement Lamps for Outdoor Pole/Arm-mounted Decorative Luminaires (Type B) |  | Standard | FALSE | [9 empty] | 42689 | Not Dimmable | No |  | 4 | 7800 | 13 | 60 | 17.14 | 0.91 | 4000 | 82.3
PHKSXKBE | Shenzhen IDO Lighting Co. Limited | IDO | IDO-201-60WX-EX39(4000K) | Mogul (E39) Screw-Base Replacements for HID Lamps | Mid Output | Replacement Lamps for Outdoor Pole/Arm-mounted Decorative Luminaires (Type B) |  | Standard | FALSE | [9 empty] | 42689 | Not Dimmable | No |  | 4 | 7800 | 13 | 60 | 17.14 | 0.91 | 4000 | 82.3
PFUWS6J1 | Shenzhen IDO Lighting Co. Limited | IDO | IDO-201-40WX-E39(3500K) | Mogul (E39) Screw-Base Replacements for HID Lamps | Low Output | Replacement Lamps for Parking Garage Luminaires (Type B) |  | Standard | FALSE | [9 empty] | 42689 | Not Dimmable | No |  | 4 | 5040 | 126 | 40 | 18.65 | 0.92 | 3500 | 82.3
PD2Z2874 | Shenzhen IDO Lighting Co. Limited | IDO | IDO-201-40WX-EX39(3500K) | Mogul (E39) Screw-Base Replacements for HID Lamps | Low Output | Replacement Lamps for Parking Garage Luminaires (Type B) |  | Standard | FALSE | [9 empty] | 42689 | Not Dimmable | No |  | 4 | 5040 | 126 | 40 | 18.65 | 0.92 | 3500 | 82.3
PS7R7EXG | Shenzhen IDO Lighting Co. Limited | IDO | IDO-201-60WX-E39(3500K) | Mogul (E39) Screw-Base Replacements for HID Lamps | Mid Output | Replacement Lamps for Outdoor Pole/Arm-mounted Decorative Luminaires (Type B) |  | Standard | FALSE | [9 empty] | 42689 | Not Dimmable | No |  | 4 | 7560 | 126 | 60 | 17.14 | 0.91 | 3500 | 82.3
PPY4BJAN | Shenzhen IDO Lighting Co. Limited | IDO | IDO-201-60WX-EX39(3500K) | Mogul (E39) Screw-Base Replacements for HID Lamps | Mid Output | Replacement Lamps for Outdoor Pole/Arm-mounted Decorative Luminaires (Type B) |  | Standard | FALSE | [9 empty] | 42689 | Not Dimmable | No |  | 4 | 7560 | 126 | 60 | 17.14 | 0.91 | 3500 | 82.3
PK2W4828 | Shenzhen IDO Lighting Co. Limited | IDO | IDO-201-40WX-E39(3000K) | Mogul (E39) Screw-Base Replacements for HID Lamps | Low Output | Replacement Lamps for Parking Garage Luminaires (Type B) |  | Standard | FALSE | [9 empty] | 42689 | Not Dimmable | No |  | 4 | 4960 | 124 | 40 | 18.65 | 0.92 | 3000 | 82.3
P8MZMSSB | Shenzhen IDO Lighting Co. Limited | IDO | IDO-201-40WX-EX39(3000K) | Mogul (E39) Screw-Base Replacements for HID Lamps | Low Output | Replacement Lamps for Parking Garage Luminaires (Type B) |  | Standard | FALSE | [9 empty] | 42689 | Not Dimmable | No |  | 4 | 4960 | 124 | 40 | 18.65 | 0.92 | 3000 | 82.3
PYE5N7PP | Shenzhen IDO Lighting Co. Limited | IDO | IDO-201-60WX-E39(3000K) | Mogul (E39) Screw-Base Replacements for HID Lamps | Mid Output | Replacement Lamps for Outdoor Pole/Arm-mounted Decorative Luminaires (Type B) |  | Standard | FALSE | [9 empty] | 42689 | Not Dimmable | No |  | 4 | 7440 | 124 | 60 | 17.14 | 0.91 | 3000 | 82.3
PRUWVUEF | Shenzhen IDO Lighting Co. Limited | IDO | IDO-201-60WX-EX39(3000K) | Mogul (E39) Screw-Base Replacements for HID Lamps | Mid Output | Replacement Lamps for Outdoor Pole/Arm-mounted Decorative Luminaires (Type B) |  | Standard | FALSE | [9 empty] | 42689 | Not Dimmable | No |  | 4 | 7440 | 124 | 60 | 17.14 | 0.91 | 3000 | 82.3
PW7YVTJZ | Shenzhen IDO Lighting Co. Limited | IDO | IDO-201-40WX-EX39(2700K) | Mogul (E39) Screw-Base Replacements for HID Lamps | Low Output | Replacement Lamps for Parking Garage Luminaires (Type B) |  | Standard | FALSE | [9 empty] | 42689 | Not Dimmable | No |  | 4 | 4800 | 122 | 40 | 18.65 | 0.92 | 2700 | 82.3
PKRDBSY3 | Shenzhen IDO Lighting Co. Limited | IDO | IDO-201-60WX-EX39(2700K) | Mogul (E39) Screw-Base Replacements for HID Lamps | Mid Output | Replacement Lamps for Outdoor Pole/Arm-mounted Decorative Luminaires (Type B) |  | Standard | FALSE | [9 empty] | 42689 | Not Dimmable | No |  | 4 | 7320 | 122 | 60 | 17.14 | 0.91 | 2700 | 82.3
PGWKQNUY | Shenzhen IDO Lighting Co. Limited | IDO | IDO-201-40WX-E39(2700K) | Mogul (E39) Screw-Base Replacements for HID Lamps | Low Output | Replacement Lamps for Outdoor Pole/Arm-mounted Decorative Luminaires (Type B) |  | Standard | TRUE | 4019.8 | 108.18 | 37.16 | 18.7 | 0.9188 | 2727 | 82.5 | 5 | 50000 | 42688 |  | No |  | 4 | 4800 | 122 | 40 | 18.7 | 0.92 | 2700 | 82.5
PNQM94D8 | SMART ENERGY SOLUTIONS | SMART LED | SES-CLW-80WB1 4000K | Mogul (E39) Screw-Base Replacements for HID Lamps | Mid Output | Replacement Lamps for Outdoor Pole/Arm-mounted Decorative Luminaires (Type B) |  | Standard | TRUE | 9177.6 | 115.21 | 79.66 | 14.56 | 0.9063 | 4116 | 82.2 | 5 | 50000 | 42688 |  | No |  | 4 | 9298.2 | 115.91 | 80.22 | 14.56 | 0.91 | 4000 | 82.2
P9X8ZWWA | SMART ENERGY SOLUTIONS | SMART LED | SES-CLW-100WB1 4000K | Mogul (E39) Screw-Base Replacements for HID Lamps | High Output | Replacement Lamps for Outdoor Pole/Arm-mounted Decorative Luminaires (Type B) |  | Standard | TRUE | 11462 | 114.62 | 100 | 12.15 | 0.9039 | 4107 | 82.1 | 5 | 50000 | 42688 |  | No |  | 4 | 11462 | 114.62 | 100 | 12.15 | 0.9 | 4000 | 82.1
PAC33278 | SMART ENERGY SOLUTIONS | SMART LED | SES-CLW-120WB1 4000K | Mogul (E39) Screw-Base Replacements for HID Lamps | High Output | Replacement Lamps for Outdoor Pole/Arm-mounted Decorative Luminaires (Type B) |  | Standard | TRUE | 12985 | 114.3 | 113.6 | 18.96 | 0.903 | 4109 | 82.3 | 5 | 50000 | 42688 |  | No |  | 4 | 13305 | 114.6 | 116.1 | 18.96 | 0.9 | 4000 | 82.3
PWAD57TS | SMART ENERGY SOLUTIONS | SMART LED | SES-CLW-60WB1E39 4000K | Mogul (E39) Screw-Base Replacements for HID Lamps | Mid Output | Replacement Lamps for Outdoor Pole/Arm-mounted Decorative Luminaires (Type B) |  | Standard | TRUE | 6299.6 | 110.69 | 56.91 | 17.57 | 0.9021 | 4134 | 82.1 | 5 | 50000 | 42688 |  | No |  | 4 | 6473.2 | 110.9 | 58.37 | 17.57 | 0.9 | 4000 | 82.1
PGMAZ1E7 | SMART ENERGY SOLUTIONS | SMART LED | SES-CLW-40WB1E39 4000K | Mogul (E39) Screw-Base Replacements for HID Lamps | Mid Output | Replacement Lamps for Outdoor Pole/Arm-mounted Decorative Luminaires (Type B) |  | Standard | TRUE | 4524.7 | 114.23 | 39.61 | 15.14 | 0.9016 | 4129 | 82.3 | 5 | 50000 | 42688 |  | No |  | 4 | 4524.7 | 114.23 | 39.61 | 15.14 | 0.9 | 4000 | 82.3
P6UUWMVR | SMART ENERGY SOLUTIONS | SMART LED | SES-CLW-30WB1E39 4000K | Mogul (E39) Screw-Base Replacements for HID Lamps | Low Output | Replacement Lamps for Outdoor Pole/Arm-mounted Decorative Luminaires (Type B) |  | Standard | TRUE | 3372.8 | 110.51 | 30.52 | 18.01 | 0.9015 | 4119 | 82.1 | 5 | 50000 | 42688 |  | No |  | 4 | 3372.8 | 110.51 | 30.52 | 18.01 | 0.9 | 4000 | 82.1
P9QJGBMB | SMART ENERGY SOLUTIONS | SMART LED | SES-CLW-80WB1 5700K | Mogul (E39) Screw-Base Replacements for HID Lamps | Mid Output | Replacement Lamps for Outdoor Pole/Arm-mounted Decorative Luminaires (Type B) |  | Standard | FALSE | [9 empty] | 42688 |  | No |  | 4 | 9512 | 117.91 | 80.67 | 17.47 | 0.9 | 5700 | 82.7
PM9WN2K4 | SMART ENERGY SOLUTIONS | SMART LED | SES-CLW-40WB1E39 5700K | Mogul (E39) Screw-Base Replacements for HID Lamps | Mid Output | Replacement Lamps for Outdoor Pole/Arm-mounted Decorative Luminaires (Type B) |  | Standard | FALSE | [9 empty] | 42688 |  | No |  | 4 | 4785 | 119.09 | 40.18 | 15.91 | 0.9 | 5700 | 82.7
PVBS6G75 | SMART ENERGY SOLUTIONS | SMART LED | SES-CLW-60WB1E39 5700K | Mogul (E39) Screw-Base Replacements for HID Lamps | Mid Output | Replacement Lamps for Outdoor Pole/Arm-mounted Decorative Luminaires (Type B) |  | Standard | FALSE | [9 empty] | 42688 |  | No |  | 4 | 6705 | 113.81 | 58.91 | 18.94 | 0.9 | 5700 | 82.6
PB7USSX7 | SMART ENERGY SOLUTIONS | SMART LED | SES-CLW-30WB1E39 5700K | Mogul (E39) Screw-Base Replacements for HID Lamps | Low Output | Replacement Lamps for Outdoor Pole/Arm-mounted Decorative Luminaires (Type B) |  | Standard | FALSE | [9 empty] | 42688 |  | No |  | 4 | 3530 | 113.71 | 31.04 | 18.81 | 0.9 | 5700 | 82.6
P4ZRM96S | SMART ENERGY SOLUTIONS | SMART LED | SES-CLW-120WB1 5700K | Mogul (E39) Screw-Base Replacements for HID Lamps | High Output | Replacement Lamps for Outdoor Pole/Arm-mounted Decorative Luminaires (Type B) |  | Standard | FALSE | [9 empty] | 42688 |  | No |  | 4 | 13675 | 116.38 | 117.5 | 19.97 | 0.9 | 5700 | 82.2
PT1W63WP | SMART ENERGY SOLUTIONS | SMART LED | SES-CLW-100WB1 5700K | Mogul (E39) Screw-Base Replacements for HID Lamps | High Output | Replacement Lamps for Outdoor Pole/Arm-mounted Decorative Luminaires (Type B) |  | Standard | FALSE | [9 empty] | 42688 |  | No |  | 4 | 11852 | 117.81 | 100.6 | 13.59 | 0.9 | 5700 | 82
P6R3KFDE | SMART ENERGY SOLUTIONS | SMART LED | SES-CLW-120WB1 5000K | Mogul (E39) Screw-Base Replacements for HID Lamps | High Output | Replacement Lamps for Outdoor Pole/Arm-mounted Decorative Luminaires (Type B) |  | Standard | FALSE | [9 empty] | 42688 |  | No |  | 4 | 13305 | 114.6 | 116.1 | 18.96 | 0.9 | 5000 | 82.3
PUMTAWQA | SMART ENERGY SOLUTIONS | SMART LED | SES-CLW-40WB1E39 5000K | Mogul (E39) Screw-Base Replacements for HID Lamps | Mid Output | Replacement Lamps for Outdoor Pole/Arm-mounted Decorative Luminaires (Type B) |  | Standard | FALSE | [9 empty] | 42688 |  | No |  | 4 | 4524.7 | 114.23 | 39.61 | 15.14 | 0.9 | 5000 | 82.3
PQT1JMDJ | SMART ENERGY SOLUTIONS | SMART LED | SES-CLW-80WB1 5000K | Mogul (E39) Screw-Base Replacements for HID Lamps | Mid Output | Replacement Lamps for Outdoor Pole/Arm-mounted Decorative Luminaires (Type B) |  | Standard | FALSE | [9 empty] | 42688 |  | No |  | 4 | 9298.2 | 115.91 | 80.22 | 14.56 | 0.91 | 5000 | 82.2
PSAHYV7J | SMART ENERGY SOLUTIONS | SMART LED | SES-CLW-30WB1E39 5000K | Mogul (E39) Screw-Base Replacements for HID Lamps | Low Output | Replacement Lamps for Outdoor Pole/Arm-mounted Decorative Luminaires (Type B) |  | Standard | FALSE | [9 empty] | 42688 |  | No |  | 4 | 3372.8 | 110.51 | 30.52 | 18.01 | 0.9 | 5000 | 82.1
PC9GDVJT | SMART ENERGY SOLUTIONS | SMART LED | SES-CLW-60WB1E39 5000K | Mogul (E39) Screw-Base Replacements for HID Lamps | Mid Output | Replacement Lamps for Outdoor Pole/Arm-mounted Decorative Luminaires (Type B) |  | Standard | FALSE | [9 empty] | 42688 |  | No |  | 4 | 6473.2 | 110.9 | 58.37 | 17.57 | 0.9 | 5000 | 82.1
P4VU11ME | SMART ENERGY SOLUTIONS | SMART LED | SES-CLW-100WB1 5000K | Mogul (E39) Screw-Base Replacements for HID Lamps | High Output | Replacement Lamps for Outdoor Pole/Arm-mounted Decorative Luminaires (Type B) |  | Standard | FALSE | [9 empty] | 42688 |  | No |  | 4 | 11462 | 114.62 | 100 | 12.15 | 0.9 | 5000 | 82.1
PTX4G7E7 | SMART ENERGY SOLUTIONS | SMART LED | SES-CLW-120WB1 4500K | Mogul (E39) Screw-Base Replacements for HID Lamps | High Output | Replacement Lamps for Outdoor Pole/Arm-mounted Decorative Luminaires (Type B) |  | Standard | FALSE | [9 empty] | 42688 |  | No |  | 4 | 13305 | 114.6 | 116.1 | 18.96 | 0.9 | 4500 | 82.3
PV8JRSNA | SMART ENERGY SOLUTIONS | SMART LED | SES-CLW-40WB1E39 4500K | Mogul (E39) Screw-Base Replacements for HID Lamps | Mid Output | Replacement Lamps for Outdoor Pole/Arm-mounted Decorative Luminaires (Type B) |  | Standard | FALSE | [9 empty] | 42688 |  | No |  | 4 | 4524.7 | 114.23 | 39.61 | 15.14 | 0.9 | 4500 | 82.3
P7EWU4TF | SMART ENERGY SOLUTIONS | SMART LED | SES-CLW-80WB1 4500K | Mogul (E39) Screw-Base Replacements for HID Lamps | Mid Output | Replacement Lamps for Outdoor Pole/Arm-mounted Decorative Luminaires (Type B) |  | Standard | FALSE | [9 empty] | 42688 |  | No |  | 4 | 9298.2 | 115.91 | 80.22 | 14.56 | 0.91 | 4500 | 82.2
PY17YASB | SMART ENERGY SOLUTIONS | SMART LED | SES-CLW-30WB1E39 4500K | Mogul (E39) Screw-Base Replacements for HID Lamps | Low Output | Replacement Lamps for Outdoor Pole/Arm-mounted Decorative Luminaires (Type B) |  | Standard | FALSE | [9 empty] | 42688 |  | No |  | 4 | 3372.8 | 110.51 | 30.52 | 18.01 | 0.9 | 4500 | 82.1
PP79JMD6 | SMART ENERGY SOLUTIONS | SMART LED | SES-CLW-60WB1E39 4500K | Mogul (E39) Screw-Base Replacements for HID Lamps | Mid Output | Replacement Lamps for Outdoor Pole/Arm-mounted Decorative Luminaires (Type B) |  | Standard | FALSE | [9 empty] | 42688 |  | No |  | 4 | 6473.2 | 110.9 | 58.37 | 17.57 | 0.9 | 4500 | 82.1
PSXKSA7E | SMART ENERGY SOLUTIONS | SMART LED | SES-CLW-100WB1 4500K | Mogul (E39) Screw-Base Replacements for HID Lamps | High Output | Replacement Lamps for Outdoor Pole/Arm-mounted Decorative Luminaires (Type B) |  | Standard | FALSE | [9 empty] | 42688 |  | No |  | 4 | 11462 | 114.62 | 100 | 12.15 | 0.9 | 4500 | 82.1
P23XSCVU | Shenzhen IDO Lighting Co. Limited | IDO | IDO-201-40WX-E39(5700K) | Mogul (E39) Screw-Base Replacements for HID Lamps | Low Output | Replacement Lamps for Outdoor Pole/Arm-mounted Decorative Luminaires (Type B) |  | Standard | FALSE | [9 empty] | 42688 | Not Dimmable | No |  | 4 | 5280 | 132 | 40 | 18.59 | 0.92 | 5700 | 82.5
P12CJDRN | Shenzhen IDO Lighting Co. Limited | IDO | IDO-201-40WX-EX39(5700K) | Mogul (E39) Screw-Base Replacements for HID Lamps | Low Output | Replacement Lamps for Outdoor Pole/Arm-mounted Decorative Luminaires (Type B) |  | Standard | FALSE | [9 empty] | 42688 | Not Dimmable | No |  | 4 | 5280 | 132 | 40 | 18.59 | 0.92 | 5700 | 82.5
PPZ8KRYH | Shenzhen IDO Lighting Co. Limited | IDO | IDO-201-40WX-EX39(5000K) | Mogul (E39) Screw-Base Replacements for HID Lamps | Low Output | Replacement Lamps for Outdoor Pole/Arm-mounted Decorative Luminaires (Type B) |  | Standard | FALSE | [9 empty] | 42688 | Not Dimmable | No |  | 4 | 5320 | 133 | 40 | 18.7 | 0.92 | 5000 | 82.5
PG7K4FC3 | Shenzhen IDO Lighting Co. Limited | IDO | IDO-201-40WX-E39(5000K) | Mogul (E39) Screw-Base Replacements for HID Lamps | Low Output | Replacement Lamps for Outdoor Pole/Arm-mounted Decorative Luminaires (Type B) |  | Standard | FALSE | [9 empty] | 42688 | Not Dimmable | No |  | 4 | 5320 | 133 | 40 | 18.7 | 0.92 | 5000 | 82.5
PPAE1KJN | Shenzhen IDO Lighting Co. Limited | IDO | IDO-201-40WX-E39(4500K) | Mogul (E39) Screw-Base Replacements for HID Lamps | Low Output | Replacement Lamps for Outdoor Pole/Arm-mounted Decorative Luminaires (Type B) |  | Standard | FALSE | [9 empty] | 42688 | Not Dimmable | No |  | 4 | 5240 | 131 | 40 | 18.7 | 0.92 | 4500 | 82.5
P4RQUCED | Shenzhen IDO Lighting Co. Limited | IDO | IDO-201-40WX-EX39(4500K) | Mogul (E39) Screw-Base Replacements for HID Lamps | Low Output | Replacement Lamps for Outdoor Pole/Arm-mounted Decorative Luminaires (Type B) |  | Standard | FALSE | [9 empty] | 42688 | Not Dimmable | No |  | 4 | 5240 | 131 | 40 | 18.7 | 0.92 | 4500 | 82.5
PTXC6WYZ | Shenzhen IDO Lighting Co. Limited | IDO | IDO-201-40WX-E39(4000K) | Mogul (E39) Screw-Base Replacements for HID Lamps | Low Output | Replacement Lamps for Outdoor Pole/Arm-mounted Decorative Luminaires (Type B) |  | Standard | FALSE | [9 empty] | 42688 | Not Dimmable | No |  | 4 | 5200 | 130 | 40 | 18.7 | 0.92 | 4000 | 82.5
P25RPEB1 | Shenzhen IDO Lighting Co. Limited | IDO | IDO-201-40WX-EX39(4000K) | Mogul (E39) Screw-Base Replacements for HID Lamps | Low Output | Replacement Lamps for Outdoor Pole/Arm-mounted Decorative Luminaires (Type B) |  | Standard | FALSE | [9 empty] | 42688 | Not Dimmable | No |  | 4 | 5200 | 130 | 40 | 18.7 | 0.92 | 4000 | 82.5
PQ8PGDMW | Shenzhen IDO Lighting Co. Limited | IDO | IDO-201-40WX-EX39(3500K) | Mogul (E39) Screw-Base Replacements for HID Lamps | Low Output | Replacement Lamps for Outdoor Pole/Arm-mounted Decorative Luminaires (Type B) |  | Standard | FALSE | [9 empty] | 42688 | Not Dimmable | No |  | 4 | 5040 | 126 | 40 | 18.7 | 0.92 | 3500 | 82.5
P3YEKUH4 | Shenzhen IDO Lighting Co. Limited | IDO | IDO-201-40WX-E39(3500K) | Mogul (E39) Screw-Base Replacements for HID Lamps | Low Output | Replacement Lamps for Outdoor Pole/Arm-mounted Decorative Luminaires (Type B) |  | Standard | FALSE | [9 empty] | 42688 | Not Dimmable | No |  | 4 | 5040 | 126 | 40 | 18.7 | 0.92 | 3500 | 82.5
P8GT169M | Shenzhen IDO Lighting Co. Limited | IDO | IDO-201-40WX-EX39(3000K) | Mogul (E39) Screw-Base Replacements for HID Lamps | Low Output | Replacement Lamps for Outdoor Pole/Arm-mounted Decorative Luminaires (Type B) |  | Standard | FALSE | [9 empty] | 42688 | Not Dimmable | No |  | 4 | 4960 | 124 | 40 | 18.7 | 0.92 | 3000 | 82.5
P1QDDTPZ | Shenzhen IDO Lighting Co. Limited | IDO | IDO-201-40WX-E39(3000K) | Mogul (E39) Screw-Base Replacements for HID Lamps | Low Output | Replacement Lamps for Outdoor Pole/Arm-mounted Decorative Luminaires (Type B) |  | Standard | FALSE | [9 empty] | 42688 | Not Dimmable | No |  | 4 | 4960 | 124 | 40 | 18.7 | 0.92 | 3000 | 82.5
PJXQ2A4Y | Shenzhen IDO Lighting Co. Limited | IDO | IDO-201-40WX-EX39(2700K) | Mogul (E39) Screw-Base Replacements for HID Lamps | Low Output | Replacement Lamps for Outdoor Pole/Arm-mounted Decorative Luminaires (Type B) |  | Standard | FALSE | [9 empty] | 42688 | Not Dimmable | No |  | 4 | 4800 | 122 | 40 | 18.7 | 0.92 | 2700 | 82.5
PDUTAFHZ | Carolina Product Solutions LLC. | CPS LED Lighting | CPS-RL-36W-UL-BL-E39-40 | Mogul (E39) Screw-Base Replacements for HID Lamps | Low Output | Replacement Lamps for Outdoor Pole/Arm-mounted Area and Roadway Luminaires (Type B) |  | Standard | TRUE | 4010 | 115.33 | 34.77 | 6.7 | 0.9103 | 3897 | 72.8 | 5 | 50000 | 42685 |  | No |  | 4 | 4008.5 | 119.8 | 33.46 | 6.7 | 0.91 | 4000 | 72.8
PATE7WCT | Carolina Product Solutions LLC. | CPS LED Lighting | CPS-RL-115W-UL-BL-E39-40 | Mogul (E39) Screw-Base Replacements for HID Lamps | High Output | Replacement Lamps for Outdoor Pole/Arm-mounted Area and Roadway Luminaires (Type B) |  | Standard | TRUE | 12819 | 113.44 | 113 | 17.92 | 0.9013 | 3903 | 73.1 | 5 | 50000 | 42685 |  | No |  | 4 | 12819 | 113.44 | 113 | 17.92 | 0.9 | 4000 | 73.1
PF8RSC9D | Carolina Product Solutions LLC. | CPS LED Lighting | CPS-RL-54W-UL-BL2-E39-40 | Mogul (E39) Screw-Base Replacements for HID Lamps | Mid Output | Replacement Lamps for Outdoor Pole/Arm-mounted Area and Roadway Luminaires (Type B) |  | Standard | TRUE | 5672.4 | 111.53 | 50.86 | 18.89 | 0.9008 | 3926 | 72.8 | 5 | 50000 | 42685 |  | No |  | 4 | 5672.4 | 111.53 | 50.86 | 18.89 | 0.9 | 4000 | 72.8
PGYAWEJY | TGL Inc. | TGL Premium | TGL-CB-54W-50K | Mogul (E39) Screw-Base Replacements for HID Lamps | Low Output | Replacement Lamps for Outdoor Pole/Arm-mounted Decorative Luminaires (Type B) |  | Standard | TRUE | 5541.3 | 103.85 | 53.36 | 16.85 | 0.9209 | 5033 | 83.6 | 5 | 50000 | 42685 |  | No | Updated 10/19/2016 | 4 | 4852.4 | 93.39 | 51.96 | 15.14 | 0.916 | 5000 | 83.7
P1H1UV14 | TGL Inc. | TGL Premium | TGL-CB-54W-27K | Mogul (E39) Screw-Base Replacements for HID Lamps | Low Output | Replacement Lamps for Outdoor Pole/Arm-mounted Decorative Luminaires (Type B) |  | Standard | TRUE | 4610.3 | 92.13 | 50.04 | 15.14 | 0.916 | 2753 | 83.7 | 5 | 50000 | 42685 |  | No | Updated 10/19/2016 | 4 | 4852.4 | 93.39 | 51.96 | 15.14 | 0.916 | 2700 | 83.7
P8VS9WAE | TGL Inc. | TGL Premium | TGL-CB-45W-27K | Mogul (E39) Screw-Base Replacements for HID Lamps | Low Output | Replacement Lamps for Outdoor Pole/Arm-mounted Decorative Luminaires (Type B) |  | Standard | TRUE | 4320.2 | 96.74 | 44.66 | 12.34 | 0.9131 | 2697 | 81.7 | 5 | 50000 | 42685 |  | No | Updated on 9/20/2016 | 4 | 4473.9 | 96.98 | 46.13 | 12.34 | 0.91 | 2700 | 81.7
PJW8SGHC | TGL Inc. | TGL Premium | TGL-CB-36W-27K | Mogul (E39) Screw-Base Replacements for HID Lamps | Low Output | Replacement Lamps for Outdoor Pole/Arm-mounted Decorative Luminaires (Type B) |  | Standard | TRUE | 3169.3 | 93.68 | 33.83 | 15.29 | 0.9076 | 2744 | 83.5 | 5 | 50000 | 42685 |  | No | Updated on 9/20/2016 | 4 | 3236.9 | 93.99 | 34.44 | 15.29 | 0.91 | 2700 | 83.5
PUYCRND1 | Carolina Product Solutions LLC. | CPS LED Lighting | CPS-RL-115W-UL-BL-EX39-57 | Mogul (E39) Screw-Base Replacements for HID Lamps | High Output | Replacement Lamps for Outdoor Pole/Arm-mounted Area and Roadway Luminaires (Type B) |  | Standard | FALSE | [9 empty] | 42685 | Not Dimmable | No |  | 4 | 13008 | 115.32 | 112.8 | 19.07 | 0.9 | 5700 | 75.8
PDS2WNGP | Carolina Product Solutions LLC. | CPS LED Lighting | CPS-RL-115W-UL-BL-E39-57 | Mogul (E39) Screw-Base Replacements for HID Lamps | High Output | Replacement Lamps for Outdoor Pole/Arm-mounted Area and Roadway Luminaires (Type B) |  | Standard | FALSE | [9 empty] | 42685 | Not Dimmable | No |  | 4 | 13008 | 115.32 | 112.8 | 19.07 | 0.9 | 5700 | 75.8
PS3QE157 | Carolina Product Solutions LLC. | CPS LED Lighting | CPS-RL-36W-UL-BL-EX39-57 | Mogul (E39) Screw-Base Replacements for HID Lamps | Low Output | Replacement Lamps for Outdoor Pole/Arm-mounted Area and Roadway Luminaires (Type B) |  | Standard | FALSE | [9 empty] | 42685 | Not Dimmable | No |  | 4 | 4186 | 119.84 | 34.93 | 6.91 | 0.91 | 5700 | 75.2
P7EB29UZ | Carolina Product Solutions LLC. | CPS LED Lighting | CPS-RL-36W-UL-BL-E39-57 | Mogul (E39) Screw-Base Replacements for HID Lamps | Low Output | Replacement Lamps for Outdoor Pole/Arm-mounted Area and Roadway Luminaires (Type B) |  | Standard | FALSE | [9 empty] | 42685 | Not Dimmable | No |  | 4 | 4186 | 119.84 | 34.93 | 6.91 | 0.91 | 5700 | 75.2
PZ6PP65S | Carolina Product Solutions LLC. | CPS LED Lighting | CPS-RL-54W-UL-BL2-EX39-57 | Mogul (E39) Screw-Base Replacements for HID Lamps | Mid Output | Replacement Lamps for Outdoor Pole/Arm-mounted Area and Roadway Luminaires (Type B) |  | Standard | FALSE | [9 empty] | 42685 | Not Dimmable | No |  | 4 | 5815 | 113.18 | 51.38 | 19.38 | 0.9 | 5700 | 75.1
P53BEHU2 | Carolina Product Solutions LLC. | CPS LED Lighting | CPS-RL-54W-UL-BL2-E39-57 | Mogul (E39) Screw-Base Replacements for HID Lamps | Mid Output | Replacement Lamps for Outdoor Pole/Arm-mounted Area and Roadway Luminaires (Type B) |  | Standard | FALSE | [9 empty] | 42685 | Not Dimmable | No |  | 4 | 5815 | 113.18 | 51.38 | 19.38 | 0.9 | 5700 | 75.1
P9PEZVD4 | Carolina Product Solutions LLC. | CPS LED Lighting | CPS-RL-115W-UL-BL-EX39-50 | Mogul (E39) Screw-Base Replacements for HID Lamps | High Output | Replacement Lamps for Outdoor Pole/Arm-mounted Area and Roadway Luminaires (Type B) |  | Standard | FALSE | [9 empty] | 42685 | Not Dimmable | No |  | 4 | 12819 | 113.44 | 113 | 17.92 | 0.9 | 5000 | 73.1
P25FAAQ3 | Carolina Product Solutions LLC. | CPS LED Lighting | CPS-RL-115W-UL-BL-E39-50 | Mogul (E39) Screw-Base Replacements for HID Lamps | High Output | Replacement Lamps for Outdoor Pole/Arm-mounted Area and Roadway Luminaires (Type B) |  | Standard | FALSE | [9 empty] | 42685 | Not Dimmable | No |  | 4 | 12819 | 113.44 | 113 | 17.92 | 0.9 | 5000 | 73.1
PTKWFU8V | Carolina Product Solutions LLC. | CPS LED Lighting | CPS-RL-54W-UL-BL2-E39-50 | Mogul (E39) Screw-Base Replacements for HID Lamps | Mid Output | Replacement Lamps for Outdoor Pole/Arm-mounted Area and Roadway Luminaires (Type B) |  | Standard | FALSE | [9 empty] | 42685 | Not Dimmable | No |  | 4 | 5672.4 | 111.53 | 50.86 | 18.89 | 0.9 | 5000 | 72.8
P3YEACXJ | Carolina Product Solutions LLC. | CPS LED Lighting | CPS-RL-54W-UL-BL2-EX39-50 | Mogul (E39) Screw-Base Replacements for HID Lamps | Mid Output | Replacement Lamps for Outdoor Pole/Arm-mounted Area and Roadway Luminaires (Type B) |  | Standard | FALSE | [9 empty] | 42685 | Not Dimmable | No |  | 4 | 5672.4 | 111.53 | 50.86 | 18.89 | 0.9 | 5000 | 72.8
P6Y2NZKN | Carolina Product Solutions LLC. | CPS LED Lighting | CPS-RL-36W-UL-BL-EX39-50 | Mogul (E39) Screw-Base Replacements for HID Lamps | Low Output | Replacement Lamps for Outdoor Pole/Arm-mounted Area and Roadway Luminaires (Type B) |  | Standard | FALSE | [9 empty] | 42685 | Not Dimmable | No |  | 4 | 4008.5 | 119.8 | 33.46 | 6.7 | 0.91 | 5000 | 72.8
P5AKDV8Z | Carolina Product Solutions LLC. | CPS LED Lighting | CPS-RL-36W-UL-BL-E39-50 | Mogul (E39) Screw-Base Replacements for HID Lamps | Low Output | Replacement Lamps for Outdoor Pole/Arm-mounted Area and Roadway Luminaires (Type B) |  | Standard | FALSE | [9 empty] | 42685 | Not Dimmable | No |  | 4 | 4008.5 | 119.8 | 33.46 | 6.7 | 0.91 | 5000 | 72.8
PRXN5R58 | Carolina Product Solutions LLC. | CPS LED Lighting | CPS-RL-115W-UL-BL-EX39-40 | Mogul (E39) Screw-Base Replacements for HID Lamps | High Output | Replacement Lamps for Outdoor Pole/Arm-mounted Area and Roadway Luminaires (Type B) |  | Standard | FALSE | [9 empty] | 42685 | Not Dimmable | No |  | 4 | 12819 | 113.44 | 113 | 17.92 | 0.9 | 4000 | 73.1
PRAMRK9U | Carolina Product Solutions LLC. | CPS LED Lighting | CPS-RL-54W-UL-BL2-EX39-40 | Mogul (E39) Screw-Base Replacements for HID Lamps | Mid Output | Replacement Lamps for Outdoor Pole/Arm-mounted Area and Roadway Luminaires (Type B) |  | Standard | FALSE | [9 empty] | 42685 | Not Dimmable | No |  | 4 | 5672.4 | 111.53 | 50.86 | 18.89 | 0.9 | 4000 | 72.8
PWRFRMME | Carolina Product Solutions LLC. | CPS LED Lighting | CPS-RL-36W-UL-BL-EX39-40 | Mogul (E39) Screw-Base Replacements for HID Lamps | Low Output | Replacement Lamps for Outdoor Pole/Arm-mounted Area and Roadway Luminaires (Type B) |  | Standard | FALSE | [9 empty] | 42685 | Not Dimmable | No |  | 4 | 4008.5 | 119.8 | 33.46 | 6.7 | 0.91 | 4000 | 72.8
PR5EZRZR | TGL Inc. | TGL Premium | TGL-CB-36W-50K | Mogul (E39) Screw-Base Replacements for HID Lamps | Low Output | Replacement Lamps for Outdoor Pole/Arm-mounted Decorative Luminaires (Type B) |  | Standard | FALSE | [9 empty] | 42685 | Not Dimmable | No | Updated on 9/20/2016 | 4 | 3236.9 | 93.99 | 34.44 | 15.29 | 0.91 | 5000 | 83.5
P5TYJXHV | TGL Inc. | TGL Premium | TGL-CB-45W-50K | Mogul (E39) Screw-Base Replacements for HID Lamps | Low Output | Replacement Lamps for Outdoor Pole/Arm-mounted Decorative Luminaires (Type B) |  | Standard | FALSE | [9 empty] | 42685 | Not Dimmable | No | Updated on 9/20/2016 | 4 | 4473.9 | 96.98 | 46.13 | 12.34 | 0.91 | 5000 | 81.7
PD5H19G4 | SATCO Products Inc | SATCO Products Inc. | S9289A | Mogul (E39) Screw-Base Replacements for HID Lamps | High Output | Replacement Lamps for Outdoor Pole/Arm-mounted Decorative Luminaires (Type B) |  | Standard | TRUE | 12145 | 97.86 | 124.1 | 8.37 | 0.9644 | 2757 | 81.7 | 5 | 50000 | 42676 |  | No | Updated on 7/29/2016 | 4 | 14640 | 122 | 120 | 8.37 | 0.9644 | 2700 | 81.7
P5P6Y2X5 | SATCO Products Inc | SATCO Products Inc. | S9279A | Mogul (E39) Screw-Base Replacements for HID Lamps | High Output | Replacement Lamps for Outdoor Pole/Arm-mounted Decorative Luminaires (Type B) |  | Standard | TRUE | 10248 | 97.51 | 105.1 | 9.02 | 0.9544 | 2739 | 82.1 | 5 | 50000 | 42676 |  | No | Updated on 7/29/2016 | 4 | 12200 | 122 | 100 | 9.02 | 0.9544 | 2700 | 82.1
PYACRRBF | SATCO Products Inc | SATCO Products Inc. | S9219A | Mogul (E39) Screw-Base Replacements for HID Lamps | Mid Output | Replacement Lamps for Outdoor Pole/Arm-mounted Decorative Luminaires (Type B) |  | Standard | TRUE | 7963.3 | 97.08 | 82.03 | 9.93 | 0.9362 | 2743 | 82.1 | 5 | 50000 | 42676 |  | No | Updated on 7/29/2016 | 4 | 9760 | 122 | 80 | 9.93 | 0.9362 | 2700 | 82.1
PTCXP87H | SATCO Products Inc | SATCO Products Inc. | S9024A | Mogul (E39) Screw-Base Replacements for HID Lamps | Low Output | Replacement Lamps for Outdoor Pole/Arm-mounted Decorative Luminaires (Type B) |  | Standard | TRUE | 4338.5 | 94.07 | 46.12 | 14.72 | 0.9079 | 2725 | 82.1 | 5 | 50000 | 42676 |  | No |  | 4 | 5490 | 122 | 45 | 14.72 | 0.9079 | 2700 | 82.1
P4A6XSSJ | SATCO Products Inc | SATCO Products Inc. | S9078A | Mogul (E39) Screw-Base Replacements for HID Lamps | Mid Output | Replacement Lamps for Outdoor Pole/Arm-mounted Decorative Luminaires (Type B) |  | Standard | TRUE | 5277 | 93.83 | 56.24 | 13.04 | 0.9061 | 2721 | 81.6 | 5 | 50000 | 42676 |  | No |  | 4 | 6588 | 122 | 54 | 13.04 | 0.9061 | 2700 | 81.6
P3WZ3974 | SATCO Products Inc | SATCO Products Inc. | S9393A | Mogul (E39) Screw-Base Replacements for HID Lamps | Low Output | Replacement Lamps for Outdoor Pole/Arm-mounted Decorative Luminaires (Type B) |  | Standard | FALSE | [9 empty] | 42676 | Not Dimmable | No |  | 4 | 5985 | 133 | 45 | 14.72 | 0.9079 | 5000 | 82.1
PC22RQ9W | SATCO Products Inc | SATCO Products Inc. | S9395A | Mogul (E39) Screw-Base Replacements for HID Lamps | Mid Output | Replacement Lamps for Outdoor Pole/Arm-mounted Decorative Luminaires (Type B) |  | Standard | FALSE | [9 empty] | 42676 | Not Dimmable | No | Updated on 7/29/2016 | 4 | 10640 | 133 | 80 | 9.93 | 0.9362 | 5000 | 82.1
P93FAQCD | SATCO Products Inc | SATCO Products Inc. | S9396A | Mogul (E39) Screw-Base Replacements for HID Lamps | High Output | Replacement Lamps for Outdoor Pole/Arm-mounted Decorative Luminaires (Type B) |  | Standard | FALSE | [9 empty] | 42676 | Not Dimmable | No | Updated on 7/29/2016 | 4 | 13300 | 133 | 100 | 9.02 | 0.9544 | 5000 | 82.1
PXF3ZPKD | SATCO Products Inc | SATCO Products Inc. | S9397A | Mogul (E39) Screw-Base Replacements for HID Lamps | High Output | Replacement Lamps for Outdoor Pole/Arm-mounted Decorative Luminaires (Type B) |  | Standard | FALSE | [9 empty] | 42676 | Not Dimmable | No | Updated on 7/29/2016 | 4 | 15960 | 133 | 120 | 8.37 | 0.9644 | 5000 | 81.7
P7RMM9YA | SATCO Products Inc | SATCO Products Inc. | S9394A | Mogul (E39) Screw-Base Replacements for HID Lamps | Mid Output | Replacement Lamps for Outdoor Pole/Arm-mounted Decorative Luminaires (Type B) |  | Standard | FALSE | [9 empty] | 42676 | Not Dimmable | No |  | 4 | 7182 | 133 | 54 | 13.04 | 0.9061 | 5000 | 81.6
PAPJAPGU | SATCO Products Inc | SATCO Products Inc. | S9673A | Mogul (E39) Screw-Base Replacements for HID Lamps | Low Output | Replacement Lamps for Outdoor Pole/Arm-mounted Decorative Luminaires (Type B) |  | Standard | FALSE | [9 empty] | 42676 | Not Dimmable | No |  | 4 | 5850 | 130 | 45 | 14.72 | 0.9079 | 4000 | 82.1
PJRA69RZ | SATCO Products Inc | SATCO Products Inc. | S9675A | Mogul (E39) Screw-Base Replacements for HID Lamps | Mid Output | Replacement Lamps for Outdoor Pole/Arm-mounted Decorative Luminaires (Type B) |  | Standard | FALSE | [9 empty] | 42676 | Not Dimmable | No | Updated on 7/29/2016 | 4 | 10400 | 130 | 80 | 9.93 | 0.9362 | 4000 | 82.1
PFNR9J3E | SATCO Products Inc | SATCO Products Inc. | S9676A | Mogul (E39) Screw-Base Replacements for HID Lamps | High Output | Replacement Lamps for Outdoor Pole/Arm-mounted Decorative Luminaires (Type B) |  | Standard | FALSE | [9 empty] | 42676 | Not Dimmable | No | Updated on 7/29/2016 | 4 | 13000 | 130 | 100 | 9.02 | 0.9544 | 4000 | 82.1
PYV5VZP4 | SATCO Products Inc | SATCO Products Inc. | S9677A | Mogul (E39) Screw-Base Replacements for HID Lamps | High Output | Replacement Lamps for Outdoor Pole/Arm-mounted Decorative Luminaires (Type B) |  | Standard | FALSE | [9 empty] | 42676 | Not Dimmable | No | Updated on 7/29/2016 | 4 | 15600 | 130 | 120 | 8.37 | 0.9644 | 4000 | 81.7
PPU5E1Q6 | SATCO Products Inc | SATCO Products Inc. | S9674A | Mogul (E39) Screw-Base Replacements for HID Lamps | Mid Output | Replacement Lamps for Outdoor Pole/Arm-mounted Decorative Luminaires (Type B) |  | Standard | FALSE | [9 empty] | 42676 | Not Dimmable | No |  | 4 | 7020 | 130 | 54 | 13.04 | 0.9061 | 4000 | 81.6
PH2SQDPP | Nuwave LLC | ALSET | COS-11L-40K-UL | Mogul (E39) Screw-Base Replacements for HID Lamps | High Output | Replacement Lamps for Outdoor Pole/Arm-mounted Decorative Luminaires (Type B) |  | Standard | TRUE | 17146 | 118.74 | 144.4 | 13.52 | 0.9361 | 4122 | 82.3 | 5 | 50000 | 42674 |  | No |  | 4 | 17592 | 119.11 | 147.7 | 13.52 | 0.94 | 4000 | 82.3
PR586MX3 | Nuwave LLC | ALSET | COS-6L-40K-UL | Mogul (E39) Screw-Base Replacements for HID Lamps | Mid Output | Replacement Lamps for Outdoor Pole/Arm-mounted Decorative Luminaires (Type B) |  | Standard | TRUE | 9177.6 | 115.21 | 79.66 | 14.56 | 0.9063 | 4116 | 82.2 | 5 | 50000 | 42674 |  | No |  | 4 | 9298.2 | 115.91 | 80.22 | 14.56 | 0.91 | 4000 | 82.2
PFH8PR74 | Nuwave LLC | ALSET | COS-8L-40K-UL | Mogul (E39) Screw-Base Replacements for HID Lamps | High Output | Replacement Lamps for Outdoor Pole/Arm-mounted Decorative Luminaires (Type B) |  | Standard | TRUE | 11462 | 114.62 | 100 | 12.15 | 0.9039 | 4107 | 82.1 | 5 | 50000 | 42674 |  | No |  | 4 | 11462 | 114.62 | 100 | 12.15 | 0.9 | 4000 | 82.1
PKWR5A3C | Nuwave LLC | ALSET | COS-10L-40K-UL | Mogul (E39) Screw-Base Replacements for HID Lamps | High Output | Replacement Lamps for Outdoor Pole/Arm-mounted Decorative Luminaires (Type B) |  | Standard | TRUE | 12985 | 114.3 | 113.6 | 18.96 | 0.903 | 4109 | 82.3 | 5 | 50000 | 42674 |  | No |  | 4 | 13305 | 114.6 | 116.1 | 18.96 | 0.9 | 4000 | 82.3
PSQ8FEZU | Nuwave LLC | ALSET | COS-4L-40K-UL-E39 | Mogul (E39) Screw-Base Replacements for HID Lamps | Mid Output | Replacement Lamps for Outdoor Pole/Arm-mounted Decorative Luminaires (Type B) |  | Standard | TRUE | 6299.6 | 110.69 | 56.91 | 17.57 | 0.9021 | 4134 | 82.1 | 5 | 50000 | 42674 |  | No |  | 4 | 6473.2 | 110.9 | 58.37 | 17.57 | 0.9 | 4000 | 82.1
PPRC955M | Nuwave LLC | ALSET | COS-3L-40K-UL-E39 | Mogul (E39) Screw-Base Replacements for HID Lamps | Mid Output | Replacement Lamps for Outdoor Pole/Arm-mounted Decorative Luminaires (Type B) |  | Standard | TRUE | 4524.7 | 114.23 | 39.61 | 15.14 | 0.9016 | 4129 | 82.3 | 5 | 50000 | 42674 |  | No |  | 4 | 4524.7 | 114.23 | 39.61 | 15.14 | 0.9 | 4000 | 82.3
PRB2DWA5 | Nuwave LLC | ALSET | COS-2L-40K-UL-E39 | Mogul (E39) Screw-Base Replacements for HID Lamps | Low Output | Replacement Lamps for Outdoor Pole/Arm-mounted Decorative Luminaires (Type B) |  | Standard | TRUE | 3372.8 | 110.51 | 30.52 | 18.01 | 0.9015 | 4119 | 82.1 | 5 | 50000 | 42674 |  | No |  | 4 | 3372.8 | 110.51 | 30.52 | 18.01 | 0.9 | 4000 | 82.1
PAVNQRW9 | Nuwave LLC | ALSET | COS-6L-57K-UL | Mogul (E39) Screw-Base Replacements for HID Lamps | Mid Output | Replacement Lamps for Outdoor Pole/Arm-mounted Decorative Luminaires (Type B) |  | Standard | FALSE | [9 empty] | 42674 |  | No |  | 4 | 9512 | 117.91 | 80.67 | 17.47 | 0.9 | 5700 | 82.7
P29GB9UZ | Nuwave LLC | ALSET | COS-3L-57K-UL-E39 | Mogul (E39) Screw-Base Replacements for HID Lamps | Mid Output | Replacement Lamps for Outdoor Pole/Arm-mounted Decorative Luminaires (Type B) |  | Standard | FALSE | [9 empty] | 42674 |  | No |  | 4 | 4785 | 119.09 | 40.18 | 15.91 | 0.9 | 5700 | 82.7
PSH1H2HW | Nuwave LLC | ALSET | COS-4L-57K-UL-E39 | Mogul (E39) Screw-Base Replacements for HID Lamps | Mid Output | Replacement Lamps for Outdoor Pole/Arm-mounted Decorative Luminaires (Type B) |  | Standard | FALSE | [9 empty] | 42674 |  | No |  | 4 | 6705 | 113.81 | 58.91 | 18.94 | 0.9 | 5700 | 82.6
P1VNEQ5F | Nuwave LLC | ALSET | COS-2L-57K-UL-E39 | Mogul (E39) Screw-Base Replacements for HID Lamps | Low Output | Replacement Lamps for Outdoor Pole/Arm-mounted Decorative Luminaires (Type B) |  | Standard | FALSE | [9 empty] | 42674 |  | No |  | 4 | 3530 | 113.71 | 31.04 | 18.81 | 0.9 | 5700 | 82.6
PD7V21X2 | Nuwave LLC | ALSET | COS-11L-57K-UL | Mogul (E39) Screw-Base Replacements for HID Lamps | High Output | Replacement Lamps for Outdoor Pole/Arm-mounted Decorative Luminaires (Type B) |  | Standard | FALSE | [9 empty] | 42674 |  | No |  | 4 | 17946 | 121.09 | 148.2 | 14.51 | 0.93 | 5700 | 82.6
PTZQB5AN | Nuwave LLC | ALSET | COS-10L-57K-UL | Mogul (E39) Screw-Base Replacements for HID Lamps | High Output | Replacement Lamps for Outdoor Pole/Arm-mounted Decorative Luminaires (Type B) |  | Standard | FALSE | [9 empty] | 42674 |  | No |  | 4 | 13675 | 116.38 | 117.5 | 19.97 | 0.9 | 5700 | 82.2
P3AF6B3R | Nuwave LLC | ALSET | COS-8L-57K-UL | Mogul (E39) Screw-Base Replacements for HID Lamps | High Output | Replacement Lamps for Outdoor Pole/Arm-mounted Decorative Luminaires (Type B) |  | Standard | FALSE | [9 empty] | 42674 |  | No |  | 4 | 11852 | 117.81 | 100.6 | 13.59 | 0.9 | 5700 | 82
PY6JKJC3 | Nuwave LLC | ALSET | COS-10L-50K-UL | Mogul (E39) Screw-Base Replacements for HID Lamps | High Output | Replacement Lamps for Outdoor Pole/Arm-mounted Decorative Luminaires (Type B) |  | Standard | FALSE | [9 empty] | 42674 |  | No |  | 4 | 13305 | 114.6 | 116.1 | 18.96 | 0.9 | 5000 | 82.3
PXCDQFD7 | Nuwave LLC | ALSET | COS-3L-50K-UL-E39 | Mogul (E39) Screw-Base Replacements for HID Lamps | Mid Output | Replacement Lamps for Outdoor Pole/Arm-mounted Decorative Luminaires (Type B) |  | Standard | FALSE | [9 empty] | 42674 |  | No |  | 4 | 4524.7 | 114.23 | 39.61 | 15.14 | 0.9 | 5000 | 82.3
PNA5WGDE | Nuwave LLC | ALSET | COS-11L-50K-UL | Mogul (E39) Screw-Base Replacements for HID Lamps | High Output | Replacement Lamps for Outdoor Pole/Arm-mounted Decorative Luminaires (Type B) |  | Standard | FALSE | [9 empty] | 42674 |  | No |  | 4 | 17592 | 119.11 | 147.7 | 13.52 | 0.94 | 5000 | 82.3
PUQZB6G3 | Nuwave LLC | ALSET | COS-6L-50K-UL | Mogul (E39) Screw-Base Replacements for HID Lamps | Mid Output | Replacement Lamps for Outdoor Pole/Arm-mounted Decorative Luminaires (Type B) |  | Standard | FALSE | [9 empty] | 42674 |  | No |  | 4 | 9298.2 | 115.91 | 80.22 | 14.56 | 0.91 | 5000 | 82.2
P9Y1R55N | Nuwave LLC | ALSET | COS-2L-50K-UL-E39 | Mogul (E39) Screw-Base Replacements for HID Lamps | Low Output | Replacement Lamps for Outdoor Pole/Arm-mounted Decorative Luminaires (Type B) |  | Standard | FALSE | [9 empty] | 42674 |  | No |  | 4 | 3372.8 | 110.51 | 30.52 | 18.01 | 0.9 | 5000 | 82.1
P99XZVDC | Nuwave LLC | ALSET | COS-4L-50K-UL-E39 | Mogul (E39) Screw-Base Replacements for HID Lamps | Mid Output | Replacement Lamps for Outdoor Pole/Arm-mounted Decorative Luminaires (Type B) |  | Standard | FALSE | [9 empty] | 42674 |  | No |  | 4 | 6473.2 | 110.9 | 58.37 | 17.57 | 0.9 | 5000 | 82.1
PGBX9P18 | Nuwave LLC | ALSET | COS-8L-50K-UL | Mogul (E39) Screw-Base Replacements for HID Lamps | High Output | Replacement Lamps for Outdoor Pole/Arm-mounted Decorative Luminaires (Type B) |  | Standard | FALSE | [9 empty] | 42674 |  | No |  | 4 | 11462 | 114.62 | 100 | 12.15 | 0.9 | 5000 | 82.1
PUYXE3T5 | Nuwave LLC | ALSET | COS-10L-45K-UL | Mogul (E39) Screw-Base Replacements for HID Lamps | High Output | Replacement Lamps for Outdoor Pole/Arm-mounted Decorative Luminaires (Type B) |  | Standard | FALSE | [9 empty] | 42674 |  | No |  | 4 | 13305 | 114.6 | 116.1 | 18.96 | 0.9 | 4500 | 82.3
PJY13FKH | Nuwave LLC | ALSET | COS-3L-45K-UL-E39 | Mogul (E39) Screw-Base Replacements for HID Lamps | Mid Output | Replacement Lamps for Outdoor Pole/Arm-mounted Decorative Luminaires (Type B) |  | Standard | FALSE | [9 empty] | 42674 |  | No |  | 4 | 4524.7 | 114.23 | 39.61 | 15.14 | 0.9 | 4500 | 82.3
PEN7VEWY | Nuwave LLC | ALSET | COS-11L-45K-UL | Mogul (E39) Screw-Base Replacements for HID Lamps | High Output | Replacement Lamps for Outdoor Pole/Arm-mounted Decorative Luminaires (Type B) |  | Standard | FALSE | [9 empty] | 42674 |  | No |  | 4 | 17592 | 119.11 | 147.7 | 13.52 | 0.94 | 4500 | 82.3
PJ2WBWZN | Nuwave LLC | ALSET | COS-6L-45K-UL | Mogul (E39) Screw-Base Replacements for HID Lamps | Mid Output | Replacement Lamps for Outdoor Pole/Arm-mounted Decorative Luminaires (Type B) |  | Standard | FALSE | [9 empty] | 42674 |  | No |  | 4 | 9298.2 | 115.91 | 80.22 | 14.56 | 0.91 | 4500 | 82.2
P71WYV9U | Nuwave LLC | ALSET | COS-2L-45K-UL-E39 | Mogul (E39) Screw-Base Replacements for HID Lamps | Low Output | Replacement Lamps for Outdoor Pole/Arm-mounted Decorative Luminaires (Type B) |  | Standard | FALSE | [9 empty] | 42674 |  | No |  | 4 | 3372.8 | 110.51 | 30.52 | 18.01 | 0.9 | 4500 | 82.1
PKUZZDG1 | Nuwave LLC | ALSET | COS-4L-45K-UL-E39 | Mogul (E39) Screw-Base Replacements for HID Lamps | Mid Output | Replacement Lamps for Outdoor Pole/Arm-mounted Decorative Luminaires (Type B) |  | Standard | FALSE | [9 empty] | 42674 |  | No |  | 4 | 6473.2 | 110.9 | 58.37 | 17.57 | 0.9 | 4500 | 82.1
PY143V7Z | Nuwave LLC | ALSET | COS-8L-45K-UL | Mogul (E39) Screw-Base Replacements for HID Lamps | High Output | Replacement Lamps for Outdoor Pole/Arm-mounted Decorative Luminaires (Type B) |  | Standard | FALSE | [9 empty] | 42674 |  | No |  | 4 | 11462 | 114.62 | 100 | 12.15 | 0.9 | 4500 | 82.1
PEHBHE5X | LED Trail | LED Trail | EZSW-54W-NF-E 40K | Mogul (E39) Screw-Base Replacements for HID Lamps | Mid Output | Replacement Lamps for Outdoor Pole/Arm-mounted Area and Roadway Luminaires (Type B) |  | Standard | TRUE | 6465.6 | 117.73 | 54.92 | 18.22 | 0.916 | 3905 | 73.3 | 5 | 50000 | 42671 |  | No |  | 4 | 6664.7 | 121.44 | 54.88 | 18.22 | 0.92 | 4000 | 73.3
PG83926Q | LED Trail | LED Trail | EZSW-36W-NF-E 40K | Mogul (E39) Screw-Base Replacements for HID Lamps | Low Output | Replacement Lamps for Outdoor Pole/Arm-mounted Area and Roadway Luminaires (Type B) |  | Standard | TRUE | 4010 | 115.33 | 34.77 | 6.7 | 0.9103 | 3897 | 72.8 | 5 | 50000 | 42671 |  | No |  | 4 | 4008.5 | 119.8 | 33.46 | 6.7 | 0.91 | 4000 | 72.8
P6A9VPSP | LED Trail | LED Trail | EZSW-115W-WF-E 40K | Mogul (E39) Screw-Base Replacements for HID Lamps | High Output | Replacement Lamps for Outdoor Pole/Arm-mounted Area and Roadway Luminaires (Type B) |  | Standard | TRUE | 12819 | 113.44 | 113 | 17.92 | 0.9013 | 3903 | 73.1 | 5 | 50000 | 42671 |  | No |  | 4 | 12819 | 113.44 | 113 | 17.92 | 0.9 | 4000 | 73.1
PC2C9828 | LED Trail | LED Trail | EZSW-95W-WF-E 40K | Mogul (E39) Screw-Base Replacements for HID Lamps | High Output | Replacement Lamps for Outdoor Pole/Arm-mounted Area and Roadway Luminaires (Type B) |  | Standard | TRUE | 10622 | 114.03 | 93.15 | 17.9 | 0.9028 | 3898 | 73.1 | 5 | 50000 | 42671 |  | No |  | 4 | 10622 | 114.03 | 93.15 | 17.9 | 0.9 | 4000 | 73.1
P57Y4FDV | LED Trail | LED Trail | EZSW-75W-WF-E 40K | Mogul (E39) Screw-Base Replacements for HID Lamps | Mid Output | Replacement Lamps for Outdoor Pole/Arm-mounted Area and Roadway Luminaires (Type B) |  | Standard | TRUE | 8507.2 | 115.32 | 73.77 | 19.49 | 0.901 | 3898 | 73 | 5 | 50000 | 42671 |  | No |  | 4 | 8615.3 | 116.12 | 74.19 | 19.49 | 0.9 | 4000 | 73
PXP7YXSC | LED Trail | LED Trail | EZSW-54W-WF-E 40K | Mogul (E39) Screw-Base Replacements for HID Lamps | Mid Output | Replacement Lamps for Outdoor Pole/Arm-mounted Area and Roadway Luminaires (Type B) |  | Standard | TRUE | 5672.4 | 111.53 | 50.86 | 18.89 | 0.9008 | 3926 | 72.8 | 5 | 50000 | 42671 |  | No |  | 4 | 5672.4 | 111.53 | 50.86 | 18.89 | 0.9 | 4000 | 72.8
PZVHMYBU | LED Trail | LED Trail | EZSW-27W-NF-E 40K | Mogul (E39) Screw-Base Replacements for HID Lamps | Low Output | Replacement Lamps for Outdoor Pole/Arm-mounted Area and Roadway Luminaires (Type B) |  | Standard | TRUE | 3032 | 117.07 | 25.9 | 6.81 | 0.9012 | 3924 | 72.8 | 5 | 50000 | 42671 |  | No |  | 4 | 3032 | 117.07 | 25.9 | 6.81 | 0.9 | 4000 | 72.8
P8SXR4FQ | Green Ignite | GreenIgnite | GI-CC-360WW250-EUL2 (E refers to E39 or EX39) | Mogul (E39) Screw-Base Replacements for HID Lamps | Mid Output | Replacement Lamps for Outdoor Pole/Arm-mounted Decorative Luminaires (Type B) |  | Standard | TRUE | 5084.8 | 92.99 | 54.68 | 17.27 | 0.9268 | 2743 | 83 | 5 | 50000 | 42671 |  | No |  | 4 | 6048 | 112 | 54 | 17.27 | 0.93 | 2700 | 83
PB6XA292 | Green Ignite | GreenIgnite | GI-CC-360WW175-EUL2 (E refers to E39 or EX39) | Mogul (E39) Screw-Base Replacements for HID Lamps | Low Output | Replacement Lamps for Outdoor Pole/Arm-mounted Decorative Luminaires (Type B) |  | Standard | TRUE | 2556 | 95.48 | 26.77 | 17.61 | 0.9037 | 2792 | 83.9 | 5 | 50000 | 42671 |  | No |  | 4 | 3132 | 116 | 27 | 17.61 | 0.9 | 2700 | 83.9
PR4R8WR3 | Green Ignite | GreenIgnite | GI-CC-360WW400-EUL2 (E refers to E39 or EX39) | Mogul (E39) Screw-Base Replacements for HID Lamps | High Output | Replacement Lamps for Outdoor Pole/Arm-mounted Decorative Luminaires (Type B) |  | Standard | TRUE | 10031 | 101.56 | 98.77 | 15 | 0.9017 | 2784 | 83.4 | 5 | 50000 | 42671 |  | No |  | 4 | 11700 | 117 | 100 | 15 | 0.9 | 2700 | 83.4
PYHVZK8B | LED Trail | LED Trail | EZSW-115W-WF-EX 57K | Mogul (E39) Screw-Base Replacements for HID Lamps | High Output | Replacement Lamps for Outdoor Pole/Arm-mounted Area and Roadway Luminaires (Type B) |  | Standard | FALSE | [9 empty] | 42671 |  | No |  | 4 | 13008 | 115.32 | 112.8 | 19.07 | 0.9 | 5700 | 75.8
PB6458XY | LED Trail | LED Trail | EZSW-115W-WF-E 57K | Mogul (E39) Screw-Base Replacements for HID Lamps | High Output | Replacement Lamps for Outdoor Pole/Arm-mounted Area and Roadway Luminaires (Type B) |  | Standard | FALSE | [9 empty] | 42671 |  | No |  | 4 | 13008 | 115.32 | 112.8 | 19.07 | 0.9 | 5700 | 75.8
PV89UE1H | LED Trail | LED Trail | EZSW-54W-NF-EX 57K | Mogul (E39) Screw-Base Replacements for HID Lamps | Mid Output | Replacement Lamps for Outdoor Pole/Arm-mounted Area and Roadway Luminaires (Type B) |  | Standard | FALSE | [9 empty] | 42671 |  | No |  | 4 | 6802 | 123.34 | 55.15 | 18.92 | 0.92 | 5700 | 75.7
PE22C7BA | LED Trail | LED Trail | EZSW-54W-NF-E 57K | Mogul (E39) Screw-Base Replacements for HID Lamps | Mid Output | Replacement Lamps for Outdoor Pole/Arm-mounted Area and Roadway Luminaires (Type B) |  | Standard | FALSE | [9 empty] | 42671 |  | No |  | 4 | 6802 | 123.34 | 55.15 | 18.92 | 0.92 | 5700 | 75.7
PFH2W1Q7 | LED Trail | LED Trail | EZSW-95W-WF-E 57K | Mogul (E39) Screw-Base Replacements for HID Lamps | High Output | Replacement Lamps for Outdoor Pole/Arm-mounted Area and Roadway Luminaires (Type B) |  | Standard | FALSE | [9 empty] | 42671 |  | No |  | 4 | 11192 | 120.4 | 92.96 | 18.81 | 0.91 | 5700 | 75.6
PAMDXVFA | LED Trail | LED Trail | EZSW-95W-WF-EX 57K | Mogul (E39) Screw-Base Replacements for HID Lamps | High Output | Replacement Lamps for Outdoor Pole/Arm-mounted Area and Roadway Luminaires (Type B) |  | Standard | FALSE | [9 empty] | 42671 |  | No |  | 4 | 11192 | 120.4 | 92.96 | 18.81 | 0.91 | 5700 | 75.6
PUEX378G | LED Trail | LED Trail | EZSW-75W-WF-EX 57K | Mogul (E39) Screw-Base Replacements for HID Lamps | Mid Output | Replacement Lamps for Outdoor Pole/Arm-mounted Area and Roadway Luminaires (Type B) |  | Standard | FALSE | [9 empty] | 42671 |  | No |  | 4 | 8814 | 119.06 | 74.03 | 19.92 | 0.9 | 5700 | 75.3
P6DGYRTK | LED Trail | LED Trail | EZSW-75W-WF-E 57K | Mogul (E39) Screw-Base Replacements for HID Lamps | Mid Output | Replacement Lamps for Outdoor Pole/Arm-mounted Area and Roadway Luminaires (Type B) |  | Standard | FALSE | [9 empty] | 42671 |  | No |  | 4 | 8814 | 119.06 | 74.03 | 19.92 | 0.9 | 5700 | 75.3
PQEMNP3Q | LED Trail | LED Trail | EZSW-27W-NF-E 57K | Mogul (E39) Screw-Base Replacements for HID Lamps | Low Output | Replacement Lamps for Outdoor Pole/Arm-mounted Area and Roadway Luminaires (Type B) |  | Standard | FALSE | [9 empty] | 42671 |  | No |  | 4 | 3181 | 124.16 | 25.62 | 8.07 | 0.9 | 5700 | 75.3
PC24J1PM | LED Trail | LED Trail | EZSW-27W-NF-EX 57K | Mogul (E39) Screw-Base Replacements for HID Lamps | Low Output | Replacement Lamps for Outdoor Pole/Arm-mounted Area and Roadway Luminaires (Type B) |  | Standard | FALSE | [9 empty] | 42671 |  | No |  | 4 | 3181 | 124.16 | 25.62 | 8.07 | 0.9 | 5700 | 75.3
PRW8UAY5 | LED Trail | LED Trail | EZSW-36W-NF-E 57K | Mogul (E39) Screw-Base Replacements for HID Lamps | Low Output | Replacement Lamps for Outdoor Pole/Arm-mounted Area and Roadway Luminaires (Type B) |  | Standard | FALSE | [9 empty] | 42671 |  | No |  | 4 | 4186 | 119.84 | 34.93 | 6.91 | 0.91 | 5700 | 75.2
PG4QNERN | LED Trail | LED Trail | EZSW-36W-NF-EX 57K | Mogul (E39) Screw-Base Replacements for HID Lamps | Low Output | Replacement Lamps for Outdoor Pole/Arm-mounted Area and Roadway Luminaires (Type B) |  | Standard | FALSE | [9 empty] | 42671 |  | No |  | 4 | 4186 | 119.84 | 34.93 | 6.91 | 0.91 | 5700 | 75.2
P9PJ3QPP | LED Trail | LED Trail | EZSW-54W-WF-E 57K | Mogul (E39) Screw-Base Replacements for HID Lamps | Mid Output | Replacement Lamps for Outdoor Pole/Arm-mounted Area and Roadway Luminaires (Type B) |  | Standard | FALSE | [9 empty] | 42671 |  | No |  | 4 | 5815 | 113.18 | 51.38 | 19.38 | 0.9 | 5700 | 75.1
P51K18FY | LED Trail | LED Trail | EZSW-54W-WF-EX 57K | Mogul (E39) Screw-Base Replacements for HID Lamps | Mid Output | Replacement Lamps for Outdoor Pole/Arm-mounted Area and Roadway Luminaires (Type B) |  | Standard | FALSE | [9 empty] | 42671 |  | No |  | 4 | 5815 | 113.18 | 51.38 | 19.38 | 0.9 | 5700 | 75.1
PE5ZZZSU | LED Trail | LED Trail | EZSW-54W-NF-E 50K | Mogul (E39) Screw-Base Replacements for HID Lamps | Mid Output | Replacement Lamps for Outdoor Pole/Arm-mounted Area and Roadway Luminaires (Type B) |  | Standard | FALSE | [9 empty] | 42671 |  | No |  | 4 | 6664.7 | 121.44 | 54.88 | 18.22 | 0.92 | 5000 | 73.3
P2TG6HTT | LED Trail | LED Trail | EZSW-54W-NF-EX 50K | Mogul (E39) Screw-Base Replacements for HID Lamps | Mid Output | Replacement Lamps for Outdoor Pole/Arm-mounted Area and Roadway Luminaires (Type B) |  | Standard | FALSE | [9 empty] | 42671 |  | No |  | 4 | 6664.7 | 121.44 | 54.88 | 18.22 | 0.92 | 5000 | 73.3
P76FGTJN | LED Trail | LED Trail | EZSW-115W-WF-E 50K | Mogul (E39) Screw-Base Replacements for HID Lamps | High Output | Replacement Lamps for Outdoor Pole/Arm-mounted Area and Roadway Luminaires (Type B) |  | Standard | FALSE | [9 empty] | 42671 |  | No |  | 4 | 12819 | 113.44 | 113 | 17.92 | 0.9 | 5000 | 73.1
P6Y8FH74 | LED Trail | LED Trail | EZSW-115W-WF-EX 50K | Mogul (E39) Screw-Base Replacements for HID Lamps | High Output | Replacement Lamps for Outdoor Pole/Arm-mounted Area and Roadway Luminaires (Type B) |  | Standard | FALSE | [9 empty] | 42671 |  | No |  | 4 | 12819 | 113.44 | 113 | 17.92 | 0.9 | 5000 | 73.1
PXDBTXN9 | LED Trail | LED Trail | EZSW-95W-WF-E 50K | Mogul (E39) Screw-Base Replacements for HID Lamps | High Output | Replacement Lamps for Outdoor Pole/Arm-mounted Area and Roadway Luminaires (Type B) |  | Standard | FALSE | [9 empty] | 42671 |  | No |  | 4 | 10622 | 114.03 | 93.15 | 17.9 | 0.9 | 5000 | 73.1
P8U6TVD3 | LED Trail | LED Trail | EZSW-95W-WF-EX 50K | Mogul (E39) Screw-Base Replacements for HID Lamps | High Output | Replacement Lamps for Outdoor Pole/Arm-mounted Area and Roadway Luminaires (Type B) |  | Standard | FALSE | [9 empty] | 42671 |  | No |  | 4 | 10622 | 114.03 | 93.15 | 17.9 | 0.9 | 5000 | 73.1
PX9BSG1S | LED Trail | LED Trail | EZSW-75W-WF-EX 50K | Mogul (E39) Screw-Base Replacements for HID Lamps | Mid Output | Replacement Lamps for Outdoor Pole/Arm-mounted Area and Roadway Luminaires (Type B) |  | Standard | FALSE | [9 empty] | 42671 |  | No |  | 4 | 8615.3 | 116.12 | 74.19 | 19.49 | 0.9 | 5000 | 73
PVZ2ZN4K | LED Trail | LED Trail | EZSW-75W-WF-E 50K | Mogul (E39) Screw-Base Replacements for HID Lamps | Mid Output | Replacement Lamps for Outdoor Pole/Arm-mounted Area and Roadway Luminaires (Type B) |  | Standard | FALSE | [9 empty] | 42671 |  | No |  | 4 | 8615.3 | 116.12 | 74.19 | 19.49 | 0.9 | 5000 | 73
PCYJHPNQ | LED Trail | LED Trail | EZSW-54W-WF-E 50K | Mogul (E39) Screw-Base Replacements for HID Lamps | Mid Output | Replacement Lamps for Outdoor Pole/Arm-mounted Area and Roadway Luminaires (Type B) |  | Standard | FALSE | [9 empty] | 42671 |  | No |  | 4 | 5672.4 | 111.53 | 50.86 | 18.89 | 0.9 | 5000 | 72.8
P33T3M2C | LED Trail | LED Trail | EZSW-54W-WF-EX 50K | Mogul (E39) Screw-Base Replacements for HID Lamps | Mid Output | Replacement Lamps for Outdoor Pole/Arm-mounted Area and Roadway Luminaires (Type B) |  | Standard | FALSE | [9 empty] | 42671 |  | No |  | 4 | 5672.4 | 111.53 | 50.86 | 18.89 | 0.9 | 5000 | 72.8
PV9NQ3MJ | LED Trail | LED Trail | EZSW-27W-NF-E 50K | Mogul (E39) Screw-Base Replacements for HID Lamps | Low Output | Replacement Lamps for Outdoor Pole/Arm-mounted Area and Roadway Luminaires (Type B) |  | Standard | FALSE | [9 empty] | 42671 |  | No |  | 4 | 3032 | 117.07 | 25.9 | 6.81 | 0.9 | 5000 | 72.8
P1MUPWXK | LED Trail | LED Trail | EZSW-27W-NF-EX 50K | Mogul (E39) Screw-Base Replacements for HID Lamps | Low Output | Replacement Lamps for Outdoor Pole/Arm-mounted Area and Roadway Luminaires (Type B) |  | Standard | FALSE | [9 empty] | 42671 |  | No |  | 4 | 3032 | 117.07 | 25.9 | 6.81 | 0.9 | 5000 | 72.8
PPTCXPDB | LED Trail | LED Trail | EZSW-36W-NF-EX 50K | Mogul (E39) Screw-Base Replacements for HID Lamps | Low Output | Replacement Lamps for Outdoor Pole/Arm-mounted Area and Roadway Luminaires (Type B) |  | Standard | FALSE | [9 empty] | 42671 |  | No |  | 4 | 4008.5 | 119.8 | 33.46 | 6.7 | 0.91 | 5000 | 72.8
PPGMMNSR | LED Trail | LED Trail | EZSW-36W-NF-E 50K | Mogul (E39) Screw-Base Replacements for HID Lamps | Low Output | Replacement Lamps for Outdoor Pole/Arm-mounted Area and Roadway Luminaires (Type B) |  | Standard | FALSE | [9 empty] | 42671 |  | No |  | 4 | 4008.5 | 119.8 | 33.46 | 6.7 | 0.91 | 5000 | 72.8
PZHY8NQH | LED Trail | LED Trail | EZSW-54W-NF-EX 40K | Mogul (E39) Screw-Base Replacements for HID Lamps | Mid Output | Replacement Lamps for Outdoor Pole/Arm-mounted Area and Roadway Luminaires (Type B) |  | Standard | FALSE | [9 empty] | 42671 |  | No |  | 4 | 6664.7 | 121.44 | 54.88 | 18.22 | 0.92 | 4000 | 73.3
PUE9CJGF | LED Trail | LED Trail | EZSW-115W-WF-EX 40K | Mogul (E39) Screw-Base Replacements for HID Lamps | High Output | Replacement Lamps for Outdoor Pole/Arm-mounted Area and Roadway Luminaires (Type B) |  | Standard | FALSE | [9 empty] | 42671 |  | No |  | 4 | 12819 | 113.44 | 113 | 17.92 | 0.9 | 4000 | 73.1
PZZGED3M | LED Trail | LED Trail | EZSW-95W-WF-EX 40K | Mogul (E39) Screw-Base Replacements for HID Lamps | High Output | Replacement Lamps for Outdoor Pole/Arm-mounted Area and Roadway Luminaires (Type B) |  | Standard | FALSE | [9 empty] | 42671 |  | No |  | 4 | 10622 | 114.03 | 93.15 | 17.9 | 0.9 | 4000 | 73.1
P62QCVNE | LED Trail | LED Trail | EZSW-75W-WF-EX 40K | Mogul (E39) Screw-Base Replacements for HID Lamps | Mid Output | Replacement Lamps for Outdoor Pole/Arm-mounted Area and Roadway Luminaires (Type B) |  | Standard | FALSE | [9 empty] | 42671 |  | No |  | 4 | 8615.3 | 116.12 | 74.19 | 19.49 | 0.9 | 4000 | 73
PNS4S8BU | LED Trail | LED Trail | EZSW-54W-WF-EX 40K | Mogul (E39) Screw-Base Replacements for HID Lamps | Mid Output | Replacement Lamps for Outdoor Pole/Arm-mounted Area and Roadway Luminaires (Type B) |  | Standard | FALSE | [9 empty] | 42671 |  | No |  | 4 | 5672.4 | 111.53 | 50.86 | 18.89 | 0.9 | 4000 | 72.8
PHEWPDA5 | LED Trail | LED Trail | EZSW-27W-NF-EX 40K | Mogul (E39) Screw-Base Replacements for HID Lamps | Low Output | Replacement Lamps for Outdoor Pole/Arm-mounted Area and Roadway Luminaires (Type B) |  | Standard | FALSE | [9 empty] | 42671 |  | No |  | 4 | 3032 | 117.07 | 25.9 | 6.81 | 0.9 | 4000 | 72.8
PX4AGZ9N | LED Trail | LED Trail | EZSW-36W-NF-EX 40K | Mogul (E39) Screw-Base Replacements for HID Lamps | Low Output | Replacement Lamps for Outdoor Pole/Arm-mounted Area and Roadway Luminaires (Type B) |  | Standard | FALSE | [9 empty] | 42671 |  | No |  | 4 | 4008.5 | 119.8 | 33.46 | 6.7 | 0.91 | 4000 | 72.8
P47WZZ3E | Green Ignite | GreenIgnite | GI-CC-360CC400-EUL2 (E refers to E39 or EX39) | Mogul (E39) Screw-Base Replacements for HID Lamps | High Output | Replacement Lamps for Outdoor Pole/Arm-mounted Decorative Luminaires (Type B) |  | Standard | FALSE | [9 empty] | 42671 | Not Dimmable | No |  | 4 | 12700 | 127 | 100 | 15 | 0.9 | 5000 | 83.4
PRHWHSRU | Green Ignite | GreenIgnite | GI-CC-360CC175-EUL2 (E refers to E39 or EX39) | Mogul (E39) Screw-Base Replacements for HID Lamps | Low Output | Replacement Lamps for Outdoor Pole/Arm-mounted Decorative Luminaires (Type B) |  | Standard | FALSE | [9 empty] | 42671 | Not Dimmable | No |  | 4 | 3456 | 128 | 27 | 19.21 | 0.9 | 5700 | 83.4
PKYU55YX | Green Ignite | GreenIgnite | GI-CC-360CC250-EUL2 (E refers to E39 or EX39) | Mogul (E39) Screw-Base Replacements for HID Lamps | Mid Output | Replacement Lamps for Outdoor Pole/Arm-mounted Decorative Luminaires (Type B) |  | Standard | FALSE | [9 empty] | 42671 | Not Dimmable | No |  | 4 | 6264 | 116 | 54 | 17.27 | 0.93 | 3500 | 83
PYPDEZYK | Green Ignite | GreenIgnite | GI-CC-360C175-EUL2 (E refers to E39 or EX39) | Mogul (E39) Screw-Base Replacements for HID Lamps | Low Output | Replacement Lamps for Outdoor Pole/Arm-mounted Decorative Luminaires (Type B) |  | Standard | FALSE | [9 empty] | 42671 | Not Dimmable | No |  | 4 | 3402 | 126 | 27 | 17.61 | 0.9 | 5000 | 83.9
PD61C87Z | Green Ignite | GreenIgnite | GI-CC-360C400-EUL2 (E refers to E39 or EX39) | Mogul (E39) Screw-Base Replacements for HID Lamps | High Output | Replacement Lamps for Outdoor Pole/Arm-mounted Decorative Luminaires (Type B) |  | Standard | FALSE | [9 empty] | 42671 | Not Dimmable | No |  | 4 | 12500 | 125 | 100 | 15 | 0.9 | 4500 | 83.4
P159UV6S | Green Ignite | GreenIgnite | GI-CC-360C250-EUL2 (E refers to E39 or EX39) | Mogul (E39) Screw-Base Replacements for HID Lamps | Mid Output | Replacement Lamps for Outdoor Pole/Arm-mounted Decorative Luminaires (Type B) |  | Standard | FALSE | [9 empty] | 42671 | Not Dimmable | No |  | 4 | 6588 | 122 | 54 | 17.27 | 0.93 | 5000 | 83
PYHSQP1M | Green Ignite | GreenIgnite | GI-CC-360DC175-EUL2 (E refers to E39 or EX39) | Mogul (E39) Screw-Base Replacements for HID Lamps | Low Output | Replacement Lamps for Outdoor Pole/Arm-mounted Decorative Luminaires (Type B) |  | Standard | FALSE | [9 empty] | 42671 | Not Dimmable | No |  | 4 | 3348 | 124 | 27 | 17.61 | 0.9 | 4500 | 83.9
P3BTBWUB | Green Ignite | GreenIgnite | GI-CC-360DC400-EUL2 (E refers to E39 or EX39) | Mogul (E39) Screw-Base Replacements for HID Lamps | High Output | Replacement Lamps for Outdoor Pole/Arm-mounted Decorative Luminaires (Type B) |  | Standard | FALSE | [9 empty] | 42671 | Not Dimmable | No |  | 4 | 12900 | 129 | 100 | 16.29 | 0.9 | 5700 | 85.9
PS8NZYPZ | Green Ignite | GreenIgnite | GI-CC-360DC250-EUL2 (E refers to E39 or EX39) | Mogul (E39) Screw-Base Replacements for HID Lamps | Mid Output | Replacement Lamps for Outdoor Pole/Arm-mounted Decorative Luminaires (Type B) |  | Standard | FALSE | [9 empty] | 42671 | Not Dimmable | No |  | 4 | 6480 | 120 | 54 | 17.27 | 0.93 | 4500 | 83
PXZUVFE8 | Green Ignite | GreenIgnite | GI-CC-360D175-EUL2 (E refers to E39 or EX39) | Mogul (E39) Screw-Base Replacements for HID Lamps | Low Output | Replacement Lamps for Outdoor Pole/Arm-mounted Decorative Luminaires (Type B) |  | Standard | FALSE | [9 empty] | 42671 | Not Dimmable | No |  | 4 | 3294 | 122 | 27 | 17.61 | 0.9 | 4000 | 83.9
P73G88W6 | Green Ignite | GreenIgnite | GI-CC-360D400-EUL2 (E refers to E39 or EX39) | Mogul (E39) Screw-Base Replacements for HID Lamps | High Output | Replacement Lamps for Outdoor Pole/Arm-mounted Decorative Luminaires (Type B) |  | Standard | FALSE | [9 empty] | 42671 | Not Dimmable | No |  | 4 | 12300 | 123 | 100 | 15 | 0.9 | 4000 | 83.4
PFRWP6KG | Green Ignite | GreenIgnite | GI-CC-360D250-EUL2 (E refers to E39 or EX39) | Mogul (E39) Screw-Base Replacements for HID Lamps | Mid Output | Replacement Lamps for Outdoor Pole/Arm-mounted Decorative Luminaires (Type B) |  | Standard | FALSE | [9 empty] | 42671 | Not Dimmable | No |  | 4 | 6372 | 118 | 54 | 17.27 | 0.93 | 4000 | 83
P2UV1CUW | Green Ignite | GreenIgnite | GI-CC-360WD175-EUL2 (E refers to E39 or EX39) | Mogul (E39) Screw-Base Replacements for HID Lamps | Low Output | Replacement Lamps for Outdoor Pole/Arm-mounted Decorative Luminaires (Type B) |  | Standard | FALSE | [9 empty] | 42671 | Not Dimmable | No |  | 4 | 3240 | 120 | 27 | 17.61 | 0.9 | 3500 | 83.9
PEC6FQ7B | Green Ignite | GreenIgnite | GI-CC-360WD400-EUL2 (E refers to E39 or EX39) | Mogul (E39) Screw-Base Replacements for HID Lamps | High Output | Replacement Lamps for Outdoor Pole/Arm-mounted Decorative Luminaires (Type B) |  | Standard | FALSE | [9 empty] | 42671 | Not Dimmable | No |  | 4 | 12100 | 121 | 100 | 15 | 0.9 | 3500 | 83.4
P3232T5D | Green Ignite | GreenIgnite | GI-CC-360WD250-EUL2 (E refers to E39 or EX39) | Mogul (E39) Screw-Base Replacements for HID Lamps | Mid Output | Replacement Lamps for Outdoor Pole/Arm-mounted Decorative Luminaires (Type B) |  | Standard | FALSE | [9 empty] | 42671 | Not Dimmable | No |  | 4 | 6156 | 114 | 54 | 17.27 | 0.93 | 3000 | 83
PKAJGFHF | Green Ignite | GreenIgnite | GI-CC-360W175-EUL2 (E refers to E39 or EX39) | Mogul (E39) Screw-Base Replacements for HID Lamps | Low Output | Replacement Lamps for Outdoor Pole/Arm-mounted Decorative Luminaires (Type B) |  | Standard | FALSE | [9 empty] | 42671 | Not Dimmable | No |  | 4 | 3186 | 118 | 27 | 17.61 | 0.9 | 3000 | 83.9
PBAC85GZ | Green Ignite | GreenIgnite | GI-CC-360W400-EUL2 (E refers to E39 or EX39) | Mogul (E39) Screw-Base Replacements for HID Lamps | High Output | Replacement Lamps for Outdoor Pole/Arm-mounted Decorative Luminaires (Type B) |  | Standard | FALSE | [9 empty] | 42671 | Not Dimmable | No |  | 4 | 11900 | 119 | 100 | 15 | 0.9 | 3000 | 83.4
PFCRV54X | Green Ignite | GreenIgnite | GI-CC-360W250-EUL2 (E refers to E39 or EX39) | Mogul (E39) Screw-Base Replacements for HID Lamps | Mid Output | Replacement Lamps for Outdoor Pole/Arm-mounted Decorative Luminaires (Type B) |  | Standard | FALSE | [9 empty] | 42671 | Not Dimmable | No |  | 4 | 6696 | 124 | 54 | 18.37 | 0.93 | 5700 | 82.8
PGYCN1AN | ZLight Technology LLC | Zlight | ZL-CL4-40K-80W | Mogul (E39) Screw-Base Replacements for HID Lamps | Mid Output | Replacement Lamps for Outdoor Pole/Arm-mounted Decorative Luminaires (Type B) |  | Standard | TRUE | 9177.6 | 115.21 | 79.66 | 14.56 | 0.9063 | 4116 | 82.2 | 5 | 50000 | 42670 |  | No |  | 4 | 9298.2 | 115.91 | 80.22 | 14.56 | 0.91 | 4000 | 82.2
PNQTP82K | ZLight Technology LLC | Zlight | ZL-CL4-40K-120W | Mogul (E39) Screw-Base Replacements for HID Lamps | High Output | Replacement Lamps for Outdoor Pole/Arm-mounted Decorative Luminaires (Type B) |  | Standard | TRUE | 12985 | 114.3 | 113.6 | 18.96 | 0.903 | 4109 | 82.3 | 5 | 50000 | 42670 |  | No |  | 4 | 13305 | 114.6 | 116.1 | 18.96 | 0.9 | 4000 | 82.3
P811XW6P | ZLight Technology LLC | Zlight | ZL-CL4-40K-60W | Mogul (E39) Screw-Base Replacements for HID Lamps | Mid Output | Replacement Lamps for Outdoor Pole/Arm-mounted Decorative Luminaires (Type B) |  | Standard | TRUE | 6299.6 | 110.69 | 56.91 | 17.57 | 0.9021 | 4134 | 82.1 | 5 | 50000 | 42670 |  | No |  | 4 | 6473.2 | 110.9 | 58.37 | 17.57 | 0.9 | 4000 | 82.1
P9EFQ1WA | ZLight Technology LLC | Zlight | ZL-CL4-57K-80W | Mogul (E39) Screw-Base Replacements for HID Lamps | Mid Output | Replacement Lamps for Outdoor Pole/Arm-mounted Decorative Luminaires (Type B) |  | Standard | FALSE | [9 empty] | 42670 | Not Dimmable | No |  | 4 | 9512 | 117.91 | 80.67 | 17.47 | 0.9 | 5700 | 82.7
P8PKDG7X | ZLight Technology LLC | Zlight | ZL-CL4-57K-60W | Mogul (E39) Screw-Base Replacements for HID Lamps | Mid Output | Replacement Lamps for Outdoor Pole/Arm-mounted Decorative Luminaires (Type B) |  | Standard | FALSE | [9 empty] | 42670 | Not Dimmable | No |  | 4 | 6705 | 113.81 | 58.91 | 18.94 | 0.9 | 5700 | 82.6
PRVCAPNG | ZLight Technology LLC | Zlight | ZL-CL4-57K-120W | Mogul (E39) Screw-Base Replacements for HID Lamps | High Output | Replacement Lamps for Outdoor Pole/Arm-mounted Decorative Luminaires (Type B) |  | Standard | FALSE | [9 empty] | 42670 | Not Dimmable | No |  | 4 | 13675 | 116.38 | 117.5 | 19.97 | 0.9 | 5700 | 82.2
P5EQHUUS | ZLight Technology LLC | Zlight | ZL-CL4-50K-120W | Mogul (E39) Screw-Base Replacements for HID Lamps | High Output | Replacement Lamps for Outdoor Pole/Arm-mounted Decorative Luminaires (Type B) |  | Standard | FALSE | [9 empty] | 42670 | Not Dimmable | No |  | 4 | 13305 | 114.6 | 116.1 | 18.96 | 0.9 | 5000 | 82.3
PR81BFUK | ZLight Technology LLC | Zlight | ZL-CL4-50K-80W | Mogul (E39) Screw-Base Replacements for HID Lamps | Mid Output | Replacement Lamps for Outdoor Pole/Arm-mounted Decorative Luminaires (Type B) |  | Standard | FALSE | [9 empty] | 42670 | Not Dimmable | No |  | 4 | 9298.2 | 115.91 | 80.22 | 14.56 | 0.91 | 5000 | 82.2
PJ6TBRJ9 | ZLight Technology LLC | Zlight | ZL-CL4-50K-60W | Mogul (E39) Screw-Base Replacements for HID Lamps | Mid Output | Replacement Lamps for Outdoor Pole/Arm-mounted Decorative Luminaires (Type B) |  | Standard | FALSE | [9 empty] | 42670 | Not Dimmable | No |  | 4 | 6473.2 | 110.9 | 58.37 | 17.57 | 0.9 | 5000 | 82.1
PM55K5JR | ZLight Technology LLC | Zlight | ZL-CL4-45K-120W | Mogul (E39) Screw-Base Replacements for HID Lamps | High Output | Replacement Lamps for Outdoor Pole/Arm-mounted Decorative Luminaires (Type B) |  | Standard | FALSE | [9 empty] | 42670 | Not Dimmable | No |  | 4 | 13305 | 114.6 | 116.1 | 18.96 | 0.9 | 4500 | 82.3
P3BNWG1R | ZLight Technology LLC | Zlight | ZL-CL4-45K-80W | Mogul (E39) Screw-Base Replacements for HID Lamps | Mid Output | Replacement Lamps for Outdoor Pole/Arm-mounted Decorative Luminaires (Type B) |  | Standard | FALSE | [9 empty] | 42670 | Not Dimmable | No |  | 4 | 9298.2 | 115.91 | 80.22 | 14.56 | 0.91 | 4500 | 82.2
PS98GA6W | ZLight Technology LLC | Zlight | ZL-CL4-45K-60W | Mogul (E39) Screw-Base Replacements for HID Lamps | Mid Output | Replacement Lamps for Outdoor Pole/Arm-mounted Decorative Luminaires (Type B) |  | Standard | FALSE | [9 empty] | 42670 | Not Dimmable | No |  | 4 | 6473.2 | 110.9 | 58.37 | 17.57 | 0.9 | 4500 | 82.1
P3Q8J7S4 | LED LEADER INC. | LED LEADER | L54CE39LEDMVHR27K360 | Mogul (E39) Screw-Base Replacements for HID Lamps | Mid Output | Replacement Lamps for Outdoor Pole/Arm-mounted Area and Roadway Luminaires (Type B) |  | Standard | TRUE | 5084.8 | 92.99 | 54.68 | 17.27 | 0.9268 | 2743 | 83 | 5 | 50000 | 42669 |  | No | Updated on 11/23/2016 | 4 | 6048 | 112 | 54 | 17.27 | 0.93 | 2700 | 83
PJR76NF6 | LED LEADER INC. | LED LEADER | L120CE39LEDMVHR27K360 | Mogul (E39) Screw-Base Replacements for HID Lamps | High Output | Replacement Lamps for Outdoor Pole/Arm-mounted Area and Roadway Luminaires (Type B) |  | Standard | TRUE | 10933 | 92.65 | 118 | 13.65 | 0.9139 | 2788 | 83.4 | 5 | 50000 | 42669 |  | No | Updated on 11/23/2016 | 4 | 13200 | 110 | 120 | 13.65 | 0.91 | 2700 | 83.4
P7ZGDBMX | LED LEADER INC. | LED LEADER | L36CE39LEDMVHR27K360 | Mogul (E39) Screw-Base Replacements for HID Lamps | Low Output | Replacement Lamps for Outdoor Pole/Arm-mounted Area and Roadway Luminaires (Type B) |  | Standard | TRUE | 3484.8 | 97.97 | 35.57 | 11.67 | 0.9089 | 2790 | 83.3 | 5 | 50000 | 42669 |  | No | Updated on 11/23/2016 | 4 | 4212 | 117 | 36 | 11.67 | 0.91 | 2700 | 83.3
PDVUG35M | LED LEADER INC. | LED LEADER | L45CE39LEDMVHR27K360 | Mogul (E39) Screw-Base Replacements for HID Lamps | Low Output | Replacement Lamps for Outdoor Pole/Arm-mounted Area and Roadway Luminaires (Type B) |  | Standard | TRUE | 4545.3 | 102.83 | 44.2 | 12.74 | 0.904 | 2864 | 84.9 | 5 | 50000 | 42669 |  | No | Updated on 11/23/2016 | 4 | 5490 | 122 | 45 | 12.74 | 0.9 | 2700 | 84.9
PT58QZ8Q | LED LEADER INC. | LED LEADER | L27CE39LEDMVHR27K360 | Mogul (E39) Screw-Base Replacements for HID Lamps | Low Output | Replacement Lamps for Outdoor Pole/Arm-mounted Area and Roadway Luminaires (Type B) |  | Standard | TRUE | 2556 | 95.48 | 26.77 | 17.61 | 0.9037 | 2792 | 83.9 | 5 | 50000 | 42669 |  | No | Updated on 11/23/2016 | 4 | 3132 | 116 | 27 | 17.61 | 0.9 | 2700 | 83.9
P3W2K9CU | LED LEADER INC. | LED LEADER | L100CE39LEDMVHR27K360 | Mogul (E39) Screw-Base Replacements for HID Lamps | High Output | Replacement Lamps for Outdoor Pole/Arm-mounted Area and Roadway Luminaires (Type B) |  | Standard | TRUE | 10031 | 101.56 | 98.77 | 15 | 0.9017 | 2784 | 83.4 | 5 | 50000 | 42669 |  | No | Updated on 11/23/2016 | 4 | 11700 | 117 | 100 | 15 | 0.9 | 2700 | 83.4
PA8T26X3 | Industrolux | Industrolux | ICLS28-19W E39 (3000k) | Mogul (E39) Screw-Base Replacements for HID Lamps | Low Output | Replacement Lamps for Outdoor Pole/Arm-mounted Decorative Luminaires (Type B) |  | Standard | TRUE | 1888.3 | 102.2 | 18.52 | 11.75 | 0.8953 | 3052 | 81.6 | 5 | 50000 | 42669 |  | No |  | 4 | 2470 | 130 | 19 | 11.75 | 0.9 | 3000 | 80
PC7ZPH2C | LED LEADER INC. | LED LEADER | L100CE39LEDMVHR57K360 | Mogul (E39) Screw-Base Replacements for HID Lamps | High Output | Replacement Lamps for Outdoor Pole/Arm-mounted Area and Roadway Luminaires (Type B) |  | Standard | FALSE | [9 empty] | 42669 |  | No | Updated on 11/23/2016 | 4 | 12900 | 129 | 100 | 16.29 | 0.9 | 5700 | 85.9
P2N5EG47 | LED LEADER INC. | LED LEADER | L45CE39LEDMVHR57K360 | Mogul (E39) Screw-Base Replacements for HID Lamps | Low Output | Replacement Lamps for Outdoor Pole/Arm-mounted Area and Roadway Luminaires (Type B) |  | Standard | FALSE | [9 empty] | 42669 |  | No | Updated on 11/23/2016 | 4 | 6030 | 134 | 45 | 14.39 | 0.93 | 5700 | 85.9
PVY72VY3 | LED LEADER INC. | LED LEADER | L120CE39LEDMVHR57K360 | Mogul (E39) Screw-Base Replacements for HID Lamps | High Output | Replacement Lamps for Outdoor Pole/Arm-mounted Area and Roadway Luminaires (Type B) |  | Standard | FALSE | [9 empty] | 42669 |  | No | Updated on 11/23/2016 | 4 | 14640 | 122 | 120 | 14.91 | 0.91 | 5700 | 85.8
P5ZGCYJR | LED LEADER INC. | LED LEADER | L27CE39LEDMVHR57K360 | Mogul (E39) Screw-Base Replacements for HID Lamps | Low Output | Replacement Lamps for Outdoor Pole/Arm-mounted Area and Roadway Luminaires (Type B) |  | Standard | FALSE | [9 empty] | 42669 |  | No | Updated on 11/23/2016 | 4 | 3456 | 128 | 27 | 19.21 | 0.9 | 5700 | 83.4
PXCNA5JR | LED LEADER INC. | LED LEADER | L36CE39LEDMVHR57K360 | Mogul (E39) Screw-Base Replacements for HID Lamps | Low Output | Replacement Lamps for Outdoor Pole/Arm-mounted Area and Roadway Luminaires (Type B) |  | Standard | FALSE | [9 empty] | 42669 |  | No | Updated on 11/23/2016 | 4 | 4644 | 129 | 36 | 15.59 | 0.91 | 5700 | 82.9
P6F7B72M | LED LEADER INC. | LED LEADER | L54CE39LEDMVHR57K360 | Mogul (E39) Screw-Base Replacements for HID Lamps | Mid Output | Replacement Lamps for Outdoor Pole/Arm-mounted Area and Roadway Luminaires (Type B) |  | Standard | FALSE | [9 empty] | 42669 |  | No | Updated on 11/23/2016 | 4 | 6696 | 124 | 54 | 18.37 | 0.93 | 5700 | 82.8
P5AP7M1M | LED LEADER INC. | LED LEADER | L45CE39LEDMVHR50K360 | Mogul (E39) Screw-Base Replacements for HID Lamps | Low Output | Replacement Lamps for Outdoor Pole/Arm-mounted Area and Roadway Luminaires (Type B) |  | Standard | FALSE | [9 empty] | 42669 |  | No | Updated on 11/23/2016 | 4 | 5940 | 132 | 45 | 12.74 | 0.9 | 5000 | 84.9
PCUGFW7D | LED LEADER INC. | LED LEADER | L27CE39LEDMVHR50K360 | Mogul (E39) Screw-Base Replacements for HID Lamps | Low Output | Replacement Lamps for Outdoor Pole/Arm-mounted Area and Roadway Luminaires (Type B) |  | Standard | FALSE | [9 empty] | 42669 |  | No | Updated on 11/23/2016 | 4 | 3402 | 126 | 27 | 17.61 | 0.9 | 5000 | 83.9
P8CK2SM5 | LED LEADER INC. | LED LEADER | L100CE39LEDMVHR50K360 | Mogul (E39) Screw-Base Replacements for HID Lamps | High Output | Replacement Lamps for Outdoor Pole/Arm-mounted Area and Roadway Luminaires (Type B) |  | Standard | FALSE | [9 empty] | 42669 |  | No | Updated on 11/23/2016 | 4 | 12700 | 127 | 100 | 15 | 0.9 | 5000 | 83.4
PBE5U33Q | LED LEADER INC. | LED LEADER | L120CE39LEDMVHR50K360 | Mogul (E39) Screw-Base Replacements for HID Lamps | High Output | Replacement Lamps for Outdoor Pole/Arm-mounted Area and Roadway Luminaires (Type B) |  | Standard | FALSE | [9 empty] | 42669 |  | No | Updated on 11/23/2016 | 4 | 14400 | 120 | 120 | 13.65 | 0.91 | 5000 | 83.4
PWNKMV5H | LED LEADER INC. | LED LEADER | L36CE39LEDMVHR50K360 | Mogul (E39) Screw-Base Replacements for HID Lamps | Low Output | Replacement Lamps for Outdoor Pole/Arm-mounted Area and Roadway Luminaires (Type B) |  | Standard | FALSE | [9 empty] | 42669 |  | No | Updated on 11/23/2016 | 4 | 4572 | 127 | 36 | 11.67 | 0.91 | 5000 | 83.3
P1S8FJZ7 | LED LEADER INC. | LED LEADER | L54CE39LEDMVHR50K360 | Mogul (E39) Screw-Base Replacements for HID Lamps | Mid Output | Replacement Lamps for Outdoor Pole/Arm-mounted Area and Roadway Luminaires (Type B) |  | Standard | FALSE | [9 empty] | 42669 |  | No | Updated on 11/23/2016 | 4 | 6588 | 122 | 54 | 17.27 | 0.93 | 5000 | 83
PYEQHD1T | LED LEADER INC. | LED LEADER | L45CE39LEDMVHR45K360 | Mogul (E39) Screw-Base Replacements for HID Lamps | Low Output | Replacement Lamps for Outdoor Pole/Arm-mounted Area and Roadway Luminaires (Type B) |  | Standard | FALSE | [9 empty] | 42669 |  | No | Updated on 11/23/2016 | 4 | 5850 | 130 | 45 | 12.74 | 0.9 | 4500 | 84.9
PAKEMG43 | LED LEADER INC. | LED LEADER | L27CE39LEDMVHR45K360 | Mogul (E39) Screw-Base Replacements for HID Lamps | Low Output | Replacement Lamps for Outdoor Pole/Arm-mounted Area and Roadway Luminaires (Type B) |  | Standard | FALSE | [9 empty] | 42669 |  | No | Updated on 11/23/2016 | 4 | 3348 | 124 | 27 | 17.61 | 0.9 | 4500 | 83.9
PNJG16GR | LED LEADER INC. | LED LEADER | L100CE39LEDMVHR45K360 | Mogul (E39) Screw-Base Replacements for HID Lamps | High Output | Replacement Lamps for Outdoor Pole/Arm-mounted Area and Roadway Luminaires (Type B) |  | Standard | FALSE | [9 empty] | 42669 |  | No | Updated on 11/23/2016 | 4 | 12500 | 125 | 100 | 15 | 0.9 | 4500 | 83.4
PSBCPU45 | LED LEADER INC. | LED LEADER | L120CE39LEDMVHR45K360 | Mogul (E39) Screw-Base Replacements for HID Lamps | High Output | Replacement Lamps for Outdoor Pole/Arm-mounted Area and Roadway Luminaires (Type B) |  | Standard | FALSE | [9 empty] | 42669 |  | No | Updated on 11/23/2016 | 4 | 14160 | 118 | 120 | 13.65 | 0.91 | 4500 | 83.4
PXQVWZGC | LED LEADER INC. | LED LEADER | L36CE39LEDMVHR45K360 | Mogul (E39) Screw-Base Replacements for HID Lamps | Low Output | Replacement Lamps for Outdoor Pole/Arm-mounted Area and Roadway Luminaires (Type B) |  | Standard | FALSE | [9 empty] | 42669 |  | No | Updated on 11/23/2016 | 4 | 4500 | 125 | 36 | 11.67 | 0.91 | 4500 | 83.3
PJV5V1V5 | LED LEADER INC. | LED LEADER | L54CE39LEDMVHR45K360 | Mogul (E39) Screw-Base Replacements for HID Lamps | Mid Output | Replacement Lamps for Outdoor Pole/Arm-mounted Area and Roadway Luminaires (Type B) |  | Standard | FALSE | [9 empty] | 42669 |  | No | Updated on 11/23/2016 | 4 | 6480 | 120 | 54 | 17.27 | 0.93 | 4500 | 83
PKWQ93VT | LED LEADER INC. | LED LEADER | L45CE39LEDMVHR40K360 | Mogul (E39) Screw-Base Replacements for HID Lamps | Low Output | Replacement Lamps for Outdoor Pole/Arm-mounted Area and Roadway Luminaires (Type B) |  | Standard | FALSE | [9 empty] | 42669 |  | No | Updated on 11/23/2016 | 4 | 5760 | 128 | 45 | 12.74 | 0.9 | 4000 | 84.9
P5DPHEB3 | LED LEADER INC. | LED LEADER | L27CE39LEDMVHR40K360 | Mogul (E39) Screw-Base Replacements for HID Lamps | Low Output | Replacement Lamps for Outdoor Pole/Arm-mounted Area and Roadway Luminaires (Type B) |  | Standard | FALSE | [9 empty] | 42669 |  | No | Updated on 11/23/2016 | 4 | 3294 | 122 | 27 | 17.61 | 0.9 | 4000 | 83.9
PCKFYE7N | LED LEADER INC. | LED LEADER | L100CE39LEDMVHR40K360 | Mogul (E39) Screw-Base Replacements for HID Lamps | High Output | Replacement Lamps for Outdoor Pole/Arm-mounted Area and Roadway Luminaires (Type B) |  | Standard | FALSE | [9 empty] | 42669 |  | No | Updated on 11/23/2016 | 4 | 12300 | 123 | 100 | 15 | 0.9 | 4000 | 83.4
PB3SM2RY | LED LEADER INC. | LED LEADER | L120CE39LEDMVHR40K360 | Mogul (E39) Screw-Base Replacements for HID Lamps | High Output | Replacement Lamps for Outdoor Pole/Arm-mounted Area and Roadway Luminaires (Type B) |  | Standard | FALSE | [9 empty] | 42669 |  | No | Updated on 11/23/2016 | 4 | 13920 | 116 | 120 | 13.65 | 0.91 | 4000 | 83.4
PE2TRCNG | LED LEADER INC. | LED LEADER | L36CE39LEDMVHR40K360 | Mogul (E39) Screw-Base Replacements for HID Lamps | Low Output | Replacement Lamps for Outdoor Pole/Arm-mounted Area and Roadway Luminaires (Type B) |  | Standard | FALSE | [9 empty] | 42669 |  | No | Updated on 11/23/2016 | 4 | 4428 | 123 | 36 | 11.67 | 0.91 | 4000 | 83.3
PJTFHXXU | LED LEADER INC. | LED LEADER | L54CE39LEDMVHR40K360 | Mogul (E39) Screw-Base Replacements for HID Lamps | Mid Output | Replacement Lamps for Outdoor Pole/Arm-mounted Area and Roadway Luminaires (Type B) |  | Standard | FALSE | [9 empty] | 42669 |  | No | Updated on 11/23/2016 | 4 | 6372 | 118 | 54 | 17.27 | 0.93 | 4000 | 83
PZJ7CVN9 | LED LEADER INC. | LED LEADER | L45CE39LEDMVHR35K360 | Mogul (E39) Screw-Base Replacements for HID Lamps | Low Output | Replacement Lamps for Outdoor Pole/Arm-mounted Area and Roadway Luminaires (Type B) |  | Standard | FALSE | [9 empty] | 42669 |  | No | Updated on 11/23/2016 | 4 | 5670 | 126 | 45 | 12.74 | 0.9 | 3500 | 84.9
PPCTUZ9U | LED LEADER INC. | LED LEADER | L27CE39LEDMVHR35K360 | Mogul (E39) Screw-Base Replacements for HID Lamps | Low Output | Replacement Lamps for Outdoor Pole/Arm-mounted Area and Roadway Luminaires (Type B) |  | Standard | FALSE | [9 empty] | 42669 |  | No | Updated on 11/23/2016 | 4 | 3240 | 120 | 27 | 17.61 | 0.9 | 3500 | 83.9
PUPQUHZZ | LED LEADER INC. | LED LEADER | L100CE39LEDMVHR35K360 | Mogul (E39) Screw-Base Replacements for HID Lamps | High Output | Replacement Lamps for Outdoor Pole/Arm-mounted Area and Roadway Luminaires (Type B) |  | Standard | FALSE | [9 empty] | 42669 |  | No | Updated on 11/23/2016 | 4 | 12100 | 121 | 100 | 15 | 0.9 | 3500 | 83.4
PJ3863YZ | LED LEADER INC. | LED LEADER | L120CE39LEDMVHR35K360 | Mogul (E39) Screw-Base Replacements for HID Lamps | High Output | Replacement Lamps for Outdoor Pole/Arm-mounted Area and Roadway Luminaires (Type B) |  | Standard | FALSE | [9 empty] | 42669 |  | No | Updated on 11/23/2016 | 4 | 13680 | 114 | 120 | 13.65 | 0.91 | 3500 | 83.4
P495MX1M | LED LEADER INC. | LED LEADER | L36CE39LEDMVHR35K360 | Mogul (E39) Screw-Base Replacements for HID Lamps | Low Output | Replacement Lamps for Outdoor Pole/Arm-mounted Area and Roadway Luminaires (Type B) |  | Standard | FALSE | [9 empty] | 42669 |  | No | Updated on 11/23/2016 | 4 | 4356 | 121 | 36 | 11.67 | 0.91 | 3500 | 83.3
PQUHN754 | LED LEADER INC. | LED LEADER | L54CE39LEDMVHR35K360 | Mogul (E39) Screw-Base Replacements for HID Lamps | Mid Output | Replacement Lamps for Outdoor Pole/Arm-mounted Area and Roadway Luminaires (Type B) |  | Standard | FALSE | [9 empty] | 42669 |  | No | Updated on 11/23/2016 | 4 | 6264 | 116 | 54 | 17.27 | 0.93 | 3500 | 83
PJV8SRYP | LED LEADER INC. | LED LEADER | L45CE39LEDMVHR30K360 | Mogul (E39) Screw-Base Replacements for HID Lamps | Low Output | Replacement Lamps for Outdoor Pole/Arm-mounted Area and Roadway Luminaires (Type B) |  | Standard | FALSE | [9 empty] | 42669 |  | No | Updated on 11/23/2016 | 4 | 5580 | 124 | 45 | 12.74 | 0.9 | 3000 | 84.9
PQDDFTRU | LED LEADER INC. | LED LEADER | L27CE39LEDMVHR30K360 | Mogul (E39) Screw-Base Replacements for HID Lamps | Low Output | Replacement Lamps for Outdoor Pole/Arm-mounted Area and Roadway Luminaires (Type B) |  | Standard | FALSE | [9 empty] | 42669 |  | No | Updated on 11/23/2016 | 4 | 3186 | 118 | 27 | 17.61 | 0.9 | 3000 | 83.9
P62AJ4JZ | LED LEADER INC. | LED LEADER | L100CE39LEDMVHR30K360 | Mogul (E39) Screw-Base Replacements for HID Lamps | High Output | Replacement Lamps for Outdoor Pole/Arm-mounted Area and Roadway Luminaires (Type B) |  | Standard | FALSE | [9 empty] | 42669 |  | No | Updated on 11/23/2016 | 4 | 11900 | 119 | 100 | 15 | 0.9 | 3000 | 83.4
PUXRZ6Q1 | LED LEADER INC. | LED LEADER | L120CE39LEDMVHR30K360 | Mogul (E39) Screw-Base Replacements for HID Lamps | High Output | Replacement Lamps for Outdoor Pole/Arm-mounted Area and Roadway Luminaires (Type B) |  | Standard | FALSE | [9 empty] | 42669 |  | No | Updated on 11/23/2016 | 4 | 13440 | 112 | 120 | 13.65 | 0.91 | 3000 | 83.4
P1UFU6XQ | LED LEADER INC. | LED LEADER | L36CE39LEDMVHR30K360 | Mogul (E39) Screw-Base Replacements for HID Lamps | Low Output | Replacement Lamps for Outdoor Pole/Arm-mounted Area and Roadway Luminaires (Type B) |  | Standard | FALSE | [9 empty] | 42669 |  | No | Updated on 11/23/2016 | 4 | 4284 | 119 | 36 | 11.67 | 0.91 | 3000 | 83.3
P8EH9K4V | LED LEADER INC. | LED LEADER | L54CE39LEDMVHR30K360 | Mogul (E39) Screw-Base Replacements for HID Lamps | Mid Output | Replacement Lamps for Outdoor Pole/Arm-mounted Area and Roadway Luminaires (Type B) |  | Standard | FALSE | [9 empty] | 42669 |  | No | Updated on 11/23/2016 | 4 | 6156 | 114 | 54 | 17.27 | 0.93 | 3000 | 83
PNQ76GQP | Industrolux | Industrolux | ICLS28-19W E39 (5000k) | Mogul (E39) Screw-Base Replacements for HID Lamps | Low Output | Replacement Lamps for Outdoor Pole/Arm-mounted Decorative Luminaires (Type B) |  | Standard | FALSE | [9 empty] | 42669 |  | No |  | 4 | 2470 | 130 | 19 | 11.75 | 0.9 | 5000 | 80
PS9AZG2K | Shenzhen guanke technologies Co. Ltd | GK | GKS28-36W-02D4 E39EX39 (5700K) | Mogul (E39) Screw-Base Replacements for HID Lamps | Low Output | Replacement Lamps for Outdoor Pole/Arm-mounted Decorative Luminaires (Type B) |  | Standard | FALSE | [9 empty] | 42669 | Not Dimmable | No |  | 4 | 4320 | 120 | 36 | 15.59 | 0.93 | 5700 | 80
PBAR34TW | Precision Lighting & Transformer Inc | PLT | PLT-8106 | Mogul (E39) Screw-Base Replacements for HID Lamps | High Output | Replacement Lamps for Outdoor Pole/Arm-mounted Decorative Luminaires (Type B) |  | Standard | TRUE | 10933 | 92.65 | 118 | 13.65 | 0.9139 | 2788 | 83.4 | 5 | 50000 | 42667 |  | No |  | 4 | 11292 | 93.87 | 120.3 | 13.65 | 0.91 | 2700 | 83.4
PH21C5J3 | Precision Lighting & Transformer Inc | PLT | PLT-7106 | Mogul (E39) Screw-Base Replacements for HID Lamps | High Output | Replacement Lamps for Outdoor Pole/Arm-mounted Decorative Luminaires (Type B) |  | Standard | TRUE | 10031 | 101.56 | 98.77 | 15 | 0.9017 | 2784 | 83.4 | 5 | 50000 | 42667 |  | No |  | 4 | 10314 | 102.31 | 100.8 | 15 | 0.9 | 2700 | 83.4
PJY1GDA5 | Precision Lighting & Transformer Inc | PLT | PLT-7104 | Mogul (E39) Screw-Base Replacements for HID Lamps | High Output | Replacement Lamps for Outdoor Pole/Arm-mounted Decorative Luminaires (Type B) |  | Standard | FALSE | [9 empty] | 42667 | Not Dimmable | No |  | 4 | 11327 | 111.93 | 101.2 | 16.29 | 0.9 | 5700 | 85.9
P9C5HRJ2 | Precision Lighting & Transformer Inc | PLT | PLT-8104 | Mogul (E39) Screw-Base Replacements for HID Lamps | High Output | Replacement Lamps for Outdoor Pole/Arm-mounted Decorative Luminaires (Type B) |  | Standard | FALSE | [9 empty] | 42667 | Not Dimmable | No |  | 4 | 12239 | 100.83 | 121.38 | 14.91 | 0.91 | 5700 | 85.8
PTEGJQJZ | Precision Lighting & Transformer Inc | PLT | PLT-7103 | Mogul (E39) Screw-Base Replacements for HID Lamps | High Output | Replacement Lamps for Outdoor Pole/Arm-mounted Decorative Luminaires (Type B) |  | Standard | FALSE | [9 empty] | 42667 | Not Dimmable | No |  | 4 | 10314 | 102.31 | 100.8 | 15 | 0.9 | 5000 | 83.4
P2FTQMA5 | Precision Lighting & Transformer Inc | PLT | PLT-8103 | Mogul (E39) Screw-Base Replacements for HID Lamps | High Output | Replacement Lamps for Outdoor Pole/Arm-mounted Decorative Luminaires (Type B) |  | Standard | FALSE | [9 empty] | 42667 | Not Dimmable | No |  | 4 | 11292 | 93.87 | 120.3 | 13.65 | 0.91 | 5000 | 83.4
PD3WKJ4X | Precision Lighting & Transformer Inc | PLT | PLT-7108 | Mogul (E39) Screw-Base Replacements for HID Lamps | High Output | Replacement Lamps for Outdoor Pole/Arm-mounted Decorative Luminaires (Type B) |  | Standard | FALSE | [9 empty] | 42667 | Not Dimmable | No |  | 4 | 10314 | 102.31 | 100.8 | 15 | 0.9 | 4500 | 83.4
PQ51KBDC | Precision Lighting & Transformer Inc | PLT | PLT-8108 | Mogul (E39) Screw-Base Replacements for HID Lamps | High Output | Replacement Lamps for Outdoor Pole/Arm-mounted Decorative Luminaires (Type B) |  | Standard | FALSE | [9 empty] | 42667 | Not Dimmable | No |  | 4 | 11292 | 93.87 | 120.3 | 13.65 | 0.91 | 4500 | 83.4
PXDV7QC8 | Precision Lighting & Transformer Inc | PLT | PLT-7102 | Mogul (E39) Screw-Base Replacements for HID Lamps | High Output | Replacement Lamps for Outdoor Pole/Arm-mounted Decorative Luminaires (Type B) |  | Standard | FALSE | [9 empty] | 42667 | Not Dimmable | No |  | 4 | 10314 | 102.31 | 100.8 | 15 | 0.9 | 4000 | 83.4
PKZ8AZ9P | Precision Lighting & Transformer Inc | PLT | PLT-8102 | Mogul (E39) Screw-Base Replacements for HID Lamps | High Output | Replacement Lamps for Outdoor Pole/Arm-mounted Decorative Luminaires (Type B) |  | Standard | FALSE | [9 empty] | 42667 | Not Dimmable | No |  | 4 | 11292 | 93.87 | 120.3 | 13.65 | 0.91 | 4000 | 83.4
PMR7HR8Z | Precision Lighting & Transformer Inc | PLT | PLT-7107 | Mogul (E39) Screw-Base Replacements for HID Lamps | High Output | Replacement Lamps for Outdoor Pole/Arm-mounted Decorative Luminaires (Type B) |  | Standard | FALSE | [9 empty] | 42667 | Not Dimmable | No |  | 4 | 10314 | 102.31 | 100.8 | 15 | 0.9 | 3500 | 83.4
PSDMPHB3 | Precision Lighting & Transformer Inc | PLT | PLT-8107 | Mogul (E39) Screw-Base Replacements for HID Lamps | High Output | Replacement Lamps for Outdoor Pole/Arm-mounted Decorative Luminaires (Type B) |  | Standard | FALSE | [9 empty] | 42667 | Not Dimmable | No |  | 4 | 11292 | 93.87 | 120.3 | 13.65 | 0.91 | 3500 | 83.4
PVJZXYCY | Precision Lighting & Transformer Inc | PLT | PLT-7101 | Mogul (E39) Screw-Base Replacements for HID Lamps | High Output | Replacement Lamps for Outdoor Pole/Arm-mounted Decorative Luminaires (Type B) |  | Standard | FALSE | [9 empty] | 42667 | Not Dimmable | No |  | 4 | 10314 | 102.31 | 100.8 | 15 | 0.9 | 3000 | 83.4
PYFEQG4R | Precision Lighting & Transformer Inc | PLT | PLT-8101 | Mogul (E39) Screw-Base Replacements for HID Lamps | High Output | Replacement Lamps for Outdoor Pole/Arm-mounted Decorative Luminaires (Type B) |  | Standard | FALSE | [9 empty] | 42667 | Not Dimmable | No |  | 4 | 11292 | 93.87 | 120.3 | 13.65 | 0.91 | 3000 | 83.4
P8FYP5EF | Mastled Lighting Technology Co. Limited | Mastled | ML-CL54WG6E39 4000K | Mogul (E39) Screw-Base Replacements for HID Lamps | Mid Output | Replacement Lamps for Outdoor Pole/Arm-mounted Area and Roadway Luminaires (Type B) |  | Standard | TRUE | 6465.6 | 117.73 | 54.92 | 18.22 | 0.916 | 3905 | 73.3 | 5 | 50000 | 42663 |  | No |  | 4 | 6664.7 | 121.44 | 54.88 | 18.22 | 0.92 | 4000 | 73.3
PGQT8G21 | Revolution Lighting Technologies | Revolution Lighting Technologies | 131332-001 | Mogul (E39) Screw-Base Replacements for HID Lamps | Low Output | Replacement Lamps for Outdoor Full-Cutoff Wall-mounted Area Luminaires (Type B) |  | Standard | TRUE | 4041.5 | 101.42 | 39.85 | 18.89 | 0.9132 | 3077 | 80.6 | 5 | 50000 | 42663 |  | No |  | 3.1 | 4041.5 | 101.42 | 39.85 | 18.89 | 0.9132 | 3000 | 80.6
PU16FEEW | Mastled Lighting Technology Co. Limited | Mastled | ML-CL36WG6E39 4000K | Mogul (E39) Screw-Base Replacements for HID Lamps | Low Output | Replacement Lamps for Outdoor Pole/Arm-mounted Area and Roadway Luminaires (Type B) |  | Standard | TRUE | 4010 | 115.33 | 34.77 | 6.7 | 0.9103 | 3897 | 72.8 | 5 | 50000 | 42663 |  | No |  | 4 | 4008.5 | 119.8 | 33.46 | 6.7 | 0.91 | 4000 | 72.8
PRX5FTNE | Mastled Lighting Technology Co. Limited | Mastled | ML-CL115WG6E39 4000K | Mogul (E39) Screw-Base Replacements for HID Lamps | High Output | Replacement Lamps for Outdoor Pole/Arm-mounted Area and Roadway Luminaires (Type B) |  | Standard | TRUE | 12819 | 113.44 | 113 | 17.92 | 0.9013 | 3903 | 73.1 | 5 | 50000 | 42663 |  | No |  | 4 | 12819 | 113.44 | 113 | 17.92 | 0.9 | 4000 | 73.1
P2TEDU75 | Mastled Lighting Technology Co. Limited | Mastled | ML-CL95WG6E39 4000K | Mogul (E39) Screw-Base Replacements for HID Lamps | High Output | Replacement Lamps for Outdoor Pole/Arm-mounted Area and Roadway Luminaires (Type B) |  | Standard | TRUE | 10622 | 114.03 | 93.15 | 17.9 | 0.9028 | 3898 | 73.1 | 5 | 50000 | 42663 |  | No |  | 4 | 10622 | 114.03 | 93.15 | 17.9 | 0.9 | 4000 | 73.1
PX48TCTC | Mastled Lighting Technology Co. Limited | Mastled | ML-CL75WG6E39 4000K | Mogul (E39) Screw-Base Replacements for HID Lamps | Mid Output | Replacement Lamps for Outdoor Pole/Arm-mounted Area and Roadway Luminaires (Type B) |  | Standard | TRUE | 8507.2 | 115.32 | 73.77 | 19.49 | 0.901 | 3898 | 73 | 5 | 50000 | 42663 |  | No |  | 4 | 8615.3 | 116.12 | 74.19 | 19.49 | 0.9 | 4000 | 73
PZEQYHZY | Mastled Lighting Technology Co. Limited | Mastled | ML-CL54WG7E39 4000K | Mogul (E39) Screw-Base Replacements for HID Lamps | Mid Output | Replacement Lamps for Outdoor Pole/Arm-mounted Area and Roadway Luminaires (Type B) |  | Standard | TRUE | 5672.4 | 111.53 | 50.86 | 18.89 | 0.9008 | 3926 | 72.8 | 5 | 50000 | 42663 |  | No |  | 4 | 5672.4 | 111.53 | 50.86 | 18.89 | 0.9 | 4000 | 72.8
PJUG92EY | Mastled Lighting Technology Co. Limited | Mastled | ML-CL27WG6E39 4000K | Mogul (E39) Screw-Base Replacements for HID Lamps | Low Output | Replacement Lamps for Outdoor Pole/Arm-mounted Area and Roadway Luminaires (Type B) |  | Standard | TRUE | 3032 | 117.07 | 25.9 | 6.81 | 0.9012 | 3924 | 72.8 | 5 | 50000 | 42663 |  | No |  | 4 | 3032 | 117.07 | 25.9 | 6.81 | 0.9 | 4000 | 72.8
PF95BKVN | Revolution Lighting Technologies | Revolution Lighting Technologies | 131330-001 | Mogul (E39) Screw-Base Replacements for HID Lamps | Low Output | Replacement Lamps for Outdoor Full-Cutoff Wall-mounted Area Luminaires (Type B) |  | Standard | TRUE | 1971.5 | 95.75 | 20.59 | 17.2 | 0.897 | 3129 | 82.5 | 5 | 50000 | 42663 |  | No |  | 3.1 | 1971.5 | 95.75 | 20.59 | 17.2 | 0.897 | 3000 | 82.5
P45HZCS6 | Revolution Lighting Technologies | Revolution Lighting Technologies | 131331-001 | Mogul (E39) Screw-Base Replacements for HID Lamps | Low Output | Replacement Lamps for Outdoor Full-Cutoff Wall-mounted Area Luminaires (Type B) |  | Standard | TRUE | 2841.2 | 104.46 | 27.2 | 16.61 | 0.8864 | 3134 | 82.1 | 5 | 50000 | 42663 |  | No |  | 3.1 | 2841.2 | 104.46 | 27.2 | 16.61 | 0.8864 | 3000 | 82.1
P3JUP7CP | Mastled Lighting Technology Co. Limited | Mastled | ML-CL150WG8 4000K | Mogul (E39) Screw-Base Replacements for HID Lamps | High Output | Replacement Lamps for Outdoor Pole/Arm-mounted Decorative Luminaires (Type B) |  | Standard | TRUE | 17146 | 118.74 | 144.4 | 13.52 | 0.9361 | 4122 | 82.3 | 5 | 50000 | 42663 |  | No |  | 4 | 17592 | 119.11 | 147.7 | 13.52 | 0.94 | 4000 | 82.3
PK7TR14F | Revolution Lighting Technologies | Revolution Lighting Technologies | 131435-203 | Mogul (E39) Screw-Base Replacements for HID Lamps | Low Output | Replacement Lamps for Outdoor Pole/Arm-mounted Decorative Luminaires (Type B) |  | Standard | TRUE | 3513.3 | 100.3 | 34.98 | 15.59 | 0.9279 | 4019 | 82.8 | 5 | 50000 | 42663 |  | No |  | 4 | 4320 | 120 | 36 | 15.59 | 0.93 | 4000 | 80
PPFCH9BK | Mastled Lighting Technology Co. Limited | Mastled | ML-CL80WG8 4000K | Mogul (E39) Screw-Base Replacements for HID Lamps | Mid Output | Replacement Lamps for Outdoor Pole/Arm-mounted Decorative Luminaires (Type B) |  | Standard | TRUE | 9177.6 | 115.21 | 79.66 | 14.56 | 0.9063 | 4116 | 82.2 | 5 | 50000 | 42663 |  | No |  | 4 | 9298.2 | 115.91 | 80.22 | 14.56 | 0.91 | 4000 | 82.2
P4R37TVR | Mastled Lighting Technology Co. Limited | Mastled | ML-CL100WG8 4000K | Mogul (E39) Screw-Base Replacements for HID Lamps | High Output | Replacement Lamps for Outdoor Pole/Arm-mounted Decorative Luminaires (Type B) |  | Standard | TRUE | 11462 | 114.62 | 100 | 12.15 | 0.9039 | 4107 | 82.1 | 5 | 50000 | 42663 |  | No |  | 4 | 11462 | 114.62 | 100 | 12.15 | 0.9 | 4000 | 82.1
PQVNG3GJ | Mastled Lighting Technology Co. Limited | Mastled | ML-CL120WG8 4000K | Mogul (E39) Screw-Base Replacements for HID Lamps | High Output | Replacement Lamps for Outdoor Pole/Arm-mounted Decorative Luminaires (Type B) |  | Standard | TRUE | 12985 | 114.3 | 113.6 | 18.96 | 0.903 | 4109 | 82.3 | 5 | 50000 | 42663 |  | No |  | 4 | 13305 | 114.6 | 116.1 | 18.96 | 0.9 | 4000 | 82.3
PTW1AMU6 | Mastled Lighting Technology Co. Limited | Mastled | ML-CL60WG8E39 4000K | Mogul (E39) Screw-Base Replacements for HID Lamps | Mid Output | Replacement Lamps for Outdoor Pole/Arm-mounted Decorative Luminaires (Type B) |  | Standard | TRUE | 6299.6 | 110.69 | 56.91 | 17.57 | 0.9021 | 4134 | 82.1 | 5 | 50000 | 42663 |  | No |  | 4 | 6473.2 | 110.9 | 58.37 | 17.57 | 0.9 | 4000 | 82.1
P3FU2BV4 | Mastled Lighting Technology Co. Limited | Mastled | ML-CL40WG8E39 4000K | Mogul (E39) Screw-Base Replacements for HID Lamps | Mid Output | Replacement Lamps for Outdoor Pole/Arm-mounted Decorative Luminaires (Type B) |  | Standard | TRUE | 4524.7 | 114.23 | 39.61 | 15.14 | 0.9016 | 4129 | 82.3 | 5 | 50000 | 42663 |  | No |  | 4 | 4524.7 | 114.23 | 39.61 | 15.14 | 0.9 | 4000 | 82.3
PKZWPD7C | Mastled Lighting Technology Co. Limited | Mastled | ML-CL30WG8E39 4000K | Mogul (E39) Screw-Base Replacements for HID Lamps | Low Output | Replacement Lamps for Outdoor Pole/Arm-mounted Decorative Luminaires (Type B) |  | Standard | TRUE | 3372.8 | 110.51 | 30.52 | 18.01 | 0.9015 | 4119 | 82.1 | 5 | 50000 | 42663 |  | No |  | 4 | 3372.8 | 110.51 | 30.52 | 18.01 | 0.9 | 4000 | 82.1
PTTYGD1Y | Revolution Lighting Technologies | Revolution Lighting Technologies | 131233-201 | Mogul (E39) Screw-Base Replacements for HID Lamps | Low Output | Replacement Lamps for Outdoor Pole/Arm-mounted Decorative Luminaires (Type B) |  | Standard | TRUE | 2339 | 100.7 | 23.22 | 14.49 | 0.9 | 3059 | 82.2 | 5 | 50000 | 42663 |  | No |  | 4 | 3120 | 130 | 24 | 14.49 | 0.9 | 3000 | 80
PAXRKZ61 | Revolution Lighting Technologies | Revolution Lighting Technologies | 131436-203 | Mogul (E39) Screw-Base Replacements for HID Lamps | Low Output | Replacement Lamps for Outdoor Pole/Arm-mounted Decorative Luminaires (Type B) |  | Standard | TRUE | 3878.8 | 90.7 | 42.76 | 19.54 | 0.8983 | 4102 | 83.6 | 5 | 50000 | 42663 |  | No |  | 4 | 5400 | 120 | 45 | 19.54 | 0.9 | 4000 | 80
PJ4EZSSV | Revolution Lighting Technologies | Revolution Lighting Technologies | 131232-206 | Mogul (E39) Screw-Base Replacements for HID Lamps | Low Output | Replacement Lamps for Outdoor Pole/Arm-mounted Decorative Luminaires (Type B) |  | Standard | TRUE | 2025 | 106.4 | 19.09 | 11.47 | 0.8975 | 5669 | 86.9 | 5 | 50000 | 42663 |  | No |  | 4 | 2470 | 130 | 19 | 11.47 | 0.99 | 5700 | 80
PNEZ3SJH | Revolution Lighting Technologies | Revolution Lighting Technologies | 131232-201 | Mogul (E39) Screw-Base Replacements for HID Lamps | Low Output | Replacement Lamps for Outdoor Pole/Arm-mounted Decorative Luminaires (Type B) |  | Standard | TRUE | 1888.3 | 102.2 | 18.52 | 11.75 | 0.8953 | 3052 | 81.6 | 5 | 50000 | 42663 |  | No |  | 4 | 2470 | 130 | 19 | 11.75 | 0.9 | 3000 | 80
P2T613BM | Revolution Lighting Technologies | Revolution Lighting Technologies | 131434-201 | Mogul (E39) Screw-Base Replacements for HID Lamps | Low Output | Replacement Lamps for Outdoor Pole/Arm-mounted Decorative Luminaires (Type B) |  | Standard | TRUE | 2272.9 | 91.3 | 24.9 | 14.77 | 0.8835 | 2995 | 81 | 5 | 50000 | 42663 |  | No | the rated data is bare lamp data | 4 | 3240 | 120 | 27 | 21.27 | 0.9 | 3000 | 80
PY5VMHH8 | Revolution Lighting Technologies | Revolution Lighting Technologies | 131233-206 | Mogul (E39) Screw-Base Replacements for HID Lamps | Low Output | Replacement Lamps for Outdoor Pole/Arm-mounted Decorative Luminaires (Type B) |  | Standard | FALSE | [9 empty] | 42663 |  | No |  | 4 | 3120 | 130 | 24 | 14.58 | 0.99 | 5700 | 80
PKQ1CD6K | Revolution Lighting Technologies | Revolution Lighting Technologies | 131434-205 | Mogul (E39) Screw-Base Replacements for HID Lamps | Low Output | Replacement Lamps for Outdoor Pole/Arm-mounted Decorative Luminaires (Type B) |  | Standard | FALSE | [9 empty] | 42663 |  | No | the rated data is bare lamp data | 4 | 3240 | 120 | 27 | 21.27 | 0.9 | 5000 | 80
PJGGZP2Q | Revolution Lighting Technologies | Revolution Lighting Technologies | 131330-005 | Mogul (E39) Screw-Base Replacements for HID Lamps | Low Output | Replacement Lamps for Outdoor Full-Cutoff Wall-mounted Area Luminaires (Type B) |  | Standard | FALSE | [9 empty] | 42663 |  | No |  | 3.1 | 2064 | 98.66 | 20.92 | 17.01 | 0.8992 | 5000 | 84.6
PAT2BMSW | Revolution Lighting Technologies | Revolution Lighting Technologies | 131331-005 | Mogul (E39) Screw-Base Replacements for HID Lamps | Low Output | Replacement Lamps for Outdoor Full-Cutoff Wall-mounted Area Luminaires (Type B) |  | Standard | FALSE | [9 empty] | 42663 |  | No |  | 3.1 | 3016 | 109.83 | 27.46 | 16.37 | 0.8889 | 5000 | 84.6
PDXNGCSB | Revolution Lighting Technologies | Revolution Lighting Technologies | 131332-005 | Mogul (E39) Screw-Base Replacements for HID Lamps | Low Output | Replacement Lamps for Outdoor Full-Cutoff Wall-mounted Area Luminaires (Type B) |  | Standard | FALSE | [9 empty] | 42663 |  | No |  | 3.1 | 4203 | 105.82 | 39.72 | 18.96 | 0.9125 | 5000 | 84.2
PN2DYNBP | Revolution Lighting Technologies | Revolution Lighting Technologies | 131436-205 | Mogul (E39) Screw-Base Replacements for HID Lamps | Low Output | Replacement Lamps for Outdoor Pole/Arm-mounted Decorative Luminaires (Type B) |  | Standard | FALSE | [9 empty] | 42663 |  | No |  | 4 | 5400 | 120 | 45 | 19.54 | 0.9 | 5000 | 80
PRUBT8X8 | Revolution Lighting Technologies | Revolution Lighting Technologies | 131435-205 | Mogul (E39) Screw-Base Replacements for HID Lamps | Low Output | Replacement Lamps for Outdoor Pole/Arm-mounted Decorative Luminaires (Type B) |  | Standard | FALSE | [9 empty] | 42663 |  | No |  | 4 | 4320 | 120 | 36 | 15.59 | 0.93 | 5000 | 80
P5VFHYYC | Revolution Lighting Technologies | Revolution Lighting Technologies | 131233-205 | Mogul (E39) Screw-Base Replacements for HID Lamps | Low Output | Replacement Lamps for Outdoor Pole/Arm-mounted Decorative Luminaires (Type B) |  | Standard | FALSE | [9 empty] | 42663 |  | No |  | 4 | 3120 | 130 | 24 | 14.49 | 0.9 | 5000 | 80
P5P4HAV4 | Revolution Lighting Technologies | Revolution Lighting Technologies | 131232-205 | Mogul (E39) Screw-Base Replacements for HID Lamps | Low Output | Replacement Lamps for Outdoor Pole/Arm-mounted Decorative Luminaires (Type B) |  | Standard | FALSE | [9 empty] | 42663 |  | No |  | 4 | 2470 | 130 | 19 | 11.75 | 0.9 | 5000 | 80
PBEDWDYK | Revolution Lighting Technologies | Revolution Lighting Technologies | 131434-204 | Mogul (E39) Screw-Base Replacements for HID Lamps | Low Output | Replacement Lamps for Outdoor Pole/Arm-mounted Decorative Luminaires (Type B) |  | Standard | FALSE | [9 empty] | 42663 |  | No | the rated data is bare lamp data | 4 | 3240 | 120 | 27 | 21.27 | 0.9 | 4500 | 80
PB44HH3F | Revolution Lighting Technologies | Revolution Lighting Technologies | 131233-204 | Mogul (E39) Screw-Base Replacements for HID Lamps | Low Output | Replacement Lamps for Outdoor Pole/Arm-mounted Decorative Luminaires (Type B) |  | Standard | FALSE | [9 empty] | 42663 |  | No |  | 4 | 3120 | 130 | 24 | 14.49 | 0.9 | 4500 | 80
PVFU3Q86 | Revolution Lighting Technologies | Revolution Lighting Technologies | 131232-204 | Mogul (E39) Screw-Base Replacements for HID Lamps | Low Output | Replacement Lamps for Outdoor Pole/Arm-mounted Decorative Luminaires (Type B) |  | Standard | FALSE | [9 empty] | 42663 |  | No |  | 4 | 2470 | 130 | 19 | 11.75 | 0.9 | 4500 | 80
PZ5867TB | Revolution Lighting Technologies | Revolution Lighting Technologies | 131434-203 | Mogul (E39) Screw-Base Replacements for HID Lamps | Low Output | Replacement Lamps for Outdoor Pole/Arm-mounted Decorative Luminaires (Type B) |  | Standard | FALSE | [9 empty] | 42663 |  | No | the rated data is bare lamp data | 4 | 3240 | 120 | 27 | 21.27 | 0.9 | 4000 | 80
PU7T8B5V | Revolution Lighting Technologies | Revolution Lighting Technologies | 131330-003 | Mogul (E39) Screw-Base Replacements for HID Lamps | Low Output | Replacement Lamps for Outdoor Full-Cutoff Wall-mounted Area Luminaires (Type B) |  | Standard | FALSE | [9 empty] | 42663 |  | No |  | 3.1 | 2017.8 | 97.22 | 20.76 | 17.2 | 0.897 | 4000 | 82.5
PTUPJHNM | Revolution Lighting Technologies | Revolution Lighting Technologies | 131331-003 | Mogul (E39) Screw-Base Replacements for HID Lamps | Low Output | Replacement Lamps for Outdoor Full-Cutoff Wall-mounted Area Luminaires (Type B) |  | Standard | FALSE | [9 empty] | 42663 |  | No |  | 3.1 | 2928.6 | 107.16 | 27.33 | 16.61 | 0.8864 | 4000 | 82.1
PJ8G1R7N | Revolution Lighting Technologies | Revolution Lighting Technologies | 131332-003 | Mogul (E39) Screw-Base Replacements for HID Lamps | Low Output | Replacement Lamps for Outdoor Full-Cutoff Wall-mounted Area Luminaires (Type B) |  | Standard | FALSE | [9 empty] | 42663 |  | No |  | 3.1 | 4122.3 | 103.61 | 39.79 | 18.89 | 0.9132 | 4000 | 80.6
P8EACMM4 | Revolution Lighting Technologies | Revolution Lighting Technologies | 131233-203 | Mogul (E39) Screw-Base Replacements for HID Lamps | Low Output | Replacement Lamps for Outdoor Pole/Arm-mounted Decorative Luminaires (Type B) |  | Standard | FALSE | [9 empty] | 42663 |  | No |  | 4 | 3120 | 130 | 24 | 14.49 | 0.9 | 4000 | 80
PRZ161FH | Revolution Lighting Technologies | Revolution Lighting Technologies | 131232-203 | Mogul (E39) Screw-Base Replacements for HID Lamps | Low Output | Replacement Lamps for Outdoor Pole/Arm-mounted Decorative Luminaires (Type B) |  | Standard | FALSE | [9 empty] | 42663 |  | No |  | 4 | 2470 | 130 | 19 | 11.75 | 0.9 | 4000 | 80
PZEXFF1R | Revolution Lighting Technologies | Revolution Lighting Technologies | 131434-202 | Mogul (E39) Screw-Base Replacements for HID Lamps | Low Output | Replacement Lamps for Outdoor Pole/Arm-mounted Decorative Luminaires (Type B) |  | Standard | FALSE | [9 empty] | 42663 |  | No | the rated data is bare lamp data | 4 | 3240 | 120 | 27 | 21.27 | 0.9 | 3500 | 80
P7WMNK32 | Revolution Lighting Technologies | Revolution Lighting Technologies | 131233-202 | Mogul (E39) Screw-Base Replacements for HID Lamps | Low Output | Replacement Lamps for Outdoor Pole/Arm-mounted Decorative Luminaires (Type B) |  | Standard | FALSE | [9 empty] | 42663 |  | No |  | 4 | 3120 | 130 | 24 | 14.49 | 0.9 | 3500 | 80
PZRYBJ3X | Revolution Lighting Technologies | Revolution Lighting Technologies | 131232-202 | Mogul (E39) Screw-Base Replacements for HID Lamps | Low Output | Replacement Lamps for Outdoor Pole/Arm-mounted Decorative Luminaires (Type B) |  | Standard | FALSE | [9 empty] | 42663 |  | No |  | 4 | 2470 | 130 | 19 | 11.75 | 0.9 | 3500 | 80
PA1S53HD | Mastled Lighting Technology Co. Limited | Mastled | ML-CL80WG8 5700K | Mogul (E39) Screw-Base Replacements for HID Lamps | Mid Output | Replacement Lamps for Outdoor Pole/Arm-mounted Decorative Luminaires (Type B) |  | Standard | FALSE | [9 empty] | 42663 |  | No |  | 4 | 9512 | 117.91 | 80.67 | 17.47 | 0.9 | 5700 | 82.7
PT3PZ3V3 | Mastled Lighting Technology Co. Limited | Mastled | ML-CL40WG8E39 5700K | Mogul (E39) Screw-Base Replacements for HID Lamps | Mid Output | Replacement Lamps for Outdoor Pole/Arm-mounted Decorative Luminaires (Type B) |  | Standard | FALSE | [9 empty] | 42663 |  | No |  | 4 | 4785 | 119.09 | 40.18 | 15.91 | 0.9 | 5700 | 82.7
PQ3KGPBK | Mastled Lighting Technology Co. Limited | Mastled | ML-CL60WG8E39 5700K | Mogul (E39) Screw-Base Replacements for HID Lamps | Mid Output | Replacement Lamps for Outdoor Pole/Arm-mounted Decorative Luminaires (Type B) |  | Standard | FALSE | [9 empty] | 42663 |  | No |  | 4 | 6705 | 113.81 | 58.91 | 18.94 | 0.9 | 5700 | 82.6
PTF9XCWT | Mastled Lighting Technology Co. Limited | Mastled | ML-CL30WG8E39 5700K | Mogul (E39) Screw-Base Replacements for HID Lamps | Low Output | Replacement Lamps for Outdoor Pole/Arm-mounted Decorative Luminaires (Type B) |  | Standard | FALSE | [9 empty] | 42663 |  | No |  | 4 | 3530 | 113.71 | 31.04 | 18.81 | 0.9 | 5700 | 82.6
PVCUQ3GA | Mastled Lighting Technology Co. Limited | Mastled | ML-CL150WG8 5700K | Mogul (E39) Screw-Base Replacements for HID Lamps | High Output | Replacement Lamps for Outdoor Pole/Arm-mounted Decorative Luminaires (Type B) |  | Standard | FALSE | [9 empty] | 42663 |  | No |  | 4 | 17946 | 121.09 | 148.2 | 14.51 | 0.93 | 5700 | 82.6
PPM394QD | Mastled Lighting Technology Co. Limited | Mastled | ML-CL120WG8 5700K | Mogul (E39) Screw-Base Replacements for HID Lamps | High Output | Replacement Lamps for Outdoor Pole/Arm-mounted Decorative Luminaires (Type B) |  | Standard | FALSE | [9 empty] | 42663 |  | No |  | 4 | 13675 | 116.38 | 117.5 | 19.97 | 0.9 | 5700 | 82.2
PZYUPDYN | Mastled Lighting Technology Co. Limited | Mastled | ML-CL100WG8 5700K | Mogul (E39) Screw-Base Replacements for HID Lamps | High Output | Replacement Lamps for Outdoor Pole/Arm-mounted Decorative Luminaires (Type B) |  | Standard | FALSE | [9 empty] | 42663 |  | No |  | 4 | 11852 | 117.81 | 100.6 | 13.59 | 0.9 | 5700 | 82
PUNC7FN8 | Mastled Lighting Technology Co. Limited | Mastled | ML-CL115WG6EX39 5700K | Mogul (E39) Screw-Base Replacements for HID Lamps | High Output | Replacement Lamps for Outdoor Pole/Arm-mounted Area and Roadway Luminaires (Type B) |  | Standard | FALSE | [9 empty] | 42663 |  | No |  | 4 | 13008 | 115.32 | 112.8 | 19.07 | 0.9 | 5700 | 75.8
PK84CPPU | Mastled Lighting Technology Co. Limited | Mastled | ML-CL115WG6E39 5700K | Mogul (E39) Screw-Base Replacements for HID Lamps | High Output | Replacement Lamps for Outdoor Pole/Arm-mounted Area and Roadway Luminaires (Type B) |  | Standard | FALSE | [9 empty] | 42663 |  | No |  | 4 | 13008 | 115.32 | 112.8 | 19.07 | 0.9 | 5700 | 75.8
P41KMHFQ | Mastled Lighting Technology Co. Limited | Mastled | ML-CL54WG6EX39 5700K | Mogul (E39) Screw-Base Replacements for HID Lamps | Mid Output | Replacement Lamps for Outdoor Pole/Arm-mounted Area and Roadway Luminaires (Type B) |  | Standard | FALSE | [9 empty] | 42663 |  | No |  | 4 | 6802 | 123.34 | 55.15 | 18.92 | 0.92 | 5700 | 75.7
P1SS72KB | Mastled Lighting Technology Co. Limited | Mastled | ML-CL54WG6E39 5700K | Mogul (E39) Screw-Base Replacements for HID Lamps | Mid Output | Replacement Lamps for Outdoor Pole/Arm-mounted Area and Roadway Luminaires (Type B) |  | Standard | FALSE | [9 empty] | 42663 |  | No |  | 4 | 6802 | 123.34 | 55.15 | 18.92 | 0.92 | 5700 | 75.7
PU4DJ6WW | Mastled Lighting Technology Co. Limited | Mastled | ML-CL95WG6EX39 5700K | Mogul (E39) Screw-Base Replacements for HID Lamps | High Output | Replacement Lamps for Outdoor Pole/Arm-mounted Area and Roadway Luminaires (Type B) |  | Standard | FALSE | [9 empty] | 42663 |  | No |  | 4 | 11192 | 120.4 | 92.96 | 18.81 | 0.91 | 5700 | 75.6
P39MJZWG | Mastled Lighting Technology Co. Limited | Mastled | ML-CL95WG6E39 5700K | Mogul (E39) Screw-Base Replacements for HID Lamps | High Output | Replacement Lamps for Outdoor Pole/Arm-mounted Area and Roadway Luminaires (Type B) |  | Standard | FALSE | [9 empty] | 42663 |  | No |  | 4 | 11192 | 120.4 | 92.96 | 18.81 | 0.91 | 5700 | 75.6
PPKGEJ3T | Mastled Lighting Technology Co. Limited | Mastled | ML-CL75WG6E39 5700K | Mogul (E39) Screw-Base Replacements for HID Lamps | Mid Output | Replacement Lamps for Outdoor Pole/Arm-mounted Area and Roadway Luminaires (Type B) |  | Standard | FALSE | [9 empty] | 42663 |  | No |  | 4 | 8814 | 119.06 | 74.03 | 19.92 | 0.9 | 5700 | 75.3
P7F8A63H | Mastled Lighting Technology Co. Limited | Mastled | ML-CL75WG6EX39 5700K | Mogul (E39) Screw-Base Replacements for HID Lamps | Mid Output | Replacement Lamps for Outdoor Pole/Arm-mounted Area and Roadway Luminaires (Type B) |  | Standard | FALSE | [9 empty] | 42663 |  | No |  | 4 | 8814 | 119.06 | 74.03 | 19.92 | 0.9 | 5700 | 75.3
PW3NJM2Y | Mastled Lighting Technology Co. Limited | Mastled | ML-CL27WG6EX39 5700K | Mogul (E39) Screw-Base Replacements for HID Lamps | Low Output | Replacement Lamps for Outdoor Pole/Arm-mounted Area and Roadway Luminaires (Type B) |  | Standard | FALSE | [9 empty] | 42663 |  | No |  | 4 | 3181 | 124.16 | 25.62 | 8.07 | 0.9 | 5700 | 75.3
P8QSXN1U | Mastled Lighting Technology Co. Limited | Mastled | ML-CL27WG6E39 5700K | Mogul (E39) Screw-Base Replacements for HID Lamps | Low Output | Replacement Lamps for Outdoor Pole/Arm-mounted Area and Roadway Luminaires (Type B) |  | Standard | FALSE | [9 empty] | 42663 |  | No |  | 4 | 3181 | 124.16 | 25.62 | 8.07 | 0.9 | 5700 | 75.3
PQW7B1RB | Mastled Lighting Technology Co. Limited | Mastled | ML-CL36WG6E39 5700K | Mogul (E39) Screw-Base Replacements for HID Lamps | Low Output | Replacement Lamps for Outdoor Pole/Arm-mounted Area and Roadway Luminaires (Type B) |  | Standard | FALSE | [9 empty] | 42663 |  | No |  | 4 | 4186 | 119.84 | 34.93 | 6.91 | 0.91 | 5700 | 75.2
PP16VJWT | Mastled Lighting Technology Co. Limited | Mastled | ML-CL36WG6EX39 5700K | Mogul (E39) Screw-Base Replacements for HID Lamps | Low Output | Replacement Lamps for Outdoor Pole/Arm-mounted Area and Roadway Luminaires (Type B) |  | Standard | FALSE | [9 empty] | 42663 |  | No |  | 4 | 4186 | 119.84 | 34.93 | 6.91 | 0.91 | 5700 | 75.2
PJ94NXNX | Mastled Lighting Technology Co. Limited | Mastled | ML-CL54WG7EX39 5700K | Mogul (E39) Screw-Base Replacements for HID Lamps | Mid Output | Replacement Lamps for Outdoor Pole/Arm-mounted Area and Roadway Luminaires (Type B) |  | Standard | FALSE | [9 empty] | 42663 |  | No |  | 4 | 5815 | 113.18 | 51.38 | 19.38 | 0.9 | 5700 | 75.1
P1J6J4EK | Mastled Lighting Technology Co. Limited | Mastled | ML-CL54WG7E39 5700K | Mogul (E39) Screw-Base Replacements for HID Lamps | Mid Output | Replacement Lamps for Outdoor Pole/Arm-mounted Area and Roadway Luminaires (Type B) |  | Standard | FALSE | [9 empty] | 42663 |  | No |  | 4 | 5815 | 113.18 | 51.38 | 19.38 | 0.9 | 5700 | 75.1
PADR5Y5E | Mastled Lighting Technology Co. Limited | Mastled | ML-CL120WG8 5000K | Mogul (E39) Screw-Base Replacements for HID Lamps | High Output | Replacement Lamps for Outdoor Pole/Arm-mounted Decorative Luminaires (Type B) |  | Standard | FALSE | [9 empty] | 42663 |  | No |  | 4 | 13305 | 114.6 | 116.1 | 18.96 | 0.9 | 5000 | 82.3
P81GN6GS | Mastled Lighting Technology Co. Limited | Mastled | ML-CL40WG8E39 5000K | Mogul (E39) Screw-Base Replacements for HID Lamps | Mid Output | Replacement Lamps for Outdoor Pole/Arm-mounted Decorative Luminaires (Type B) |  | Standard | FALSE | [9 empty] | 42663 |  | No |  | 4 | 4524.7 | 114.23 | 39.61 | 15.14 | 0.9 | 5000 | 82.3
P5CZP2ZZ | Mastled Lighting Technology Co. Limited | Mastled | ML-CL150WG8 5000K | Mogul (E39) Screw-Base Replacements for HID Lamps | High Output | Replacement Lamps for Outdoor Pole/Arm-mounted Decorative Luminaires (Type B) |  | Standard | FALSE | [9 empty] | 42663 |  | No |  | 4 | 17592 | 119.11 | 147.7 | 13.52 | 0.94 | 5000 | 82.3
P2CWYA7X | Mastled Lighting Technology Co. Limited | Mastled | ML-CL80WG8 5000K | Mogul (E39) Screw-Base Replacements for HID Lamps | Mid Output | Replacement Lamps for Outdoor Pole/Arm-mounted Decorative Luminaires (Type B) |  | Standard | FALSE | [9 empty] | 42663 |  | No |  | 4 | 9298.2 | 115.91 | 80.22 | 14.56 | 0.91 | 5000 | 82.2
PPWQ7UPY | Mastled Lighting Technology Co. Limited | Mastled | ML-CL30WG8E39 5000K | Mogul (E39) Screw-Base Replacements for HID Lamps | Low Output | Replacement Lamps for Outdoor Pole/Arm-mounted Decorative Luminaires (Type B) |  | Standard | FALSE | [9 empty] | 42663 |  | No |  | 4 | 3372.8 | 110.51 | 30.52 | 18.01 | 0.9 | 5000 | 82.1
P62XG83U | Mastled Lighting Technology Co. Limited | Mastled | ML-CL60WG8E39 5000K | Mogul (E39) Screw-Base Replacements for HID Lamps | Mid Output | Replacement Lamps for Outdoor Pole/Arm-mounted Decorative Luminaires (Type B) |  | Standard | FALSE | [9 empty] | 42663 |  | No |  | 4 | 6473.2 | 110.9 | 58.37 | 17.57 | 0.9 | 5000 | 82.1
P5NFB3QY | Mastled Lighting Technology Co. Limited | Mastled | ML-CL100WG8 5000K | Mogul (E39) Screw-Base Replacements for HID Lamps | High Output | Replacement Lamps for Outdoor Pole/Arm-mounted Decorative Luminaires (Type B) |  | Standard | FALSE | [9 empty] | 42663 |  | No |  | 4 | 11462 | 114.62 | 100 | 12.15 | 0.9 | 5000 | 82.1
PGRHWKX9 | Mastled Lighting Technology Co. Limited | Mastled | ML-CL54WG6E39 5000K | Mogul (E39) Screw-Base Replacements for HID Lamps | Mid Output | Replacement Lamps for Outdoor Pole/Arm-mounted Area and Roadway Luminaires (Type B) |  | Standard | FALSE | [9 empty] | 42663 |  | No |  | 4 | 6664.7 | 121.44 | 54.88 | 18.22 | 0.92 | 5000 | 73.3
P6BSR4TV | Mastled Lighting Technology Co. Limited | Mastled | ML-CL54WG6EX39 5000K | Mogul (E39) Screw-Base Replacements for HID Lamps | Mid Output | Replacement Lamps for Outdoor Pole/Arm-mounted Area and Roadway Luminaires (Type B) |  | Standard | FALSE | [9 empty] | 42663 |  | No |  | 4 | 6664.7 | 121.44 | 54.88 | 18.22 | 0.92 | 5000 | 73.3
PFX2GFBP | Mastled Lighting Technology Co. Limited | Mastled | ML-CL115WG6E39 5000K | Mogul (E39) Screw-Base Replacements for HID Lamps | High Output | Replacement Lamps for Outdoor Pole/Arm-mounted Area and Roadway Luminaires (Type B) |  | Standard | FALSE | [9 empty] | 42663 |  | No |  | 4 | 12819 | 113.44 | 113 | 17.92 | 0.9 | 5000 | 73.1
PFGA3AW6 | Mastled Lighting Technology Co. Limited | Mastled | ML-CL115WG6EX39 5000K | Mogul (E39) Screw-Base Replacements for HID Lamps | High Output | Replacement Lamps for Outdoor Pole/Arm-mounted Area and Roadway Luminaires (Type B) |  | Standard | FALSE | [9 empty] | 42663 |  | No |  | 4 | 12819 | 113.44 | 113 | 17.92 | 0.9 | 5000 | 73.1
PYXHNVEP | Mastled Lighting Technology Co. Limited | Mastled | ML-CL95WG6E39 5000K | Mogul (E39) Screw-Base Replacements for HID Lamps | High Output | Replacement Lamps for Outdoor Pole/Arm-mounted Area and Roadway Luminaires (Type B) |  | Standard | FALSE | [9 empty] | 42663 |  | No |  | 4 | 10622 | 114.03 | 93.15 | 17.9 | 0.9 | 5000 | 73.1
PEHDP9JS | Mastled Lighting Technology Co. Limited | Mastled | ML-CL95WG6EX39 5000K | Mogul (E39) Screw-Base Replacements for HID Lamps | High Output | Replacement Lamps for Outdoor Pole/Arm-mounted Area and Roadway Luminaires (Type B) |  | Standard | FALSE | [9 empty] | 42663 |  | No |  | 4 | 10622 | 114.03 | 93.15 | 17.9 | 0.9 | 5000 | 73.1
PSQCPADK | Mastled Lighting Technology Co. Limited | Mastled | ML-CL75WG6E39 5000K | Mogul (E39) Screw-Base Replacements for HID Lamps | Mid Output | Replacement Lamps for Outdoor Pole/Arm-mounted Area and Roadway Luminaires (Type B) |  | Standard | FALSE | [9 empty] | 42663 |  | No |  | 4 | 8615.3 | 116.12 | 74.19 | 19.49 | 0.9 | 5000 | 73
PJC6G2Y2 | Mastled Lighting Technology Co. Limited | Mastled | ML-CL75WG6EX39 5000K | Mogul (E39) Screw-Base Replacements for HID Lamps | Mid Output | Replacement Lamps for Outdoor Pole/Arm-mounted Area and Roadway Luminaires (Type B) |  | Standard | FALSE | [9 empty] | 42663 |  | No |  | 4 | 8615.3 | 116.12 | 74.19 | 19.49 | 0.9 | 5000 | 73
PHQXTMRB | Mastled Lighting Technology Co. Limited | Mastled | ML-CL54WG7E39 5000K | Mogul (E39) Screw-Base Replacements for HID Lamps | Mid Output | Replacement Lamps for Outdoor Pole/Arm-mounted Area and Roadway Luminaires (Type B) |  | Standard | FALSE | [9 empty] | 42663 |  | No |  | 4 | 5672.4 | 111.53 | 50.86 | 18.89 | 0.9 | 5000 | 72.8
P1FWUDXH | Mastled Lighting Technology Co. Limited | Mastled | ML-CL54WG7EX39 5000K | Mogul (E39) Screw-Base Replacements for HID Lamps | Mid Output | Replacement Lamps for Outdoor Pole/Arm-mounted Area and Roadway Luminaires (Type B) |  | Standard | FALSE | [9 empty] | 42663 |  | No |  | 4 | 5672.4 | 111.53 | 50.86 | 18.89 | 0.9 | 5000 | 72.8
PGU8TVVU | Mastled Lighting Technology Co. Limited | Mastled | ML-CL27WG6E39 5000K | Mogul (E39) Screw-Base Replacements for HID Lamps | Low Output | Replacement Lamps for Outdoor Pole/Arm-mounted Area and Roadway Luminaires (Type B) |  | Standard | FALSE | [9 empty] | 42663 |  | No |  | 4 | 3032 | 117.07 | 25.9 | 6.81 | 0.9 | 5000 | 72.8
PFA8D6NF | Mastled Lighting Technology Co. Limited | Mastled | ML-CL27WG6EX39 5000K | Mogul (E39) Screw-Base Replacements for HID Lamps | Low Output | Replacement Lamps for Outdoor Pole/Arm-mounted Area and Roadway Luminaires (Type B) |  | Standard | FALSE | [9 empty] | 42663 |  | No |  | 4 | 3032 | 117.07 | 25.9 | 6.81 | 0.9 | 5000 | 72.8
PYB3RSSA | Mastled Lighting Technology Co. Limited | Mastled | ML-CL36WG6E39 5000K | Mogul (E39) Screw-Base Replacements for HID Lamps | Low Output | Replacement Lamps for Outdoor Pole/Arm-mounted Area and Roadway Luminaires (Type B) |  | Standard | FALSE | [9 empty] | 42663 |  | No |  | 4 | 4008.5 | 119.8 | 33.46 | 6.7 | 0.91 | 5000 | 72.8
PWENB95Z | Mastled Lighting Technology Co. Limited | Mastled | ML-CL36WG6EX39 5000K | Mogul (E39) Screw-Base Replacements for HID Lamps | Low Output | Replacement Lamps for Outdoor Pole/Arm-mounted Area and Roadway Luminaires (Type B) |  | Standard | FALSE | [9 empty] | 42663 |  | No |  | 4 | 4008.5 | 119.8 | 33.46 | 6.7 | 0.91 | 5000 | 72.8
PRSCNQY8 | Mastled Lighting Technology Co. Limited | Mastled | ML-CL120WG8 4500K | Mogul (E39) Screw-Base Replacements for HID Lamps | High Output | Replacement Lamps for Outdoor Pole/Arm-mounted Decorative Luminaires (Type B) |  | Standard | FALSE | [9 empty] | 42663 |  | No |  | 4 | 13305 | 114.6 | 116.1 | 18.96 | 0.9 | 4500 | 82.3
P41YKNR6 | Mastled Lighting Technology Co. Limited | Mastled | ML-CL40WG8E39 4500K | Mogul (E39) Screw-Base Replacements for HID Lamps | Mid Output | Replacement Lamps for Outdoor Pole/Arm-mounted Decorative Luminaires (Type B) |  | Standard | FALSE | [9 empty] | 42663 |  | No |  | 4 | 4524.7 | 114.23 | 39.61 | 15.14 | 0.9 | 4500 | 82.3
PRFANBSQ | Mastled Lighting Technology Co. Limited | Mastled | ML-CL150WG8 4500K | Mogul (E39) Screw-Base Replacements for HID Lamps | High Output | Replacement Lamps for Outdoor Pole/Arm-mounted Decorative Luminaires (Type B) |  | Standard | FALSE | [9 empty] | 42663 |  | No |  | 4 | 17592 | 119.11 | 147.7 | 13.52 | 0.94 | 4500 | 82.3
PD7KA69E | Mastled Lighting Technology Co. Limited | Mastled | ML-CL80WG8 4500K | Mogul (E39) Screw-Base Replacements for HID Lamps | Mid Output | Replacement Lamps for Outdoor Pole/Arm-mounted Decorative Luminaires (Type B) |  | Standard | FALSE | [9 empty] | 42663 |  | No |  | 4 | 9298.2 | 115.91 | 80.22 | 14.56 | 0.91 | 4500 | 82.2
PYAT723A | Mastled Lighting Technology Co. Limited | Mastled | ML-CL30WG8E39 4500K | Mogul (E39) Screw-Base Replacements for HID Lamps | Low Output | Replacement Lamps for Outdoor Pole/Arm-mounted Decorative Luminaires (Type B) |  | Standard | FALSE | [9 empty] | 42663 |  | No |  | 4 | 3372.8 | 110.51 | 30.52 | 18.01 | 0.9 | 4500 | 82.1
P49E1GGU | Mastled Lighting Technology Co. Limited | Mastled | ML-CL60WG8E39 4500K | Mogul (E39) Screw-Base Replacements for HID Lamps | Mid Output | Replacement Lamps for Outdoor Pole/Arm-mounted Decorative Luminaires (Type B) |  | Standard | FALSE | [9 empty] | 42663 |  | No |  | 4 | 6473.2 | 110.9 | 58.37 | 17.57 | 0.9 | 4500 | 82.1
P3BTHFH2 | Mastled Lighting Technology Co. Limited | Mastled | ML-CL100WG8 4500K | Mogul (E39) Screw-Base Replacements for HID Lamps | High Output | Replacement Lamps for Outdoor Pole/Arm-mounted Decorative Luminaires (Type B) |  | Standard | FALSE | [9 empty] | 42663 |  | No |  | 4 | 11462 | 114.62 | 100 | 12.15 | 0.9 | 4500 | 82.1
P7QQSWMB | Mastled Lighting Technology Co. Limited | Mastled | ML-CL54WG6EX39 4000K | Mogul (E39) Screw-Base Replacements for HID Lamps | Mid Output | Replacement Lamps for Outdoor Pole/Arm-mounted Area and Roadway Luminaires (Type B) |  | Standard | FALSE | [9 empty] | 42663 |  | No |  | 4 | 6664.7 | 121.44 | 54.88 | 18.22 | 0.92 | 4000 | 73.3
PPD9W56J | Mastled Lighting Technology Co. Limited | Mastled | ML-CL115WG6EX39 4000K | Mogul (E39) Screw-Base Replacements for HID Lamps | High Output | Replacement Lamps for Outdoor Pole/Arm-mounted Area and Roadway Luminaires (Type B) |  | Standard | FALSE | [9 empty] | 42663 |  | No |  | 4 | 12819 | 113.44 | 113 | 17.92 | 0.9 | 4000 | 73.1
PNGGJRUS | Mastled Lighting Technology Co. Limited | Mastled | ML-CL95WG6EX39 4000K | Mogul (E39) Screw-Base Replacements for HID Lamps | High Output | Replacement Lamps for Outdoor Pole/Arm-mounted Area and Roadway Luminaires (Type B) |  | Standard | FALSE | [9 empty] | 42663 |  | No |  | 4 | 10622 | 114.03 | 93.15 | 17.9 | 0.9 | 4000 | 73.1
PHB8G34S | Mastled Lighting Technology Co. Limited | Mastled | ML-CL75WG6EX39 4000K | Mogul (E39) Screw-Base Replacements for HID Lamps | Mid Output | Replacement Lamps for Outdoor Pole/Arm-mounted Area and Roadway Luminaires (Type B) |  | Standard | FALSE | [9 empty] | 42663 |  | No |  | 4 | 8615.3 | 116.12 | 74.19 | 19.49 | 0.9 | 4000 | 73
PP1ESDQ6 | Mastled Lighting Technology Co. Limited | Mastled | ML-CL54WG7EX39 4000K | Mogul (E39) Screw-Base Replacements for HID Lamps | Mid Output | Replacement Lamps for Outdoor Pole/Arm-mounted Area and Roadway Luminaires (Type B) |  | Standard | FALSE | [9 empty] | 42663 |  | No |  | 4 | 5672.4 | 111.53 | 50.86 | 18.89 | 0.9 | 4000 | 72.8
PHDWB1QH | Mastled Lighting Technology Co. Limited | Mastled | ML-CL27WG6EX39 4000K | Mogul (E39) Screw-Base Replacements for HID Lamps | Low Output | Replacement Lamps for Outdoor Pole/Arm-mounted Area and Roadway Luminaires (Type B) |  | Standard | FALSE | [9 empty] | 42663 |  | No |  | 4 | 3032 | 117.07 | 25.9 | 6.81 | 0.9 | 4000 | 72.8
PUAPZGPM | Mastled Lighting Technology Co. Limited | Mastled | ML-CL36WG6EX39 4000K | Mogul (E39) Screw-Base Replacements for HID Lamps | Low Output | Replacement Lamps for Outdoor Pole/Arm-mounted Area and Roadway Luminaires (Type B) |  | Standard | FALSE | [9 empty] | 42663 |  | No |  | 4 | 4008.5 | 119.8 | 33.46 | 6.7 | 0.91 | 4000 | 72.8
PVCDDJ75 | ShenZhen GangMing OPTO.co.Ltd | GANGMING | GM-GE40-54WB(3000K) | Mogul (E39) Screw-Base Replacements for HID Lamps | Mid Output | Replacement Lamps for Outdoor Pole/Arm-mounted Decorative Luminaires (Type B) |  | Standard | TRUE | 5626.99 | 102.72 | 54.78 | 17.93 | 0.954 | 3105 | 82 | 5 | 50000 | 42656 |  | No |  | 4 | 7020 | 130 | 54 | 15 | 0.9 | 3000 | 80
PQJWFF56 | ShenZhen GangMing OPTO.co.Ltd | GANGMING | GM-GE40-45WB(3000K) | Mogul (E39) Screw-Base Replacements for HID Lamps | Mid Output | Replacement Lamps for Outdoor Pole/Arm-mounted Decorative Luminaires (Type B) |  | Standard | TRUE | 4989.97 | 109.5 | 45.57 | 18.17 | 0.95 | 3097 | 82.1 | 5 | 50000 | 42656 |  | No |  | 4 | 5985 | 133 | 45 | 15 | 0.9 | 3000 | 80
PBQRQS95 | ShenZhen GangMing OPTO.co.Ltd | GANGMING | GM-GE40-27WB(3000K) | Mogul (E39) Screw-Base Replacements for HID Lamps | Low Output | Replacement Lamps for Outdoor Pole/Arm-mounted Decorative Luminaires (Type B) |  | Standard | TRUE | 3224.23 | 114.13 | 28.25 | 18.14 | 0.948 | 3083 | 82 | 5 | 50000 | 42656 |  | No |  | 4 | 3645 | 135 | 27 | 15 | 0.9 | 3000 | 80
PAYYGS2F | ShenZhen GangMing OPTO.co.Ltd | GANGMING | GM-GE40-36WB(3000K) | Mogul (E39) Screw-Base Replacements for HID Lamps | Low Output | Replacement Lamps for Outdoor Pole/Arm-mounted Decorative Luminaires (Type B) |  | Standard | TRUE | 4195.03 | 115.25 | 36.4 | 18.49 | 0.935 | 3085 | 82.2 | 5 | 50000 | 42656 |  | No |  | 4 | 4860 | 135 | 36 | 15 | 0.9 | 3000 | 80
PJ6ZGETX | ShenZhen GangMing OPTO.co.Ltd | GANGMING | GM-GE40-45WA(3000K) | Mogul (E39) Screw-Base Replacements for HID Lamps | Low Output | Replacement Lamps for Outdoor Pole/Arm-mounted Decorative Luminaires (Type B) |  | Standard | TRUE | 4172.18 | 96.78 | 43.11 | 18.69 | 0.925 | 2918 | 80.9 | 5 | 50000 | 42656 |  | No | Rated data is for a bare lamp | 4 | 5625 | 125 | 45 | 15 | 0.9 | 3000 | 80
P11XXFKU | ShenZhen GangMing OPTO.co.Ltd | GANGMING | GM-GE40-27WA(3000K) | Mogul (E39) Screw-Base Replacements for HID Lamps | Low Output | Replacement Lamps for Outdoor Pole/Arm-mounted Decorative Luminaires (Type B) |  | Standard | TRUE | 2931.82 | 105.92 | 27.68 | 18.25 | 0.897 | 3084 | 83.7 | 5 | 50000 | 42656 |  | No |  | 4 | 3429 | 127 | 27 | 15 | 0.9 | 3000 | 80
PHRFAU9M | ShenZhen GangMing OPTO.co.Ltd | GANGMING | GM-GE40-36WA(3000K) | Mogul (E39) Screw-Base Replacements for HID Lamps | Low Output | Replacement Lamps for Outdoor Pole/Arm-mounted Decorative Luminaires (Type B) |  | Standard | TRUE | 3552.1 | 101.2 | 35.1 | 17.86 | 0.895 | 3081 | 83.6 | 5 | 50000 | 42656 |  | No |  | 4 | 4572 | 127 | 36 | 15 | 0.9 | 3000 | 80
PF688WPU | ShenZhen GangMing OPTO.co.Ltd | GANGMING | GM-GE40-54WA(3000K) | Mogul (E39) Screw-Base Replacements for HID Lamps | Low Output | Replacement Lamps for Outdoor Pole/Arm-mounted Decorative Luminaires (Type B) |  | Standard | TRUE | 4819.95 | 93.12 | 51.76 | 18.11 | 0.88 | 3037 | 83 | 5 | 50000 | 42656 |  | No |  | 4 | 6588 | 122 | 54 | 15 | 0.9 | 3000 | 80
P432VNGD | ShenZhen GangMing OPTO.co.Ltd | GANGMING | GM-GE40-27WB(5700K) | Mogul (E39) Screw-Base Replacements for HID Lamps | Low Output | Replacement Lamps for Outdoor Pole/Arm-mounted Decorative Luminaires (Type B) |  | Standard | FALSE | [9 empty] | 42656 |  | No |  | 4 | 4050 | 150 | 27 | 15 | 0.9 | 5700 | 80
PJDB1TJ1 | ShenZhen GangMing OPTO.co.Ltd | GANGMING | GM-GE40-54WB(5700K) | Mogul (E39) Screw-Base Replacements for HID Lamps | Mid Output | Replacement Lamps for Outdoor Pole/Arm-mounted Decorative Luminaires (Type B) |  | Standard | FALSE | [9 empty] | 42656 |  | No |  | 4 | 7830 | 145 | 54 | 15 | 0.9 | 5700 | 80
PRXJAPYG | ShenZhen GangMing OPTO.co.Ltd | GANGMING | GM-GE40-45WB(5700K) | Mogul (E39) Screw-Base Replacements for HID Lamps | Mid Output | Replacement Lamps for Outdoor Pole/Arm-mounted Decorative Luminaires (Type B) |  | Standard | FALSE | [9 empty] | 42656 |  | No |  | 4 | 6660 | 148 | 45 | 15 | 0.9 | 5700 | 80
P6F8JDW8 | ShenZhen GangMing OPTO.co.Ltd | GANGMING | GM-GE40-54WA(5700K) | Mogul (E39) Screw-Base Replacements for HID Lamps | Low Output | Replacement Lamps for Outdoor Pole/Arm-mounted Decorative Luminaires (Type B) |  | Standard | FALSE | [9 empty] | 42656 |  | No |  | 4 | 7398 | 137 | 54 | 15 | 0.9 | 5700 | 80
PNN19TFN | ShenZhen GangMing OPTO.co.Ltd | GANGMING | GM-GE40-45WA(5700K) | Mogul (E39) Screw-Base Replacements for HID Lamps | Low Output | Replacement Lamps for Outdoor Pole/Arm-mounted Decorative Luminaires (Type B) |  | Standard | FALSE | [9 empty] | 42656 |  | No | Rated data is for a bare lamp | 4 | 6300 | 140 | 45 | 15 | 0.9 | 5700 | 80
P4S15PGA | ShenZhen GangMing OPTO.co.Ltd | GANGMING | GM-GE40-36WB(5700K) | Mogul (E39) Screw-Base Replacements for HID Lamps | Low Output | Replacement Lamps for Outdoor Pole/Arm-mounted Decorative Luminaires (Type B) |  | Standard | FALSE | [9 empty] | 42656 |  | No |  | 4 | 5400 | 150 | 36 | 15 | 0.9 | 5700 | 80
P4YQNFF8 | ShenZhen GangMing OPTO.co.Ltd | GANGMING | GM-GE40-36WA(5700K) | Mogul (E39) Screw-Base Replacements for HID Lamps | Low Output | Replacement Lamps for Outdoor Pole/Arm-mounted Decorative Luminaires (Type B) |  | Standard | FALSE | [9 empty] | 42656 |  | No |  | 4 | 5112 | 142 | 36 | 15 | 0.9 | 5700 | 80
PQQ5A69T | ShenZhen GangMing OPTO.co.Ltd | GANGMING | GM-GE40-27WA(5700K) | Mogul (E39) Screw-Base Replacements for HID Lamps | Low Output | Replacement Lamps for Outdoor Pole/Arm-mounted Decorative Luminaires (Type B) |  | Standard | FALSE | [9 empty] | 42656 |  | No |  | 4 | 3834 | 142 | 27 | 15 | 0.9 | 5700 | 80
P85DQFVV | ShenZhen GangMing OPTO.co.Ltd | GANGMING | GM-GE40-27WB(5000K) | Mogul (E39) Screw-Base Replacements for HID Lamps | Low Output | Replacement Lamps for Outdoor Pole/Arm-mounted Decorative Luminaires (Type B) |  | Standard | FALSE | [9 empty] | 42656 |  | No |  | 4 | 3969 | 147 | 27 | 15 | 0.9 | 5000 | 80
P2SKE7B9 | ShenZhen GangMing OPTO.co.Ltd | GANGMING | GM-GE40-54WB(5000K) | Mogul (E39) Screw-Base Replacements for HID Lamps | Mid Output | Replacement Lamps for Outdoor Pole/Arm-mounted Decorative Luminaires (Type B) |  | Standard | FALSE | [9 empty] | 42656 |  | No |  | 4 | 7668 | 142 | 54 | 15 | 0.9 | 5000 | 80
P3ZJRJ8G | ShenZhen GangMing OPTO.co.Ltd | GANGMING | GM-GE40-45WB(5000K) | Mogul (E39) Screw-Base Replacements for HID Lamps | Mid Output | Replacement Lamps for Outdoor Pole/Arm-mounted Decorative Luminaires (Type B) |  | Standard | FALSE | [9 empty] | 42656 |  | No |  | 4 | 6525 | 145 | 45 | 15 | 0.9 | 5000 | 80
PR24W3F5 | ShenZhen GangMing OPTO.co.Ltd | GANGMING | GM-GE40-54WA(5000K) | Mogul (E39) Screw-Base Replacements for HID Lamps | Low Output | Replacement Lamps for Outdoor Pole/Arm-mounted Decorative Luminaires (Type B) |  | Standard | FALSE | [9 empty] | 42656 |  | No |  | 4 | 7236 | 134 | 54 | 15 | 0.9 | 5000 | 80
P4H2QVNR | ShenZhen GangMing OPTO.co.Ltd | GANGMING | GM-GE40-45WA(5000K) | Mogul (E39) Screw-Base Replacements for HID Lamps | Low Output | Replacement Lamps for Outdoor Pole/Arm-mounted Decorative Luminaires (Type B) |  | Standard | FALSE | [9 empty] | 42656 |  | No | Rated data is for a bare lamp | 4 | 6165 | 137 | 45 | 15 | 0.9 | 5000 | 80
PZ6TW5PK | ShenZhen GangMing OPTO.co.Ltd | GANGMING | GM-GE40-36WB(5000K) | Mogul (E39) Screw-Base Replacements for HID Lamps | Low Output | Replacement Lamps for Outdoor Pole/Arm-mounted Decorative Luminaires (Type B) |  | Standard | FALSE | [9 empty] | 42656 |  | No |  | 4 | 5292 | 147 | 36 | 15 | 0.9 | 5000 | 80
PEK5KQJR | ShenZhen GangMing OPTO.co.Ltd | GANGMING | GM-GE40-36WA(5000K) | Mogul (E39) Screw-Base Replacements for HID Lamps | Low Output | Replacement Lamps for Outdoor Pole/Arm-mounted Decorative Luminaires (Type B) |  | Standard | FALSE | [9 empty] | 42656 |  | No |  | 4 | 5004 | 139 | 36 | 15 | 0.9 | 5000 | 80
PJ9R6T95 | ShenZhen GangMing OPTO.co.Ltd | GANGMING | GM-GE40-27WA(5000K) | Mogul (E39) Screw-Base Replacements for HID Lamps | Low Output | Replacement Lamps for Outdoor Pole/Arm-mounted Decorative Luminaires (Type B) |  | Standard | FALSE | [9 empty] | 42656 |  | No |  | 4 | 3753 | 139 | 27 | 15 | 0.9 | 5000 | 80
PKSE8NEP | ShenZhen GangMing OPTO.co.Ltd | GANGMING | GM-GE40-27WB(4500K) | Mogul (E39) Screw-Base Replacements for HID Lamps | Low Output | Replacement Lamps for Outdoor Pole/Arm-mounted Decorative Luminaires (Type B) |  | Standard | FALSE | [9 empty] | 42656 |  | No |  | 4 | 3888 | 144 | 27 | 15 | 0.9 | 4500 | 80
PWFBSGFT | ShenZhen GangMing OPTO.co.Ltd | GANGMING | GM-GE40-54WB(4500K) | Mogul (E39) Screw-Base Replacements for HID Lamps | Mid Output | Replacement Lamps for Outdoor Pole/Arm-mounted Decorative Luminaires (Type B) |  | Standard | FALSE | [9 empty] | 42656 |  | No |  | 4 | 7506 | 139 | 54 | 15 | 0.9 | 4500 | 80
PUMHE9RD | ShenZhen GangMing OPTO.co.Ltd | GANGMING | GM-GE40-45WB(4500K) | Mogul (E39) Screw-Base Replacements for HID Lamps | Mid Output | Replacement Lamps for Outdoor Pole/Arm-mounted Decorative Luminaires (Type B) |  | Standard | FALSE | [9 empty] | 42656 |  | No |  | 4 | 6390 | 142 | 45 | 15 | 0.9 | 4500 | 80
P6G77JW8 | ShenZhen GangMing OPTO.co.Ltd | GANGMING | GM-GE40-54WA(4500K) | Mogul (E39) Screw-Base Replacements for HID Lamps | Low Output | Replacement Lamps for Outdoor Pole/Arm-mounted Decorative Luminaires (Type B) |  | Standard | FALSE | [9 empty] | 42656 |  | No |  | 4 | 7074 | 131 | 54 | 15 | 0.9 | 4500 | 80
PA2D66SE | ShenZhen GangMing OPTO.co.Ltd | GANGMING | GM-GE40-45WA(4500K) | Mogul (E39) Screw-Base Replacements for HID Lamps | Low Output | Replacement Lamps for Outdoor Pole/Arm-mounted Decorative Luminaires (Type B) |  | Standard | FALSE | [9 empty] | 42656 |  | No | Rated data is for a bare lamp | 4 | 6030 | 134 | 45 | 15 | 0.9 | 4500 | 80
PX1HQGHV | ShenZhen GangMing OPTO.co.Ltd | GANGMING | GM-GE40-36WB(4500K) | Mogul (E39) Screw-Base Replacements for HID Lamps | Low Output | Replacement Lamps for Outdoor Pole/Arm-mounted Decorative Luminaires (Type B) |  | Standard | FALSE | [9 empty] | 42656 |  | No |  | 4 | 5184 | 144 | 36 | 15 | 0.9 | 4500 | 80
PJNDPSDS | ShenZhen GangMing OPTO.co.Ltd | GANGMING | GM-GE40-36WA(4500K) | Mogul (E39) Screw-Base Replacements for HID Lamps | Low Output | Replacement Lamps for Outdoor Pole/Arm-mounted Decorative Luminaires (Type B) |  | Standard | FALSE | [9 empty] | 42656 |  | No |  | 4 | 4896 | 136 | 36 | 15 | 0.9 | 4500 | 80
PSJYZ17Y | ShenZhen GangMing OPTO.co.Ltd | GANGMING | GM-GE40-27WA(4500K) | Mogul (E39) Screw-Base Replacements for HID Lamps | Low Output | Replacement Lamps for Outdoor Pole/Arm-mounted Decorative Luminaires (Type B) |  | Standard | FALSE | [9 empty] | 42656 |  | No |  | 4 | 3672 | 136 | 27 | 15 | 0.9 | 4500 | 80
PQTXC8CT | ShenZhen GangMing OPTO.co.Ltd | GANGMING | GM-GE40-27WB(4000K) | Mogul (E39) Screw-Base Replacements for HID Lamps | Low Output | Replacement Lamps for Outdoor Pole/Arm-mounted Decorative Luminaires (Type B) |  | Standard | FALSE | [9 empty] | 42656 |  | No |  | 4 | 3807 | 141 | 27 | 15 | 0.9 | 4000 | 80
P7PAGP2Z | ShenZhen GangMing OPTO.co.Ltd | GANGMING | GM-GE40-54WB(4000K) | Mogul (E39) Screw-Base Replacements for HID Lamps | Mid Output | Replacement Lamps for Outdoor Pole/Arm-mounted Decorative Luminaires (Type B) |  | Standard | FALSE | [9 empty] | 42656 |  | No |  | 4 | 7344 | 136 | 54 | 15 | 0.9 | 4000 | 80
P8Q2KUVH | ShenZhen GangMing OPTO.co.Ltd | GANGMING | GM-GE40-45WB(4000K) | Mogul (E39) Screw-Base Replacements for HID Lamps | Mid Output | Replacement Lamps for Outdoor Pole/Arm-mounted Decorative Luminaires (Type B) |  | Standard | FALSE | [9 empty] | 42656 |  | No |  | 4 | 6255 | 139 | 45 | 15 | 0.9 | 4000 | 80
PDWMJAS8 | ShenZhen GangMing OPTO.co.Ltd | GANGMING | GM-GE40-54WA(4000K) | Mogul (E39) Screw-Base Replacements for HID Lamps | Low Output | Replacement Lamps for Outdoor Pole/Arm-mounted Decorative Luminaires (Type B) |  | Standard | FALSE | [9 empty] | 42656 |  | No |  | 4 | 6912 | 128 | 54 | 15 | 0.9 | 4000 | 80
PK3S3E9T | ShenZhen GangMing OPTO.co.Ltd | GANGMING | GM-GE40-45WA(4000K) | Mogul (E39) Screw-Base Replacements for HID Lamps | Low Output | Replacement Lamps for Outdoor Pole/Arm-mounted Decorative Luminaires (Type B) |  | Standard | FALSE | [9 empty] | 42656 |  | No | Rated data is for a bare lamp | 4 | 5895 | 131 | 45 | 15 | 0.9 | 4000 | 80
P7KRE5R8 | ShenZhen GangMing OPTO.co.Ltd | GANGMING | GM-GE40-36WB(4000K) | Mogul (E39) Screw-Base Replacements for HID Lamps | Low Output | Replacement Lamps for Outdoor Pole/Arm-mounted Decorative Luminaires (Type B) |  | Standard | FALSE | [9 empty] | 42656 |  | No |  | 4 | 5076 | 141 | 36 | 15 | 0.9 | 4000 | 80
PS87RP5A | ShenZhen GangMing OPTO.co.Ltd | GANGMING | GM-GE40-36WA(4000K) | Mogul (E39) Screw-Base Replacements for HID Lamps | Low Output | Replacement Lamps for Outdoor Pole/Arm-mounted Decorative Luminaires (Type B) |  | Standard | FALSE | [9 empty] | 42656 |  | No |  | 4 | 4788 | 133 | 36 | 15 | 0.9 | 4000 | 80
P7CWB1MK | ShenZhen GangMing OPTO.co.Ltd | GANGMING | GM-GE40-27WA(4000K) | Mogul (E39) Screw-Base Replacements for HID Lamps | Low Output | Replacement Lamps for Outdoor Pole/Arm-mounted Decorative Luminaires (Type B) |  | Standard | FALSE | [9 empty] | 42656 |  | No |  | 4 | 3591 | 133 | 27 | 15 | 0.9 | 4000 | 80
P7S4YW24 | ShenZhen GangMing OPTO.co.Ltd | GANGMING | GM-GE40-27WB(3500K) | Mogul (E39) Screw-Base Replacements for HID Lamps | Low Output | Replacement Lamps for Outdoor Pole/Arm-mounted Decorative Luminaires (Type B) |  | Standard | FALSE | [9 empty] | 42656 |  | No |  | 4 | 3726 | 138 | 27 | 15 | 0.9 | 3500 | 80
PC9U4W26 | ShenZhen GangMing OPTO.co.Ltd | GANGMING | GM-GE40-54WB(3500K) | Mogul (E39) Screw-Base Replacements for HID Lamps | Mid Output | Replacement Lamps for Outdoor Pole/Arm-mounted Decorative Luminaires (Type B) |  | Standard | FALSE | [9 empty] | 42656 |  | No |  | 4 | 7182 | 133 | 54 | 15 | 0.9 | 3500 | 80
PTKRT1EP | ShenZhen GangMing OPTO.co.Ltd | GANGMING | GM-GE40-45WB(3500K) | Mogul (E39) Screw-Base Replacements for HID Lamps | Mid Output | Replacement Lamps for Outdoor Pole/Arm-mounted Decorative Luminaires (Type B) |  | Standard | FALSE | [9 empty] | 42656 |  | No |  | 4 | 6120 | 136 | 45 | 15 | 0.9 | 3500 | 80
P67VBGQH | ShenZhen GangMing OPTO.co.Ltd | GANGMING | GM-GE40-54WA(3500K) | Mogul (E39) Screw-Base Replacements for HID Lamps | Low Output | Replacement Lamps for Outdoor Pole/Arm-mounted Decorative Luminaires (Type B) |  | Standard | FALSE | [9 empty] | 42656 |  | No |  | 4 | 6750 | 125 | 54 | 15 | 0.9 | 3500 | 80
P3D9NSXC | ShenZhen GangMing OPTO.co.Ltd | GANGMING | GM-GE40-45WA(3500K) | Mogul (E39) Screw-Base Replacements for HID Lamps | Low Output | Replacement Lamps for Outdoor Pole/Arm-mounted Decorative Luminaires (Type B) |  | Standard | FALSE | [9 empty] | 42656 |  | No | Rated data is for a bare lamp | 4 | 5760 | 128 | 45 | 15 | 0.9 | 3500 | 80
P8Q549P1 | ShenZhen GangMing OPTO.co.Ltd | GANGMING | GM-GE40-36WB(3500K) | Mogul (E39) Screw-Base Replacements for HID Lamps | Low Output | Replacement Lamps for Outdoor Pole/Arm-mounted Decorative Luminaires (Type B) |  | Standard | FALSE | [9 empty] | 42656 |  | No |  | 4 | 4968 | 138 | 36 | 15 | 0.9 | 3500 | 80
PBQY27QJ | ShenZhen GangMing OPTO.co.Ltd | GANGMING | GM-GE40-36WA(3500K) | Mogul (E39) Screw-Base Replacements for HID Lamps | Low Output | Replacement Lamps for Outdoor Pole/Arm-mounted Decorative Luminaires (Type B) |  | Standard | FALSE | [9 empty] | 42656 |  | No |  | 4 | 4680 | 130 | 36 | 15 | 0.9 | 3500 | 80
PJH496S9 | ShenZhen GangMing OPTO.co.Ltd | GANGMING | GM-GE40-27WA(3500K) | Mogul (E39) Screw-Base Replacements for HID Lamps | Low Output | Replacement Lamps for Outdoor Pole/Arm-mounted Decorative Luminaires (Type B) |  | Standard | FALSE | [9 empty] | 42656 |  | No |  | 4 | 3510 | 130 | 27 | 15 | 0.9 | 3500 | 80
PAT9PVG9 | Wen Lighting | WEN | WEN-CLW-100WB1 4000K | Mogul (E39) Screw-Base Replacements for HID Lamps | High Output | Replacement Lamps for Outdoor Pole/Arm-mounted Decorative Luminaires (Type B) |  | Standard | TRUE | 11462 | 114.62 | 100 | 12.15 | 0.9039 | 4107 | 82.1 | 5 | 50000 | 42655 |  | No |  | 4 | 11462 | 114.62 | 100 | 12.15 | 0.9 | 4000 | 82.1
PY3MDYTM | Wen Lighting | WEN | WEN-CLW-120WB1 4000K | Mogul (E39) Screw-Base Replacements for HID Lamps | High Output | Replacement Lamps for Outdoor Pole/Arm-mounted Decorative Luminaires (Type B) |  | Standard | TRUE | 12985 | 114.3 | 113.6 | 18.96 | 0.903 | 4109 | 82.3 | 5 | 50000 | 42655 |  | No |  | 4 | 13305 | 114.6 | 116.1 | 18.96 | 0.9 | 4000 | 82.3
PWCKQ95M | Wen Lighting | WEN | WEN-CLW-120WB1 5700K | Mogul (E39) Screw-Base Replacements for HID Lamps | High Output | Replacement Lamps for Outdoor Pole/Arm-mounted Decorative Luminaires (Type B) |  | Standard | FALSE | [9 empty] | 42655 | Not Dimmable | No |  | 4 | 13675 | 116.38 | 117.5 | 19.97 | 0.9 | 5700 | 82.2
PZ24YKFB | Wen Lighting | WEN | WEN-CLW-100WB1 5700K | Mogul (E39) Screw-Base Replacements for HID Lamps | High Output | Replacement Lamps for Outdoor Pole/Arm-mounted Decorative Luminaires (Type B) |  | Standard | FALSE | [9 empty] | 42655 | Not Dimmable | No |  | 4 | 11852 | 117.81 | 100.6 | 13.59 | 0.9 | 5700 | 82
P7Z2A1C5 | Wen Lighting | WEN | WEN-CLW-120WB1 5000K | Mogul (E39) Screw-Base Replacements for HID Lamps | High Output | Replacement Lamps for Outdoor Pole/Arm-mounted Decorative Luminaires (Type B) |  | Standard | FALSE | [9 empty] | 42655 | Not Dimmable | No |  | 4 | 13305 | 114.6 | 116.1 | 18.96 | 0.9 | 5000 | 82.3
PQQDM7QS | Wen Lighting | WEN | WEN-CLW-100WB1 5000K | Mogul (E39) Screw-Base Replacements for HID Lamps | High Output | Replacement Lamps for Outdoor Pole/Arm-mounted Decorative Luminaires (Type B) |  | Standard | FALSE | [9 empty] | 42655 | Not Dimmable | No |  | 4 | 11462 | 114.62 | 100 | 12.15 | 0.9 | 5000 | 82.1
PFYN7YS5 | Wen Lighting | WEN | WEN-CLW-120WB1 4500K | Mogul (E39) Screw-Base Replacements for HID Lamps | High Output | Replacement Lamps for Outdoor Pole/Arm-mounted Decorative Luminaires (Type B) |  | Standard | FALSE | [9 empty] | 42655 | Not Dimmable | No |  | 4 | 13305 | 114.6 | 116.1 | 18.96 | 0.9 | 4500 | 82.3
PJ14JNX5 | Wen Lighting | WEN | WEN-CLW-100WB1 4500K | Mogul (E39) Screw-Base Replacements for HID Lamps | High Output | Replacement Lamps for Outdoor Pole/Arm-mounted Decorative Luminaires (Type B) |  | Standard | FALSE | [9 empty] | 42655 | Not Dimmable | No |  | 4 | 11462 | 114.62 | 100 | 12.15 | 0.9 | 4500 | 82.1
PDH4CKWT | Renesola Zhejiang Ltd | Renesola | RCN054W57K360 [E39/EX39 Base Only] | Mogul (E39) Screw-Base Replacements for HID Lamps | Mid Output | Replacement Lamps for Outdoor Pole/Arm-mounted Decorative Luminaires (Type B) |  | Standard | FALSE | [9 empty] | 42653 | Dimmable | No |  | 3.1 | 6256.4 | 118.9 | 52.6 | 13.5 | 0.92 | 5800 | 83.4
P2H479UX | Renesola Zhejiang Ltd | Renesola | RCN045W57K360 [E39/EX39 Base Only] | Mogul (E39) Screw-Base Replacements for HID Lamps | Mid Output | Replacement Lamps for Outdoor Pole/Arm-mounted Decorative Luminaires (Type B) |  | Standard | FALSE | [9 empty] | 42653 | Dimmable | No |  | 3.1 | 5470.2 | 122.1 | 44.8 | 13.9 | 0.91 | 5756 | 83.9
PB58U6M3 | Renesola Zhejiang Ltd | Renesola | RCN075W57K360 [E39/EX39 Base Only] | Mogul (E39) Screw-Base Replacements for HID Lamps | Mid Output | Replacement Lamps for Outdoor Pole/Arm-mounted Decorative Luminaires (Type B) |  | Standard | FALSE | [9 empty] | 42653 | Dimmable | No |  | 3.1 | 8829 | 121.1 | 72.9 | 14.5 | 0.92 | 5756 | 83.1
P2ZHNNHG | Renesola Zhejiang Ltd | Renesola | RCN036W57K360 [E39/EX39 Base Only] | Mogul (E39) Screw-Base Replacements for HID Lamps | Low Output | Replacement Lamps for Outdoor Pole/Arm-mounted Decorative Luminaires (Type B) |  | Standard | FALSE | [9 empty] | 42653 | Dimmable | No |  | 3.1 | 4184.7 | 119.2 | 35.1 | 14.1 | 0.92 | 5688 | 84.3
P8GPWM1Y | Shenzhen Youlumi Co.Ltd | YOULUMI | YL-R200W(4000K) | Mogul (E39) Screw-Base Replacements for HID Lamps | High Output | Replacement Lamps for Outdoor Pole/Arm-mounted Area and Roadway Luminaires (Type C) |  | Standard | TRUE | 25126.64 | 124.57 | 201.7 | 18.3 | 0.932 | 3889 | 72 | 5 | 50000 | 42648 |  | No |  | 4 | 25418.7 | 125.3 | 202.8 | 18.3 | 0.93 | 3889 | 72
PNS4KC1B | Shenzhen Youlumi Co.Ltd | YOULUMI | YL-R100W(4000K) | Mogul (E39) Screw-Base Replacements for HID Lamps | High Output | Replacement Lamps for Outdoor Pole/Arm-mounted Area and Roadway Luminaires (Type C) |  | Standard | TRUE | 12919.54 | 125.68 | 102.8 | 17.8 | 0.907 | 3878 | 72.1 | 5 | 50000 | 42648 |  | No |  | 4 | 12953.8 | 125.5 | 103.2 | 17.8 | 0.91 | 3878 | 72.1
P1TF93TQ | Differential Energy Global Ltd. | Hi-Lamp | DEG-070120-G1.5 | Mogul (E39) Screw-Base Replacements for HID Lamps | Low Output | Replacement Lamps for Outdoor Full-Cutoff Wall-mounted Area Luminaires (Type C) |  | Standard | TRUE | 1345 | 64.69 | 20.79 | 11.11 | 0.957 | 4532 | 73.4 | 5 | 50000 | 42648 |  | No |  | 3.1 | 1345 | 64.69 | 20.79 | 11.11 | 0.96 | 4532 | 73.44
P2BJ7GFU | Differential Energy Global Ltd. | Hi-Lamp | DEG-070120-G2 | Mogul (E39) Screw-Base Replacements for HID Lamps | Low Output | Replacement Lamps for Outdoor Full-Cutoff Wall-mounted Area Luminaires (Type C) |  | Standard | TRUE | 1125 | 66.96 | 16.8 | 10.71 | 0.92 | 4495 | 73.4 | 5 | 50000 | 42648 |  | No |  | 3.1 | 1115 | 66.96 | 16.8 | 10.71 | 0.92 | 4495 | 73.35
PEC8S48X | Shenzhen Youlumi Co.Ltd | YOULUMI | YL-C040G2(4000K) | Mogul (E39) Screw-Base Replacements for HID Lamps | Mid Output | Replacement Lamps for Outdoor Pole/Arm-mounted Decorative Luminaires (Type B) |  | Standard | TRUE | 5179.13 | 131.38 | 39.421 | 18.2 | 0.942 | 4059 | 81.4 | 5 | 50000 | 42648 |  | No |  | 4 | 5905.1 | 146.1 | 40.4 | 18.2 | 0.94 | 4059 | 81.4
PQUAC3EV | Shenzhen Youlumi Co.Ltd | YOULUMI | YL-C080G2(4000K) | Mogul (E39) Screw-Base Replacements for HID Lamps | High Output | Replacement Lamps for Outdoor Pole/Arm-mounted Decorative Luminaires (Type B) |  | Standard | TRUE | 11032.24 | 128.46 | 85.88 | 16.1 | 0.916 | 4105 | 81.4 | 5 | 50000 | 42648 |  | No |  | 4 | 12325 | 143.4 | 85.9 | 16.1 | 0.92 | 4105 | 81.4
PQRQ458W | Shenzhen Youlumi Co.Ltd | YOULUMI | YL-C060G2(4000K) | Mogul (E39) Screw-Base Replacements for HID Lamps | Mid Output | Replacement Lamps for Outdoor Pole/Arm-mounted Decorative Luminaires (Type B) |  | Standard | TRUE | 8137.33 | 131.03 | 62.103 | 17.5 | 0.912 | 4072 | 81.3 | 5 | 50000 | 42648 |  | No |  | 4 | 9124.3 | 145.9 | 62.5 | 17.5 | 0.91 | 4072 | 81.3
PWQTC9W7 | Shenzhen Youlumi Co.Ltd | YOULUMI | YL-C060G2(5700K) | Mogul (E39) Screw-Base Replacements for HID Lamps | Mid Output | Replacement Lamps for Outdoor Pole/Arm-mounted Decorative Luminaires (Type B) |  | Standard | FALSE | [9 empty] | 42648 | Not Dimmable | No |  | 4 | 9265.1 | 148.7 | 62.3 | 18.1 | 0.91 | 5910 | 82.4
PKRY19PD | Shenzhen Youlumi Co.Ltd | YOULUMI | YL-C080G2(5700K) | Mogul (E39) Screw-Base Replacements for HID Lamps | High Output | Replacement Lamps for Outdoor Pole/Arm-mounted Decorative Luminaires (Type B) |  | Standard | FALSE | [9 empty] | 42648 | Not Dimmable | No |  | 4 | 11989.6 | 146.3 | 81.9 | 17.4 | 0.93 | 5864 | 82.3
PMS2SKK8 | Shenzhen Youlumi Co.Ltd | YOULUMI | YL-C040G2(5700K) | Mogul (E39) Screw-Base Replacements for HID Lamps | Mid Output | Replacement Lamps for Outdoor Pole/Arm-mounted Decorative Luminaires (Type B) |  | Standard | FALSE | [9 empty] | 42648 | Not Dimmable | No |  | 4 | 5952.9 | 149.5 | 39.8 | 18.8 | 0.96 | 5830 | 82.5
P9WU3GUM | Shenzhen Youlumi Co.Ltd | YOULUMI | YL-R200W(5700K) | Mogul (E39) Screw-Base Replacements for HID Lamps | High Output | Replacement Lamps for Outdoor Pole/Arm-mounted Area and Roadway Luminaires (Type C) |  | Standard | FALSE | [9 empty] | 42648 | Not Dimmable | No |  | 4 | 26386 | 127.6 | 206.7 | 19.7 | 0.95 | 5660 | 75.3
PADE5AQU | Shenzhen Youlumi Co.Ltd | YOULUMI | YL-R100W(5700K) | Mogul (E39) Screw-Base Replacements for HID Lamps | High Output | Replacement Lamps for Outdoor Pole/Arm-mounted Area and Roadway Luminaires (Type C) |  | Standard | FALSE | [9 empty] | 42648 | Not Dimmable | No |  | 4 | 13702.5 | 130.1 | 105.3 | 19.3 | 0.92 | 5620 | 75.2
PQWSRGS7 | Shenzhen Youlumi Co.Ltd | YOULUMI | YL-C040G2(5000K) | Mogul (E39) Screw-Base Replacements for HID Lamps | Mid Output | Replacement Lamps for Outdoor Pole/Arm-mounted Decorative Luminaires (Type B) |  | Standard | FALSE | [9 empty] | 42648 | Not Dimmable | No |  | 4 | 5905.1 | 146.1 | 40.4 | 18.2 | 0.94 | 5000 | 81.4
PKPG8FPQ | Shenzhen Youlumi Co.Ltd | YOULUMI | YL-C080G2(5000K) | Mogul (E39) Screw-Base Replacements for HID Lamps | High Output | Replacement Lamps for Outdoor Pole/Arm-mounted Decorative Luminaires (Type B) |  | Standard | FALSE | [9 empty] | 42648 | Not Dimmable | No |  | 4 | 12325 | 143.4 | 85.9 | 16.1 | 0.92 | 5000 | 81.4
P7K4HKCQ | Shenzhen Youlumi Co.Ltd | YOULUMI | YL-C060G2(5000K) | Mogul (E39) Screw-Base Replacements for HID Lamps | Mid Output | Replacement Lamps for Outdoor Pole/Arm-mounted Decorative Luminaires (Type B) |  | Standard | FALSE | [9 empty] | 42648 | Not Dimmable | No |  | 4 | 9124.3 | 145.9 | 62.5 | 17.5 | 0.91 | 5000 | 81.3
PW5JHHKJ | Shenzhen Youlumi Co.Ltd | YOULUMI | YL-R100W(5000K) | Mogul (E39) Screw-Base Replacements for HID Lamps | High Output | Replacement Lamps for Outdoor Pole/Arm-mounted Area and Roadway Luminaires (Type C) |  | Standard | FALSE | [9 empty] | 42648 | Not Dimmable | No |  | 4 | 12953.8 | 125.5 | 103.2 | 17.8 | 0.91 | 5000 | 72.1
PSPEDR1B | Shenzhen Youlumi Co.Ltd | YOULUMI | YL-R200W(5000K) | Mogul (E39) Screw-Base Replacements for HID Lamps | High Output | Replacement Lamps for Outdoor Pole/Arm-mounted Area and Roadway Luminaires (Type C) |  | Standard | FALSE | [9 empty] | 42648 | Not Dimmable | No |  | 4 | 25418.7 | 125.3 | 202.8 | 18.3 | 0.93 | 5000 | 72
PH84W88Q | Dongguan Bestwon Lighting Co.Ltd | Bestwon | BWRL-54W-E(X)39B(2700K) | Mogul (E39) Screw-Base Replacements for HID Lamps | Mid Output | Replacement Lamps for Outdoor Pole/Arm-mounted Decorative Luminaires (Type B) |  | Standard | TRUE | 4610.3 | 92.13 | 50.04 | 15.14 | 0.916 | 2753 | 83.7 | 5 | 50000 | 42647 |  | No |  | 4 | 4852.4 | 93.39 | 51.96 | 15.14 | 0.92 | 2700 | 83.7
P4C3SJKX | Dongguan Bestwon Lighting Co.Ltd | Bestwon | BWRL-80W-E(X)39B(2700K) | Mogul (E39) Screw-Base Replacements for HID Lamps | Mid Output | Replacement Lamps for Outdoor Pole/Arm-mounted Decorative Luminaires (Type B) |  | Standard | TRUE | 7469.8 | 94.36 | 79.16 | 16.36 | 0.9158 | 2751 | 83.5 | 5 | 50000 | 42647 |  | No |  | 4 | 7674.5 | 95.97 | 79.97 | 16.36 | 0.92 | 2700 | 83.5
PFCSP7XP | Dongguan Bestwon Lighting Co.Ltd | Bestwon | BWRL-120W-E(X)39B(2700K) | Mogul (E39) Screw-Base Replacements for HID Lamps | High Output | Replacement Lamps for Outdoor Pole/Arm-mounted Decorative Luminaires (Type B) |  | Standard | TRUE | 10452 | 93.07 | 112.3 | 13.75 | 0.9135 | 2725 | 83.4 | 5 | 50000 | 42647 |  | No |  | 4 | 10717 | 93.52 | 114.6 | 13.75 | 0.91 | 2700 | 83.4
PQF3ZESQ | Dongguan Bestwon Lighting Co.Ltd | Bestwon | BWRL-45W-E(X)39B(2700K) | Mogul (E39) Screw-Base Replacements for HID Lamps | Low Output | Replacement Lamps for Outdoor Pole/Arm-mounted Decorative Luminaires (Type B) |  | Standard | TRUE | 4320.2 | 96.74 | 44.66 | 12.34 | 0.9131 | 2697 | 81.7 | 5 | 50000 | 42647 |  | No |  | 4 | 4473.9 | 96.98 | 46.13 | 12.34 | 0.91 | 2700 | 81.7
PTENHGJP | Dongguan Bestwon Lighting Co.Ltd | Bestwon | BWRL-100W-E(X)39B(2700K) | Mogul (E39) Screw-Base Replacements for HID Lamps | High Output | Replacement Lamps for Outdoor Pole/Arm-mounted Decorative Luminaires (Type B) |  | Standard | TRUE | 9996.8 | 98.78 | 101.2 | 11.49 | 0.9104 | 2723 | 83.5 | 5 | 50000 | 42647 |  | No |  | 4 | 10358 | 99.98 | 103.6 | 11.49 | 0.91 | 2700 | 83.5
PSAJSUE8 | Dongguan Bestwon Lighting Co.Ltd | Bestwon | BWRL-60W-E(X)39B(2700K) | Mogul (E39) Screw-Base Replacements for HID Lamps | Mid Output | Replacement Lamps for Outdoor Pole/Arm-mounted Decorative Luminaires (Type B) |  | Standard | TRUE | 5583.2 | 94.79 | 58.9 | 20.7 | 0.9078 | 2718 | 82.3 | 5 | 50000 | 42647 |  | No |  | 4 | 5729.1 | 97 | 59.06 | 20.7 | 0.91 | 2700 | 82.3
PBAA2TAV | Dongguan Bestwon Lighting Co.Ltd | Bestwon | BWRL-36W-E(X)39B(2700K) | Mogul (E39) Screw-Base Replacements for HID Lamps | Low Output | Replacement Lamps for Outdoor Pole/Arm-mounted Decorative Luminaires (Type B) |  | Standard | TRUE | 3169.3 | 93.68 | 33.83 | 15.29 | 0.9076 | 2744 | 83.5 | 5 | 50000 | 42647 |  | No |  | 4 | 3236.9 | 93.99 | 34.44 | 15.29 | 0.91 | 2700 | 83.5
P1BWYBNM | SNC OPTO ELECTRONIC CO LTD. | SNC LED | SNC-CLW-80WB1 4000K | Mogul (E39) Screw-Base Replacements for HID Lamps | Mid Output | Replacement Lamps for Outdoor Pole/Arm-mounted Decorative Luminaires (Type B) |  | Standard | TRUE | 9177.6 | 115.21 | 79.66 | 14.56 | 0.9063 | 4116 | 82.2 | 5 | 50000 | 42647 |  | No |  | 4 | 9298.2 | 115.91 | 80.22 | 14.56 | 0.91 | 4000 | 82.2
P3JDU8SC | Dongguan Bestwon Lighting Co.Ltd | Bestwon | BWRL-27W-E(X)39B(2700K) | Mogul (E39) Screw-Base Replacements for HID Lamps | Low Output | Replacement Lamps for Outdoor Pole/Arm-mounted Decorative Luminaires (Type B) |  | Standard | TRUE | 2568.9 | 94.44 | 27.2 | 17.06 | 0.9046 | 2763 | 83.8 | 5 | 50000 | 42647 |  | No |  | 4 | 2629.4 | 95.93 | 27.41 | 17.06 | 0.9 | 2700 | 83.8
P3Z3V55D | SNC OPTO ELECTRONIC CO LTD. | SNC LED | SNC-CLW-100WB1 4000K | Mogul (E39) Screw-Base Replacements for HID Lamps | High Output | Replacement Lamps for Outdoor Pole/Arm-mounted Decorative Luminaires (Type B) |  | Standard | TRUE | 11462 | 114.62 | 100 | 12.15 | 0.9039 | 4107 | 82.1 | 5 | 50000 | 42647 |  | No |  | 4 | 11462 | 114.62 | 100 | 12.15 | 0.9 | 4000 | 82.1
PN9NBEYW | SNC OPTO ELECTRONIC CO LTD. | SNC LED | SNC-CLW-120WB1 4000K | Mogul (E39) Screw-Base Replacements for HID Lamps | High Output | Replacement Lamps for Outdoor Pole/Arm-mounted Decorative Luminaires (Type B) |  | Standard | TRUE | 12985 | 114.3 | 113.6 | 18.96 | 0.903 | 4109 | 82.3 | 5 | 50000 | 42647 |  | No |  | 4 | 13305 | 114.6 | 116.1 | 18.96 | 0.9 | 4000 | 82.3
PSFK2AGQ | SNC OPTO ELECTRONIC CO LTD. | SNC LED | SNC-CLW-60WB1E39 4000K | Mogul (E39) Screw-Base Replacements for HID Lamps | Mid Output | Replacement Lamps for Outdoor Pole/Arm-mounted Decorative Luminaires (Type B) |  | Standard | TRUE | 6299.6 | 110.69 | 56.91 | 17.57 | 0.9021 | 4134 | 82.1 | 5 | 50000 | 42647 |  | No |  | 4 | 6473.2 | 110.9 | 58.37 | 17.57 | 0.9 | 4000 | 82.1
PP9J1KPA | SNC OPTO ELECTRONIC CO LTD. | SNC LED | SNC-CLW-40WB1E39 4000K | Mogul (E39) Screw-Base Replacements for HID Lamps | Mid Output | Replacement Lamps for Outdoor Pole/Arm-mounted Decorative Luminaires (Type B) |  | Standard | TRUE | 4524.7 | 114.23 | 39.61 | 15.14 | 0.9016 | 4129 | 82.3 | 5 | 50000 | 42647 |  | No |  | 4 | 4524.7 | 114.23 | 39.61 | 15.14 | 0.9 | 4000 | 82.3
PWTS1Z2H | SNC OPTO ELECTRONIC CO LTD. | SNC LED | SNC-CLW-30WB1E39 4000K | Mogul (E39) Screw-Base Replacements for HID Lamps | Low Output | Replacement Lamps for Outdoor Pole/Arm-mounted Decorative Luminaires (Type B) |  | Standard | TRUE | 3372.8 | 110.51 | 30.52 | 18.01 | 0.9015 | 4119 | 82.1 | 5 | 50000 | 42647 |  | No |  | 4 | 3372.8 | 110.51 | 30.52 | 18.01 | 0.9 | 4000 | 82.1
P1AQ24JP | Dongguan Bestwon Lighting Co.Ltd | Bestwon | BWRL-36W-E(X)39B(5700K) | Mogul (E39) Screw-Base Replacements for HID Lamps | Low Output | Replacement Lamps for Outdoor Pole/Arm-mounted Decorative Luminaires (Type B) |  | Standard | FALSE | [9 empty] | 42647 |  | No |  | 4 | 3807 | 108.31 | 35.15 | 16.19 | 0.91 | 5700 | 82.9
PHG7ZWGQ | Dongguan Bestwon Lighting Co.Ltd | Bestwon | BWRL-60W-E(X)39B(5700K) | Mogul (E39) Screw-Base Replacements for HID Lamps | Mid Output | Replacement Lamps for Outdoor Pole/Arm-mounted Decorative Luminaires (Type B) |  | Standard | FALSE | [9 empty] | 42647 |  | No |  | 4 | 6819 | 109.67 | 62.18 | 21.37 | 0.92 | 5700 | 82.4
PPKS3P2R | Dongguan Bestwon Lighting Co.Ltd | Bestwon | BWRL-27W-E(X)39B(5700K) | Mogul (E39) Screw-Base Replacements for HID Lamps | Low Output | Replacement Lamps for Outdoor Pole/Arm-mounted Decorative Luminaires (Type B) |  | Standard | FALSE | [9 empty] | 42647 |  | No |  | 4 | 3136 | 108.78 | 28.83 | 18.37 | 0.92 | 5700 | 82.4
P93Y2EE3 | Dongguan Bestwon Lighting Co.Ltd | Bestwon | BWRL-45W-E(X)39B(5700K) | Mogul (E39) Screw-Base Replacements for HID Lamps | Low Output | Replacement Lamps for Outdoor Pole/Arm-mounted Decorative Luminaires (Type B) |  | Standard | FALSE | [9 empty] | 42647 |  | No |  | 4 | 5212 | 110.14 | 47.32 | 14.37 | 0.91 | 5700 | 82.4
P9TV79PK | Dongguan Bestwon Lighting Co.Ltd | Bestwon | BWRL-80W-E(X)39B(5700K) | Mogul (E39) Screw-Base Replacements for HID Lamps | Mid Output | Replacement Lamps for Outdoor Pole/Arm-mounted Decorative Luminaires (Type B) |  | Standard | FALSE | [9 empty] | 42647 |  | No |  | 4 | 8917 | 107.84 | 82.69 | 18.67 | 0.92 | 5700 | 82.1
P6914FRC | Dongguan Bestwon Lighting Co.Ltd | Bestwon | BWRL-54W-E(X)39B(5700K) | Mogul (E39) Screw-Base Replacements for HID Lamps | Mid Output | Replacement Lamps for Outdoor Pole/Arm-mounted Decorative Luminaires (Type B) |  | Standard | FALSE | [9 empty] | 42647 |  | No |  | 4 | 5570 | 104.07 | 53.52 | 18.17 | 0.92 | 5700 | 82.1
PS3KY1XV | Dongguan Bestwon Lighting Co.Ltd | Bestwon | BWRL-100W-E(X)39B(5700K) | Mogul (E39) Screw-Base Replacements for HID Lamps | High Output | Replacement Lamps for Outdoor Pole/Arm-mounted Decorative Luminaires (Type B) |  | Standard | FALSE | [9 empty] | 42647 |  | No |  | 4 | 13030 | 125.05 | 104.2 | 12.39 | 0.91 | 5700 | 81.6
P38YYV7P | Dongguan Bestwon Lighting Co.Ltd | Bestwon | BWRL-120W-E(X)39B(5700K) | Mogul (E39) Screw-Base Replacements for HID Lamps | High Output | Replacement Lamps for Outdoor Pole/Arm-mounted Decorative Luminaires (Type B) |  | Standard | FALSE | [9 empty] | 42647 |  | No |  | 4 | 12132 | 104.95 | 115.6 | 14.37 | 0.91 | 5700 | 81.5
PWWF3S68 | Dongguan Bestwon Lighting Co.Ltd | Bestwon | BWRL-27W-E(X)39B(5000K) | Mogul (E39) Screw-Base Replacements for HID Lamps | Low Output | Replacement Lamps for Outdoor Pole/Arm-mounted Decorative Luminaires (Type B) |  | Standard | FALSE | [9 empty] | 42647 |  | No |  | 4 | 2629.4 | 95.93 | 27.41 | 17.06 | 0.9 | 5000 | 83.8
P9XP4X81 | Dongguan Bestwon Lighting Co.Ltd | Bestwon | BWRL-54W-E(X)39B(5000K) | Mogul (E39) Screw-Base Replacements for HID Lamps | Mid Output | Replacement Lamps for Outdoor Pole/Arm-mounted Decorative Luminaires (Type B) |  | Standard | FALSE | [9 empty] | 42647 |  | No |  | 4 | 4852.4 | 93.39 | 51.96 | 15.14 | 0.92 | 5000 | 83.7
PJ9TK2PH | Dongguan Bestwon Lighting Co.Ltd | Bestwon | BWRL-80W-E(X)39B (5000K) | Mogul (E39) Screw-Base Replacements for HID Lamps | Mid Output | Replacement Lamps for Outdoor Pole/Arm-mounted Decorative Luminaires (Type B) |  | Standard | FALSE | [9 empty] | 42647 |  | No |  | 4 | 7674.5 | 95.97 | 79.97 | 16.36 | 0.92 | 5000 | 83.5
P9SQW51S | Dongguan Bestwon Lighting Co.Ltd | Bestwon | BWRL-36W-E(X)39B(5000K) | Mogul (E39) Screw-Base Replacements for HID Lamps | Low Output | Replacement Lamps for Outdoor Pole/Arm-mounted Decorative Luminaires (Type B) |  | Standard | FALSE | [9 empty] | 42647 |  | No |  | 4 | 3236.9 | 93.99 | 34.44 | 15.29 | 0.91 | 5000 | 83.5
PKP74CP1 | Dongguan Bestwon Lighting Co.Ltd | Bestwon | BWRL-100W-E(X)39B(5000K) | Mogul (E39) Screw-Base Replacements for HID Lamps | High Output | Replacement Lamps for Outdoor Pole/Arm-mounted Decorative Luminaires (Type B) |  | Standard | FALSE | [9 empty] | 42647 |  | No |  | 4 | 10358 | 99.98 | 103.6 | 11.49 | 0.91 | 5000 | 83.5
PU5CAZSR | Dongguan Bestwon Lighting Co.Ltd | Bestwon | BWRL-120W-E(X)39B(5000K) | Mogul (E39) Screw-Base Replacements for HID Lamps | High Output | Replacement Lamps for Outdoor Pole/Arm-mounted Decorative Luminaires (Type B) |  | Standard | FALSE | [9 empty] | 42647 |  | No |  | 4 | 10717 | 93.52 | 114.6 | 13.75 | 0.91 | 5000 | 83.4
PNQV3CU3 | Dongguan Bestwon Lighting Co.Ltd | Bestwon | BWRL-60W-E(X)39B(5000K) | Mogul (E39) Screw-Base Replacements for HID Lamps | Mid Output | Replacement Lamps for Outdoor Pole/Arm-mounted Decorative Luminaires (Type B) |  | Standard | FALSE | [9 empty] | 42647 |  | No |  | 4 | 5729.1 | 97 | 59.06 | 20.7 | 0.91 | 5000 | 82.3
PXZ134Y3 | Dongguan Bestwon Lighting Co.Ltd | Bestwon | BWRL-45W-E(X)39B(5000K) | Mogul (E39) Screw-Base Replacements for HID Lamps | Low Output | Replacement Lamps for Outdoor Pole/Arm-mounted Decorative Luminaires (Type B) |  | Standard | FALSE | [9 empty] | 42647 |  | No |  | 4 | 4473.9 | 96.98 | 46.13 | 12.34 | 0.91 | 5000 | 81.7
PJWNS8M5 | Dongguan Bestwon Lighting Co.Ltd | Bestwon | BWRL-27W-E(X)39B(4500K) | Mogul (E39) Screw-Base Replacements for HID Lamps | Low Output | Replacement Lamps for Outdoor Pole/Arm-mounted Decorative Luminaires (Type B) |  | Standard | FALSE | [9 empty] | 42647 |  | No |  | 4 | 2629.4 | 95.93 | 27.41 | 17.06 | 0.9 | 4500 | 83.8
PSMH9NED | Dongguan Bestwon Lighting Co.Ltd | Bestwon | BWRL-54W-E(X)39B(4500K) | Mogul (E39) Screw-Base Replacements for HID Lamps | Mid Output | Replacement Lamps for Outdoor Pole/Arm-mounted Decorative Luminaires (Type B) |  | Standard | FALSE | [9 empty] | 42647 |  | No |  | 4 | 4852.4 | 93.39 | 51.96 | 15.14 | 0.92 | 4500 | 83.7
PY6ZZ298 | Dongguan Bestwon Lighting Co.Ltd | Bestwon | BWRL-80W-E(X)39B(4500K) | Mogul (E39) Screw-Base Replacements for HID Lamps | Mid Output | Replacement Lamps for Outdoor Pole/Arm-mounted Decorative Luminaires (Type B) |  | Standard | FALSE | [9 empty] | 42647 |  | No |  | 4 | 7674.5 | 95.97 | 79.97 | 16.36 | 0.92 | 4500 | 83.5
PTPZBMHS | Dongguan Bestwon Lighting Co.Ltd | Bestwon | BWRL-36W-E(X)39B(4500K) | Mogul (E39) Screw-Base Replacements for HID Lamps | Low Output | Replacement Lamps for Outdoor Pole/Arm-mounted Decorative Luminaires (Type B) |  | Standard | FALSE | [9 empty] | 42647 |  | No |  | 4 | 3236.9 | 93.99 | 34.44 | 15.29 | 0.91 | 4500 | 83.5
PU9SGD6M | Dongguan Bestwon Lighting Co.Ltd | Bestwon | BWRL-100W-E(X)39B(4500K) | Mogul (E39) Screw-Base Replacements for HID Lamps | High Output | Replacement Lamps for Outdoor Pole/Arm-mounted Decorative Luminaires (Type B) |  | Standard | FALSE | [9 empty] | 42647 |  | No |  | 4 | 10358 | 99.98 | 103.6 | 11.49 | 0.91 | 4500 | 83.5
P43TR8MC | Dongguan Bestwon Lighting Co.Ltd | Bestwon | BWRL-120W-E(X)39B(4500K) | Mogul (E39) Screw-Base Replacements for HID Lamps | High Output | Replacement Lamps for Outdoor Pole/Arm-mounted Decorative Luminaires (Type B) |  | Standard | FALSE | [9 empty] | 42647 |  | No |  | 4 | 10717 | 93.52 | 114.6 | 13.75 | 0.91 | 4500 | 83.4
P3M3AVBB | Dongguan Bestwon Lighting Co.Ltd | Bestwon | BWRL-60W-E(X)39B(4500K) | Mogul (E39) Screw-Base Replacements for HID Lamps | Mid Output | Replacement Lamps for Outdoor Pole/Arm-mounted Decorative Luminaires (Type B) |  | Standard | FALSE | [9 empty] | 42647 |  | No |  | 4 | 5729.1 | 97 | 59.06 | 20.7 | 0.91 | 4500 | 82.3
PN8RA3WP | Dongguan Bestwon Lighting Co.Ltd | Bestwon | BWRL-45W-E(X)39B(4500K) | Mogul (E39) Screw-Base Replacements for HID Lamps | Low Output | Replacement Lamps for Outdoor Pole/Arm-mounted Decorative Luminaires (Type B) |  | Standard | FALSE | [9 empty] | 42647 |  | No |  | 4 | 4473.9 | 96.98 | 46.13 | 12.34 | 0.91 | 4500 | 81.7
PQEKM4Z2 | Dongguan Bestwon Lighting Co.Ltd | Bestwon | BWRL-27W-E(X)39B(4000K) | Mogul (E39) Screw-Base Replacements for HID Lamps | Low Output | Replacement Lamps for Outdoor Pole/Arm-mounted Decorative Luminaires (Type B) |  | Standard | FALSE | [9 empty] | 42647 |  | No |  | 4 | 2629.4 | 95.93 | 27.41 | 17.06 | 0.9 | 4000 | 83.8
PA9CEKXA | Dongguan Bestwon Lighting Co.Ltd | Bestwon | BWRL-54W-E(X)39B(4000K) | Mogul (E39) Screw-Base Replacements for HID Lamps | Mid Output | Replacement Lamps for Outdoor Pole/Arm-mounted Decorative Luminaires (Type B) |  | Standard | FALSE | [9 empty] | 42647 |  | No |  | 4 | 4852.4 | 93.39 | 51.96 | 15.14 | 0.92 | 4000 | 83.7
P22GJRMX | Dongguan Bestwon Lighting Co.Ltd | Bestwon | BWRL-80W-E(X)39B(4000K) | Mogul (E39) Screw-Base Replacements for HID Lamps | Mid Output | Replacement Lamps for Outdoor Pole/Arm-mounted Decorative Luminaires (Type B) |  | Standard | FALSE | [9 empty] | 42647 |  | No |  | 4 | 7674.5 | 95.97 | 79.97 | 16.36 | 0.92 | 4000 | 83.5
PD41V44R | Dongguan Bestwon Lighting Co.Ltd | Bestwon | BWRL-36W-E(X)39B(4000K) | Mogul (E39) Screw-Base Replacements for HID Lamps | Low Output | Replacement Lamps for Outdoor Pole/Arm-mounted Decorative Luminaires (Type B) |  | Standard | FALSE | [9 empty] | 42647 |  | No |  | 4 | 3236.9 | 93.99 | 34.44 | 15.29 | 0.91 | 4000 | 83.5
P7MYN384 | Dongguan Bestwon Lighting Co.Ltd | Bestwon | BWRL-100W-E(X)39B(4000K) | Mogul (E39) Screw-Base Replacements for HID Lamps | High Output | Replacement Lamps for Outdoor Pole/Arm-mounted Decorative Luminaires (Type B) |  | Standard | FALSE | [9 empty] | 42647 |  | No |  | 4 | 10358 | 99.98 | 103.6 | 11.49 | 0.91 | 4000 | 83.5
P1MWDVZA | Dongguan Bestwon Lighting Co.Ltd | Bestwon | BWRL-120W-E(X)39B(4000K) | Mogul (E39) Screw-Base Replacements for HID Lamps | High Output | Replacement Lamps for Outdoor Pole/Arm-mounted Decorative Luminaires (Type B) |  | Standard | FALSE | [9 empty] | 42647 |  | No |  | 4 | 10717 | 93.52 | 114.6 | 13.75 | 0.91 | 4000 | 83.4
P554PM8P | Dongguan Bestwon Lighting Co.Ltd | Bestwon | BWRL-60W-E(X)39B(4000K) | Mogul (E39) Screw-Base Replacements for HID Lamps | Mid Output | Replacement Lamps for Outdoor Pole/Arm-mounted Decorative Luminaires (Type B) |  | Standard | FALSE | [9 empty] | 42647 |  | No |  | 4 | 5729.1 | 97 | 59.06 | 20.7 | 0.91 | 4000 | 82.3
PAJ99DS7 | Dongguan Bestwon Lighting Co.Ltd | Bestwon | BWRL-45W-E(X)39B(4000K) | Mogul (E39) Screw-Base Replacements for HID Lamps | Low Output | Replacement Lamps for Outdoor Pole/Arm-mounted Decorative Luminaires (Type B) |  | Standard | FALSE | [9 empty] | 42647 |  | No |  | 4 | 4473.9 | 96.98 | 46.13 | 12.34 | 0.91 | 4000 | 81.7
PUNTQVRY | Dongguan Bestwon Lighting Co.Ltd | Bestwon | BWRL-27W-E(X)39B(3500K) | Mogul (E39) Screw-Base Replacements for HID Lamps | Low Output | Replacement Lamps for Outdoor Pole/Arm-mounted Decorative Luminaires (Type B) |  | Standard | FALSE | [9 empty] | 42647 |  | No |  | 4 | 2629.4 | 95.93 | 27.41 | 17.06 | 0.9 | 3500 | 83.8
P74NF27P | Dongguan Bestwon Lighting Co.Ltd | Bestwon | BWRL-54W-E(X)39B(3500K) | Mogul (E39) Screw-Base Replacements for HID Lamps | Mid Output | Replacement Lamps for Outdoor Pole/Arm-mounted Decorative Luminaires (Type B) |  | Standard | FALSE | [9 empty] | 42647 |  | No |  | 4 | 4852.4 | 93.39 | 51.96 | 15.14 | 0.92 | 3500 | 83.7
P7QXWCH7 | Dongguan Bestwon Lighting Co.Ltd | Bestwon | BWRL-80W-E(X)39B(3500K) | Mogul (E39) Screw-Base Replacements for HID Lamps | Mid Output | Replacement Lamps for Outdoor Pole/Arm-mounted Decorative Luminaires (Type B) |  | Standard | FALSE | [9 empty] | 42647 |  | No |  | 4 | 7674.5 | 95.97 | 79.97 | 16.36 | 0.92 | 3500 | 83.5
PCMKQJCR | Dongguan Bestwon Lighting Co.Ltd | Bestwon | BWRL-36W-E(X)39B(3500K) | Mogul (E39) Screw-Base Replacements for HID Lamps | Low Output | Replacement Lamps for Outdoor Pole/Arm-mounted Decorative Luminaires (Type B) |  | Standard | FALSE | [9 empty] | 42647 |  | No |  | 4 | 3236.9 | 93.99 | 34.44 | 15.29 | 0.91 | 3500 | 83.5
P1T1VYHV | Dongguan Bestwon Lighting Co.Ltd | Bestwon | BWRL-100W-E(X)39B(3500K) | Mogul (E39) Screw-Base Replacements for HID Lamps | High Output | Replacement Lamps for Outdoor Pole/Arm-mounted Decorative Luminaires (Type B) |  | Standard | FALSE | [9 empty] | 42647 |  | No |  | 4 | 10358 | 99.98 | 103.6 | 11.49 | 0.91 | 3500 | 83.5
P95MAYW8 | Dongguan Bestwon Lighting Co.Ltd | Bestwon | BWRL-120W-E(X)39B(3500K) | Mogul (E39) Screw-Base Replacements for HID Lamps | High Output | Replacement Lamps for Outdoor Pole/Arm-mounted Decorative Luminaires (Type B) |  | Standard | FALSE | [9 empty] | 42647 |  | No |  | 4 | 10717 | 93.52 | 114.6 | 13.75 | 0.91 | 3500 | 83.4
PKGN9N9D | Dongguan Bestwon Lighting Co.Ltd | Bestwon | BWRL-60W-E(X)39B(3500K) | Mogul (E39) Screw-Base Replacements for HID Lamps | Mid Output | Replacement Lamps for Outdoor Pole/Arm-mounted Decorative Luminaires (Type B) |  | Standard | FALSE | [9 empty] | 42647 |  | No |  | 4 | 5729.1 | 97 | 59.06 | 20.7 | 0.91 | 3500 | 82.3
PAZZ598R | Dongguan Bestwon Lighting Co.Ltd | Bestwon | BWRL-45W-E(X)39B(3500K) | Mogul (E39) Screw-Base Replacements for HID Lamps | Low Output | Replacement Lamps for Outdoor Pole/Arm-mounted Decorative Luminaires (Type B) |  | Standard | FALSE | [9 empty] | 42647 |  | No |  | 4 | 4473.9 | 96.98 | 46.13 | 12.34 | 0.91 | 3500 | 81.7
PKWH48AS | Dongguan Bestwon Lighting Co.Ltd | Bestwon | BWRL-27W-E(X)39B(3000K) | Mogul (E39) Screw-Base Replacements for HID Lamps | Low Output | Replacement Lamps for Outdoor Pole/Arm-mounted Decorative Luminaires (Type B) |  | Standard | FALSE | [9 empty] | 42647 |  | No |  | 4 | 2629.4 | 95.93 | 27.41 | 17.06 | 0.9 | 3000 | 83.8
P641BATN | Dongguan Bestwon Lighting Co.Ltd | Bestwon | BWRL-54W-E(X)39B(3000K) | Mogul (E39) Screw-Base Replacements for HID Lamps | Mid Output | Replacement Lamps for Outdoor Pole/Arm-mounted Decorative Luminaires (Type B) |  | Standard | FALSE | [9 empty] | 42647 |  | No |  | 4 | 4852.4 | 93.39 | 51.96 | 15.14 | 0.92 | 3000 | 83.7
PERCGFUP | Dongguan Bestwon Lighting Co.Ltd | Bestwon | BWRL-80W-E(X)39B(3000K) | Mogul (E39) Screw-Base Replacements for HID Lamps | Mid Output | Replacement Lamps for Outdoor Pole/Arm-mounted Decorative Luminaires (Type B) |  | Standard | FALSE | [9 empty] | 42647 |  | No |  | 4 | 7674.5 | 95.97 | 79.97 | 16.36 | 0.92 | 3000 | 83.5
P3Y6PMVS | Dongguan Bestwon Lighting Co.Ltd | Bestwon | BWRL-36W-E(X)39B(3000K) | Mogul (E39) Screw-Base Replacements for HID Lamps | Low Output | Replacement Lamps for Outdoor Pole/Arm-mounted Decorative Luminaires (Type B) |  | Standard | FALSE | [9 empty] | 42647 |  | No |  | 4 | 3236.9 | 93.99 | 34.44 | 15.29 | 0.91 | 3000 | 83.5
PAC3STFP | Dongguan Bestwon Lighting Co.Ltd | Bestwon | BWRL-100W-E(X)39B(3000K) | Mogul (E39) Screw-Base Replacements for HID Lamps | High Output | Replacement Lamps for Outdoor Pole/Arm-mounted Decorative Luminaires (Type B) |  | Standard | FALSE | [9 empty] | 42647 |  | No |  | 4 | 10358 | 99.98 | 103.6 | 11.49 | 0.91 | 3000 | 83.5
PE3GE3KB | Dongguan Bestwon Lighting Co.Ltd | Bestwon | BWRL-120W-E(X)39B(3000K) | Mogul (E39) Screw-Base Replacements for HID Lamps | High Output | Replacement Lamps for Outdoor Pole/Arm-mounted Decorative Luminaires (Type B) |  | Standard | FALSE | [9 empty] | 42647 |  | No |  | 4 | 10717 | 93.52 | 114.6 | 13.75 | 0.91 | 3000 | 83.4
PGJGYFEJ | Dongguan Bestwon Lighting Co.Ltd | Bestwon | BWRL-60W-E(X)39B(3000K) | Mogul (E39) Screw-Base Replacements for HID Lamps | Mid Output | Replacement Lamps for Outdoor Pole/Arm-mounted Decorative Luminaires (Type B) |  | Standard | FALSE | [9 empty] | 42647 |  | No |  | 4 | 5729.1 | 97 | 59.06 | 20.7 | 0.91 | 3000 | 82.3
P15KN8NM | Dongguan Bestwon Lighting Co.Ltd | Bestwon | BWRL-45W-E(X)39B(3000K) | Mogul (E39) Screw-Base Replacements for HID Lamps | Low Output | Replacement Lamps for Outdoor Pole/Arm-mounted Decorative Luminaires (Type B) |  | Standard | FALSE | [9 empty] | 42647 |  | No |  | 4 | 4473.9 | 96.98 | 46.13 | 12.34 | 0.91 | 3000 | 81.7
P8PWYF9M | SNC OPTO ELECTRONIC CO LTD. | SNC LED | SNC-CLW-80WB1 5700K | Mogul (E39) Screw-Base Replacements for HID Lamps | Mid Output | Replacement Lamps for Outdoor Pole/Arm-mounted Decorative Luminaires (Type B) |  | Standard | FALSE | [9 empty] | 42647 |  | No |  | 4 | 9512 | 117.91 | 80.67 | 17.47 | 0.9 | 5700 | 82.7
PMFQPG4Z | SNC OPTO ELECTRONIC CO LTD. | SNC LED | SNC-CLW-40WB1E39 5700K | Mogul (E39) Screw-Base Replacements for HID Lamps | Mid Output | Replacement Lamps for Outdoor Pole/Arm-mounted Decorative Luminaires (Type B) |  | Standard | FALSE | [9 empty] | 42647 |  | No |  | 4 | 4785 | 119.09 | 40.18 | 15.91 | 0.9 | 5700 | 82.7
PN3APB53 | SNC OPTO ELECTRONIC CO LTD. | SNC LED | SNC-CLW-60WB1E39 5700K | Mogul (E39) Screw-Base Replacements for HID Lamps | Mid Output | Replacement Lamps for Outdoor Pole/Arm-mounted Decorative Luminaires (Type B) |  | Standard | FALSE | [9 empty] | 42647 |  | No |  | 4 | 6705 | 113.81 | 58.91 | 18.94 | 0.9 | 5700 | 82.6
P1EJNKBC | SNC OPTO ELECTRONIC CO LTD. | SNC LED | SNC-CLW-30WB1E39 5700K | Mogul (E39) Screw-Base Replacements for HID Lamps | Low Output | Replacement Lamps for Outdoor Pole/Arm-mounted Decorative Luminaires (Type B) |  | Standard | FALSE | [9 empty] | 42647 |  | No |  | 4 | 3530 | 113.71 | 31.04 | 18.81 | 0.9 | 5700 | 82.6
P8ER9C6E | SNC OPTO ELECTRONIC CO LTD. | SNC LED | SNC-CLW-120WB1 5700K | Mogul (E39) Screw-Base Replacements for HID Lamps | High Output | Replacement Lamps for Outdoor Pole/Arm-mounted Decorative Luminaires (Type B) |  | Standard | FALSE | [9 empty] | 42647 |  | No |  | 4 | 13675 | 116.38 | 117.5 | 19.97 | 0.9 | 5700 | 82.2
PQ57BB3S | SNC OPTO ELECTRONIC CO LTD. | SNC LED | SNC-CLW-100WB1 5700K | Mogul (E39) Screw-Base Replacements for HID Lamps | High Output | Replacement Lamps for Outdoor Pole/Arm-mounted Decorative Luminaires (Type B) |  | Standard | FALSE | [9 empty] | 42647 |  | No |  | 4 | 11852 | 117.81 | 100.6 | 13.59 | 0.9 | 5700 | 82
PKNHUA4A | SNC OPTO ELECTRONIC CO LTD. | SNC LED | SNC-CLW-120WB1 5000K | Mogul (E39) Screw-Base Replacements for HID Lamps | High Output | Replacement Lamps for Outdoor Pole/Arm-mounted Decorative Luminaires (Type B) |  | Standard | FALSE | [9 empty] | 42647 |  | No |  | 4 | 13305 | 114.6 | 116.1 | 18.96 | 0.9 | 5000 | 82.3
PGKWNXZ3 | SNC OPTO ELECTRONIC CO LTD. | SNC LED | SNC-CLW-40WB1E39 5000K | Mogul (E39) Screw-Base Replacements for HID Lamps | Mid Output | Replacement Lamps for Outdoor Pole/Arm-mounted Decorative Luminaires (Type B) |  | Standard | FALSE | [9 empty] | 42647 |  | No |  | 4 | 4524.7 | 114.23 | 39.61 | 15.14 | 0.9 | 5000 | 82.3
PY1HNEG5 | SNC OPTO ELECTRONIC CO LTD. | SNC LED | SNC-CLW-80WB1 5000K | Mogul (E39) Screw-Base Replacements for HID Lamps | Mid Output | Replacement Lamps for Outdoor Pole/Arm-mounted Decorative Luminaires (Type B) |  | Standard | FALSE | [9 empty] | 42647 |  | No |  | 4 | 9298.2 | 115.91 | 80.22 | 14.56 | 0.91 | 5000 | 82.2
PSWNMGU5 | SNC OPTO ELECTRONIC CO LTD. | SNC LED | SNC-CLW-30WB1E39 5000K | Mogul (E39) Screw-Base Replacements for HID Lamps | Low Output | Replacement Lamps for Outdoor Pole/Arm-mounted Decorative Luminaires (Type B) |  | Standard | FALSE | [9 empty] | 42647 |  | No |  | 4 | 3372.8 | 110.51 | 30.52 | 18.01 | 0.9 | 5000 | 82.1
PYPTV8E4 | SNC OPTO ELECTRONIC CO LTD. | SNC LED | SNC-CLW-60WB1E39 5000K | Mogul (E39) Screw-Base Replacements for HID Lamps | Mid Output | Replacement Lamps for Outdoor Pole/Arm-mounted Decorative Luminaires (Type B) |  | Standard | FALSE | [9 empty] | 42647 |  | No |  | 4 | 6473.2 | 110.9 | 58.37 | 17.57 | 0.9 | 5000 | 82.1
PBR35BB2 | SNC OPTO ELECTRONIC CO LTD. | SNC LED | SNC-CLW-100WB1 5000K | Mogul (E39) Screw-Base Replacements for HID Lamps | High Output | Replacement Lamps for Outdoor Pole/Arm-mounted Decorative Luminaires (Type B) |  | Standard | FALSE | [9 empty] | 42647 |  | No |  | 4 | 11462 | 114.62 | 100 | 12.15 | 0.9 | 5000 | 82.1
P92FUA8P | SNC OPTO ELECTRONIC CO LTD. | SNC LED | SNC-CLW-120WB1 4500K | Mogul (E39) Screw-Base Replacements for HID Lamps | High Output | Replacement Lamps for Outdoor Pole/Arm-mounted Decorative Luminaires (Type B) |  | Standard | FALSE | [9 empty] | 42647 |  | No |  | 4 | 13305 | 114.6 | 116.1 | 18.96 | 0.9 | 4500 | 82.3
PZGV9TZT | SNC OPTO ELECTRONIC CO LTD. | SNC LED | SNC-CLW-40WB1E39 4500K | Mogul (E39) Screw-Base Replacements for HID Lamps | Mid Output | Replacement Lamps for Outdoor Pole/Arm-mounted Decorative Luminaires (Type B) |  | Standard | FALSE | [9 empty] | 42647 |  | No |  | 4 | 4524.7 | 114.23 | 39.61 | 15.14 | 0.9 | 4500 | 82.3
PB9QJ3MS | SNC OPTO ELECTRONIC CO LTD. | SNC LED | SNC-CLW-80WB1 4500K | Mogul (E39) Screw-Base Replacements for HID Lamps | Mid Output | Replacement Lamps for Outdoor Pole/Arm-mounted Decorative Luminaires (Type B) |  | Standard | FALSE | [9 empty] | 42647 |  | No |  | 4 | 9298.2 | 115.91 | 80.22 | 14.56 | 0.91 | 4500 | 82.2
P9KV1V7Y | SNC OPTO ELECTRONIC CO LTD. | SNC LED | SNC-CLW-30WB1E39 4500K | Mogul (E39) Screw-Base Replacements for HID Lamps | Low Output | Replacement Lamps for Outdoor Pole/Arm-mounted Decorative Luminaires (Type B) |  | Standard | FALSE | [9 empty] | 42647 |  | No |  | 4 | 3372.8 | 110.51 | 30.52 | 18.01 | 0.9 | 4500 | 82.1
PFYEW9T1 | SNC OPTO ELECTRONIC CO LTD. | SNC LED | SNC-CLW-60WB1E39 4500K | Mogul (E39) Screw-Base Replacements for HID Lamps | Mid Output | Replacement Lamps for Outdoor Pole/Arm-mounted Decorative Luminaires (Type B) |  | Standard | FALSE | [9 empty] | 42647 |  | No |  | 4 | 6473.2 | 110.9 | 58.37 | 17.57 | 0.9 | 4500 | 82.1
PYWMB8FQ | SNC OPTO ELECTRONIC CO LTD. | SNC LED | SNC-CLW-100WB1 4500K | Mogul (E39) Screw-Base Replacements for HID Lamps | High Output | Replacement Lamps for Outdoor Pole/Arm-mounted Decorative Luminaires (Type B) |  | Standard | FALSE | [9 empty] | 42647 |  | No |  | 4 | 11462 | 114.62 | 100 | 12.15 | 0.9 | 4500 | 82.1
PXYEYN6J | DRK Enterprises | MyLEDLightingGuide | MLLG-ID-LED-PT-120W-2700 | Mogul (E39) Screw-Base Replacements for HID Lamps | High Output | Replacement Lamps for Outdoor Pole/Arm-mounted Decorative Luminaires (Type B) |  | Standard | TRUE | 12145 | 97.86 | 124.1 | 8.37 | 0.9644 | 2757 | 81.7 | 5 | 50000 | 42646 |  | No | Updated on 7/29/2016 | 4 | 14640 | 122 | 120 | 8.37 | 0.9644 | 2700 | 81.7
P33J5SPN | DRK Enterprises | MyLEDLightingGuide | MLLG-ID-LED-PT-100W-2700 | Mogul (E39) Screw-Base Replacements for HID Lamps | High Output | Replacement Lamps for Outdoor Pole/Arm-mounted Decorative Luminaires (Type B) |  | Standard | TRUE | 10248 | 97.51 | 105.1 | 9.02 | 0.9544 | 2739 | 82.1 | 5 | 50000 | 42646 |  | No | Updated on 7/29/2016 | 4 | 12200 | 122 | 100 | 9.02 | 0.9544 | 2700 | 82.1
P9YAUQFP | DRK Enterprises | MyLEDLightingGuide | MLLG-ID-LED-PT-80W-2700 | Mogul (E39) Screw-Base Replacements for HID Lamps | Mid Output | Replacement Lamps for Outdoor Pole/Arm-mounted Decorative Luminaires (Type B) |  | Standard | TRUE | 7963.3 | 97.08 | 82.03 | 9.93 | 0.9362 | 2743 | 82.1 | 5 | 50000 | 42646 |  | No | Updated on 7/29/2016 | 4 | 9760 | 122 | 80 | 9.93 | 0.9362 | 2700 | 82.1
P1YPF7DN | DRK Enterprises | MyLEDLightingGuide | MLLG-ID-LED-PT-45W-2700 | Mogul (E39) Screw-Base Replacements for HID Lamps | Low Output | Replacement Lamps for Outdoor Pole/Arm-mounted Decorative Luminaires (Type B) |  | Standard | TRUE | 4338.5 | 94.07 | 46.12 | 14.72 | 0.9079 | 2725 | 82.1 | 5 | 50000 | 42646 |  | No |  | 4 | 5490 | 122 | 45 | 14.72 | 0.9079 | 2700 | 82.1
PYYNGFUU | DRK Enterprises | MyLEDLightingGuide | MLLG-ID-LED-PT-36W-2700 | Mogul (E39) Screw-Base Replacements for HID Lamps | Low Output | Replacement Lamps for Outdoor Pole/Arm-mounted Decorative Luminaires (Type B) |  | Standard | TRUE | 3591 | 94.7 | 37.92 | 18.76 | 0.9064 | 2806 | 83.4 | 5 | 50000 | 42646 |  | No |  | 4 | 4379 | 122 | 36 | 18.76 | 0.9064 | 2700 | 83.4
PGADRN3G | DRK Enterprises | MyLEDLightingGuide | MLLG-ID-LED-PT-54W-2700 | Mogul (E39) Screw-Base Replacements for HID Lamps | Mid Output | Replacement Lamps for Outdoor Pole/Arm-mounted Decorative Luminaires (Type B) |  | Standard | TRUE | 5277 | 93.83 | 56.24 | 13.04 | 0.9061 | 2721 | 81.6 | 5 | 50000 | 42646 |  | No |  | 4 | 6588 | 122 | 54 | 13.04 | 0.9061 | 2700 | 81.6
PQTAC3MQ | DRK Enterprises | MyLEDLightingGuide | MLLG-ID-LED-PT-27W-2700 | Mogul (E39) Screw-Base Replacements for HID Lamps | Low Output | Replacement Lamps for Outdoor Pole/Arm-mounted Decorative Luminaires (Type B) |  | Standard | TRUE | 2766.8 | 96.04 | 28.81 | 19.92 | 0.9005 | 2769 | 83.2 | 5 | 50000 | 42646 |  | No |  | 4 | 3267 | 122 | 27 | 19.92 | 0.9005 | 2700 | 83.2
P4FUD2GZ | DRK Enterprises | MyLEDLightingGuide | MLLG-ID-LED-PT-36W-5700 | Mogul (E39) Screw-Base Replacements for HID Lamps | Low Output | Replacement Lamps for Outdoor Pole/Arm-mounted Decorative Luminaires (Type B) |  | Standard | FALSE | [9 empty] | 42646 |  | No |  | 4 | 4752 | 132 | 36 | 18.69 | 0.9122 | 5700 | 82.9
PG5VYK46 | DRK Enterprises | MyLEDLightingGuide | MLLG-ID-LED-PT-120W-5700 | Mogul (E39) Screw-Base Replacements for HID Lamps | High Output | Replacement Lamps for Outdoor Pole/Arm-mounted Decorative Luminaires (Type B) |  | Standard | FALSE | [9 empty] | 42646 |  | No | Updated on 7/29/2016 | 4 | 15840 | 132 | 120 | 8.33 | 0.9645 | 5700 | 82.9
PM9592Q1 | DRK Enterprises | MyLEDLightingGuide | MLLG-ID-LED-PT-54W-5700 | Mogul (E39) Screw-Base Replacements for HID Lamps | Mid Output | Replacement Lamps for Outdoor Pole/Arm-mounted Decorative Luminaires (Type B) |  | Standard | FALSE | [9 empty] | 42646 |  | No |  | 4 | 7128 | 132 | 54 | 13.11 | 0.9176 | 5700 | 82.5
PBMKV657 | DRK Enterprises | MyLEDLightingGuide | MLLG-ID-LED-PT-80W-5700 | Mogul (E39) Screw-Base Replacements for HID Lamps | Mid Output | Replacement Lamps for Outdoor Pole/Arm-mounted Decorative Luminaires (Type B) |  | Standard | FALSE | [9 empty] | 42646 |  | No | Updated on 7/29/2016 | 4 | 10560 | 132 | 80 | 9.88 | 0.9362 | 5700 | 82.5
PZ6PKZ6H | DRK Enterprises | MyLEDLightingGuide | MLLG-ID-LED-PT-100W-5700 | Mogul (E39) Screw-Base Replacements for HID Lamps | High Output | Replacement Lamps for Outdoor Pole/Arm-mounted Decorative Luminaires (Type B) |  | Standard | FALSE | [9 empty] | 42646 |  | No | Updated on 7/29/2016 | 4 | 13200 | 132 | 100 | 8.95 | 0.9566 | 5700 | 82.5
P67GT8D3 | DRK Enterprises | MyLEDLightingGuide | MLLG-ID-LED-PT-27W-5700 | Mogul (E39) Screw-Base Replacements for HID Lamps | Low Output | Replacement Lamps for Outdoor Pole/Arm-mounted Decorative Luminaires (Type B) |  | Standard | FALSE | [9 empty] | 42646 |  | No |  | 4 | 3568 | 132 | 27 | 19.95 | 0.8979 | 5700 | 82.4
PE9TAM47 | DRK Enterprises | MyLEDLightingGuide | MLLG-ID-LED-PT-45W-5700 | Mogul (E39) Screw-Base Replacements for HID Lamps | Low Output | Replacement Lamps for Outdoor Pole/Arm-mounted Decorative Luminaires (Type B) |  | Standard | FALSE | [9 empty] | 42646 |  | No |  | 4 | 5940 | 132 | 45 | 14.65 | 0.9041 | 5700 | 82.3
PRK1RX46 | DRK Enterprises | MyLEDLightingGuide | MLLG-ID-LED-PT-36W-4000 | Mogul (E39) Screw-Base Replacements for HID Lamps | Low Output | Replacement Lamps for Outdoor Pole/Arm-mounted Decorative Luminaires (Type B) |  | Standard | FALSE | [9 empty] | 42646 |  | No |  | 4 | 4644 | 130 | 36 | 18.76 | 0.9064 | 4000 | 83.4
P3X1MXWM | DRK Enterprises | MyLEDLightingGuide | MLLG-ID-LED-PT-27W-4000 | Mogul (E39) Screw-Base Replacements for HID Lamps | Low Output | Replacement Lamps for Outdoor Pole/Arm-mounted Decorative Luminaires (Type B) |  | Standard | FALSE | [9 empty] | 42646 |  | No |  | 4 | 3483 | 130 | 27 | 19.92 | 0.9005 | 4000 | 83.2
PHJQFC7B | DRK Enterprises | MyLEDLightingGuide | MLLG-ID-LED-PT-45W-4000 | Mogul (E39) Screw-Base Replacements for HID Lamps | Low Output | Replacement Lamps for Outdoor Pole/Arm-mounted Decorative Luminaires (Type B) |  | Standard | FALSE | [9 empty] | 42646 |  | No |  | 4 | 5850 | 130 | 45 | 14.72 | 0.9079 | 4000 | 82.1
PA8AHRF4 | DRK Enterprises | MyLEDLightingGuide | MLLG-ID-LED-PT-80W-4000 | Mogul (E39) Screw-Base Replacements for HID Lamps | Mid Output | Replacement Lamps for Outdoor Pole/Arm-mounted Decorative Luminaires (Type B) |  | Standard | FALSE | [9 empty] | 42646 |  | No | Updated on 7/29/2016 | 4 | 10400 | 130 | 80 | 9.93 | 0.9362 | 4000 | 82.1
PNC68X4R | DRK Enterprises | MyLEDLightingGuide | MLLG-ID-LED-PT-100W-4000 | Mogul (E39) Screw-Base Replacements for HID Lamps | High Output | Replacement Lamps for Outdoor Pole/Arm-mounted Decorative Luminaires (Type B) |  | Standard | FALSE | [9 empty] | 42646 |  | No | Updated on 7/29/2016 | 4 | 13000 | 130 | 100 | 9.02 | 0.9544 | 4000 | 82.1
P3FADPSB | DRK Enterprises | MyLEDLightingGuide | MLLG-ID-LED-PT-120W-4000 | Mogul (E39) Screw-Base Replacements for HID Lamps | High Output | Replacement Lamps for Outdoor Pole/Arm-mounted Decorative Luminaires (Type B) |  | Standard | FALSE | [9 empty] | 42646 |  | No | Updated on 7/29/2016 | 4 | 15600 | 130 | 120 | 8.37 | 0.9644 | 4000 | 81.7
P5Y6X26Z | DRK Enterprises | MyLEDLightingGuide | MLLG-ID-LED-PT-54W-4000 | Mogul (E39) Screw-Base Replacements for HID Lamps | Mid Output | Replacement Lamps for Outdoor Pole/Arm-mounted Decorative Luminaires (Type B) |  | Standard | FALSE | [9 empty] | 42646 |  | No |  | 4 | 7020 | 130 | 54 | 13.04 | 0.9061 | 4000 | 81.6
PYZRG4SH | Keystone Technologies | Keystone | KT-LED27HID-EX39-830-D | Mogul (E39) Screw-Base Replacements for HID Lamps | Low Output | Replacement Lamps for Outdoor Pole/Arm-mounted Decorative Luminaires (Type B) |  | Standard | TRUE | 2290.2 | 90.2 | 25.4 | 21.27 | 0.9838 | 2995 | 81 | 5 | 50000 | 42643 |  | Yes |  | 3.1 | 3240 | 120 | 27 | 21.27 | 0.9 | 3000 | 80
PQND3W18 | ARVA LLC | HyLite | HL-OC-120W-E39/EX39-27K | Mogul (E39) Screw-Base Replacements for HID Lamps | High Output | Replacement Lamps for Outdoor Pole/Arm-mounted Decorative Luminaires (Type B) |  | Standard | TRUE | 12145 | 97.86 | 124.1 | 8.37 | 0.9644 | 2757 | 81.7 | 5 |  | 42643 |  | No | Updated on 10/14/2016 | 4 | 14640 | 122 | 124.1 | 8.37 | 0.9644 | 2700 | 81.7
PRK2SJ32 | Light Efficient Design |  | LED-8046M30-A | Mogul (E39) Screw-Base Replacements for HID Lamps | Mid Output | Replacement Lamps for Outdoor Pole/Arm-mounted Decorative Luminaires (Type B) |  | Standard | TRUE | 5580.1 | 83.02 | 67.21 | 19.75 | 0.959 | 3094 | 82.2 | 5 | 50000 | 42643 |  | No |  | 3.1 | 5580.1 | 83.02 | 67.21 | 19.75 | 0.96 | 3000 | 82.2
PWSDED5M | ARVA LLC | HyLite | HL-OC-100W-E39/EX39-27K | Mogul (E39) Screw-Base Replacements for HID Lamps | High Output | Replacement Lamps for Outdoor Pole/Arm-mounted Decorative Luminaires (Type B) |  | Standard | TRUE | 10248 | 97.51 | 105.1 | 9.02 | 0.9544 | 2739 | 82.1 | 5 |  | 42643 |  | No | Updated on 10/14/2016 | 4 | 12200 | 122 | 105.1 | 9.02 | 0.9544 | 2700 | 82.1
P28JSPC3 | Light Efficient Design |  | LED-8024M30-A | Mogul (E39) Screw-Base Replacements for HID Lamps | Low Output | Replacement Lamps for Outdoor Pole/Arm-mounted Decorative Luminaires (Type B) |  | Standard | TRUE | 3698.5 | 81.81 | 45.21 | 19.18 | 0.9534 | 3006 | 83 | 5 | 50000 | 42643 |  | No |  | 3.1 | 3698.5 | 81.81 | 45.21 | 19.18 | 0.95 | 3000 | 83
PARK1MUV | ARVA LLC | HyLite | HL-OC-80W-E39/EX39-27K | Mogul (E39) Screw-Base Replacements for HID Lamps | Mid Output | Replacement Lamps for Outdoor Pole/Arm-mounted Decorative Luminaires (Type B) |  | Standard | TRUE | 7963.3 | 97.08 | 82.03 | 9.93 | 0.9362 | 2743 | 82.1 | 5 |  | 42643 |  | No | Updated on 10/14/2016 | 4 | 9760 | 122 | 82.03 | 9.93 | 0.9362 | 2700 | 82.1
PRMN6GX5 | Light Efficient Design |  | LED-8046M30C-A | Mogul (E39) Screw-Base Replacements for HID Lamps | Mid Output | Replacement Lamps for Outdoor Pole/Arm-mounted Decorative Luminaires (Type B) |  | Standard | TRUE | 5242 | 80.67 | 64.98 | 18.5 | 0.93 | 3097 | 82.1 | 5 | 50000 | 42643 |  | No |  | 3.1 | 5296.4 | 82.04 | 64.56 | 18.5 | 0.93 | 3000 | 82.1
PUXCNXF4 | Keystone Technologies | Keystone | KT-LED36HID-EX39-840-D | Mogul (E39) Screw-Base Replacements for HID Lamps | Low Output | Replacement Lamps for Outdoor Pole/Arm-mounted Decorative Luminaires (Type B) |  | Standard | TRUE | 3513.3 | 100.3 | 34.98 | 15.59 | 0.9279 | 4019 | 82.8 | 5 | 50000 | 42643 |  | No |  | 4 | 4320 | 120 | 36 | 15.59 | 0.93 | 4000 | 80
PMZ5JDEW | Dongguan Bestwon Lighting Co.Ltd | Bestwon | BWRL-120W-E(X)39A(2700K) | Mogul (E39) Screw-Base Replacements for HID Lamps | High Output | Replacement Lamps for Outdoor Pole/Arm-mounted Decorative Luminaires (Type B) |  | Standard | TRUE | 10933 | 92.65 | 118 | 13.65 | 0.9139 | 2788 | 83.4 | 5 | 50000 | 42643 |  | No | Updated on 11/23/2016 | 4 | 13200 | 110 | 120 | 13.65 | 0.91 | 2700 | 83.4
PS6QYQ83 | ARVA LLC | HyLite | HL-OC-45W-E39/EX39-27K | Mogul (E39) Screw-Base Replacements for HID Lamps | Low Output | Replacement Lamps for Outdoor Pole/Arm-mounted Decorative Luminaires (Type B) |  | Standard | TRUE | 4338.5 | 94.07 | 46.12 | 14.72 | 0.9079 | 2725 | 82.1 | 5 |  | 42643 |  | No | Updated on 10/14/2016 | 4 | 5490 | 122 | 46.12 | 14.72 | 0.9079 | 2700 | 82.1
P4QZ5H5P | ARVA LLC | HyLite | HL-OC-36W-E39/EX39-27K | Mogul (E39) Screw-Base Replacements for HID Lamps | Low Output | Replacement Lamps for Outdoor Pole/Arm-mounted Decorative Luminaires (Type B) |  | Standard | TRUE | 3591 | 94.7 | 37.92 | 18.76 | 0.9064 | 2806 | 83.4 | 5 |  | 42643 |  | No | Updated on 10/14/2016 | 4 | 4379 | 122 | 37.92 | 18.76 | 0.9064 | 2700 | 83.4
PARHWCVY | ARVA LLC | HyLite | HL-OC-54W-E39/EX39-27K | Mogul (E39) Screw-Base Replacements for HID Lamps | Mid Output | Replacement Lamps for Outdoor Pole/Arm-mounted Decorative Luminaires (Type B) |  | Standard | TRUE | 5277 | 93.83 | 56.24 | 13.04 | 0.9061 | 2721 | 81.6 | 5 |  | 42643 |  | No | Updated on 10/14/2016 | 4 | 6588 | 122 | 56.24 | 13.04 | 0.9061 | 2700 | 81.6
PTUHGDCH | Light Efficient Design |  | LED-8024M30C-A | Mogul (E39) Screw-Base Replacements for HID Lamps | Low Output | Replacement Lamps for Outdoor Pole/Arm-mounted Decorative Luminaires (Type B) |  | Standard | TRUE | 3508.3 | 83.12 | 42.21 | 17.25 | 0.9034 | 2975 | 82.8 | 5 | 50000 | 42643 |  | No |  | 3.1 | 3607.2 | 85 | 42.44 | 17.25 | 0.9 | 3000 | 82.8
PW8Z1HXF | LEDone Distribution Inc. | LEDone | LOD-MCL-45W30KHL | Mogul (E39) Screw-Base Replacements for HID Lamps | Mid Output | Replacement Lamps for Outdoor Pole/Arm-mounted Decorative Luminaires (Type B) |  | Standard | TRUE | 5574.85 | 118.99 | 46.851 | 16.7 | 0.903 | 2913 | 81.7 | 5 | 50000 | 42643 |  | No |  | 4 | 5446.5 | 119.1 | 45.7 | 16.3 | 0.903 | 2913 | 81.7
P4J69S2C | Dongguan Bestwon Lighting Co.Ltd | Bestwon | BWRL-60W-E(X)39A(2700K) | Mogul (E39) Screw-Base Replacements for HID Lamps | Mid Output | Replacement Lamps for Outdoor Pole/Arm-mounted Decorative Luminaires (Type B) |  | Standard | TRUE | 5747.1 | 96.2 | 59.74 | 20.97 | 0.9027 | 2791 | 83.7 | 5 | 50000 | 42643 |  | No | Updated on 11/23/2016 | 4 | 6780 | 113 | 60 | 20.97 | 0.9 | 2700 | 83.7
PBMK5DX9 | LEDone Distribution Inc. | LEDone | LOD-MCL-27W30KHL | Mogul (E39) Screw-Base Replacements for HID Lamps | Low Output | Replacement Lamps for Outdoor Pole/Arm-mounted Decorative Luminaires (Type B) |  | Standard | TRUE | 3242.53 | 124.17 | 26.114 | 13.9 | 0.902 | 2903 | 81.8 | 5 | 50000 | 42643 |  | No |  | 4 | 3356.1 | 126.6 | 26.5 | 13.6 | 0.902 | 2903 | 81.8
PN6A9Z5P | Dongguan Bestwon Lighting Co.Ltd | Bestwon | BWRL-100W-E(X)39A(2700K) | Mogul (E39) Screw-Base Replacements for HID Lamps | High Output | Replacement Lamps for Outdoor Pole/Arm-mounted Decorative Luminaires (Type B) |  | Standard | TRUE | 10031 | 101.56 | 98.77 | 15 | 0.9017 | 2784 | 83.4 | 5 | 50000 | 42643 |  | No | Updated on 11/23/2016 | 4 | 11700 | 117 | 100 | 15 | 0.9 | 2700 | 83.4
P47ZVKE9 | LEDone Distribution Inc. | LEDone | LOD-MCL-54W30KHL | Mogul (E39) Screw-Base Replacements for HID Lamps | Mid Output | Replacement Lamps for Outdoor Pole/Arm-mounted Decorative Luminaires (Type B) |  | Standard | TRUE | 6323.82 | 123.67 | 51.136 | 17.1 | 0.901 | 2904 | 81.9 | 5 | 50000 | 42643 |  | No |  | 4 | 6400.1 | 124.7 | 51.3 | 16.7 | 0.901 | 2904 | 81.9
PR4TSGZC | ARVA LLC | HyLite | HL-OC-27W-E39/EX39-27K | Mogul (E39) Screw-Base Replacements for HID Lamps | Low Output | Replacement Lamps for Outdoor Pole/Arm-mounted Decorative Luminaires (Type B) |  | Standard | TRUE | 2766.8 | 96.04 | 28.81 | 19.92 | 0.9005 | 2769 | 83.2 | 5 |  | 42643 |  | No | Updated on 10/14/2016 | 4 | 3267 | 122 | 28.81 | 19.92 | 0.9005 | 2700 | 83.2
P5QE5SMA | LEDone Distribution Inc. | LEDone | LOD-MCL-36W30KHL | Mogul (E39) Screw-Base Replacements for HID Lamps | Low Output | Replacement Lamps for Outdoor Pole/Arm-mounted Decorative Luminaires (Type B) |  | Standard | TRUE | 4082.147 | 122.587 | 33.3 | 17.9 | 0.9 | 2899 | 81.7 | 5 | 50000 | 42643 |  | No |  | 4 | 4082.1 | 122.5 | 33.3 | 17.3 | 0.9 | 2899 | 81.7
P2FVWPHB | Dongguan Bestwon Lighting Co.Ltd | Bestwon | BWRL-60W-E(X)39A(5700K) | Mogul (E39) Screw-Base Replacements for HID Lamps | Mid Output | Replacement Lamps for Outdoor Pole/Arm-mounted Decorative Luminaires (Type B) |  | Standard | FALSE | [9 empty] | 42643 |  | No | Updated on 11/23/2016 | 4 | 7500 | 125 | 60 | 22.37 | 0.9 | 5700 | 86.1
PY9Q4AVP | Dongguan Bestwon Lighting Co.Ltd | Bestwon | BWRL-100W-E(X)39A(5700K) | Mogul (E39) Screw-Base Replacements for HID Lamps | High Output | Replacement Lamps for Outdoor Pole/Arm-mounted Decorative Luminaires (Type B) |  | Standard | FALSE | [9 empty] | 42643 |  | No | Updated on 11/23/2016 | 4 | 12900 | 129 | 100 | 16.29 | 0.9 | 5700 | 85.9
P95DJTP9 | Dongguan Bestwon Lighting Co.Ltd | Bestwon | BWRL-120W-E(X)39A(5700K) | Mogul (E39) Screw-Base Replacements for HID Lamps | High Output | Replacement Lamps for Outdoor Pole/Arm-mounted Decorative Luminaires (Type B) |  | Standard | FALSE | [9 empty] | 42643 |  | No | Updated on 11/23/2016 | 4 | 14640 | 122 | 120 | 14.91 | 0.91 | 5700 | 85.8
PENG4JN4 | Dongguan Bestwon Lighting Co.Ltd | Bestwon | BWRL-60W-E(X)39A(5000K) | Mogul (E39) Screw-Base Replacements for HID Lamps | Mid Output | Replacement Lamps for Outdoor Pole/Arm-mounted Decorative Luminaires (Type B) |  | Standard | FALSE | [9 empty] | 42643 |  | No | Updated on 11/23/2016 | 4 | 7380 | 123 | 60 | 20.97 | 0.9 | 5000 | 83.7
P5UD1NPD | Dongguan Bestwon Lighting Co.Ltd | Bestwon | BWRL-100W-E(X)39A(5000K) | Mogul (E39) Screw-Base Replacements for HID Lamps | High Output | Replacement Lamps for Outdoor Pole/Arm-mounted Decorative Luminaires (Type B) |  | Standard | FALSE | [9 empty] | 42643 |  | No | Updated on 11/23/2016 | 4 | 12700 | 127 | 100 | 15 | 0.9 | 5000 | 83.4
P5KW1EDS | Dongguan Bestwon Lighting Co.Ltd | Bestwon | BWRL-120W-E(X)39A(5000K) | Mogul (E39) Screw-Base Replacements for HID Lamps | High Output | Replacement Lamps for Outdoor Pole/Arm-mounted Decorative Luminaires (Type B) |  | Standard | FALSE | [9 empty] | 42643 |  | No | Updated on 11/23/2016 | 4 | 14400 | 120 | 120 | 13.65 | 0.91 | 5000 | 83.4
PRV6UY2T | Dongguan Bestwon Lighting Co.Ltd | Bestwon | BWRL-60W-E(X)39A(4500K) | Mogul (E39) Screw-Base Replacements for HID Lamps | Mid Output | Replacement Lamps for Outdoor Pole/Arm-mounted Decorative Luminaires (Type B) |  | Standard | FALSE | [9 empty] | 42643 |  | No | Updated on 11/23/2016 | 4 | 7260 | 121 | 60 | 20.97 | 0.9 | 4500 | 83.7
PGYZPPYA | Dongguan Bestwon Lighting Co.Ltd | Bestwon | BWRL-100W-E(X)39A(4500K) | Mogul (E39) Screw-Base Replacements for HID Lamps | High Output | Replacement Lamps for Outdoor Pole/Arm-mounted Decorative Luminaires (Type B) |  | Standard | FALSE | [9 empty] | 42643 |  | No | Updated on 11/23/2016 | 4 | 12500 | 125 | 100 | 15 | 0.9 | 4500 | 83.4
PSPJY5VX | Dongguan Bestwon Lighting Co.Ltd | Bestwon | BWRL-120W-E(X)39A(4500K) | Mogul (E39) Screw-Base Replacements for HID Lamps | High Output | Replacement Lamps for Outdoor Pole/Arm-mounted Decorative Luminaires (Type B) |  | Standard | FALSE | [9 empty] | 42643 |  | No | Updated on 11/23/2016 | 4 | 14160 | 118 | 120 | 13.65 | 0.91 | 4500 | 83.4
PN1UCQH3 | Dongguan Bestwon Lighting Co.Ltd | Bestwon | BWRL-60W-E(X)39A(4000K) | Mogul (E39) Screw-Base Replacements for HID Lamps | Mid Output | Replacement Lamps for Outdoor Pole/Arm-mounted Decorative Luminaires (Type B) |  | Standard | FALSE | [9 empty] | 42643 |  | No | Updated on 11/23/2016 | 4 | 7140 | 119 | 60 | 20.97 | 0.9 | 4000 | 83.7
P2A1N81K | Dongguan Bestwon Lighting Co.Ltd | Bestwon | BWRL-100W-E(X)39A(4000K) | Mogul (E39) Screw-Base Replacements for HID Lamps | High Output | Replacement Lamps for Outdoor Pole/Arm-mounted Decorative Luminaires (Type B) |  | Standard | FALSE | [9 empty] | 42643 |  | No | Updated on 11/23/2016 | 4 | 12300 | 123 | 100 | 15 | 0.9 | 4000 | 83.4
PHSAHKX4 | Dongguan Bestwon Lighting Co.Ltd | Bestwon | BWRL-120W-E(X)39A(4000K) | Mogul (E39) Screw-Base Replacements for HID Lamps | High Output | Replacement Lamps for Outdoor Pole/Arm-mounted Decorative Luminaires (Type B) |  | Standard | FALSE | [9 empty] | 42643 |  | No | Updated on 11/23/2016 | 4 | 13920 | 116 | 120 | 13.65 | 0.91 | 4000 | 83.4
PT64XQCS | Dongguan Bestwon Lighting Co.Ltd | Bestwon | BWRL-60W-E(X)39A(3500K) | Mogul (E39) Screw-Base Replacements for HID Lamps | Mid Output | Replacement Lamps for Outdoor Pole/Arm-mounted Decorative Luminaires (Type B) |  | Standard | FALSE | [9 empty] | 42643 |  | No | Updated on 11/23/2016 | 4 | 7020 | 117 | 60 | 20.97 | 0.9 | 3500 | 83.7
PEPDBTN1 | Dongguan Bestwon Lighting Co.Ltd | Bestwon | BWRL-100W-E(X)39A(3500K) | Mogul (E39) Screw-Base Replacements for HID Lamps | High Output | Replacement Lamps for Outdoor Pole/Arm-mounted Decorative Luminaires (Type B) |  | Standard | FALSE | [9 empty] | 42643 |  | No | Updated on 11/23/2016 | 4 | 12100 | 121 | 100 | 15 | 0.9 | 3500 | 83.4
PKZQW7PV | Dongguan Bestwon Lighting Co.Ltd | Bestwon | BWRL-120W-E(X)39A(3500K) | Mogul (E39) Screw-Base Replacements for HID Lamps | High Output | Replacement Lamps for Outdoor Pole/Arm-mounted Decorative Luminaires (Type B) |  | Standard | FALSE | [9 empty] | 42643 |  | No | Updated on 11/23/2016 | 4 | 13680 | 114 | 120 | 13.65 | 0.91 | 3500 | 83.4
P3D47BD1 | Dongguan Bestwon Lighting Co.Ltd | Bestwon | BWRL-60W-E(X)39A(3000K) | Mogul (E39) Screw-Base Replacements for HID Lamps | Mid Output | Replacement Lamps for Outdoor Pole/Arm-mounted Decorative Luminaires (Type B) |  | Standard | FALSE | [9 empty] | 42643 |  | No | Updated on 11/23/2016 | 4 | 6900 | 115 | 60 | 20.97 | 0.9 | 3000 | 83.7
PQBT9AJZ | Dongguan Bestwon Lighting Co.Ltd | Bestwon | BWRL-100W-E(X)39A(3000K) | Mogul (E39) Screw-Base Replacements for HID Lamps | High Output | Replacement Lamps for Outdoor Pole/Arm-mounted Decorative Luminaires (Type B) |  | Standard | FALSE | [9 empty] | 42643 |  | No | Updated on 11/23/2016 | 4 | 11900 | 119 | 100 | 15 | 0.9 | 3000 | 83.4
PXWKRPV5 | Dongguan Bestwon Lighting Co.Ltd | Bestwon | BWRL-120W-E(X)39A(3000K) | Mogul (E39) Screw-Base Replacements for HID Lamps | High Output | Replacement Lamps for Outdoor Pole/Arm-mounted Decorative Luminaires (Type B) |  | Standard | FALSE | [9 empty] | 42643 |  | No | Updated on 11/23/2016 | 4 | 13440 | 112 | 120 | 13.65 | 0.91 | 3000 | 83.4
PREWDY71 | Keystone Technologies | Keystone | KT-LED27HID-EX39-850-D | Mogul (E39) Screw-Base Replacements for HID Lamps | Low Output | Replacement Lamps for Outdoor Pole/Arm-mounted Decorative Luminaires (Type B) |  | Standard | FALSE | [9 empty] | 42643 |  | Yes |  | 3.1 | 3240 | 120 | 27 | 21.27 | 0.9 | 5000 | 80
PS1T33U9 | Keystone Technologies | Keystone | KT-LED36HID-EX39-850-D | Mogul (E39) Screw-Base Replacements for HID Lamps | Low Output | Replacement Lamps for Outdoor Pole/Arm-mounted Decorative Luminaires (Type B) |  | Standard | FALSE | [9 empty] | 42643 |  | No |  | 4 | 4320 | 120 | 36 | 15.59 | 0.93 | 5000 | 80
PC29WW22 | Keystone Technologies | Keystone | KT-LED27HID-EX39-840-D | Mogul (E39) Screw-Base Replacements for HID Lamps | Low Output | Replacement Lamps for Outdoor Pole/Arm-mounted Decorative Luminaires (Type B) |  | Standard | FALSE | [9 empty] | 42643 |  | Yes |  | 3.1 | 3240 | 120 | 27 | 21.27 | 0.9 | 4000 | 80
PRSHGKM3 | Light Efficient Design |  | LED-8024M57-A | Mogul (E39) Screw-Base Replacements for HID Lamps | Low Output | Replacement Lamps for Outdoor Pole/Arm-mounted Decorative Luminaires (Type B) |  | Standard | FALSE | [9 empty] | 42643 |  | No |  | 3.1 | 3805 | 83.83 | 45.39 | 19.57 | 0.95 | 5700 | 84.3
PR8541K7 | Light Efficient Design |  | LED-8046M57-A | Mogul (E39) Screw-Base Replacements for HID Lamps | Mid Output | Replacement Lamps for Outdoor Pole/Arm-mounted Decorative Luminaires (Type B) |  | Standard | FALSE | [9 empty] | 42643 |  | No |  | 3.1 | 5791 | 85.41 | 67.8 | 19.91 | 0.96 | 5700 | 84
PQE6KMWB | Light Efficient Design |  | LED-8046M57C-A | Mogul (E39) Screw-Base Replacements for HID Lamps | Mid Output | Replacement Lamps for Outdoor Pole/Arm-mounted Decorative Luminaires (Type B) |  | Standard | FALSE | [9 empty] | 42643 |  | No |  | 3.1 | 5489 | 83.41 | 65.81 | 19.28 | 0.93 | 5700 | 83.9
PZFBNBX9 | Light Efficient Design |  | LED-8024M57C-A | Mogul (E39) Screw-Base Replacements for HID Lamps | Low Output | Replacement Lamps for Outdoor Pole/Arm-mounted Decorative Luminaires (Type B) |  | Standard | FALSE | [9 empty] | 42643 |  | No |  | 3.1 | 3768 | 87.26 | 43.18 | 18.03 | 0.9 | 5700 | 83.8
PKBAXMCM | Light Efficient Design |  | LED-8024M40-A | Mogul (E39) Screw-Base Replacements for HID Lamps | Low Output | Replacement Lamps for Outdoor Pole/Arm-mounted Decorative Luminaires (Type B) |  | Standard | FALSE | [9 empty] | 42643 |  | No |  | 3.1 | 3698.5 | 81.81 | 45.21 | 19.18 | 0.95 | 4000 | 83
PS7RN4DM | Light Efficient Design |  | LED-8024M40C-A | Mogul (E39) Screw-Base Replacements for HID Lamps | Low Output | Replacement Lamps for Outdoor Pole/Arm-mounted Decorative Luminaires (Type B) |  | Standard | FALSE | [9 empty] | 42643 |  | No |  | 3.1 | 3607.2 | 85 | 42.44 | 17.25 | 0.9 | 4000 | 82.8
PE6E5ZJW | Light Efficient Design |  | LED-8046M40-A | Mogul (E39) Screw-Base Replacements for HID Lamps | Mid Output | Replacement Lamps for Outdoor Pole/Arm-mounted Decorative Luminaires (Type B) |  | Standard | FALSE | [9 empty] | 42643 |  | No |  | 3.1 | 5580.1 | 83.02 | 67.21 | 19.75 | 0.96 | 4000 | 82.2
PNJ47HGX | Light Efficient Design |  | LED-8046M40C-A | Mogul (E39) Screw-Base Replacements for HID Lamps | Mid Output | Replacement Lamps for Outdoor Pole/Arm-mounted Decorative Luminaires (Type B) |  | Standard | FALSE | [9 empty] | 42643 |  | No |  | 3.1 | 5296.4 | 82.04 | 64.56 | 18.5 | 0.93 | 4000 | 82.1
P6EAXM9X | LEDone Distribution Inc. | LEDone | LOD-MCL-45W50KHL | Mogul (E39) Screw-Base Replacements for HID Lamps | Mid Output | Replacement Lamps for Outdoor Pole/Arm-mounted Decorative Luminaires (Type B) |  | Standard | FALSE | [9 empty] | 42643 |  | No |  | 4 | 5333.2 | 123.1 | 43.3 | 16.7 | 0.906 | 5000 | 82.1
P4Z55V82 | LEDone Distribution Inc. | LEDone | LOD-MCL-36W50KHL | Mogul (E39) Screw-Base Replacements for HID Lamps | Low Output | Replacement Lamps for Outdoor Pole/Arm-mounted Decorative Luminaires (Type B) |  | Standard | FALSE | [9 empty] | 42643 |  | No |  | 4 | 4262.6 | 126.1 | 33.8 | 17.9 | 0.901 | 4981 | 82.2
P4U59971 | LEDone Distribution Inc. | LEDone | LOD-MCL-27W50KHL | Mogul (E39) Screw-Base Replacements for HID Lamps | Low Output | Replacement Lamps for Outdoor Pole/Arm-mounted Decorative Luminaires (Type B) |  | Standard | FALSE | [9 empty] | 42643 |  | No |  | 4 | 3460.1 | 130 | 26.6 | 13.9 | 0.903 | 4965 | 81.9
PRRDHY4N | LEDone Distribution Inc. | LEDone | LOD-MCL-54W50KHL | Mogul (E39) Screw-Base Replacements for HID Lamps | Mid Output | Replacement Lamps for Outdoor Pole/Arm-mounted Decorative Luminaires (Type B) |  | Standard | FALSE | [9 empty] | 42643 |  | No |  | 4 | 6570 | 127 | 51.7 | 17.1 | 0.902 | 4961 | 81.9
PRVBERBG | LEDone Distribution Inc. | LEDone | LOD-MCL-45W40KHL | Mogul (E39) Screw-Base Replacements for HID Lamps | Mid Output | Replacement Lamps for Outdoor Pole/Arm-mounted Decorative Luminaires (Type B) |  | Standard | FALSE | [9 empty] | 42643 |  | No |  | 4 | 5504.7 | 128.6 | 42.8 | 16.4 | 0.904 | 4048 | 82.2
P4QANKRZ | LEDone Distribution Inc. | LEDone | LOD-MCL-36W40KHL | Mogul (E39) Screw-Base Replacements for HID Lamps | Low Output | Replacement Lamps for Outdoor Pole/Arm-mounted Decorative Luminaires (Type B) |  | Standard | FALSE | [9 empty] | 42643 |  | No |  | 4 | 4340.4 | 130.7 | 33.2 | 17.5 | 0.902 | 4025 | 82.6
PSJ8C514 | LEDone Distribution Inc. | LEDone | LOD-MCL-27W40KHL | Mogul (E39) Screw-Base Replacements for HID Lamps | Low Output | Replacement Lamps for Outdoor Pole/Arm-mounted Decorative Luminaires (Type B) |  | Standard | FALSE | [9 empty] | 42643 |  | No |  | 4 | 3606.2 | 134 | 26.9 | 13.7 | 0.906 | 4006 | 82.5
P49EQ89H | LEDone Distribution Inc. | LEDone | LOD-MCL-54W40KHL | Mogul (E39) Screw-Base Replacements for HID Lamps | Mid Output | Replacement Lamps for Outdoor Pole/Arm-mounted Decorative Luminaires (Type B) |  | Standard | FALSE | [9 empty] | 42643 |  | No |  | 4 | 6919.5 | 130.3 | 53.1 | 16.9 | 0.903 | 3996 | 82.1
PVPJXW23 | ARVA LLC | HyLite | HL-OC-36W-E39/EX39-50K | Mogul (E39) Screw-Base Replacements for HID Lamps | Low Output | Replacement Lamps for Outdoor Pole/Arm-mounted Decorative Luminaires (Type B) |  | Standard | FALSE | [9 empty] | 42643 | Not Yet Verified | No | Updated on 10/14/2016 | 4 | 4788 | 133 | 37.92 | 18.76 | 0.9064 | 5000 | 83.4
PXMWBUJE | ARVA LLC | HyLite | HL-OC-27W-E39/EX39-50K | Mogul (E39) Screw-Base Replacements for HID Lamps | Low Output | Replacement Lamps for Outdoor Pole/Arm-mounted Decorative Luminaires (Type B) |  | Standard | FALSE | [9 empty] | 42643 | Not Yet Verified | No | Updated on 10/14/2016 | 4 | 3614 | 133 | 28.81 | 19.92 | 0.9005 | 5000 | 83.2
PY58NZWH | ARVA LLC | HyLite | HL-OC-45W-E39/EX39-50K | Mogul (E39) Screw-Base Replacements for HID Lamps | Low Output | Replacement Lamps for Outdoor Pole/Arm-mounted Decorative Luminaires (Type B) |  | Standard | FALSE | [9 empty] | 42643 | Not Yet Verified | No | Updated on 10/14/2016 | 4 | 5985 | 133 | 46.12 | 14.72 | 0.9079 | 5000 | 82.1
PSA8WU84 | ARVA LLC | HyLite | HL-OC-80W-E39/EX39-50K | Mogul (E39) Screw-Base Replacements for HID Lamps | Mid Output | Replacement Lamps for Outdoor Pole/Arm-mounted Decorative Luminaires (Type B) |  | Standard | FALSE | [9 empty] | 42643 | Not Yet Verified | No | Updated on 10/14/2016 | 4 | 10640 | 133 | 82.03 | 9.93 | 0.9362 | 5000 | 82.1
P3BAG64U | ARVA LLC | HyLite | HL-OC-100W-E39/EX39-50K | Mogul (E39) Screw-Base Replacements for HID Lamps | High Output | Replacement Lamps for Outdoor Pole/Arm-mounted Decorative Luminaires (Type B) |  | Standard | FALSE | [9 empty] | 42643 | Not Yet Verified | No | Updated on 10/14/2016 | 4 | 13300 | 133 | 105.1 | 9.02 | 0.9544 | 5000 | 82.1
PVFRJVE3 | ARVA LLC | HyLite | HL-OC-120W-E39/EX39-50K | Mogul (E39) Screw-Base Replacements for HID Lamps | High Output | Replacement Lamps for Outdoor Pole/Arm-mounted Decorative Luminaires (Type B) |  | Standard | FALSE | [9 empty] | 42643 | Not Yet Verified | No | Updated on 10/14/2016 | 4 | 15960 | 133 | 124.1 | 8.37 | 0.9644 | 5000 | 81.7
PG52T8S4 | ARVA LLC | HyLite | HL-OC-54W-E39/EX39-50K | Mogul (E39) Screw-Base Replacements for HID Lamps | Mid Output | Replacement Lamps for Outdoor Pole/Arm-mounted Decorative Luminaires (Type B) |  | Standard | FALSE | [9 empty] | 42643 | Not Yet Verified | No | Updated on 10/14/2016 | 4 | 7182 | 133 | 56.24 | 13.04 | 0.9061 | 5000 | 81.6
PMY1CFVT | ARVA LLC | HyLite | HL-OC-36W-E39/EX39-40K | Mogul (E39) Screw-Base Replacements for HID Lamps | Low Output | Replacement Lamps for Outdoor Pole/Arm-mounted Decorative Luminaires (Type B) |  | Standard | FALSE | [9 empty] | 42643 | Not Yet Verified | No | Updated on 10/14/2016 | 4 | 4644 | 130 | 37.92 | 18.76 | 0.9064 | 4000 | 83.4
PXUKPRYY | ARVA LLC | HyLite | HL-OC-27W-E39/EX39-40K | Mogul (E39) Screw-Base Replacements for HID Lamps | Low Output | Replacement Lamps for Outdoor Pole/Arm-mounted Decorative Luminaires (Type B) |  | Standard | FALSE | [9 empty] | 42643 | Not Yet Verified | No | Updated on 10/14/2016 | 4 | 3483 | 130 | 28.81 | 19.92 | 0.9005 | 4000 | 83.2
PKGP6D4M | ARVA LLC | HyLite | HL-OC-45W-E39/EX39-40K | Mogul (E39) Screw-Base Replacements for HID Lamps | Low Output | Replacement Lamps for Outdoor Pole/Arm-mounted Decorative Luminaires (Type B) |  | Standard | FALSE | [9 empty] | 42643 | Not Yet Verified | No | Updated on 10/14/2016 | 4 | 5850 | 130 | 46.12 | 14.72 | 0.9079 | 4000 | 82.1
PTBZS2V9 | ARVA LLC | HyLite | HL-OC-80W-E39/EX39-40K | Mogul (E39) Screw-Base Replacements for HID Lamps | Mid Output | Replacement Lamps for Outdoor Pole/Arm-mounted Decorative Luminaires (Type B) |  | Standard | FALSE | [9 empty] | 42643 | Not Yet Verified | No | Updated on 10/14/2016 | 4 | 10400 | 130 | 82.03 | 9.93 | 0.9362 | 4000 | 82.1
PJQ2FJNY | ARVA LLC | HyLite | HL-OC-100W-E39/EX39-40K | Mogul (E39) Screw-Base Replacements for HID Lamps | High Output | Replacement Lamps for Outdoor Pole/Arm-mounted Decorative Luminaires (Type B) |  | Standard | FALSE | [9 empty] | 42643 | Not Yet Verified | No | Updated on 10/14/2016 | 4 | 13000 | 130 | 105.1 | 9.02 | 0.9544 | 4000 | 82.1
PAKGJQ6H | ARVA LLC | HyLite | HL-OC-120W-E39/EX39-40K | Mogul (E39) Screw-Base Replacements for HID Lamps | High Output | Replacement Lamps for Outdoor Pole/Arm-mounted Decorative Luminaires (Type B) |  | Standard | FALSE | [9 empty] | 42643 | Not Yet Verified | No | Updated on 10/14/2016 | 4 | 15600 | 130 | 124.1 | 8.37 | 0.9644 | 4000 | 81.7
PYP8QCBK | ARVA LLC | HyLite | HL-OC-54W-E39/EX39-40K | Mogul (E39) Screw-Base Replacements for HID Lamps | Mid Output | Replacement Lamps for Outdoor Pole/Arm-mounted Decorative Luminaires (Type B) |  | Standard | FALSE | [9 empty] | 42643 | Not Yet Verified | No | Updated on 10/14/2016 | 4 | 7020 | 130 | 56.24 | 13.04 | 0.9061 | 4000 | 81.6
PFJDAVV5 | ARVA LLC | HyLite | HL-OC-36W-E39/EX39-30K | Mogul (E39) Screw-Base Replacements for HID Lamps | Low Output | Replacement Lamps for Outdoor Pole/Arm-mounted Decorative Luminaires (Type B) |  | Standard | FALSE | [9 empty] | 42643 | Not Yet Verified | No | Updated on 10/14/2016 | 4 | 4456 | 124 | 37.92 | 18.76 | 0.9064 | 3000 | 83.4
PXA1HPW5 | ARVA LLC | HyLite | HL-OC-27W-E39/EX39-30K | Mogul (E39) Screw-Base Replacements for HID Lamps | Low Output | Replacement Lamps for Outdoor Pole/Arm-mounted Decorative Luminaires (Type B) |  | Standard | FALSE | [9 empty] | 42643 | Not Yet Verified | No | Updated on 10/14/2016 | 4 | 3321 | 124 | 28.81 | 19.92 | 0.9005 | 3000 | 83.2
PVANE2SR | ARVA LLC | HyLite | HL-OC-45W-E39/EX39-30K | Mogul (E39) Screw-Base Replacements for HID Lamps | Low Output | Replacement Lamps for Outdoor Pole/Arm-mounted Decorative Luminaires (Type B) |  | Standard | FALSE | [9 empty] | 42643 | Not Yet Verified | No | Updated on 10/14/2016 | 4 | 5580 | 124 | 46.12 | 14.72 | 0.9079 | 3000 | 82.1
PUDTY738 | ARVA LLC | HyLite | HL-OC-80W-E39/EX39-30K | Mogul (E39) Screw-Base Replacements for HID Lamps | Mid Output | Replacement Lamps for Outdoor Pole/Arm-mounted Decorative Luminaires (Type B) |  | Standard | FALSE | [9 empty] | 42643 | Not Yet Verified | No | Updated on 10/14/2016 | 4 | 9920 | 124 | 82.03 | 9.93 | 0.9362 | 3000 | 82.1
PHBQKSFD | ARVA LLC | HyLite | HL-OC-100W-E39/EX39-30K | Mogul (E39) Screw-Base Replacements for HID Lamps | High Output | Replacement Lamps for Outdoor Pole/Arm-mounted Decorative Luminaires (Type B) |  | Standard | FALSE | [9 empty] | 42643 | Not Yet Verified | No | Updated on 10/14/2016 | 4 | 12400 | 124 | 105.1 | 9.02 | 0.9544 | 3000 | 82.1
PXPU37WK | ARVA LLC | HyLite | HL-OC-120W-E39/EX39-30K | Mogul (E39) Screw-Base Replacements for HID Lamps | High Output | Replacement Lamps for Outdoor Pole/Arm-mounted Decorative Luminaires (Type B) |  | Standard | FALSE | [9 empty] | 42643 | Not Yet Verified | No | Updated on 10/14/2016 | 4 | 14880 | 124 | 124.1 | 8.37 | 0.9644 | 3000 | 81.7
PNYMFXB1 | ARVA LLC | HyLite | HL-OC-54W-E39/EX39-30K | Mogul (E39) Screw-Base Replacements for HID Lamps | Mid Output | Replacement Lamps for Outdoor Pole/Arm-mounted Decorative Luminaires (Type B) |  | Standard | FALSE | [9 empty] | 42643 | Not Yet Verified | No | Updated on 10/14/2016 | 4 | 6696 | 124 | 56.24 | 13.04 | 0.9061 | 3000 | 81.6
P7NW3CV4 | Dongguan Bestwon Lighting Co.Ltd | Bestwon | BWRL-54W-E(X)39A (2700K) | Mogul (E39) Screw-Base Replacements for HID Lamps | Mid Output | Replacement Lamps for Outdoor Pole/Arm-mounted Decorative Luminaires (Type B) |  | Standard | TRUE | 5084.8 | 92.99 | 54.68 | 17.27 | 0.9268 | 2743 | 83 | 5 | 50000 | 42642 |  | No | Updated on 11/23/2016 | 4 | 6048 | 112 | 54 | 17.27 | 0.93 | 2700 | 83
PAF382XH | Dongguan Bestwon Lighting Co.Ltd | Bestwon | BWRL-36W-E(X)39A(2700K) | Mogul (E39) Screw-Base Replacements for HID Lamps | Low Output | Replacement Lamps for Outdoor Pole/Arm-mounted Decorative Luminaires (Type B) |  | Standard | TRUE | 3484.8 | 97.97 | 35.57 | 11.67 | 0.9089 | 2790 | 83.3 | 5 | 50000 | 42642 |  | No | Updated on 11/23/2016 | 4 | 4212 | 117 | 36 | 11.67 | 0.91 | 2700 | 83.3
PU1769CZ | Zhejiang Setec Lighting Co. Ltd. | N/A | SEJ16-50U-830-[E39EX39] | Mogul (E39) Screw-Base Replacements for HID Lamps | Low Output | Replacement Lamps for Outdoor Pole/Arm-mounted Decorative Luminaires (Type B) |  | Standard | TRUE | 4513.5 | 98.1 | 46.01 | 15.36 | 0.9083 | 2938 | 82.6 | 5 | 50000 | 42642 |  | No |  | 4 | 4560.6 | 98.63 | 46.24 | 15.36 | 0.91 | 3000 | 82.6
P26QRGCB | Dongguan Bestwon Lighting Co.Ltd | Bestwon | BWRL-45W-E(X)39A(2700K) | Mogul (E39) Screw-Base Replacements for HID Lamps | Mid Output | Replacement Lamps for Outdoor Pole/Arm-mounted Decorative Luminaires (Type B) |  | Standard | TRUE | 4545.3 | 102.83 | 44.2 | 12.74 | 0.904 | 2864 | 84.9 | 5 | 50000 | 42642 |  | No | Updated on 2/8/2017 | 4 | 5490 | 122 | 45 | 12.74 | 0.9 | 2700 | 84.9
PWYJVS3A | Dongguan Bestwon Lighting Co.Ltd | Bestwon | BWRL-27W-E(X)39A(2700K) | Mogul (E39) Screw-Base Replacements for HID Lamps | Low Output | Replacement Lamps for Outdoor Pole/Arm-mounted Decorative Luminaires (Type B) |  | Standard | TRUE | 2556 | 95.48 | 26.77 | 17.61 | 0.9037 | 2792 | 83.9 | 5 | 50000 | 42642 |  | No | Updated on 11/23/2016 | 4 | 3132 | 116 | 27 | 17.61 | 0.9 | 2700 | 83.9
PNW3V2X8 | Dongguan Bestwon Lighting Co.Ltd | Bestwon | BWRL-45W-E(X)39A(5700K) | Mogul (E39) Screw-Base Replacements for HID Lamps | Mid Output | Replacement Lamps for Outdoor Pole/Arm-mounted Decorative Luminaires (Type B) |  | Standard | FALSE | [9 empty] | 42642 |  | No | Updated on 2/8/2017 | 4 | 6030 | 134 | 45 | 14.39 | 0.93 | 5700 | 85.9
PP8P6NNG | Dongguan Bestwon Lighting Co.Ltd | Bestwon | BWRL-27W-E(X)39A(5700K) | Mogul (E39) Screw-Base Replacements for HID Lamps | Low Output | Replacement Lamps for Outdoor Pole/Arm-mounted Decorative Luminaires (Type B) |  | Standard | FALSE | [9 empty] | 42642 |  | No | Updated on 11/23/2016 | 4 | 3456 | 128 | 27 | 19.21 | 0.9 | 5700 | 83.4
PGZCPZF3 | Dongguan Bestwon Lighting Co.Ltd | Bestwon | BWRL-36W-E(X)39A(5700K) | Mogul (E39) Screw-Base Replacements for HID Lamps | Low Output | Replacement Lamps for Outdoor Pole/Arm-mounted Decorative Luminaires (Type B) |  | Standard | FALSE | [9 empty] | 42642 |  | No | Updated on 11/23/2016 | 4 | 4644 | 129 | 36 | 15.59 | 0.91 | 5700 | 82.9
PNHZYP2N | Dongguan Bestwon Lighting Co.Ltd | Bestwon | BWRL-54W-E(X)39A (5700K) | Mogul (E39) Screw-Base Replacements for HID Lamps | Mid Output | Replacement Lamps for Outdoor Pole/Arm-mounted Decorative Luminaires (Type B) |  | Standard | FALSE | [9 empty] | 42642 |  | No | Updated on 11/23/2016 | 4 | 6696 | 124 | 54 | 18.37 | 0.93 | 5700 | 82.8
PC7DMZXA | Dongguan Bestwon Lighting Co.Ltd | Bestwon | BWRL-45W-E(X)39A (5000K) | Mogul (E39) Screw-Base Replacements for HID Lamps | Mid Output | Replacement Lamps for Outdoor Pole/Arm-mounted Decorative Luminaires (Type B) |  | Standard | FALSE | [9 empty] | 42642 |  | No | Updated on 2/8/2017 | 4 | 5940 | 132 | 45 | 12.74 | 0.9 | 5000 | 84.9
P4X2P3NY | Dongguan Bestwon Lighting Co.Ltd | Bestwon | BWRL-27W-E(X)39A (5000K) | Mogul (E39) Screw-Base Replacements for HID Lamps | Low Output | Replacement Lamps for Outdoor Pole/Arm-mounted Decorative Luminaires (Type B) |  | Standard | FALSE | [9 empty] | 42642 |  | No | Updated on 11/23/2016 | 4 | 3402 | 126 | 27 | 17.61 | 0.9 | 5000 | 83.9
PPGJCFPF | Dongguan Bestwon Lighting Co.Ltd | Bestwon | BWRL-36W-E(X)39A (5000K) | Mogul (E39) Screw-Base Replacements for HID Lamps | Low Output | Replacement Lamps for Outdoor Pole/Arm-mounted Decorative Luminaires (Type B) |  | Standard | FALSE | [9 empty] | 42642 |  | No | Updated on 11/23/2016 | 4 | 4572 | 127 | 36 | 11.67 | 0.91 | 5000 | 83.3
PTK83HTQ | Dongguan Bestwon Lighting Co.Ltd | Bestwon | BWRL-54W-E(X)39A (5000K) | Mogul (E39) Screw-Base Replacements for HID Lamps | Mid Output | Replacement Lamps for Outdoor Pole/Arm-mounted Decorative Luminaires (Type B) |  | Standard | FALSE | [9 empty] | 42642 |  | No | Updated on 11/23/2016 | 4 | 6588 | 122 | 54 | 17.27 | 0.93 | 5000 | 83
PD57264M | Dongguan Bestwon Lighting Co.Ltd | Bestwon | BWRL-45W-E(X)39A(4500K) | Mogul (E39) Screw-Base Replacements for HID Lamps | Mid Output | Replacement Lamps for Outdoor Pole/Arm-mounted Decorative Luminaires (Type B) |  | Standard | FALSE | [9 empty] | 42642 |  | No | Updated on 2/8/2017 | 4 | 5850 | 130 | 45 | 12.74 | 0.9 | 4500 | 84.9
PYBYV9H4 | Dongguan Bestwon Lighting Co.Ltd | Bestwon | BWRL-27W-E(X)39A(4500K) | Mogul (E39) Screw-Base Replacements for HID Lamps | Low Output | Replacement Lamps for Outdoor Pole/Arm-mounted Decorative Luminaires (Type B) |  | Standard | FALSE | [9 empty] | 42642 |  | No | Updated on 11/23/2016 | 4 | 3348 | 124 | 27 | 17.61 | 0.9 | 4500 | 83.9
PC8NUT2Y | Dongguan Bestwon Lighting Co.Ltd | Bestwon | BWRL-36W-E(X)39A(4500K) | Mogul (E39) Screw-Base Replacements for HID Lamps | Low Output | Replacement Lamps for Outdoor Pole/Arm-mounted Decorative Luminaires (Type B) |  | Standard | FALSE | [9 empty] | 42642 |  | No | Updated on 11/23/2016 | 4 | 4500 | 125 | 36 | 11.67 | 0.91 | 4500 | 83.3
PWC93P4F | Dongguan Bestwon Lighting Co.Ltd | Bestwon | BWRL-54W-E(X)39A (4500K) | Mogul (E39) Screw-Base Replacements for HID Lamps | Mid Output | Replacement Lamps for Outdoor Pole/Arm-mounted Decorative Luminaires (Type B) |  | Standard | FALSE | [9 empty] | 42642 |  | No | Updated on 11/23/2016 | 4 | 6480 | 120 | 54 | 17.27 | 0.93 | 4500 | 83
P7G5VVB3 | Dongguan Bestwon Lighting Co.Ltd | Bestwon | BWRL-45W-E(X)39A(4000K) | Mogul (E39) Screw-Base Replacements for HID Lamps | Mid Output | Replacement Lamps for Outdoor Pole/Arm-mounted Decorative Luminaires (Type B) |  | Standard | FALSE | [9 empty] | 42642 |  | No | Updated on 2/8/2017 | 4 | 5760 | 128 | 45 | 12.74 | 0.9 | 4000 | 84.9
P5AA9KZ2 | Dongguan Bestwon Lighting Co.Ltd | Bestwon | BWRL-27W-E(X)39A(4000K) | Mogul (E39) Screw-Base Replacements for HID Lamps | Low Output | Replacement Lamps for Outdoor Pole/Arm-mounted Decorative Luminaires (Type B) |  | Standard | FALSE | [9 empty] | 42642 |  | No | Updated on 11/23/2016 | 4 | 3294 | 122 | 27 | 17.61 | 0.9 | 4000 | 83.9
P938KRCW | Dongguan Bestwon Lighting Co.Ltd | Bestwon | BWRL-36W-E(X)39A(4000K) | Mogul (E39) Screw-Base Replacements for HID Lamps | Low Output | Replacement Lamps for Outdoor Pole/Arm-mounted Decorative Luminaires (Type B) |  | Standard | FALSE | [9 empty] | 42642 |  | No | Updated on 11/23/2016 | 4 | 4428 | 123 | 36 | 11.67 | 0.91 | 4000 | 83.3
P5WRGSFV | Dongguan Bestwon Lighting Co.Ltd | Bestwon | BWRL-54W-E(X)39A (4000K) | Mogul (E39) Screw-Base Replacements for HID Lamps | Mid Output | Replacement Lamps for Outdoor Pole/Arm-mounted Decorative Luminaires (Type B) |  | Standard | FALSE | [9 empty] | 42642 |  | No | Updated on 11/23/2016 | 4 | 6372 | 118 | 54 | 17.27 | 0.93 | 4000 | 83
PH2Z26DG | Dongguan Bestwon Lighting Co.Ltd | Bestwon | BWRL-45W-E(X)39A(3500K) | Mogul (E39) Screw-Base Replacements for HID Lamps | Mid Output | Replacement Lamps for Outdoor Pole/Arm-mounted Decorative Luminaires (Type B) |  | Standard | FALSE | [9 empty] | 42642 |  | No | Updated on 2/8/2017 | 4 | 5670 | 126 | 45 | 12.74 | 0.9 | 3500 | 84.9
PVW9NWK9 | Dongguan Bestwon Lighting Co.Ltd | Bestwon | BWRL-27W-E(X)39A(3500K) | Mogul (E39) Screw-Base Replacements for HID Lamps | Low Output | Replacement Lamps for Outdoor Pole/Arm-mounted Decorative Luminaires (Type B) |  | Standard | FALSE | [9 empty] | 42642 |  | No | Updated on 11/23/2016 | 4 | 3240 | 120 | 27 | 17.61 | 0.9 | 3500 | 83.9
PWES718G | Dongguan Bestwon Lighting Co.Ltd | Bestwon | BWRL-36W-E(X)39A(3500K) | Mogul (E39) Screw-Base Replacements for HID Lamps | Low Output | Replacement Lamps for Outdoor Pole/Arm-mounted Decorative Luminaires (Type B) |  | Standard | FALSE | [9 empty] | 42642 |  | No | Updated on 11/23/2016 | 4 | 4356 | 121 | 36 | 11.67 | 0.91 | 3500 | 83.3
P92TZ3FF | Dongguan Bestwon Lighting Co.Ltd | Bestwon | BWRL-54W-E(X)39A (3500K) | Mogul (E39) Screw-Base Replacements for HID Lamps | Mid Output | Replacement Lamps for Outdoor Pole/Arm-mounted Decorative Luminaires (Type B) |  | Standard | FALSE | [9 empty] | 42642 |  | No | Updated on 11/23/2016 | 4 | 6264 | 116 | 54 | 17.27 | 0.93 | 3500 | 83
PN5YKVWT | Dongguan Bestwon Lighting Co.Ltd | Bestwon | BWRL-45W-E(X)39A(3000K) | Mogul (E39) Screw-Base Replacements for HID Lamps | Mid Output | Replacement Lamps for Outdoor Pole/Arm-mounted Decorative Luminaires (Type B) |  | Standard | FALSE | [9 empty] | 42642 |  | No | Updated on 2/8/2017 | 4 | 5580 | 124 | 45 | 12.74 | 0.9 | 3000 | 84.9
P91RFEZ2 | Dongguan Bestwon Lighting Co.Ltd | Bestwon | BWRL-27W-E(X)39A(3000K) | Mogul (E39) Screw-Base Replacements for HID Lamps | Low Output | Replacement Lamps for Outdoor Pole/Arm-mounted Decorative Luminaires (Type B) |  | Standard | FALSE | [9 empty] | 42642 |  | No | Updated on 11/23/2016 | 4 | 3186 | 118 | 27 | 17.61 | 0.9 | 3000 | 83.9
PWGDJKY3 | Dongguan Bestwon Lighting Co.Ltd | Bestwon | BWRL-36W-E(X)39A(3000K) | Mogul (E39) Screw-Base Replacements for HID Lamps | Low Output | Replacement Lamps for Outdoor Pole/Arm-mounted Decorative Luminaires (Type B) |  | Standard | FALSE | [9 empty] | 42642 |  | No | Updated on 11/23/2016 | 4 | 4284 | 119 | 36 | 11.67 | 0.91 | 3000 | 83.3
PYV5WAHJ | Dongguan Bestwon Lighting Co.Ltd | Bestwon | BWRL-54W-E(X)39A (3000K) | Mogul (E39) Screw-Base Replacements for HID Lamps | Mid Output | Replacement Lamps for Outdoor Pole/Arm-mounted Decorative Luminaires (Type B) |  | Standard | FALSE | [9 empty] | 42642 |  | No | Updated on 11/23/2016 | 4 | 6156 | 114 | 54 | 17.27 | 0.93 | 3000 | 83
PHT56V2M | Zhejiang Setec Lighting Co. Ltd. | N/A | SEJ16-50U-850-[E39EX39] | Mogul (E39) Screw-Base Replacements for HID Lamps | Low Output | Replacement Lamps for Outdoor Pole/Arm-mounted Decorative Luminaires (Type B) |  | Standard | FALSE | [9 empty] | 42642 |  | No |  | 4 | 4694 | 100.54 | 46.69 | 15.29 | 0.91 | 5000 | 85.2
PV95FPVC | Zhejiang Setec Lighting Co. Ltd. | N/A | SEJ16-50U-845-[E39EX39] | Mogul (E39) Screw-Base Replacements for HID Lamps | Low Output | Replacement Lamps for Outdoor Pole/Arm-mounted Decorative Luminaires (Type B) |  | Standard | FALSE | [9 empty] | 42642 |  | No |  | 4 | 4560.6 | 98.63 | 46.24 | 15.36 | 0.91 | 4500 | 82.6
PPQRTYFX | Zhejiang Setec Lighting Co. Ltd. | N/A | SEJ16-50U-840-[E39EX39] | Mogul (E39) Screw-Base Replacements for HID Lamps | Low Output | Replacement Lamps for Outdoor Pole/Arm-mounted Decorative Luminaires (Type B) |  | Standard | FALSE | [9 empty] | 42642 |  | No |  | 4 | 4560.6 | 98.63 | 46.24 | 15.36 | 0.91 | 4000 | 82.6
P1QPHRWQ | Zhejiang Setec Lighting Co. Ltd. | N/A | SEJ16-50U-835-[E39EX39] | Mogul (E39) Screw-Base Replacements for HID Lamps | Low Output | Replacement Lamps for Outdoor Pole/Arm-mounted Decorative Luminaires (Type B) |  | Standard | FALSE | [9 empty] | 42642 |  | No |  | 4 | 4560.6 | 98.63 | 46.24 | 15.36 | 0.91 | 3500 | 82.6
PXYE46QV | Shenzhen Vosun Innovation Semiconductor Co.LTD | Vosun | HS-LD15-100(3000K) (OSRAM light source150Â°beam) | Mogul (E39) Screw-Base Replacements for HID Lamps | High Output | Replacement Lamps for Outdoor Pole/Arm-mounted Area and Roadway Luminaires (Type C) |  | Standard | TRUE | 9499 | 94.18 | 100.9 | 12.56 | 0.9452 | 3020 | 83.9 | 5 | 50000 | 42641 |  | No |  | 4 | 10000 | 100 | 100 | 13 | 0.9 | 3000 | 80
PBRRA8D3 | Shenzhen Vosun Innovation Semiconductor Co.LTD | Vosun | HS-LD15-180(3000K) (OSRAM light source150Â°beam) | Mogul (E39) Screw-Base Replacements for HID Lamps | High Output | Replacement Lamps for Outdoor Pole/Arm-mounted Area and Roadway Luminaires (Type C) |  | Standard | TRUE | 16797 | 93.18 | 180.3 | 10.69 | 0.9399 | 2989 | 84.2 | 5 | 50000 | 42641 |  | No |  | 4 | 18000 | 100 | 180 | 11 | 0.9 | 3000 | 80
PCUN4CMM | Shenzhen Vosun Innovation Semiconductor Co.LTD | Vosun | HS-LD15-150(3000K) (OSRAM light source150Â°beam) | Mogul (E39) Screw-Base Replacements for HID Lamps | High Output | Replacement Lamps for Outdoor Pole/Arm-mounted Area and Roadway Luminaires (Type C) |  | Standard | TRUE | 14058 | 93.12 | 151 | 10.68 | 0.9428 | 3000 | 84 | 5 | 50000 | 42641 |  | No |  | 4 | 15000 | 100 | 150 | 11 | 0.9 | 3000 | 80
PBAAQS55 | Shenzhen Vosun Innovation Semiconductor Co.LTD | Vosun | HS-LD15-120(3000K) (OSRAM light source150Â°beam) | Mogul (E39) Screw-Base Replacements for HID Lamps | High Output | Replacement Lamps for Outdoor Pole/Arm-mounted Area and Roadway Luminaires (Type C) |  | Standard | TRUE | 11349 | 94.05 | 120.7 | 10.37 | 0.9479 | 3006 | 84.1 | 5 | 50000 | 42641 |  | No |  | 4 | 12000 | 100 | 120 | 10 | 0.9 | 3000 | 80
P6YMZHTZ | Eiko Global LLC | EIKO | LED54WPT30KMOG-347V-G7 | Mogul (E39) Screw-Base Replacements for HID Lamps | Mid Output | Replacement Lamps for Outdoor Pole/Arm-mounted Decorative Luminaires (Type B) |  | Standard | TRUE | 6682.712 | 131.291 | 50.9 | 17.4 | 0.918 | 3045 | 82 | 5 | 50000 | 42641 |  | No |  | 4 | 6682.7 | 131.2 | 50.9 | 17.4 | 0.92 | 3045 | 82
PTEEY8ZS | Shenzhen Vosun Innovation Semiconductor Co.LTD | Vosun | HS-LD15-100(5700K) (OSRAM light source150Â°beam) | Mogul (E39) Screw-Base Replacements for HID Lamps | High Output | Replacement Lamps for Outdoor Pole/Arm-mounted Area and Roadway Luminaires (Type C) |  | Standard | FALSE | [9 empty] | 42641 |  | No |  | 4 | 10000 | 100 | 100 | 13 | 0.9 | 5700 | 80
PJ2B9YJP | Shenzhen Vosun Innovation Semiconductor Co.LTD | Vosun | HS-LD15-180(5700K) (OSRAM light source150Â°beam) | Mogul (E39) Screw-Base Replacements for HID Lamps | High Output | Replacement Lamps for Outdoor Pole/Arm-mounted Area and Roadway Luminaires (Type C) |  | Standard | FALSE | [9 empty] | 42641 |  | No |  | 4 | 18000 | 100 | 180 | 11 | 0.9 | 5700 | 80
PATWF46S | Shenzhen Vosun Innovation Semiconductor Co.LTD | Vosun | HS-LD15-150(5700K) (OSRAM light source150Â°beam) | Mogul (E39) Screw-Base Replacements for HID Lamps | High Output | Replacement Lamps for Outdoor Pole/Arm-mounted Area and Roadway Luminaires (Type C) |  | Standard | FALSE | [9 empty] | 42641 |  | No |  | 4 | 15000 | 100 | 150 | 11 | 0.9 | 5700 | 80
PHDT5GB7 | Shenzhen Vosun Innovation Semiconductor Co.LTD | Vosun | HS-LD15-120(5700K) (OSRAM light source150Â°beam) | Mogul (E39) Screw-Base Replacements for HID Lamps | High Output | Replacement Lamps for Outdoor Pole/Arm-mounted Area and Roadway Luminaires (Type C) |  | Standard | FALSE | [9 empty] | 42641 |  | No |  | 4 | 12000 | 100 | 120 | 10 | 0.9 | 5700 | 80
PWB9VZ6S | Shenzhen Vosun Innovation Semiconductor Co.LTD | Vosun | HS-LD15-100(5000K) (OSRAM light source150Â°beam) | Mogul (E39) Screw-Base Replacements for HID Lamps | High Output | Replacement Lamps for Outdoor Pole/Arm-mounted Area and Roadway Luminaires (Type C) |  | Standard | FALSE | [9 empty] | 42641 |  | No |  | 4 | 10000 | 100 | 100 | 13 | 0.9 | 5000 | 80
PWPB41WN | Shenzhen Vosun Innovation Semiconductor Co.LTD | Vosun | HS-LD15-180(5000K) (OSRAM light source150Â°beam) | Mogul (E39) Screw-Base Replacements for HID Lamps | High Output | Replacement Lamps for Outdoor Pole/Arm-mounted Area and Roadway Luminaires (Type C) |  | Standard | FALSE | [9 empty] | 42641 |  | No |  | 4 | 18000 | 100 | 180 | 11 | 0.9 | 5000 | 80
PM3GGZ91 | Shenzhen Vosun Innovation Semiconductor Co.LTD | Vosun | HS-LD15-150(5000K) (OSRAM light source150Â°beam) | Mogul (E39) Screw-Base Replacements for HID Lamps | High Output | Replacement Lamps for Outdoor Pole/Arm-mounted Area and Roadway Luminaires (Type C) |  | Standard | FALSE | [9 empty] | 42641 |  | No |  | 4 | 15000 | 100 | 150 | 11 | 0.9 | 5000 | 80
PVV1936N | Shenzhen Vosun Innovation Semiconductor Co.LTD | Vosun | HS-LD15-120(5000K) (OSRAM light source150Â°beam) | Mogul (E39) Screw-Base Replacements for HID Lamps | High Output | Replacement Lamps for Outdoor Pole/Arm-mounted Area and Roadway Luminaires (Type C) |  | Standard | FALSE | [9 empty] | 42641 |  | No |  | 4 | 12000 | 100 | 120 | 10 | 0.9 | 5000 | 80
PQHE7MB6 | Shenzhen Vosun Innovation Semiconductor Co.LTD | Vosun | HS-LD15-100(4500K) (OSRAM light source150Â°beam) | Mogul (E39) Screw-Base Replacements for HID Lamps | High Output | Replacement Lamps for Outdoor Pole/Arm-mounted Area and Roadway Luminaires (Type C) |  | Standard | FALSE | [9 empty] | 42641 |  | No |  | 4 | 10000 | 100 | 100 | 13 | 0.9 | 4500 | 80
P1CNC8TP | Shenzhen Vosun Innovation Semiconductor Co.LTD | Vosun | HS-LD15-180(4500K) (OSRAM light source150Â°beam) | Mogul (E39) Screw-Base Replacements for HID Lamps | High Output | Replacement Lamps for Outdoor Pole/Arm-mounted Area and Roadway Luminaires (Type C) |  | Standard | FALSE | [9 empty] | 42641 |  | No |  | 4 | 18000 | 100 | 180 | 11 | 0.9 | 4500 | 80
PQZGB82C | Shenzhen Vosun Innovation Semiconductor Co.LTD | Vosun | HS-LD15-150(4500K) (OSRAM light source150Â°beam) | Mogul (E39) Screw-Base Replacements for HID Lamps | High Output | Replacement Lamps for Outdoor Pole/Arm-mounted Area and Roadway Luminaires (Type C) |  | Standard | FALSE | [9 empty] | 42641 |  | No |  | 4 | 15000 | 100 | 150 | 11 | 0.9 | 4500 | 80
P3V6RJFH | Shenzhen Vosun Innovation Semiconductor Co.LTD | Vosun | HS-LD15-120(4500K) (OSRAM light source150Â°beam) | Mogul (E39) Screw-Base Replacements for HID Lamps | High Output | Replacement Lamps for Outdoor Pole/Arm-mounted Area and Roadway Luminaires (Type C) |  | Standard | FALSE | [9 empty] | 42641 |  | No |  | 4 | 12000 | 100 | 120 | 10 | 0.9 | 4500 | 80
PAX1VBA6 | Shenzhen Vosun Innovation Semiconductor Co.LTD | Vosun | HS-LD15-100(4000K) (OSRAM light source150Â°beam) | Mogul (E39) Screw-Base Replacements for HID Lamps | High Output | Replacement Lamps for Outdoor Pole/Arm-mounted Area and Roadway Luminaires (Type C) |  | Standard | FALSE | [9 empty] | 42641 |  | No |  | 4 | 10000 | 100 | 100 | 13 | 0.9 | 4000 | 80
P5E2DVJ2 | Shenzhen Vosun Innovation Semiconductor Co.LTD | Vosun | HS-LD15-180(4000K) (OSRAM light source150Â°beam) | Mogul (E39) Screw-Base Replacements for HID Lamps | High Output | Replacement Lamps for Outdoor Pole/Arm-mounted Area and Roadway Luminaires (Type C) |  | Standard | FALSE | [9 empty] | 42641 |  | No |  | 4 | 18000 | 100 | 180 | 11 | 0.9 | 4000 | 80
PQE9HYXD | Shenzhen Vosun Innovation Semiconductor Co.LTD | Vosun | HS-LD15-150(4000K) (OSRAM light source150Â°beam) | Mogul (E39) Screw-Base Replacements for HID Lamps | High Output | Replacement Lamps for Outdoor Pole/Arm-mounted Area and Roadway Luminaires (Type C) |  | Standard | FALSE | [9 empty] | 42641 |  | No |  | 4 | 15000 | 100 | 150 | 11 | 0.9 | 4000 | 80
PKRKCP16 | Shenzhen Vosun Innovation Semiconductor Co.LTD | Vosun | HS-LD15-120(4000K) (OSRAM light source150Â°beam) | Mogul (E39) Screw-Base Replacements for HID Lamps | High Output | Replacement Lamps for Outdoor Pole/Arm-mounted Area and Roadway Luminaires (Type C) |  | Standard | FALSE | [9 empty] | 42641 |  | No |  | 4 | 12000 | 100 | 120 | 10 | 0.9 | 4000 | 80
PP9KQTKJ | Shenzhen Vosun Innovation Semiconductor Co.LTD | Vosun | HS-LD15-100(3500K) (OSRAM light source150Â°beam) | Mogul (E39) Screw-Base Replacements for HID Lamps | High Output | Replacement Lamps for Outdoor Pole/Arm-mounted Area and Roadway Luminaires (Type C) |  | Standard | FALSE | [9 empty] | 42641 |  | No |  | 4 | 10000 | 100 | 100 | 13 | 0.9 | 3500 | 80
P8TXTQ4Y | Shenzhen Vosun Innovation Semiconductor Co.LTD | Vosun | HS-LD15-180(3500K) (OSRAM light source150Â°beam) | Mogul (E39) Screw-Base Replacements for HID Lamps | High Output | Replacement Lamps for Outdoor Pole/Arm-mounted Area and Roadway Luminaires (Type C) |  | Standard | FALSE | [9 empty] | 42641 |  | No |  | 4 | 18000 | 100 | 180 | 11 | 0.9 | 3500 | 80
PDUJU27J | Shenzhen Vosun Innovation Semiconductor Co.LTD | Vosun | HS-LD15-150(3500K) (OSRAM light source150Â°beam) | Mogul (E39) Screw-Base Replacements for HID Lamps | High Output | Replacement Lamps for Outdoor Pole/Arm-mounted Area and Roadway Luminaires (Type C) |  | Standard | FALSE | [9 empty] | 42641 |  | No |  | 4 | 15000 | 100 | 150 | 11 | 0.9 | 3500 | 80
PZ9QG54E | Shenzhen Vosun Innovation Semiconductor Co.LTD | Vosun | HS-LD15-120(3500K) (OSRAM light source150Â°beam) | Mogul (E39) Screw-Base Replacements for HID Lamps | High Output | Replacement Lamps for Outdoor Pole/Arm-mounted Area and Roadway Luminaires (Type C) |  | Standard | FALSE | [9 empty] | 42641 |  | No |  | 4 | 12000 | 100 | 120 | 10 | 0.9 | 3500 | 80
PXK8A3YT | Eiko Global LLC | EIKO | LED54WPT50KMOG-347V-G7 | Mogul (E39) Screw-Base Replacements for HID Lamps | Mid Output | Replacement Lamps for Outdoor Pole/Arm-mounted Decorative Luminaires (Type B) |  | Standard | FALSE | [9 empty] | 42641 |  | No |  | 4 | 7014.9 | 135.4 | 51.8 | 17.7 | 0.92 | 5050 | 84.1
PYKERTXW | Eiko Global LLC | EIKO | LED54WPT40KMOG-347V-G7 | Mogul (E39) Screw-Base Replacements for HID Lamps | Mid Output | Replacement Lamps for Outdoor Pole/Arm-mounted Decorative Luminaires (Type B) |  | Standard | FALSE | [9 empty] | 42641 |  | No |  | 4 | 6682.7 | 131.2 | 50.9 | 17.4 | 0.92 | 4000 | 82
PEX7JPFS | Eiko Global LLC | EIKO | LED30WPT/180/30KMOG-G7 | Mogul (E39) Screw-Base Replacements for HID Lamps | Low Output | Replacement Lamps for Outdoor Pole/Arm-mounted Area and Roadway Luminaires (Type B) |  | Standard | TRUE | 3172.553 | 111.631 | 28.42 | 13.34 | 0.952 | 3131 | 81.9 | 5 | 87600 | 42640 |  | No |  | 3.1 | 3172.55 | 111.63 | 28.42 | 13.34 | 0.986 | 3000 | 81.9
PE2W87ZU | Eiko Global LLC | EIKO | LED20WPT/180/30KMOG-G7 | Mogul (E39) Screw-Base Replacements for HID Lamps | Low Output | Replacement Lamps for Outdoor Pole/Arm-mounted Area and Roadway Luminaires (Type B) |  | Standard | TRUE | 2149.03 | 108.482 | 19.81 | 13.65 | 0.944 | 3138 | 82.1 | 5 | 87600 | 42640 |  | No |  | 3.1 | 2149.03 | 108.48 | 19.81 | 13.65 | 0.975 | 3000 | 82.1
P6B9R22J | Eiko Global LLC | EIKO | LED40WPT/180/30KMOG-G7 | Mogul (E39) Screw-Base Replacements for HID Lamps | Low Output | Replacement Lamps for Outdoor Full-Cutoff Wall-mounted Area Luminaires (Type B) |  | Standard | TRUE | 4041.5 | 101.42 | 39.85 | 18.89 | 0.9132 | 3077 | 80.6 | 5 | 50000 | 42640 |  | No |  | 3.1 | 4041.5 | 101.42 | 39.85 | 18.89 | 0.9132 | 3000 | 80.6
P9W8YZ2N | Eiko Global LLC | EIKO | LED20WPT/180/30KMOG-G7 | Mogul (E39) Screw-Base Replacements for HID Lamps | Low Output | Replacement Lamps for Outdoor Full-Cutoff Wall-mounted Area Luminaires (Type B) |  | Standard | TRUE | 1971.5 | 95.75 | 20.59 | 17.2 | 0.897 | 3129 | 82.5 | 5 | 50000 | 42640 |  | No |  | 3.1 | 1971.5 | 95.75 | 20.59 | 17.2 | 0.897 | 3000 | 82.5
PAYVUMG5 | Eiko Global LLC | EIKO | LED30WPT/180/30KMOG-G7 | Mogul (E39) Screw-Base Replacements for HID Lamps | Low Output | Replacement Lamps for Outdoor Full-Cutoff Wall-mounted Area Luminaires (Type B) |  | Standard | TRUE | 2841.2 | 104.46 | 27.2 | 16.61 | 0.8864 | 3134 | 82.1 | 5 | 50000 | 42640 |  | No |  | 3.1 | 2841.2 | 104.46 | 27.2 | 16.61 | 0.8864 | 3000 | 82.1
PNPMFZED | Eiko Global LLC | EIKO | LED27WPT30KMOG-G7 [Qualified at 120V Only] | Mogul (E39) Screw-Base Replacements for HID Lamps | Low Output | Replacement Lamps for Outdoor Pole/Arm-mounted Decorative Luminaires (Type B) |  | Standard | TRUE | 2290.2 | 90.2 | 25.4 | 21.27 | 0.9838 | 2995 | 81 | 5 | 50000 | 42640 |  | Yes |  | 3.1 | 3240 | 120 | 27 | 21.27 | 0.9 | 3000 | 80
PAWUTNYA | Eiko Global LLC | EIKO | LED36WPT40KMOG-G7 | Mogul (E39) Screw-Base Replacements for HID Lamps | Low Output | Replacement Lamps for Outdoor Pole/Arm-mounted Decorative Luminaires (Type B) |  | Standard | TRUE | 3513.3 | 100.3 | 34.98 | 15.59 | 0.9279 | 4019 | 82.8 | 5 | 50000 | 42640 |  | No |  | 4 | 4320 | 120 | 36 | 15.59 | 0.93 | 4000 | 80
PP4GY7BP | Eiko Global LLC | EIKO | LED54WPT40KMOG-G7 | Mogul (E39) Screw-Base Replacements for HID Lamps | Low Output | Replacement Lamps for Outdoor Pole/Arm-mounted Decorative Luminaires (Type B) |  | Standard | TRUE | 4338.3 | 87.5 | 49.58 | 21.07 | 0.9046 | 4073 | 85.8 | 5 | 50000 | 42640 |  | No |  | 4 | 6480 | 120 | 54 | 21.07 | 0.9 | 4000 | 80
PYWM8RB4 | Dongguan Weihu Lighting Technology Co.Ltd | WH | WH-YM-B3-28W(3000K) | Mogul (E39) Screw-Base Replacements for HID Lamps | Low Output | Replacement Lamps for Outdoor Pole/Arm-mounted Decorative Luminaires (Type B) |  | Standard | TRUE | 2638.7 | 92.46 | 28.54 | 18.88 | 0.9026 | 3061 | 81.7 | 5 | 50000 | 42640 |  | No |  | 4 | 2638.7 | 92.46 | 28.54 | 18.88 | 0.9 | 3000 | 81.7
PX3K8AQ9 | Eiko Global LLC | EIKO | LED45WPT40KMOG-G7 | Mogul (E39) Screw-Base Replacements for HID Lamps | Low Output | Replacement Lamps for Outdoor Pole/Arm-mounted Decorative Luminaires (Type B) |  | Standard | TRUE | 3878.8 | 90.7 | 42.76 | 19.54 | 0.8983 | 4102 | 83.6 | 5 | 50000 | 42640 |  | No |  | 4 | 5400 | 120 | 45 | 19.54 | 0.9 | 4000 | 80
PWWCUPZP | Eiko Global LLC | EIKO | LED20WPT/180/50KMOG-G7 | Mogul (E39) Screw-Base Replacements for HID Lamps | Low Output | Replacement Lamps for Outdoor Full-Cutoff Wall-mounted Area Luminaires (Type B) |  | Standard | FALSE | [9 empty] | 42640 |  | No |  | 3.1 | 2064 | 98.66 | 20.92 | 17.01 | 0.8992 | 5000 | 84.6
P5MZ3C4V | Eiko Global LLC | EIKO | LED30WPT/180/50KMOG-G7 | Mogul (E39) Screw-Base Replacements for HID Lamps | Low Output | Replacement Lamps for Outdoor Full-Cutoff Wall-mounted Area Luminaires (Type B) |  | Standard | FALSE | [9 empty] | 42640 |  | No |  | 3.1 | 3016 | 109.83 | 27.46 | 16.37 | 0.8889 | 5000 | 84.6
PBYJ7ANP | Eiko Global LLC | EIKO | LED40WPT/180/50KMOG-G7 | Mogul (E39) Screw-Base Replacements for HID Lamps | Low Output | Replacement Lamps for Outdoor Full-Cutoff Wall-mounted Area Luminaires (Type B) |  | Standard | FALSE | [9 empty] | 42640 |  | No |  | 3.1 | 4203 | 105.82 | 39.72 | 18.96 | 0.9125 | 5000 | 84.2
PCBQVTYR | Eiko Global LLC | EIKO | LED30WPT/180/50KMOG-G7 | Mogul (E39) Screw-Base Replacements for HID Lamps | Low Output | Replacement Lamps for Outdoor Pole/Arm-mounted Area and Roadway Luminaires (Type B) |  | Standard | FALSE | [9 empty] | 42640 |  | No |  | 3.1 | 3267.56 | 114.77 | 28.47 | 13.01 | 0.985 | 5000 | 83.1
PEHBE955 | Eiko Global LLC | EIKO | LED20WPT/180/50KMOG-G7 | Mogul (E39) Screw-Base Replacements for HID Lamps | Low Output | Replacement Lamps for Outdoor Pole/Arm-mounted Area and Roadway Luminaires (Type B) |  | Standard | FALSE | [9 empty] | 42640 |  | No |  | 3.1 | 2201.69 | 111.37 | 19.77 | 13.35 | 0.976 | 5000 | 83
PA8CV9MZ | Eiko Global LLC | EIKO | LED27WPT50KMOG-G7 [Qualified at 120V Only] | Mogul (E39) Screw-Base Replacements for HID Lamps | Low Output | Replacement Lamps for Outdoor Pole/Arm-mounted Decorative Luminaires (Type B) |  | Standard | FALSE | [9 empty] | 42640 |  | Yes |  | 3.1 | 3240 | 120 | 27 | 21.27 | 0.9 | 5000 | 80
PN8ZTYBR | Eiko Global LLC | EIKO | LED54WPT50KMOG-G7 | Mogul (E39) Screw-Base Replacements for HID Lamps | Low Output | Replacement Lamps for Outdoor Pole/Arm-mounted Decorative Luminaires (Type B) |  | Standard | FALSE | [9 empty] | 42640 |  | No |  | 4 | 6480 | 120 | 54 | 21.07 | 0.9 | 5000 | 80
PSP5T6RM | Eiko Global LLC | EIKO | LED45WPT50KMOG-G7 | Mogul (E39) Screw-Base Replacements for HID Lamps | Low Output | Replacement Lamps for Outdoor Pole/Arm-mounted Decorative Luminaires (Type B) |  | Standard | FALSE | [9 empty] | 42640 |  | No |  | 4 | 5400 | 120 | 45 | 19.54 | 0.9 | 5000 | 80
PW1F142H | Eiko Global LLC | EIKO | LED36WPT50KMOG-G7 | Mogul (E39) Screw-Base Replacements for HID Lamps | Low Output | Replacement Lamps for Outdoor Pole/Arm-mounted Decorative Luminaires (Type B) |  | Standard | FALSE | [9 empty] | 42640 |  | No |  | 4 | 4320 | 120 | 36 | 15.59 | 0.93 | 5000 | 80
P23XNSC3 | Eiko Global LLC | EIKO | LED20WPT/180/40KMOG-G7 | Mogul (E39) Screw-Base Replacements for HID Lamps | Low Output | Replacement Lamps for Outdoor Full-Cutoff Wall-mounted Area Luminaires (Type B) |  | Standard | FALSE | [9 empty] | 42640 |  | No |  | 3.1 | 2017.8 | 97.22 | 20.76 | 17.2 | 0.897 | 4000 | 82.5
P229S174 | Eiko Global LLC | EIKO | LED30WPT/180/40KMOG-G7 | Mogul (E39) Screw-Base Replacements for HID Lamps | Low Output | Replacement Lamps for Outdoor Full-Cutoff Wall-mounted Area Luminaires (Type B) |  | Standard | FALSE | [9 empty] | 42640 |  | No |  | 3.1 | 2928.6 | 107.16 | 27.33 | 16.61 | 0.8864 | 4000 | 82.1
PGYARGZW | Eiko Global LLC | EIKO | LED20WPT/180/40KMOG-G7 | Mogul (E39) Screw-Base Replacements for HID Lamps | Low Output | Replacement Lamps for Outdoor Pole/Arm-mounted Area and Roadway Luminaires (Type B) |  | Standard | FALSE | [9 empty] | 42640 |  | No |  | 3.1 | 2149.03 | 108.48 | 19.81 | 13.65 | 0.975 | 4000 | 82.1
PPBQQ5UE | Eiko Global LLC | EIKO | LED30WPT/180/40KMOG-G7 | Mogul (E39) Screw-Base Replacements for HID Lamps | Low Output | Replacement Lamps for Outdoor Pole/Arm-mounted Area and Roadway Luminaires (Type B) |  | Standard | FALSE | [9 empty] | 42640 |  | No |  | 3.1 | 3172.55 | 111.63 | 28.42 | 13.34 | 0.986 | 4000 | 81.9
P7MM6BK6 | Eiko Global LLC | EIKO | LED40WPT/180/40KMOG-G7 | Mogul (E39) Screw-Base Replacements for HID Lamps | Low Output | Replacement Lamps for Outdoor Full-Cutoff Wall-mounted Area Luminaires (Type B) |  | Standard | FALSE | [9 empty] | 42640 |  | No |  | 3.1 | 4122.3 | 103.61 | 39.79 | 18.89 | 0.9132 | 4000 | 80.6
PPN34PF8 | Eiko Global LLC | EIKO | LED27WPT40KMOG-G7 [Qualified at 120V Only] | Mogul (E39) Screw-Base Replacements for HID Lamps | Low Output | Replacement Lamps for Outdoor Pole/Arm-mounted Decorative Luminaires (Type B) |  | Standard | FALSE | [9 empty] | 42640 |  | Yes |  | 3.1 | 3240 | 120 | 27 | 21.27 | 0.9 | 4000 | 80
P8VGZYBQ | Dongguan Weihu Lighting Technology Co.Ltd | WH | WH-YM-B3-28W(5700K) | Mogul (E39) Screw-Base Replacements for HID Lamps | Low Output | Replacement Lamps for Outdoor Pole/Arm-mounted Decorative Luminaires (Type B) |  | Standard | FALSE | [9 empty] | 42640 | Not Dimmable | No |  | 4 | 2679 | 94.82 | 28.25 | 19.28 | 0.9 | 5700 | 82.7
PV98NA94 | Dongguan Weihu Lighting Technology Co.Ltd | WH | WH-YM-B3-28W(5000K) | Mogul (E39) Screw-Base Replacements for HID Lamps | Low Output | Replacement Lamps for Outdoor Pole/Arm-mounted Decorative Luminaires (Type B) |  | Standard | FALSE | [9 empty] | 42640 | Not Dimmable | No |  | 4 | 2638.7 | 92.46 | 28.54 | 18.88 | 0.9 | 5000 | 81.7
PJPM1VPF | Dongguan Weihu Lighting Technology Co.Ltd | WH | WH-YM-B3-28W(4500K) | Mogul (E39) Screw-Base Replacements for HID Lamps | Low Output | Replacement Lamps for Outdoor Pole/Arm-mounted Decorative Luminaires (Type B) |  | Standard | FALSE | [9 empty] | 42640 | Not Dimmable | No |  | 4 | 2638.7 | 92.46 | 28.54 | 18.88 | 0.9 | 4500 | 81.7
PHBJXRP1 | Dongguan Weihu Lighting Technology Co.Ltd | WH | WH-YM-B3-28W(4000K) | Mogul (E39) Screw-Base Replacements for HID Lamps | Low Output | Replacement Lamps for Outdoor Pole/Arm-mounted Decorative Luminaires (Type B) |  | Standard | FALSE | [9 empty] | 42640 | Not Dimmable | No |  | 4 | 2638.7 | 92.46 | 28.54 | 18.88 | 0.9 | 4000 | 81.7
P9RVK1AU | Dongguan Weihu Lighting Technology Co.Ltd | WH | WH-YM-B3-28W(3500K) | Mogul (E39) Screw-Base Replacements for HID Lamps | Low Output | Replacement Lamps for Outdoor Pole/Arm-mounted Decorative Luminaires (Type B) |  | Standard | FALSE | [9 empty] | 42640 | Not Dimmable | No |  | 4 | 2638.7 | 92.46 | 28.54 | 18.88 | 0.9 | 3500 | 81.7
P7XH8UNX | Zhejiang Setec Lighting Co. Ltd. | N/A | SEJ16-30U-830-[E39EX39] | Mogul (E39) Screw-Base Replacements for HID Lamps | Low Output | Replacement Lamps for Outdoor Pole/Arm-mounted Decorative Luminaires (Type B) |  | Standard | TRUE | 2593.2 | 98.26 | 26.39 | 17.44 | 0.9013 | 2941 | 82.7 | 5 | 50000 | 42639 |  | No |  | 4 | 2619.4 | 98.73 | 26.53 | 17.44 | 0.9 | 3000 | 82.7
P3JWNJEN | Zhejiang Setec Lighting Co. Ltd. | N/A | SEJ16-80U-830-[E39EX39] | Mogul (E39) Screw-Base Replacements for HID Lamps | Mid Output | Replacement Lamps for Outdoor Pole/Arm-mounted Decorative Luminaires (Type B) |  | Standard | TRUE | 7058.2 | 90.42 | 78.06 | 22.1 | 0.8943 | 2968 | 82.4 | 5 | 50000 | 42639 |  | No |  | 4 | 7137.4 | 91.21 | 78.25 | 22.1 | 0.89 | 3000 | 82.4
PKDAKM6Z | Zhejiang Setec Lighting Co. Ltd. | N/A | SEJ16-80U-850-[E39EX39] | Mogul (E39) Screw-Base Replacements for HID Lamps | Mid Output | Replacement Lamps for Outdoor Pole/Arm-mounted Decorative Luminaires (Type B) |  | Standard | FALSE | [9 empty] | 42639 |  | No |  | 4 | 7384 | 93.96 | 78.59 | 22.05 | 0.89 | 5000 | 85.2
PG5K7RZ2 | Zhejiang Setec Lighting Co. Ltd. | N/A | SEJ16-30U-850-[E39EX39] | Mogul (E39) Screw-Base Replacements for HID Lamps | Low Output | Replacement Lamps for Outdoor Pole/Arm-mounted Decorative Luminaires (Type B) |  | Standard | FALSE | [9 empty] | 42639 |  | No |  | 4 | 2716 | 100.15 | 27.12 | 17.58 | 0.9 | 5000 | 84.4
PP8P8NDM | Zhejiang Setec Lighting Co. Ltd. | N/A | SEJ16-30U-845-[E39EX39] | Mogul (E39) Screw-Base Replacements for HID Lamps | Low Output | Replacement Lamps for Outdoor Pole/Arm-mounted Decorative Luminaires (Type B) |  | Standard | FALSE | [9 empty] | 42639 |  | No |  | 4 | 2619.4 | 98.73 | 26.53 | 17.44 | 0.9 | 4500 | 82.7
P1ZAP9PT | Zhejiang Setec Lighting Co. Ltd. | N/A | SEJ16-80U-845-[E39EX39] | Mogul (E39) Screw-Base Replacements for HID Lamps | Mid Output | Replacement Lamps for Outdoor Pole/Arm-mounted Decorative Luminaires (Type B) |  | Standard | FALSE | [9 empty] | 42639 |  | No |  | 4 | 7137.4 | 91.21 | 78.25 | 22.1 | 0.89 | 4500 | 82.4
P3C7PYNN | Zhejiang Setec Lighting Co. Ltd. | N/A | SEJ16-30U-840-[E39EX39] | Mogul (E39) Screw-Base Replacements for HID Lamps | Low Output | Replacement Lamps for Outdoor Pole/Arm-mounted Decorative Luminaires (Type B) |  | Standard | FALSE | [9 empty] | 42639 |  | No |  | 4 | 2619.4 | 98.73 | 26.53 | 17.44 | 0.9 | 4000 | 82.7
PS14YRTM | Zhejiang Setec Lighting Co. Ltd. | N/A | SEJ16-80U-840-[E39EX39] | Mogul (E39) Screw-Base Replacements for HID Lamps | Mid Output | Replacement Lamps for Outdoor Pole/Arm-mounted Decorative Luminaires (Type B) |  | Standard | FALSE | [9 empty] | 42639 |  | No |  | 4 | 7137.4 | 91.21 | 78.25 | 22.1 | 0.89 | 4000 | 82.4
P4AYQ348 | Zhejiang Setec Lighting Co. Ltd. | N/A | SEJ16-30U-835-[E39EX39] | Mogul (E39) Screw-Base Replacements for HID Lamps | Low Output | Replacement Lamps for Outdoor Pole/Arm-mounted Decorative Luminaires (Type B) |  | Standard | FALSE | [9 empty] | 42639 |  | No |  | 4 | 2619.4 | 98.73 | 26.53 | 17.44 | 0.9 | 3500 | 82.7
PWEBBTHX | Zhejiang Setec Lighting Co. Ltd. | N/A | SEJ16-80U-835-[E39EX39] | Mogul (E39) Screw-Base Replacements for HID Lamps | Mid Output | Replacement Lamps for Outdoor Pole/Arm-mounted Decorative Luminaires (Type B) |  | Standard | FALSE | [9 empty] | 42639 |  | No |  | 4 | 7137.4 | 91.21 | 78.25 | 22.1 | 0.89 | 3500 | 82.4
PMUAFSR8 | SNC OPTO ELECTRONIC CO LTD. | SNC LED | SNC-CLH-54W1A1-E 4000K | Mogul (E39) Screw-Base Replacements for HID Lamps | Mid Output | Replacement Lamps for Outdoor Pole/Arm-mounted Area and Roadway Luminaires (Type B) |  | Standard | TRUE | 6465.6 | 117.73 | 54.92 | 18.22 | 0.916 | 3905 | 73.3 | 5 | 50000 | 42636 |  | No |  | 4 | 6664.7 | 121.44 | 54.88 | 18.22 | 0.92 | 4000 | 73.3
P7W8BVMP | SNC OPTO ELECTRONIC CO LTD. | SNC LED | SNC-CLH-36W1A1-E 4000K | Mogul (E39) Screw-Base Replacements for HID Lamps | Low Output | Replacement Lamps for Outdoor Pole/Arm-mounted Area and Roadway Luminaires (Type B) |  | Standard | TRUE | 4010 | 115.33 | 34.77 | 6.7 | 0.9103 | 3897 | 72.8 | 5 | 50000 | 42636 |  | No |  | 4 | 4008.5 | 119.8 | 33.46 | 6.7 | 0.91 | 4000 | 72.8
P15MK5C6 | SNC OPTO ELECTRONIC CO LTD. | SNC LED | SNC-CLH-115W1A1-E 4000K | Mogul (E39) Screw-Base Replacements for HID Lamps | High Output | Replacement Lamps for Outdoor Pole/Arm-mounted Area and Roadway Luminaires (Type B) |  | Standard | TRUE | 12819 | 113.44 | 113 | 17.92 | 0.9013 | 3903 | 73.1 | 5 | 50000 | 42636 |  | No |  | 4 | 12819 | 113.44 | 113 | 17.92 | 0.9 | 4000 | 73.1
PXMGH9RA | SNC OPTO ELECTRONIC CO LTD. | SNC LED | SNC-CLH-95W1A1-E 4000K | Mogul (E39) Screw-Base Replacements for HID Lamps | High Output | Replacement Lamps for Outdoor Pole/Arm-mounted Area and Roadway Luminaires (Type B) |  | Standard | TRUE | 10622 | 114.03 | 93.15 | 17.9 | 0.9028 | 3898 | 73.1 | 5 | 50000 | 42636 |  | No |  | 4 | 10622 | 114.03 | 93.15 | 17.9 | 0.9 | 4000 | 73.1
PPKSHMQT | SNC OPTO ELECTRONIC CO LTD. | SNC LED | SNC-CLH-75W1A1-E 4000K | Mogul (E39) Screw-Base Replacements for HID Lamps | Mid Output | Replacement Lamps for Outdoor Pole/Arm-mounted Area and Roadway Luminaires (Type B) |  | Standard | TRUE | 8507.2 | 115.32 | 73.77 | 19.49 | 0.901 | 3898 | 73 | 5 | 50000 | 42636 |  | No |  | 4 | 8615.3 | 116.12 | 74.19 | 19.49 | 0.9 | 4000 | 73
PVT2RC99 | SNC OPTO ELECTRONIC CO LTD. | SNC LED | SNC-CLH-54W1A2-E 4000K | Mogul (E39) Screw-Base Replacements for HID Lamps | Mid Output | Replacement Lamps for Outdoor Pole/Arm-mounted Area and Roadway Luminaires (Type B) |  | Standard | TRUE | 5672.4 | 111.53 | 50.86 | 18.89 | 0.9008 | 3926 | 72.8 | 5 | 50000 | 42636 |  | No |  | 4 | 5672.4 | 111.53 | 50.86 | 18.89 | 0.9 | 4000 | 72.8
PR5BBH2K | SNC OPTO ELECTRONIC CO LTD. | SNC LED | SNC-CLH-27W1A1-E 4000K | Mogul (E39) Screw-Base Replacements for HID Lamps | Low Output | Replacement Lamps for Outdoor Pole/Arm-mounted Area and Roadway Luminaires (Type B) |  | Standard | TRUE | 3032 | 117.07 | 25.9 | 6.81 | 0.9012 | 3924 | 72.8 | 5 | 50000 | 42636 |  | No |  | 4 | 3032 | 117.07 | 25.9 | 6.81 | 0.9 | 4000 | 72.8
PQVFKD8K | SNC OPTO ELECTRONIC CO LTD. | SNC LED | SNC-CLH-115W1A1-E 5700K | Mogul (E39) Screw-Base Replacements for HID Lamps | High Output | Replacement Lamps for Outdoor Pole/Arm-mounted Area and Roadway Luminaires (Type B) |  | Standard | FALSE | [9 empty] | 42636 |  | No |  | 4 | 13008 | 115.32 | 112.8 | 19.07 | 0.9 | 5700 | 75.8
PCJ25KFV | SNC OPTO ELECTRONIC CO LTD. | SNC LED | SNC-CLH-115W1A1-EX 5700K | Mogul (E39) Screw-Base Replacements for HID Lamps | High Output | Replacement Lamps for Outdoor Pole/Arm-mounted Area and Roadway Luminaires (Type B) |  | Standard | FALSE | [9 empty] | 42636 |  | No |  | 4 | 13008 | 115.32 | 112.8 | 19.07 | 0.9 | 5700 | 75.8
PUWZ1HUR | SNC OPTO ELECTRONIC CO LTD. | SNC LED | SNC-CLH-54W1A1-EX 5700K | Mogul (E39) Screw-Base Replacements for HID Lamps | Mid Output | Replacement Lamps for Outdoor Pole/Arm-mounted Area and Roadway Luminaires (Type B) |  | Standard | FALSE | [9 empty] | 42636 |  | No |  | 4 | 6802 | 123.34 | 55.15 | 18.92 | 0.92 | 5700 | 75.7
P2ZQXPPT | SNC OPTO ELECTRONIC CO LTD. | SNC LED | SNC-CLH-54W1A1-E 5700K | Mogul (E39) Screw-Base Replacements for HID Lamps | Mid Output | Replacement Lamps for Outdoor Pole/Arm-mounted Area and Roadway Luminaires (Type B) |  | Standard | FALSE | [9 empty] | 42636 |  | No |  | 4 | 6802 | 123.34 | 55.15 | 18.92 | 0.92 | 5700 | 75.7
PPKFA9Q6 | SNC OPTO ELECTRONIC CO LTD. | SNC LED | SNC-CLH-95W1A1-EX 5700K | Mogul (E39) Screw-Base Replacements for HID Lamps | High Output | Replacement Lamps for Outdoor Pole/Arm-mounted Area and Roadway Luminaires (Type B) |  | Standard | FALSE | [9 empty] | 42636 |  | No |  | 4 | 11192 | 120.4 | 92.96 | 18.81 | 0.91 | 5700 | 75.6
P6RXV68Z | SNC OPTO ELECTRONIC CO LTD. | SNC LED | SNC-CLH-95W1A1-E 5700K | Mogul (E39) Screw-Base Replacements for HID Lamps | High Output | Replacement Lamps for Outdoor Pole/Arm-mounted Area and Roadway Luminaires (Type B) |  | Standard | FALSE | [9 empty] | 42636 |  | No |  | 4 | 11192 | 120.4 | 92.96 | 18.81 | 0.91 | 5700 | 75.6
PMN78XH1 | SNC OPTO ELECTRONIC CO LTD. | SNC LED | SNC-CLH-75W1A1-E 5700K | Mogul (E39) Screw-Base Replacements for HID Lamps | Mid Output | Replacement Lamps for Outdoor Pole/Arm-mounted Area and Roadway Luminaires (Type B) |  | Standard | FALSE | [9 empty] | 42636 |  | No |  | 4 | 8814 | 119.06 | 74.03 | 19.92 | 0.9 | 5700 | 75.3
P67J36GW | SNC OPTO ELECTRONIC CO LTD. | SNC LED | SNC-CLH-75W1A1-EX 5700K | Mogul (E39) Screw-Base Replacements for HID Lamps | Mid Output | Replacement Lamps for Outdoor Pole/Arm-mounted Area and Roadway Luminaires (Type B) |  | Standard | FALSE | [9 empty] | 42636 |  | No |  | 4 | 8814 | 119.06 | 74.03 | 19.92 | 0.9 | 5700 | 75.3
PQE91YWQ | SNC OPTO ELECTRONIC CO LTD. | SNC LED | SNC-CLH-27W1A1-E 5700K | Mogul (E39) Screw-Base Replacements for HID Lamps | Low Output | Replacement Lamps for Outdoor Pole/Arm-mounted Area and Roadway Luminaires (Type B) |  | Standard | FALSE | [9 empty] | 42636 |  | No |  | 4 | 3181 | 124.16 | 25.62 | 8.07 | 0.9 | 5700 | 75.3
PJ4ETACZ | SNC OPTO ELECTRONIC CO LTD. | SNC LED | SNC-CLH-27W1A1-EX 5700K | Mogul (E39) Screw-Base Replacements for HID Lamps | Low Output | Replacement Lamps for Outdoor Pole/Arm-mounted Area and Roadway Luminaires (Type B) |  | Standard | FALSE | [9 empty] | 42636 |  | No |  | 4 | 3181 | 124.16 | 25.62 | 8.07 | 0.9 | 5700 | 75.3
P5PNSRSM | SNC OPTO ELECTRONIC CO LTD. | SNC LED | SNC-CLH-36W1A1-E 5700K | Mogul (E39) Screw-Base Replacements for HID Lamps | Low Output | Replacement Lamps for Outdoor Pole/Arm-mounted Area and Roadway Luminaires (Type B) |  | Standard | FALSE | [9 empty] | 42636 |  | No |  | 4 | 4186 | 119.84 | 34.93 | 6.91 | 0.91 | 5700 | 75.2
P3E4JYXK | SNC OPTO ELECTRONIC CO LTD. | SNC LED | SNC-CLH-36W1A1-EX 5700K | Mogul (E39) Screw-Base Replacements for HID Lamps | Low Output | Replacement Lamps for Outdoor Pole/Arm-mounted Area and Roadway Luminaires (Type B) |  | Standard | FALSE | [9 empty] | 42636 |  | No |  | 4 | 4186 | 119.84 | 34.93 | 6.91 | 0.91 | 5700 | 75.2
P27TPWZP | SNC OPTO ELECTRONIC CO LTD. | SNC LED | SNC-CLH-54W1A2-E 5700K | Mogul (E39) Screw-Base Replacements for HID Lamps | Mid Output | Replacement Lamps for Outdoor Pole/Arm-mounted Area and Roadway Luminaires (Type B) |  | Standard | FALSE | [9 empty] | 42636 |  | No |  | 4 | 5815 | 113.18 | 51.38 | 19.38 | 0.9 | 5700 | 75.1
P1SPABNV | SNC OPTO ELECTRONIC CO LTD. | SNC LED | SNC-CLH-54W1A2-EX 5700K | Mogul (E39) Screw-Base Replacements for HID Lamps | Mid Output | Replacement Lamps for Outdoor Pole/Arm-mounted Area and Roadway Luminaires (Type B) |  | Standard | FALSE | [9 empty] | 42636 |  | No |  | 4 | 5815 | 113.18 | 51.38 | 19.38 | 0.9 | 5700 | 75.1
PKPQ33ZC | SNC OPTO ELECTRONIC CO LTD. | SNC LED | SNC-CLH-54W1A1-EX 5000K | Mogul (E39) Screw-Base Replacements for HID Lamps | Mid Output | Replacement Lamps for Outdoor Pole/Arm-mounted Area and Roadway Luminaires (Type B) |  | Standard | FALSE | [9 empty] | 42636 |  | No |  | 4 | 6664.7 | 121.44 | 54.88 | 18.22 | 0.92 | 5000 | 73.3
P1AZ5SWM | SNC OPTO ELECTRONIC CO LTD. | SNC LED | SNC-CLH-54W1A1-E 5000K | Mogul (E39) Screw-Base Replacements for HID Lamps | Mid Output | Replacement Lamps for Outdoor Pole/Arm-mounted Area and Roadway Luminaires (Type B) |  | Standard | FALSE | [9 empty] | 42636 |  | No |  | 4 | 6664.7 | 121.44 | 54.88 | 18.22 | 0.92 | 5000 | 73.3
PYGZ2YV5 | SNC OPTO ELECTRONIC CO LTD. | SNC LED | SNC-CLH-115W1A1-E 5000K | Mogul (E39) Screw-Base Replacements for HID Lamps | High Output | Replacement Lamps for Outdoor Pole/Arm-mounted Area and Roadway Luminaires (Type B) |  | Standard | FALSE | [9 empty] | 42636 |  | No |  | 4 | 12819 | 113.44 | 113 | 17.92 | 0.9 | 5000 | 73.1
PFRV7T4C | SNC OPTO ELECTRONIC CO LTD. | SNC LED | SNC-CLH-115W1A1-EX 5000K | Mogul (E39) Screw-Base Replacements for HID Lamps | High Output | Replacement Lamps for Outdoor Pole/Arm-mounted Area and Roadway Luminaires (Type B) |  | Standard | FALSE | [9 empty] | 42636 |  | No |  | 4 | 12819 | 113.44 | 113 | 17.92 | 0.9 | 5000 | 73.1
PU7KQ1J9 | SNC OPTO ELECTRONIC CO LTD. | SNC LED | SNC-CLH-95W1A1-E 5000K | Mogul (E39) Screw-Base Replacements for HID Lamps | High Output | Replacement Lamps for Outdoor Pole/Arm-mounted Area and Roadway Luminaires (Type B) |  | Standard | FALSE | [9 empty] | 42636 |  | No |  | 4 | 10622 | 114.03 | 93.15 | 17.9 | 0.9 | 5000 | 73.1
PJTH35BK | SNC OPTO ELECTRONIC CO LTD. | SNC LED | SNC-CLH-95W1A1-EX 5000K | Mogul (E39) Screw-Base Replacements for HID Lamps | High Output | Replacement Lamps for Outdoor Pole/Arm-mounted Area and Roadway Luminaires (Type B) |  | Standard | FALSE | [9 empty] | 42636 |  | No |  | 4 | 10622 | 114.03 | 93.15 | 17.9 | 0.9 | 5000 | 73.1
PQDPVN45 | SNC OPTO ELECTRONIC CO LTD. | SNC LED | SNC-CLH-75W1A1-EX 5000K | Mogul (E39) Screw-Base Replacements for HID Lamps | Mid Output | Replacement Lamps for Outdoor Pole/Arm-mounted Area and Roadway Luminaires (Type B) |  | Standard | FALSE | [9 empty] | 42636 |  | No |  | 4 | 8615.3 | 116.12 | 74.19 | 19.49 | 0.9 | 5000 | 73
P2CDC24M | SNC OPTO ELECTRONIC CO LTD. | SNC LED | SNC-CLH-75W1A1-E 5000K | Mogul (E39) Screw-Base Replacements for HID Lamps | Mid Output | Replacement Lamps for Outdoor Pole/Arm-mounted Area and Roadway Luminaires (Type B) |  | Standard | FALSE | [9 empty] | 42636 |  | No |  | 4 | 8615.3 | 116.12 | 74.19 | 19.49 | 0.9 | 5000 | 73
PPA1B4QX | SNC OPTO ELECTRONIC CO LTD. | SNC LED | SNC-CLH-54W1A2-EX 5000K | Mogul (E39) Screw-Base Replacements for HID Lamps | Mid Output | Replacement Lamps for Outdoor Pole/Arm-mounted Area and Roadway Luminaires (Type B) |  | Standard | FALSE | [9 empty] | 42636 |  | No |  | 4 | 5672.4 | 111.53 | 50.86 | 18.89 | 0.9 | 5000 | 72.8
PD9FE1JW | SNC OPTO ELECTRONIC CO LTD. | SNC LED | SNC-CLH-54W1A2-E 5000K | Mogul (E39) Screw-Base Replacements for HID Lamps | Mid Output | Replacement Lamps for Outdoor Pole/Arm-mounted Area and Roadway Luminaires (Type B) |  | Standard | FALSE | [9 empty] | 42636 |  | No |  | 4 | 5672.4 | 111.53 | 50.86 | 18.89 | 0.9 | 5000 | 72.8
PVNG72CW | SNC OPTO ELECTRONIC CO LTD. | SNC LED | SNC-CLH-27W1A1-E 5000K | Mogul (E39) Screw-Base Replacements for HID Lamps | Low Output | Replacement Lamps for Outdoor Pole/Arm-mounted Area and Roadway Luminaires (Type B) |  | Standard | FALSE | [9 empty] | 42636 |  | No |  | 4 | 3032 | 117.07 | 25.9 | 6.81 | 0.9 | 5000 | 72.8
PC16E5CJ | SNC OPTO ELECTRONIC CO LTD. | SNC LED | SNC-CLH-27W1A1-EX 5000K | Mogul (E39) Screw-Base Replacements for HID Lamps | Low Output | Replacement Lamps for Outdoor Pole/Arm-mounted Area and Roadway Luminaires (Type B) |  | Standard | FALSE | [9 empty] | 42636 |  | No |  | 4 | 3032 | 117.07 | 25.9 | 6.81 | 0.9 | 5000 | 72.8
PQYE2ADB | SNC OPTO ELECTRONIC CO LTD. | SNC LED | SNC-CLH-36W1A1-EX 5000K | Mogul (E39) Screw-Base Replacements for HID Lamps | Low Output | Replacement Lamps for Outdoor Pole/Arm-mounted Area and Roadway Luminaires (Type B) |  | Standard | FALSE | [9 empty] | 42636 |  | No |  | 4 | 4008.5 | 119.8 | 33.46 | 6.7 | 0.91 | 5000 | 72.8
PERBPD4Q | SNC OPTO ELECTRONIC CO LTD. | SNC LED | SNC-CLH-36W1A1-E 5000K | Mogul (E39) Screw-Base Replacements for HID Lamps | Low Output | Replacement Lamps for Outdoor Pole/Arm-mounted Area and Roadway Luminaires (Type B) |  | Standard | FALSE | [9 empty] | 42636 |  | No |  | 4 | 4008.5 | 119.8 | 33.46 | 6.7 | 0.91 | 5000 | 72.8
P1D5F12N | SNC OPTO ELECTRONIC CO LTD. | SNC LED | SNC-CLH-54W1A1-EX 4000K | Mogul (E39) Screw-Base Replacements for HID Lamps | Mid Output | Replacement Lamps for Outdoor Pole/Arm-mounted Area and Roadway Luminaires (Type B) |  | Standard | FALSE | [9 empty] | 42636 |  | No |  | 4 | 6664.7 | 121.44 | 54.88 | 18.22 | 0.92 | 4000 | 73.3
PPCX5GYT | SNC OPTO ELECTRONIC CO LTD. | SNC LED | SNC-CLH-115W1A1-EX 4000K | Mogul (E39) Screw-Base Replacements for HID Lamps | High Output | Replacement Lamps for Outdoor Pole/Arm-mounted Area and Roadway Luminaires (Type B) |  | Standard | FALSE | [9 empty] | 42636 |  | No |  | 4 | 12819 | 113.44 | 113 | 17.92 | 0.9 | 4000 | 73.1
P37WCZNB | SNC OPTO ELECTRONIC CO LTD. | SNC LED | SNC-CLH-95W1A1-EX 4000K | Mogul (E39) Screw-Base Replacements for HID Lamps | High Output | Replacement Lamps for Outdoor Pole/Arm-mounted Area and Roadway Luminaires (Type B) |  | Standard | FALSE | [9 empty] | 42636 |  | No |  | 4 | 10622 | 114.03 | 93.15 | 17.9 | 0.9 | 4000 | 73.1
P9QD659A | SNC OPTO ELECTRONIC CO LTD. | SNC LED | SNC-CLH-75W1A1-EX 4000K | Mogul (E39) Screw-Base Replacements for HID Lamps | Mid Output | Replacement Lamps for Outdoor Pole/Arm-mounted Area and Roadway Luminaires (Type B) |  | Standard | FALSE | [9 empty] | 42636 |  | No |  | 4 | 8615.3 | 116.12 | 74.19 | 19.49 | 0.9 | 4000 | 73
PJFQTEM1 | SNC OPTO ELECTRONIC CO LTD. | SNC LED | SNC-CLH-54W1A2-EX 4000K | Mogul (E39) Screw-Base Replacements for HID Lamps | Mid Output | Replacement Lamps for Outdoor Pole/Arm-mounted Area and Roadway Luminaires (Type B) |  | Standard | FALSE | [9 empty] | 42636 |  | No |  | 4 | 5672.4 | 111.53 | 50.86 | 18.89 | 0.9 | 4000 | 72.8
PWKCY6HH | SNC OPTO ELECTRONIC CO LTD. | SNC LED | SNC-CLH-27W1A1-EX 4000K | Mogul (E39) Screw-Base Replacements for HID Lamps | Low Output | Replacement Lamps for Outdoor Pole/Arm-mounted Area and Roadway Luminaires (Type B) |  | Standard | FALSE | [9 empty] | 42636 |  | No |  | 4 | 3032 | 117.07 | 25.9 | 6.81 | 0.9 | 4000 | 72.8
P81SQARR | SNC OPTO ELECTRONIC CO LTD. | SNC LED | SNC-CLH-36W1A1-EX 4000K | Mogul (E39) Screw-Base Replacements for HID Lamps | Low Output | Replacement Lamps for Outdoor Pole/Arm-mounted Area and Roadway Luminaires (Type B) |  | Standard | FALSE | [9 empty] | 42636 |  | No |  | 4 | 4008.5 | 119.8 | 33.46 | 6.7 | 0.91 | 4000 | 72.8
PXX3HZNS | LEDtronics Inc. | Ledtronics | LED46DL-120E39-XHW-101W | Mogul (E39) Screw-Base Replacements for HID Lamps | High Output | Replacement Lamps for Outdoor Pole/Arm-mounted Decorative Luminaires (Type B) |  | Standard | TRUE | 12145 | 97.86 | 124.1 | 8.37 | 0.9644 | 2757 | 81.7 | 5 | 50000 | 42635 |  | No | Updated on 7/29/2016 | 4 | 12145 | 97.86 | 124.1 | 8.37 | 0.9644 | 2700 | 81.7
P1NRDWA5 | LEDtronics Inc. | Ledtronics | LED46DL-100E39-XHW-101W | Mogul (E39) Screw-Base Replacements for HID Lamps | High Output | Replacement Lamps for Outdoor Pole/Arm-mounted Decorative Luminaires (Type B) |  | Standard | TRUE | 10248 | 97.51 | 105.1 | 9.02 | 0.9544 | 2739 | 82.1 | 5 | 50000 | 42635 |  | No | Updated on 7/29/2016 | 4 | 10248 | 97.51 | 105.1 | 9.02 | 0.9544 | 2700 | 82.1
PH4GCK9G | SNC OPTO ELECTRONIC CO LTD. | SNC LED | SNC-CL-100WB2 4000K | Mogul (E39) Screw-Base Replacements for HID Lamps | High Output | Replacement Lamps for Outdoor Pole/Arm-mounted Decorative Luminaires (Type B) |  | Standard | TRUE | 11639 | 120.66 | 96.46 | 17.1 | 0.9364 | 4129 | 82.1 | 5 | 50000 | 42635 |  | No |  | 4 | 11820 | 121.49 | 97.29 | 17.1 | 0.94 | 4000 | 82.1
PGR2MWG4 | LEDtronics Inc. | Ledtronics | LED46DL-80E39-XHW-101W | Mogul (E39) Screw-Base Replacements for HID Lamps | Mid Output | Replacement Lamps for Outdoor Pole/Arm-mounted Decorative Luminaires (Type B) |  | Standard | TRUE | 7963.3 | 97.08 | 82.03 | 9.93 | 0.9362 | 2743 | 82.1 | 5 | 50000 | 42635 |  | No | Updated on 7/29/2016 | 4 | 7963.3 | 97.08 | 82.03 | 9.93 | 0.9362 | 2700 | 82.1
PP7R2K22 | SNC OPTO ELECTRONIC CO LTD. | SNC LED | SNC-CLW-150WB1 4000K | Mogul (E39) Screw-Base Replacements for HID Lamps | High Output | Replacement Lamps for Outdoor Pole/Arm-mounted Decorative Luminaires (Type B) |  | Standard | TRUE | 17146 | 118.74 | 144.4 | 13.52 | 0.9361 | 4122 | 82.3 | 5 | 50000 | 42635 |  | No |  | 4 | 17592 | 119.11 | 147.7 | 13.52 | 0.94 | 4000 | 82.3
P57CXVRD | SNC OPTO ELECTRONIC CO LTD. | SNC LED | SNC-CL-80WB2 4000K | Mogul (E39) Screw-Base Replacements for HID Lamps | Mid Output | Replacement Lamps for Outdoor Pole/Arm-mounted Decorative Luminaires (Type B) |  | Standard | TRUE | 9488.6 | 120.75 | 78.58 | 17.1 | 0.9323 | 4125 | 82.2 | 5 | 50000 | 42635 |  | No |  | 4 | 9603.9 | 122.39 | 78.47 | 17.1 | 0.93 | 4000 | 82.2
PRHHATJA | SNC OPTO ELECTRONIC CO LTD. | SNC LED | SNC-CL-120WB2 4000K | Mogul (E39) Screw-Base Replacements for HID Lamps | High Output | Replacement Lamps for Outdoor Pole/Arm-mounted Decorative Luminaires (Type B) |  | Standard | TRUE | 14444 | 122.82 | 117.6 | 18.41 | 0.93 | 4129 | 82.2 | 5 | 50000 | 42635 |  | No |  | 4 | 14444 | 122.82 | 117.6 | 18.41 | 0.93 | 4000 | 82.2
P5QP41CA | Disruptive SSL | LED Zombie | Z-4XGC-40(4000K) | Mogul (E39) Screw-Base Replacements for HID Lamps | Low Output | Replacement Lamps for Outdoor Pole/Arm-mounted Decorative Luminaires (Type B) |  | Standard | TRUE | 4374 | 111.73 | 39.15 | 12.63 | 0.9127 | 4125 | 81 | 5 | 50000 | 42635 |  | No |  | 3.1 | 4374.2 | 111.73 | 39.15 | 12.63 | 0.91 | 4000 | 81
PDYZGDE5 | LEDtronics Inc. | Ledtronics | LED29DL-45E39-XHW-101W | Mogul (E39) Screw-Base Replacements for HID Lamps | Low Output | Replacement Lamps for Outdoor Pole/Arm-mounted Decorative Luminaires (Type B) |  | Standard | TRUE | 4338.5 | 94.07 | 46.12 | 14.72 | 0.9079 | 2725 | 82.1 | 5 | 50000 | 42635 |  | No |  | 4 | 4338.5 | 94.07 | 46.12 | 14.72 | 0.9079 | 2700 | 82.1
PKJEXBUA | LEDtronics Inc. | Ledtronics | LED29DL-36E39-XHW-101W | Mogul (E39) Screw-Base Replacements for HID Lamps | Low Output | Replacement Lamps for Outdoor Pole/Arm-mounted Decorative Luminaires (Type B) |  | Standard | TRUE | 3591 | 94.7 | 37.92 | 18.76 | 0.9064 | 2806 | 83.4 | 5 | 50000 | 42635 |  | No |  | 4 | 3591 | 94.7 | 37.92 | 18.76 | 0.9064 | 2700 | 83.4
PKVJEA7X | LEDtronics Inc. | Ledtronics | LED29DL-54E39-XHW-101W | Mogul (E39) Screw-Base Replacements for HID Lamps | Mid Output | Replacement Lamps for Outdoor Pole/Arm-mounted Decorative Luminaires (Type B) |  | Standard | TRUE | 5277 | 93.83 | 56.24 | 13.04 | 0.9061 | 2721 | 81.6 | 5 | 50000 | 42635 |  | No |  | 4 | 5277 | 93.83 | 56.24 | 13.04 | 0.9061 | 2700 | 81.6
PDJQSM5Z | Disruptive SSL | LED Zombie | Z-4XGC-30(4000K) | Mogul (E39) Screw-Base Replacements for HID Lamps | Low Output | Replacement Lamps for Outdoor Pole/Arm-mounted Decorative Luminaires (Type B) |  | Standard | TRUE | 3355.9 | 112.65 | 29.79 | 13.13 | 0.9057 | 4141 | 81.2 | 5 | 50000 | 42635 |  | No |  | 3.1 | 3355.9 | 112.65 | 29.79 | 13.13 | 0.91 | 4000 | 81.2
PMDC7AQ4 | SNC OPTO ELECTRONIC CO LTD. | SNC LED | SNC-CL-30WB2E39 4000K | Mogul (E39) Screw-Base Replacements for HID Lamps | Low Output | Replacement Lamps for Outdoor Pole/Arm-mounted Decorative Luminaires (Type B) |  | Standard | TRUE | 3332.8 | 118.44 | 28.14 | 8.21 | 0.9052 | 4116 | 82 | 5 | 50000 | 42635 |  | No |  | 4 | 3344.2 | 121.21 | 27.59 | 8.21 | 0.91 | 4000 | 82
PRBHJDMG | SNC OPTO ELECTRONIC CO LTD. | SNC LED | SNC-CL-40WB2E39 4000K | Mogul (E39) Screw-Base Replacements for HID Lamps | Low Output | Replacement Lamps for Outdoor Pole/Arm-mounted Decorative Luminaires (Type B) |  | Standard | TRUE | 4531 | 120.12 | 37.72 | 9.27 | 0.9036 | 4112 | 82 | 5 | 50000 | 42635 |  | No |  | 4 | 4579.1 | 120.98 | 37.85 | 9.27 | 0.9 | 4000 | 82
PY7JNUB1 | SNC OPTO ELECTRONIC CO LTD. | SNC LED | SNC-CL-60WB2E39 4000K | Mogul (E39) Screw-Base Replacements for HID Lamps | Mid Output | Replacement Lamps for Outdoor Pole/Arm-mounted Decorative Luminaires (Type B) |  | Standard | TRUE | 6573.6 | 116 | 56.67 | 12.38 | 0.9021 | 4132 | 82.1 | 5 | 50000 | 42635 |  | No |  | 4 | 6630.2 | 117.87 | 56.25 | 12.38 | 0.9 | 4000 | 82.1
P2RT44QC | Disruptive SSL | LED Zombie | Z-4XGC-80(4000K) | Mogul (E39) Screw-Base Replacements for HID Lamps | Mid Output | Replacement Lamps for Outdoor Pole/Arm-mounted Decorative Luminaires (Type B) |  | Standard | TRUE | 8771.3 | 111.68 | 78.54 | 14.94 | 0.9018 | 4179 | 81.5 | 5 | 50000 | 42635 |  | No |  | 3.1 | 8771.3 | 111.68 | 78.54 | 14.94 | 0.9 | 4000 | 81.5
PT1FWF7M | LEDtronics Inc. | Ledtronics | LED29DL-27E39-XHW-101W | Mogul (E39) Screw-Base Replacements for HID Lamps | Low Output | Replacement Lamps for Outdoor Pole/Arm-mounted Decorative Luminaires (Type B) |  | Standard | TRUE | 2766.8 | 96.04 | 28.81 | 19.92 | 0.9005 | 2769 | 83.2 | 5 | 50000 | 42635 |  | No |  | 4 | 2766.8 | 96.04 | 28.81 | 19.92 | 0.9005 | 2700 | 83.2
PRGYXH4G | SNC OPTO ELECTRONIC CO LTD. | SNC LED | SNC-CL-100WB2 5700K | Mogul (E39) Screw-Base Replacements for HID Lamps | High Output | Replacement Lamps for Outdoor Pole/Arm-mounted Decorative Luminaires (Type B) |  | Standard | FALSE | [9 empty] | 42635 |  | No |  | 4 | 12162 | 123.58 | 98.41 | 17.81 | 0.93 | 5700 | 82.7
P2EJXXJC | SNC OPTO ELECTRONIC CO LTD. | SNC LED | SNC-CL-40WB2E39 5700K | Mogul (E39) Screw-Base Replacements for HID Lamps | Low Output | Replacement Lamps for Outdoor Pole/Arm-mounted Decorative Luminaires (Type B) |  | Standard | FALSE | [9 empty] | 42635 |  | No |  | 4 | 4737 | 122.38 | 38.71 | 10.58 | 0.9 | 5700 | 82.7
PVYD6NJ2 | SNC OPTO ELECTRONIC CO LTD. | SNC LED | SNC-CLW-150WB1 5700K | Mogul (E39) Screw-Base Replacements for HID Lamps | High Output | Replacement Lamps for Outdoor Pole/Arm-mounted Decorative Luminaires (Type B) |  | Standard | FALSE | [9 empty] | 42635 |  | No |  | 4 | 17946 | 121.09 | 148.2 | 14.51 | 0.93 | 5700 | 82.6
PH78R8H7 | SNC OPTO ELECTRONIC CO LTD. | SNC LED | SNC-CL-30WB2E39 5700K | Mogul (E39) Screw-Base Replacements for HID Lamps | Low Output | Replacement Lamps for Outdoor Pole/Arm-mounted Decorative Luminaires (Type B) |  | Standard | FALSE | [9 empty] | 42635 |  | No |  | 4 | 3480 | 123.45 | 28.19 | 9.37 | 0.9 | 5700 | 82.6
PW3VQ2HB | SNC OPTO ELECTRONIC CO LTD. | SNC LED | SNC-CL-80WB2 5700K | Mogul (E39) Screw-Base Replacements for HID Lamps | Mid Output | Replacement Lamps for Outdoor Pole/Arm-mounted Decorative Luminaires (Type B) |  | Standard | FALSE | [9 empty] | 42635 |  | No |  | 4 | 9951 | 125.16 | 79.51 | 13.41 | 0.93 | 5700 | 82.5
PXSBDTUS | SNC OPTO ELECTRONIC CO LTD. | SNC LED | SNC-CL-60WB2E39 5700K | Mogul (E39) Screw-Base Replacements for HID Lamps | Mid Output | Replacement Lamps for Outdoor Pole/Arm-mounted Decorative Luminaires (Type B) |  | Standard | FALSE | [9 empty] | 42635 |  | No |  | 4 | 6883 | 120.38 | 57.18 | 13.06 | 0.9 | 5700 | 82.5
PGQAXV3J | SNC OPTO ELECTRONIC CO LTD. | SNC LED | SNC-CL-120WB2 5700K | Mogul (E39) Screw-Base Replacements for HID Lamps | High Output | Replacement Lamps for Outdoor Pole/Arm-mounted Decorative Luminaires (Type B) |  | Standard | FALSE | [9 empty] | 42635 |  | No |  | 4 | 14883 | 125.81 | 118.3 | 19.18 | 0.93 | 5700 | 82.4
P2QGUF1M | SNC OPTO ELECTRONIC CO LTD. | SNC LED | SNC-CLW-150WB1 5000K | Mogul (E39) Screw-Base Replacements for HID Lamps | High Output | Replacement Lamps for Outdoor Pole/Arm-mounted Decorative Luminaires (Type B) |  | Standard | FALSE | [9 empty] | 42635 |  | No |  | 4 | 17592 | 119.11 | 147.7 | 13.52 | 0.94 | 5000 | 82.3
PH9M8UVP | SNC OPTO ELECTRONIC CO LTD. | SNC LED | SNC-CL-120WB2 5000K | Mogul (E39) Screw-Base Replacements for HID Lamps | High Output | Replacement Lamps for Outdoor Pole/Arm-mounted Decorative Luminaires (Type B) |  | Standard | FALSE | [9 empty] | 42635 |  | No |  | 4 | 14444 | 122.82 | 117.6 | 18.41 | 0.93 | 5000 | 82.2
PJKXD68Z | SNC OPTO ELECTRONIC CO LTD. | SNC LED | SNC-CL-80WB2 5000K | Mogul (E39) Screw-Base Replacements for HID Lamps | Mid Output | Replacement Lamps for Outdoor Pole/Arm-mounted Decorative Luminaires (Type B) |  | Standard | FALSE | [9 empty] | 42635 |  | No |  | 4 | 9603.9 | 122.39 | 78.47 | 17.1 | 0.93 | 5000 | 82.2
PZB7YN3H | SNC OPTO ELECTRONIC CO LTD. | SNC LED | SNC-CL-100WB2 5000K | Mogul (E39) Screw-Base Replacements for HID Lamps | High Output | Replacement Lamps for Outdoor Pole/Arm-mounted Decorative Luminaires (Type B) |  | Standard | FALSE | [9 empty] | 42635 |  | No |  | 4 | 11820 | 121.49 | 97.29 | 17.1 | 0.94 | 5000 | 82.1
P2RQNY78 | SNC OPTO ELECTRONIC CO LTD. | SNC LED | SNC-CL-60WB2E39 5000K | Mogul (E39) Screw-Base Replacements for HID Lamps | Mid Output | Replacement Lamps for Outdoor Pole/Arm-mounted Decorative Luminaires (Type B) |  | Standard | FALSE | [9 empty] | 42635 |  | No |  | 4 | 6630.2 | 117.87 | 56.25 | 12.38 | 0.9 | 5000 | 82.1
PJX3YT3V | SNC OPTO ELECTRONIC CO LTD. | SNC LED | SNC-CL-40WB2E39 5000K | Mogul (E39) Screw-Base Replacements for HID Lamps | Low Output | Replacement Lamps for Outdoor Pole/Arm-mounted Decorative Luminaires (Type B) |  | Standard | FALSE | [9 empty] | 42635 |  | No |  | 4 | 4579.1 | 120.98 | 37.85 | 9.27 | 0.9 | 5000 | 82
PH1Z3TNN | SNC OPTO ELECTRONIC CO LTD. | SNC LED | SNC-CL-30WB2E39 5000K | Mogul (E39) Screw-Base Replacements for HID Lamps | Low Output | Replacement Lamps for Outdoor Pole/Arm-mounted Decorative Luminaires (Type B) |  | Standard | FALSE | [9 empty] | 42635 |  | No |  | 4 | 3344.2 | 121.21 | 27.59 | 8.21 | 0.91 | 5000 | 82
PVX8ZH3M | SNC OPTO ELECTRONIC CO LTD. | SNC LED | SNC-CLW-150WB1 4500K | Mogul (E39) Screw-Base Replacements for HID Lamps | High Output | Replacement Lamps for Outdoor Pole/Arm-mounted Decorative Luminaires (Type B) |  | Standard | FALSE | [9 empty] | 42635 |  | No |  | 4 | 17592 | 119.11 | 147.7 | 13.52 | 0.94 | 4500 | 82.3
PQJ9P4BA | SNC OPTO ELECTRONIC CO LTD. | SNC LED | SNC-CL-120WB2 4500K | Mogul (E39) Screw-Base Replacements for HID Lamps | High Output | Replacement Lamps for Outdoor Pole/Arm-mounted Decorative Luminaires (Type B) |  | Standard | FALSE | [9 empty] | 42635 |  | No |  | 4 | 14444 | 122.82 | 117.6 | 18.41 | 0.93 | 4500 | 82.2
P1HQAZPP | SNC OPTO ELECTRONIC CO LTD. | SNC LED | SNC-CL-80WB2 4500K | Mogul (E39) Screw-Base Replacements for HID Lamps | Mid Output | Replacement Lamps for Outdoor Pole/Arm-mounted Decorative Luminaires (Type B) |  | Standard | FALSE | [9 empty] | 42635 |  | No |  | 4 | 9603.9 | 122.39 | 78.47 | 17.1 | 0.93 | 4500 | 82.2
PAGDN4AY | SNC OPTO ELECTRONIC CO LTD. | SNC LED | SNC-CL-100WB2 4500K | Mogul (E39) Screw-Base Replacements for HID Lamps | High Output | Replacement Lamps for Outdoor Pole/Arm-mounted Decorative Luminaires (Type B) |  | Standard | FALSE | [9 empty] | 42635 |  | No |  | 4 | 11820 | 121.49 | 97.29 | 17.1 | 0.94 | 4500 | 82.1
P6NNW9JF | SNC OPTO ELECTRONIC CO LTD. | SNC LED | SNC-CL-60WB2E39 4500K | Mogul (E39) Screw-Base Replacements for HID Lamps | Mid Output | Replacement Lamps for Outdoor Pole/Arm-mounted Decorative Luminaires (Type B) |  | Standard | FALSE | [9 empty] | 42635 |  | No |  | 4 | 6630.2 | 117.87 | 56.25 | 12.38 | 0.9 | 4500 | 82.1
PZY87EA1 | SNC OPTO ELECTRONIC CO LTD. | SNC LED | SNC-CL-40WB2E39 4500K | Mogul (E39) Screw-Base Replacements for HID Lamps | Low Output | Replacement Lamps for Outdoor Pole/Arm-mounted Decorative Luminaires (Type B) |  | Standard | FALSE | [9 empty] | 42635 |  | No |  | 4 | 4579.1 | 120.98 | 37.85 | 9.27 | 0.9 | 4500 | 82
PV1R8BWV | SNC OPTO ELECTRONIC CO LTD. | SNC LED | SNC-CL-30WB2E39 4500K | Mogul (E39) Screw-Base Replacements for HID Lamps | Low Output | Replacement Lamps for Outdoor Pole/Arm-mounted Decorative Luminaires (Type B) |  | Standard | FALSE | [9 empty] | 42635 |  | No |  | 4 | 3344.2 | 121.21 | 27.59 | 8.21 | 0.91 | 4500 | 82
PDRBCHG6 | LEDtronics Inc. | Ledtronics | LED46DL-80E39-XPW-101W | Mogul (E39) Screw-Base Replacements for HID Lamps | Mid Output | Replacement Lamps for Outdoor Pole/Arm-mounted Decorative Luminaires (Type B) |  | Standard | FALSE | [9 empty] | 42635 |  | No | Updated on 7/29/2016 | 4 | 7963.3 | 97.08 | 82.03 | 9.93 | 0.9362 | 5000 | 82.1
PDS4QZ3N | LEDtronics Inc. | Ledtronics | LED46DL-100E39-XPW-101W | Mogul (E39) Screw-Base Replacements for HID Lamps | High Output | Replacement Lamps for Outdoor Pole/Arm-mounted Decorative Luminaires (Type B) |  | Standard | FALSE | [9 empty] | 42635 |  | No | Updated on 7/29/2016 | 4 | 10248 | 97.51 | 105.1 | 9.02 | 0.9544 | 5000 | 82.1
PDMH9F9P | LEDtronics Inc. | Ledtronics | LED46DL-120E39-XPW-101W | Mogul (E39) Screw-Base Replacements for HID Lamps | High Output | Replacement Lamps for Outdoor Pole/Arm-mounted Decorative Luminaires (Type B) |  | Standard | FALSE | [9 empty] | 42635 |  | No | Updated on 7/29/2016 | 4 | 12145 | 97.86 | 124.1 | 8.37 | 0.9644 | 5000 | 81.7
PJB79111 | LEDtronics Inc. | Ledtronics | LED29DL-36E39-XPW-101W | Mogul (E39) Screw-Base Replacements for HID Lamps | Low Output | Replacement Lamps for Outdoor Pole/Arm-mounted Decorative Luminaires (Type B) |  | Standard | FALSE | [9 empty] | 42635 |  | No |  | 4 | 3591 | 94.7 | 37.92 | 18.76 | 0.9064 | 5000 | 83.4
P7PUR6PA | LEDtronics Inc. | Ledtronics | LED29DL-27E39-XPW-101W | Mogul (E39) Screw-Base Replacements for HID Lamps | Low Output | Replacement Lamps for Outdoor Pole/Arm-mounted Decorative Luminaires (Type B) |  | Standard | FALSE | [9 empty] | 42635 |  | No |  | 4 | 2766.8 | 96.04 | 28.81 | 19.92 | 0.9005 | 5000 | 83.2
PRB8EPMF | LEDtronics Inc. | Ledtronics | LED29DL-45E39-XPW-101W | Mogul (E39) Screw-Base Replacements for HID Lamps | Low Output | Replacement Lamps for Outdoor Pole/Arm-mounted Decorative Luminaires (Type B) |  | Standard | FALSE | [9 empty] | 42635 |  | No |  | 4 | 4338.5 | 94.07 | 46.12 | 14.72 | 0.9079 | 5000 | 82.1
PWRQ7PFV | LEDtronics Inc. | Ledtronics | LED29DL-54E39-XPW-101W | Mogul (E39) Screw-Base Replacements for HID Lamps | Mid Output | Replacement Lamps for Outdoor Pole/Arm-mounted Decorative Luminaires (Type B) |  | Standard | FALSE | [9 empty] | 42635 |  | No |  | 4 | 5277 | 93.83 | 56.24 | 13.04 | 0.9061 | 5000 | 81.6
P985NQV4 | LEDtronics Inc. | Ledtronics | LED46DL-80E39-XNW-101W | Mogul (E39) Screw-Base Replacements for HID Lamps | Mid Output | Replacement Lamps for Outdoor Pole/Arm-mounted Decorative Luminaires (Type B) |  | Standard | FALSE | [9 empty] | 42635 |  | No | Updated on 7/29/2016 | 4 | 7963.3 | 97.08 | 82.03 | 9.93 | 0.9362 | 4000 | 82.1
PWTG9EVC | LEDtronics Inc. | Ledtronics | LED46DL-100E39-XNW-101W | Mogul (E39) Screw-Base Replacements for HID Lamps | High Output | Replacement Lamps for Outdoor Pole/Arm-mounted Decorative Luminaires (Type B) |  | Standard | FALSE | [9 empty] | 42635 |  | No | Updated on 7/29/2016 | 4 | 10248 | 97.51 | 105.1 | 9.02 | 0.9544 | 4000 | 82.1
P9N5F8YS | LEDtronics Inc. | Ledtronics | LED46DL-120E39-XNW-101W | Mogul (E39) Screw-Base Replacements for HID Lamps | High Output | Replacement Lamps for Outdoor Pole/Arm-mounted Decorative Luminaires (Type B) |  | Standard | FALSE | [9 empty] | 42635 |  | No | Updated on 7/29/2016 | 4 | 12145 | 97.86 | 124.1 | 8.37 | 0.9644 | 4000 | 81.7
P4UJPCSQ | LEDtronics Inc. | Ledtronics | LED29DL-36E39-XNW-101W | Mogul (E39) Screw-Base Replacements for HID Lamps | Low Output | Replacement Lamps for Outdoor Pole/Arm-mounted Decorative Luminaires (Type B) |  | Standard | FALSE | [9 empty] | 42635 |  | No |  | 4 | 3591 | 94.7 | 37.92 | 18.76 | 0.9064 | 4000 | 83.4
P944YHTM | LEDtronics Inc. | Ledtronics | LED29DL-27E39-XNW-101W | Mogul (E39) Screw-Base Replacements for HID Lamps | Low Output | Replacement Lamps for Outdoor Pole/Arm-mounted Decorative Luminaires (Type B) |  | Standard | FALSE | [9 empty] | 42635 |  | No |  | 4 | 2766.8 | 96.04 | 28.81 | 19.92 | 0.9005 | 4000 | 83.2
PHN4W16G | LEDtronics Inc. | Ledtronics | LED29DL-45E39-XNW-101W | Mogul (E39) Screw-Base Replacements for HID Lamps | Low Output | Replacement Lamps for Outdoor Pole/Arm-mounted Decorative Luminaires (Type B) |  | Standard | FALSE | [9 empty] | 42635 |  | No |  | 4 | 4338.5 | 94.07 | 46.12 | 14.72 | 0.9079 | 4000 | 82.1
PMWSEXJG | LEDtronics Inc. | Ledtronics | LED29DL-54E39-XNW-101W | Mogul (E39) Screw-Base Replacements for HID Lamps | Mid Output | Replacement Lamps for Outdoor Pole/Arm-mounted Decorative Luminaires (Type B) |  | Standard | FALSE | [9 empty] | 42635 |  | No |  | 4 | 5277 | 93.83 | 56.24 | 13.04 | 0.9061 | 4000 | 81.6
PHV5MAF3 | Disruptive SSL | LED Zombie | Z-4XGC-40(5700K) | Mogul (E39) Screw-Base Replacements for HID Lamps | Low Output | Replacement Lamps for Outdoor Pole/Arm-mounted Decorative Luminaires (Type B) |  | Standard | FALSE | [9 empty] | 42635 | Not Dimmable | No |  | 3.1 | 4430 | 112.07 | 39.53 | 15.27 | 0.91 | 5700 | 82.2
P2BZHCJ2 | Disruptive SSL | LED Zombie | Z-4XGC-80(5700K) | Mogul (E39) Screw-Base Replacements for HID Lamps | Mid Output | Replacement Lamps for Outdoor Pole/Arm-mounted Decorative Luminaires (Type B) |  | Standard | FALSE | [9 empty] | 42635 | Not Dimmable | No |  | 3.1 | 9201 | 118.4 | 77.71 | 14.71 | 0.9 | 5700 | 82.2
PTJGJHZB | Disruptive SSL | LED Zombie | Z-4XGC-30(5700K) | Mogul (E39) Screw-Base Replacements for HID Lamps | Low Output | Replacement Lamps for Outdoor Pole/Arm-mounted Decorative Luminaires (Type B) |  | Standard | FALSE | [9 empty] | 42635 | Not Dimmable | No |  | 3.1 | 3456 | 114.82 | 30.1 | 13.52 | 0.91 | 5700 | 82.2
P195VDDV | Disruptive SSL | LED Zombie | Z-4XGC-80(5000K) | Mogul (E39) Screw-Base Replacements for HID Lamps | Mid Output | Replacement Lamps for Outdoor Pole/Arm-mounted Decorative Luminaires (Type B) |  | Standard | FALSE | [9 empty] | 42635 | Not Dimmable | No |  | 3.1 | 8771.3 | 111.68 | 78.54 | 14.94 | 0.9 | 5000 | 81.5
PWKMNKUV | Disruptive SSL | LED Zombie | Z-4XGC-30(5000K) | Mogul (E39) Screw-Base Replacements for HID Lamps | Low Output | Replacement Lamps for Outdoor Pole/Arm-mounted Decorative Luminaires (Type B) |  | Standard | FALSE | [9 empty] | 42635 | Not Dimmable | No |  | 3.1 | 3355.9 | 112.65 | 29.79 | 13.13 | 0.91 | 5000 | 81.2
P4WTUPNQ | Disruptive SSL | LED Zombie | Z-4XGC-40(5000K) | Mogul (E39) Screw-Base Replacements for HID Lamps | Low Output | Replacement Lamps for Outdoor Pole/Arm-mounted Decorative Luminaires (Type B) |  | Standard | FALSE | [9 empty] | 42635 | Not Dimmable | No |  | 3.1 | 4374.2 | 111.73 | 39.15 | 12.63 | 0.91 | 5000 | 81
PPJF7DMH | Hyperikon Inc. | Hyperikon | HyperStreet2039-57 | Mogul (E39) Screw-Base Replacements for HID Lamps | Low Output | Replacement Lamps for Outdoor Pole/Arm-mounted Decorative Luminaires (Type B) |  | Standard | TRUE | 2025 | 106.4 | 19.09 | 11.47 | 0.8975 | 5669 | 86.9 | 5 | 50000 | 42634 |  | No |  | 4 | 2470 | 130 | 19 | 11.47 | 0.99 | 5700 | 80
PAKF8QN4 | Hyperikon Inc. | Hyperikon | HyperStreet2039-30 | Mogul (E39) Screw-Base Replacements for HID Lamps | Low Output | Replacement Lamps for Outdoor Pole/Arm-mounted Decorative Luminaires (Type B) |  | Standard | TRUE | 1888.3 | 102.2 | 18.52 | 11.75 | 0.8953 | 3052 | 81.6 | 5 | 50000 | 42634 |  | No |  | 4 | 2470 | 130 | 19 | 11.75 | 0.9 | 3000 | 80
P9VEMVD3 | Hyperikon Inc. | Hyperikon | HyperStreet2039-50 | Mogul (E39) Screw-Base Replacements for HID Lamps | Low Output | Replacement Lamps for Outdoor Pole/Arm-mounted Decorative Luminaires (Type B) |  | Standard | FALSE | [9 empty] | 42634 |  | No |  | 4 | 2470 | 130 | 19 | 11.75 | 0.9 | 5000 | 80
P4HN8MJ8 | Hyperikon Inc. | Hyperikon | HyperStreet2039-40 | Mogul (E39) Screw-Base Replacements for HID Lamps | Low Output | Replacement Lamps for Outdoor Pole/Arm-mounted Decorative Luminaires (Type B) |  | Standard | FALSE | [9 empty] | 42634 |  | No |  | 4 | 2470 | 130 | 19 | 11.75 | 0.9 | 4000 | 80
P9KSXXE1 | Philips Lighting North America Corporation | Philips | 9290012810 | Mogul (E39) Screw-Base Replacements for HID Lamps | Low Output | Replacement Lamps for Outdoor Pole/Arm-mounted Decorative Luminaires (Type B) |  | Standard | TRUE | 3834.1 | 98 | 39.11 | 10.98 | 0.9183 | 2656 | 70.8 | 5 | 50000 | 42633 |  | No |  | 4 | 4800 | 120 | 40 | 20 | 0.99 | 2700 | 70
PZTNETAZ | Plusrite USA | Naturaled | LED36HID/EX39/400L/830 | Mogul (E39) Screw-Base Replacements for HID Lamps | Low Output | Replacement Lamps for Outdoor Pole/Arm-mounted Decorative Luminaires (Type B) |  | Standard | TRUE | 3605.68 | 104.33 | 34.56 | 13.9 | 0.914 | 2961 | 84 | 5 | 50000 | 42632 |  | No | Product updated on 8/4/2016 | 3.1 | 4008.2 | 115.1 | 34.8 | 13.9 | 0.91 | 2961 | 84
P1GG44HW | Shenzhen guanke technologies Co. Ltd | GK | GKS28-27W-02D3 E39 EX39 (3000K) | Mogul (E39) Screw-Base Replacements for HID Lamps | Low Output | Replacement Lamps for Outdoor Pole/Arm-mounted Decorative Luminaires (Type B) |  | Standard | TRUE | 2272.9 | 91.3 | 24.9 | 14.77 | 0.8835 | 2995 | 81 | 5 | 50000 | 42632 |  | No | the rated data is bare lamp data | 4 | 3240 | 120 | 27 | 21.27 | 0.9 | 3000 | 80
PSF6Z1DS | Plusrite USA | Naturaled | LED36HID/EX39/400L/857 | Mogul (E39) Screw-Base Replacements for HID Lamps | Low Output | Replacement Lamps for Outdoor Pole/Arm-mounted Decorative Luminaires (Type B) |  | Standard | FALSE | [9 empty] | 42632 |  | No |  | 3.1 | 4184.7 | 119.2 | 35.1 | 14.1 | 0.92 | 5688 | 84.3
P7MBZAQ5 | Plusrite USA | Naturaled | LED36HID/EX39/400L/850 | Mogul (E39) Screw-Base Replacements for HID Lamps | Low Output | Replacement Lamps for Outdoor Pole/Arm-mounted Decorative Luminaires (Type B) |  | Standard | FALSE | [9 empty] | 42632 |  | No | Product updated on 8/4/2016 | 3.1 | 4008.2 | 115.1 | 34.8 | 13.9 | 0.91 | 5000 | 84
PAJPKMM6 | Plusrite USA | Naturaled | LED36HID/EX39/400L/845 | Mogul (E39) Screw-Base Replacements for HID Lamps | Low Output | Replacement Lamps for Outdoor Pole/Arm-mounted Decorative Luminaires (Type B) |  | Standard | FALSE | [9 empty] | 42632 |  | No | Product updated on 8/4/2016 | 3.1 | 4008.2 | 115.1 | 34.8 | 13.9 | 0.91 | 4500 | 84
PK8B7AGU | Plusrite USA | Naturaled | LED36HID/EX39/400L/840 | Mogul (E39) Screw-Base Replacements for HID Lamps | Low Output | Replacement Lamps for Outdoor Pole/Arm-mounted Decorative Luminaires (Type B) |  | Standard | FALSE | [9 empty] | 42632 |  | No | Product updated on 8/4/2016 | 3.1 | 4008.2 | 115.1 | 34.8 | 13.9 | 0.91 | 4000 | 84
PTYBD9DH | Plusrite USA | Naturaled | LED36HID/EX39/400L/835 | Mogul (E39) Screw-Base Replacements for HID Lamps | Low Output | Replacement Lamps for Outdoor Pole/Arm-mounted Decorative Luminaires (Type B) |  | Standard | FALSE | [9 empty] | 42632 |  | No | Product updated on 8/4/2016 | 3.1 | 4008.2 | 115.1 | 34.8 | 13.9 | 0.91 | 3500 | 84
PYTGP4AH | Shenzhen guanke technologies Co. Ltd | GK | GKS28-27W-02D3 E39 EX39 (5000K) | Mogul (E39) Screw-Base Replacements for HID Lamps | Low Output | Replacement Lamps for Outdoor Pole/Arm-mounted Decorative Luminaires (Type B) |  | Standard | FALSE | [9 empty] | 42632 | Not Yet Verified | No | the rated data is bare lamp data | 4 | 3240 | 120 | 27 | 21.27 | 0.9 | 5000 | 80
P9U1BDBW | Shenzhen guanke technologies Co. Ltd | GK | GKS28-27W-02D3 E39 EX39 (4500K) | Mogul (E39) Screw-Base Replacements for HID Lamps | Low Output | Replacement Lamps for Outdoor Pole/Arm-mounted Decorative Luminaires (Type B) |  | Standard | FALSE | [9 empty] | 42632 | Not Yet Verified | No | the rated data is bare lamp data | 4 | 3240 | 120 | 27 | 21.27 | 0.9 | 4500 | 80
PPB2Q8ZZ | Shenzhen guanke technologies Co. Ltd | GK | GKS28-27W-02D3 E39 EX39 (4000K) | Mogul (E39) Screw-Base Replacements for HID Lamps | Low Output | Replacement Lamps for Outdoor Pole/Arm-mounted Decorative Luminaires (Type B) |  | Standard | FALSE | [9 empty] | 42632 | Not Yet Verified | No | the rated data is bare lamp data | 4 | 3240 | 120 | 27 | 21.27 | 0.9 | 4000 | 80
PZ8DNUGA | Shenzhen guanke technologies Co. Ltd | GK | GKS28-27W-02D3 E39 EX39 (3500K) | Mogul (E39) Screw-Base Replacements for HID Lamps | Low Output | Replacement Lamps for Outdoor Pole/Arm-mounted Decorative Luminaires (Type B) |  | Standard | FALSE | [9 empty] | 42632 | Not Yet Verified | No | the rated data is bare lamp data | 4 | 3240 | 120 | 27 | 21.27 | 0.9 | 3500 | 80
P2SD2M9S | EWM International LLC | Every Watt Matters | PT-MD-45-MID-C360-830-39-75 | Mogul (E39) Screw-Base Replacements for HID Lamps | Mid Output | Replacement Lamps for Outdoor Pole/Arm-mounted Decorative Luminaires (Type B) |  | Standard | TRUE | 5574.85 | 118.99 | 46.851 | 16.7 | 0.903 | 2913 | 81.7 | 5 | 50000 | 42628 |  | No |  | 4 | 5446.5 | 119.1 | 45.7 | 16.3 | 0.903 | 2913 | 81.7
PJYTZZR8 | EWM International LLC | Every Watt Matters | PT-MD-27-MID-C360-830-39-75 | Mogul (E39) Screw-Base Replacements for HID Lamps | Low Output | Replacement Lamps for Outdoor Pole/Arm-mounted Decorative Luminaires (Type B) |  | Standard | TRUE | 3242.53 | 124.17 | 26.114 | 13.9 | 0.902 | 2903 | 81.8 | 5 | 50000 | 42628 |  | No |  | 4 | 3356.1 | 126.6 | 26.5 | 13.6 | 0.902 | 2903 | 81.8
PRKQDYUH | EWM International LLC | Every Watt Matters | PT-MD-54-MID-C360-830-39-75 | Mogul (E39) Screw-Base Replacements for HID Lamps | Mid Output | Replacement Lamps for Outdoor Pole/Arm-mounted Decorative Luminaires (Type B) |  | Standard | TRUE | 6323.82 | 123.67 | 51.136 | 17.1 | 0.901 | 2904 | 81.9 | 5 | 50000 | 42628 |  | No |  | 4 | 6400.1 | 124.7 | 51.3 | 16.7 | 0.901 | 2904 | 81.9
PDCD5SSB | EWM International LLC | Every Watt Matters | PT-MD-36-MID-C360-830-39-75 | Mogul (E39) Screw-Base Replacements for HID Lamps | Low Output | Replacement Lamps for Outdoor Pole/Arm-mounted Decorative Luminaires (Type B) |  | Standard | TRUE | 4082.147 | 122.587 | 33.3 | 17.9 | 0.9 | 2899 | 81.7 | 5 | 50000 | 42628 |  | No |  | 4 | 4082.1 | 122.5 | 33.3 | 17.3 | 0.9 | 2899 | 81.7
PVP5H875 | EWM International LLC | Every Watt Matters | PT-MD-45-MID-C360-850-39-75 | Mogul (E39) Screw-Base Replacements for HID Lamps | Mid Output | Replacement Lamps for Outdoor Pole/Arm-mounted Decorative Luminaires (Type B) |  | Standard | FALSE | [9 empty] | 42628 | Dimmable | No |  | 4 | 5333.2 | 123.1 | 43.3 | 16.7 | 0.906 | 5000 | 82.1
PJCNZ9KW | EWM International LLC | Every Watt Matters | PT-MD-36-MID-C360-850-39-75 | Mogul (E39) Screw-Base Replacements for HID Lamps | Low Output | Replacement Lamps for Outdoor Pole/Arm-mounted Decorative Luminaires (Type B) |  | Standard | FALSE | [9 empty] | 42628 | Dimmable | No |  | 4 | 4262.6 | 126.1 | 33.8 | 17.9 | 0.901 | 4981 | 82.2
PTXC5UR2 | EWM International LLC | Every Watt Matters | PT-MD-27-MID-C360-850-39-75 | Mogul (E39) Screw-Base Replacements for HID Lamps | Low Output | Replacement Lamps for Outdoor Pole/Arm-mounted Decorative Luminaires (Type B) |  | Standard | FALSE | [9 empty] | 42628 | Dimmable | No |  | 4 | 3460.1 | 130 | 26.6 | 13.9 | 0.903 | 4965 | 81.9
PVACFTVW | EWM International LLC | Every Watt Matters | PT-MD-54-MID-C360-850-39-75 | Mogul (E39) Screw-Base Replacements for HID Lamps | Mid Output | Replacement Lamps for Outdoor Pole/Arm-mounted Decorative Luminaires (Type B) |  | Standard | FALSE | [9 empty] | 42628 | Dimmable | No |  | 4 | 6570 | 127 | 51.7 | 17.1 | 0.902 | 4961 | 81.9
PR7PJYSF | EWM International LLC | Every Watt Matters | PT-MD-45-MID-C360-840-39-75 | Mogul (E39) Screw-Base Replacements for HID Lamps | Mid Output | Replacement Lamps for Outdoor Pole/Arm-mounted Decorative Luminaires (Type B) |  | Standard | FALSE | [9 empty] | 42628 | Dimmable | No |  | 4 | 5504.7 | 128.6 | 42.8 | 16.4 | 0.904 | 4048 | 82.2
PCD5CKKF | EWM International LLC | Every Watt Matters | PT-MD-36-MID-C360-840-39-75 | Mogul (E39) Screw-Base Replacements for HID Lamps | Low Output | Replacement Lamps for Outdoor Pole/Arm-mounted Decorative Luminaires (Type B) |  | Standard | FALSE | [9 empty] | 42628 | Dimmable | No |  | 4 | 4340.4 | 130.7 | 33.2 | 17.5 | 0.902 | 4025 | 82.6
P8UETQ9Z | EWM International LLC | Every Watt Matters | PT-MD-27-MID-C360-840-39-75 | Mogul (E39) Screw-Base Replacements for HID Lamps | Low Output | Replacement Lamps for Outdoor Pole/Arm-mounted Decorative Luminaires (Type B) |  | Standard | FALSE | [9 empty] | 42628 | Dimmable | No |  | 4 | 3606.2 | 134 | 26.9 | 13.7 | 0.906 | 4006 | 82.5
PV1FVEFN | EWM International LLC | Every Watt Matters | PT-MD-54-MID-C360-840-39-75 | Mogul (E39) Screw-Base Replacements for HID Lamps | Mid Output | Replacement Lamps for Outdoor Pole/Arm-mounted Decorative Luminaires (Type B) |  | Standard | FALSE | [9 empty] | 42628 | Dimmable | No |  | 4 | 6919.5 | 130.3 | 53.1 | 16.9 | 0.903 | 3996 | 82.1
PFXCGR3C | Nuwave LLC | ALSET | CO-5L-30K-UL-E39 | Mogul (E39) Screw-Base Replacements for HID Lamps | Low Output | Replacement Lamps for Outdoor Pole/Arm-mounted Decorative Luminaires (Type B) |  | Standard | TRUE | 3643.7 | 82.4 | 44.2 | 15.73 | 0.9071 | 2983 | 81.1 | 5 | 50000 | 42627 |  | NotYetVerified |  | 3.1 | 5400 | 120 | 45 | 15.8 | 0.9 | 3000 | 85
PTUMFUTM | Nuwave LLC | ALSET | CO-5L-50K-UL-E39 | Mogul (E39) Screw-Base Replacements for HID Lamps | Low Output | Replacement Lamps for Outdoor Pole/Arm-mounted Decorative Luminaires (Type C) |  | Standard | FALSE | [9 empty] | 42627 |  | NotYetVerified |  | 3.1 | 5400 | 120 | 45 | 15.8 | 0.9 | 5000 | 85
PHEMDU2V | Nuwave LLC | ALSET | CO-5L-45K-UL-E39 | Mogul (E39) Screw-Base Replacements for HID Lamps | Low Output | Replacement Lamps for Outdoor Pole/Arm-mounted Decorative Luminaires (Type C) |  | Standard | FALSE | [9 empty] | 42627 |  | NotYetVerified |  | 3.1 | 5400 | 120 | 45 | 15.8 | 0.9 | 4500 | 85
PAV1DHC6 | Nuwave LLC | ALSET | CO-5L-40K-UL-E39 | Mogul (E39) Screw-Base Replacements for HID Lamps | Low Output | Replacement Lamps for Outdoor Pole/Arm-mounted Decorative Luminaires (Type C) |  | Standard | FALSE | [9 empty] | 42627 |  | NotYetVerified |  | 3.1 | 5400 | 120 | 45 | 15.8 | 0.9 | 4000 | 85
P4GYYKV4 | Nuwave LLC | ALSET | CO-5L-35K-UL-E39 | Mogul (E39) Screw-Base Replacements for HID Lamps | Low Output | Replacement Lamps for Outdoor Pole/Arm-mounted Decorative Luminaires (Type C) |  | Standard | FALSE | [9 empty] | 42627 |  | NotYetVerified |  | 3.1 | 5400 | 120 | 45 | 15.8 | 0.9 | 3500 | 85
PCCKDFPC | Disruptive SSL | DISRUPTIVE SSL | XSB100-E39 (2700K) | Mogul (E39) Screw-Base Replacements for HID Lamps | High Output | Replacement Lamps for Outdoor Pole/Arm-mounted Area and Roadway Luminaires (Type C) |  | Standard | TRUE | 23756 | 77.15 | 307.9 | 12.98 | 0.9333 | 2677 | 81.1 | 5 | 50000 | 42626 |  | No | Updated 11/11/2016 | 3.1 | 23756 | 77.15 | 307.9 | 12.98 | 0.9333 | 2700 | 81.1
PX8UWGUY | Disruptive SSL | DISRUPTIVE SSL | XSB80-E39 (2700K) | Mogul (E39) Screw-Base Replacements for HID Lamps | Mid Output | Replacement Lamps for Outdoor Pole/Arm-mounted Area and Roadway Luminaires (Type C) |  | Standard | TRUE | 7835.73 | 102.35 | 76.56 | 12.3 | 0.961 | 2719 | 81.4 | 5 | 50000 | 42626 |  | No | Updated 11/11/2016 | 4 | 8079 | 104.5 | 77.3 | 12.3 | 0.96 | 2719 | 81.4
PSSJJNEE | Disruptive SSL | DISRUPTIVE SSL | XSB150-E39 (2700K) | Mogul (E39) Screw-Base Replacements for HID Lamps | High Output | Replacement Lamps for Outdoor Pole/Arm-mounted Area and Roadway Luminaires (Type C) |  | Standard | TRUE | 12160 | 98.62 | 123.3 | 12.72 | 0.939 | 2762 | 81.1 | 5 | 50000 | 42626 |  | No | Updated 11/11/2016 | 3.1 | 12160 | 98.62 | 123.3 | 12.72 | 0.939 | 2700 | 81.1
PQZQXBJX | Disruptive SSL | DISRUPTIVE SSL | XSB120-E39 (2700K) | Mogul (E39) Screw-Base Replacements for HID Lamps | High Output | Replacement Lamps for Outdoor Pole/Arm-mounted Area and Roadway Luminaires (Type C) |  | Standard | TRUE | 14283 | 97.1 | 147.1 | 13.02 | 0.9296 | 2763 | 81 | 5 | 50000 | 42626 |  | No | Updated 11/11/2016 | 3.1 | 14283 | 97.1 | 147.1 | 13.02 | 0.9296 | 2700 | 81
PPDNKCGB | Disruptive SSL | DISRUPTIVE SSL | XSB300-E39 (2700K) | Mogul (E39) Screw-Base Replacements for HID Lamps | High Output | Replacement Lamps for Outdoor Pole/Arm-mounted Area and Roadway Luminaires (Type C) |  | Standard | TRUE | 9456.1 | 103.52 | 91.35 | 17.96 | 0.9205 | 2758 | 81.3 | 5 | 50000 | 42626 |  | No | Updated 11/11/2016 | 3.1 | 9456.1 | 103.52 | 91.35 | 17.96 | 0.921 | 2700 | 81.3
PN4K3SC8 | Light Efficient Design | N/A | LED-8029M40C-A | Mogul (E39) Screw-Base Replacements for HID Lamps | Low Output | Replacement Lamps for Outdoor Pole/Arm-mounted Decorative Luminaires (Type B) |  | Standard | TRUE | 1648.2 | 69.05 | 23.87 | 19.43 | 0.9094 | 4033 | 83.4 | 5 | 50000 | 42626 |  | No |  | 3.1 | 1669.3 | 70.11 | 23.81 | 19.43 | 0.91 | 4000 | 83.4
PF56YEXC | Disruptive SSL | DISRUPTIVE SSL | XSB300-E39 (5700K) | Mogul (E39) Screw-Base Replacements for HID Lamps | High Output | Replacement Lamps for Outdoor Pole/Arm-mounted Area and Roadway Luminaires (Type C) |  | Standard | FALSE | [9 empty] | 42626 |  | No | Updated 11/11/2016 | 3.1 | 10141 | 111.34 | 91.08 | 18.14 | 0.921 | 5700 | 83.8
PPT1FJY5 | Disruptive SSL | DISRUPTIVE SSL | XSB150-E39 (5700K) | Mogul (E39) Screw-Base Replacements for HID Lamps | High Output | Replacement Lamps for Outdoor Pole/Arm-mounted Area and Roadway Luminaires (Type C) |  | Standard | FALSE | [9 empty] | 42626 |  | No | Updated 11/11/2016 | 3.1 | 13385 | 109.18 | 122.6 | 13.06 | 0.938 | 5700 | 83.6
PP3KUKE3 | Disruptive SSL | DISRUPTIVE SSL | XSB300-E39 (5000K) | Mogul (E39) Screw-Base Replacements for HID Lamps | High Output | Replacement Lamps for Outdoor Pole/Arm-mounted Area and Roadway Luminaires (Type C) |  | Standard | FALSE | [9 empty] | 42626 |  | No | Updated 11/11/2016 | 3.1 | 10027 | 109.93 | 91.22 | 17.96 | 0.921 | 5000 | 81.3
PHVRCUAG | Disruptive SSL | DISRUPTIVE SSL | XSB150-E39 (5000K) | Mogul (E39) Screw-Base Replacements for HID Lamps | High Output | Replacement Lamps for Outdoor Pole/Arm-mounted Area and Roadway Luminaires (Type C) |  | Standard | FALSE | [9 empty] | 42626 |  | No | Updated 11/11/2016 | 3.1 | 13181 | 107.2 | 123 | 12.72 | 0.939 | 5000 | 81.1
PUDS6WNM | Disruptive SSL | DISRUPTIVE SSL | XSB300-E39 (4500K) | Mogul (E39) Screw-Base Replacements for HID Lamps | High Output | Replacement Lamps for Outdoor Pole/Arm-mounted Area and Roadway Luminaires (Type C) |  | Standard | FALSE | [9 empty] | 42626 |  | No | Updated 11/11/2016 | 3.1 | 9912.7 | 108.67 | 91.22 | 17.96 | 0.921 | 4500 | 81.3
PZTFWWTG | Disruptive SSL | DISRUPTIVE SSL | XSB150-E39 (4500K) | Mogul (E39) Screw-Base Replacements for HID Lamps | High Output | Replacement Lamps for Outdoor Pole/Arm-mounted Area and Roadway Luminaires (Type C) |  | Standard | FALSE | [9 empty] | 42626 |  | No | Updated 11/11/2016 | 3.1 | 12977 | 105.54 | 123 | 12.72 | 0.939 | 4500 | 81.1
P2TRM5RB | Disruptive SSL | DISRUPTIVE SSL | XSB300-E39 (4000K) | Mogul (E39) Screw-Base Replacements for HID Lamps | High Output | Replacement Lamps for Outdoor Pole/Arm-mounted Area and Roadway Luminaires (Type C) |  | Standard | FALSE | [9 empty] | 42626 |  | No | Updated 11/11/2016 | 3.1 | 9798.6 | 107.42 | 91.22 | 17.96 | 0.921 | 4000 | 81.3
PQB4YEKH | Disruptive SSL | DISRUPTIVE SSL | XSB150-E39 (4000K) | Mogul (E39) Screw-Base Replacements for HID Lamps | High Output | Replacement Lamps for Outdoor Pole/Arm-mounted Area and Roadway Luminaires (Type C) |  | Standard | FALSE | [9 empty] | 42626 |  | No | Updated 11/11/2016 | 3.1 | 12773 | 103.88 | 123 | 12.72 | 0.939 | 4000 | 81.1
PKQZB1R9 | Disruptive SSL | DISRUPTIVE SSL | XSB300-E39 (3500K) | Mogul (E39) Screw-Base Replacements for HID Lamps | High Output | Replacement Lamps for Outdoor Pole/Arm-mounted Area and Roadway Luminaires (Type C) |  | Standard | FALSE | [9 empty] | 42626 |  | No | Updated 11/11/2016 | 3.1 | 9684.4 | 106.17 | 91.22 | 17.96 | 0.921 | 3500 | 81.3
PGM8T66Y | Disruptive SSL | DISRUPTIVE SSL | XSB150-E39 (3500K) | Mogul (E39) Screw-Base Replacements for HID Lamps | High Output | Replacement Lamps for Outdoor Pole/Arm-mounted Area and Roadway Luminaires (Type C) |  | Standard | FALSE | [9 empty] | 42626 |  | No | Updated 11/11/2016 | 3.1 | 12568 | 102.22 | 123 | 12.72 | 0.939 | 3500 | 81.1
PRQWG56V | Disruptive SSL | DISRUPTIVE SSL | XSB300-E39 (3000K) | Mogul (E39) Screw-Base Replacements for HID Lamps | High Output | Replacement Lamps for Outdoor Pole/Arm-mounted Area and Roadway Luminaires (Type C) |  | Standard | FALSE | [9 empty] | 42626 |  | No | Updated 11/11/2016 | 3.1 | 9570.3 | 104.92 | 91.22 | 17.96 | 0.921 | 3000 | 81.3
PJ4VKYHY | Disruptive SSL | DISRUPTIVE SSL | XSB150-E39 (3000K) | Mogul (E39) Screw-Base Replacements for HID Lamps | High Output | Replacement Lamps for Outdoor Pole/Arm-mounted Area and Roadway Luminaires (Type C) |  | Standard | FALSE | [9 empty] | 42626 |  | No | Updated 11/11/2016 | 3.1 | 12364 | 100.56 | 123 | 12.72 | 0.939 | 3000 | 81.1
PA216JKT | Light Efficient Design | N/A | LED-8029M57C-A | Mogul (E39) Screw-Base Replacements for HID Lamps | Low Output | Replacement Lamps for Outdoor Pole/Arm-mounted Decorative Luminaires (Type B) |  | Standard | FALSE | [9 empty] | 42626 |  | No |  | 3.1 | 1696 | 72.26 | 23.47 | 19.67 | 0.91 | 5700 | 84.5
PPRUKP8D | Light Efficient Design | N/A | LED-8029M50C-A | Mogul (E39) Screw-Base Replacements for HID Lamps | Low Output | Replacement Lamps for Outdoor Pole/Arm-mounted Decorative Luminaires (Type B) |  | Standard | FALSE | [9 empty] | 42626 |  | No |  | 3.1 | 1669.3 | 70.11 | 23.81 | 19.43 | 0.91 | 5000 | 83.4
PNJCG73C | Light Efficient Design | N/A | LED-8029M45C-A | Mogul (E39) Screw-Base Replacements for HID Lamps | Low Output | Replacement Lamps for Outdoor Pole/Arm-mounted Decorative Luminaires (Type B) |  | Standard | FALSE | [9 empty] | 42626 |  | No |  | 3.1 | 1669.3 | 70.11 | 23.81 | 19.43 | 0.91 | 4500 | 83.4
PCZC6F96 | Disruptive SSL | DISRUPTIVE SSL | XSB120-E39 (5700K) | Mogul (E39) Screw-Base Replacements for HID Lamps | High Output | Replacement Lamps for Outdoor Pole/Arm-mounted Area and Roadway Luminaires (Type C) |  | Standard | FALSE | [9 empty] | 42626 | Not Yet Verified | No | Updated 11/11/2016 | 3.1 | 15998 | 105.74 | 151.3 | 12.93 | 0.9257 | 5700 | 83.8
PBCXC2A3 | Disruptive SSL | DISRUPTIVE SSL | XSB100-E39 (5700K) | Mogul (E39) Screw-Base Replacements for HID Lamps | High Output | Replacement Lamps for Outdoor Pole/Arm-mounted Area and Roadway Luminaires (Type C) |  | Standard | FALSE | [9 empty] | 42626 | Not Yet Verified | No | Updated 11/11/2016 | 3.1 | 26372 | 85.51 | 308.4 | 12.87 | 0.9326 | 5700 | 70.8
PCZA1UV7 | Disruptive SSL | DISRUPTIVE SSL | XSB80-E39 (5700K) | Mogul (E39) Screw-Base Replacements for HID Lamps | Mid Output | Replacement Lamps for Outdoor Pole/Arm-mounted Area and Roadway Luminaires (Type C) |  | Standard | FALSE | [9 empty] | 42626 | Dimmable | No | Updated 11/11/2016 | 4 | 8680.1 | 114 | 76.1 | 12.5 | 0.96 | 5544 | 83.5
PX96152B | Disruptive SSL | DISRUPTIVE SSL | XSB100-E39 (5000K) | Mogul (E39) Screw-Base Replacements for HID Lamps | High Output | Replacement Lamps for Outdoor Pole/Arm-mounted Area and Roadway Luminaires (Type C) |  | Standard | FALSE | [9 empty] | 42626 | Not Yet Verified | No | Updated 11/11/2016 | 3.1 | 25936 | 84.17 | 308.2 | 12.98 | 0.9333 | 5000 | 81.1
PSGDA5SM | Disruptive SSL | DISRUPTIVE SSL | XSB120-E39 (5000K) | Mogul (E39) Screw-Base Replacements for HID Lamps | High Output | Replacement Lamps for Outdoor Pole/Arm-mounted Area and Roadway Luminaires (Type C) |  | Standard | FALSE | [9 empty] | 42626 | Not Yet Verified | No | Updated 11/11/2016 | 3.1 | 14283 | 97.1 | 147.1 | 13.02 | 0.9296 | 5000 | 81
PZQMV9Q3 | Disruptive SSL | DISRUPTIVE SSL | XSB80-E39 (5000K) | Mogul (E39) Screw-Base Replacements for HID Lamps | Mid Output | Replacement Lamps for Outdoor Pole/Arm-mounted Area and Roadway Luminaires (Type C) |  | Standard | FALSE | [9 empty] | 42626 | Dimmable | No | Updated 11/11/2016 | 4 | 8079 | 104.5 | 77.3 | 12.3 | 0.96 | 5000 | 81.4
PVGW2BDE | Disruptive SSL | DISRUPTIVE SSL | XSB100-E39 (4500K) | Mogul (E39) Screw-Base Replacements for HID Lamps | High Output | Replacement Lamps for Outdoor Pole/Arm-mounted Area and Roadway Luminaires (Type C) |  | Standard | FALSE | [9 empty] | 42626 | Not Yet Verified | No | Updated 11/11/2016 | 3.1 | 25500 | 82.75 | 308.2 | 12.98 | 0.9333 | 4500 | 81.1
PY14ZQZF | Disruptive SSL | DISRUPTIVE SSL | XSB120-E39 (4500K) | Mogul (E39) Screw-Base Replacements for HID Lamps | High Output | Replacement Lamps for Outdoor Pole/Arm-mounted Area and Roadway Luminaires (Type C) |  | Standard | FALSE | [9 empty] | 42626 | Not Yet Verified | No | Updated 11/11/2016 | 3.1 | 14283 | 97.1 | 147.1 | 13.02 | 0.9296 | 4500 | 81
PH1K97H5 | Disruptive SSL | DISRUPTIVE SSL | XSB80-E39 (4500K) | Mogul (E39) Screw-Base Replacements for HID Lamps | Mid Output | Replacement Lamps for Outdoor Pole/Arm-mounted Area and Roadway Luminaires (Type C) |  | Standard | FALSE | [9 empty] | 42626 | Dimmable | No | Updated 11/11/2016 | 4 | 8079 | 104.5 | 77.3 | 12.3 | 0.96 | 4500 | 81.4
PR2N7SRS | Disruptive SSL | DISRUPTIVE SSL | XSB100-E39 (4000K) | Mogul (E39) Screw-Base Replacements for HID Lamps | High Output | Replacement Lamps for Outdoor Pole/Arm-mounted Area and Roadway Luminaires (Type C) |  | Standard | FALSE | [9 empty] | 42626 | Not Yet Verified | No | Updated 11/11/2016 | 3.1 | 25064 | 81.34 | 308.2 | 12.98 | 0.9333 | 4000 | 81.1
PKQVB2WP | Disruptive SSL | DISRUPTIVE SSL | XSB120-E39 (4000K) | Mogul (E39) Screw-Base Replacements for HID Lamps | High Output | Replacement Lamps for Outdoor Pole/Arm-mounted Area and Roadway Luminaires (Type C) |  | Standard | FALSE | [9 empty] | 42626 | Not Yet Verified | No | Updated 11/11/2016 | 3.1 | 14283 | 97.1 | 147.1 | 13.02 | 0.9296 | 4000 | 81
PVKGNKXB | Disruptive SSL | DISRUPTIVE SSL | XSB80-E39 (4000K) | Mogul (E39) Screw-Base Replacements for HID Lamps | Mid Output | Replacement Lamps for Outdoor Pole/Arm-mounted Area and Roadway Luminaires (Type C) |  | Standard | FALSE | [9 empty] | 42626 | Dimmable | No | Updated 11/11/2016 | 4 | 8079 | 104.5 | 77.3 | 12.3 | 0.96 | 4000 | 81.4
PKKKM6TX | Disruptive SSL | DISRUPTIVE SSL | XSB100-E39 (3500K) | Mogul (E39) Screw-Base Replacements for HID Lamps | High Output | Replacement Lamps for Outdoor Pole/Arm-mounted Area and Roadway Luminaires (Type C) |  | Standard | FALSE | [9 empty] | 42626 | Not Yet Verified | No | Updated 11/11/2016 | 3.1 | 24628 | 79.92 | 308.2 | 12.98 | 0.9333 | 3500 | 81.1
PFWF4TXX | Disruptive SSL | DISRUPTIVE SSL | XSB120-E39 (3500K) | Mogul (E39) Screw-Base Replacements for HID Lamps | High Output | Replacement Lamps for Outdoor Pole/Arm-mounted Area and Roadway Luminaires (Type C) |  | Standard | FALSE | [9 empty] | 42626 | Not Yet Verified | No | Updated 11/11/2016 | 3.1 | 14283 | 97.1 | 147.1 | 13.02 | 0.9296 | 3500 | 81
PM5C877H | Disruptive SSL | DISRUPTIVE SSL | XSB80-E39 (3500K) | Mogul (E39) Screw-Base Replacements for HID Lamps | Mid Output | Replacement Lamps for Outdoor Pole/Arm-mounted Area and Roadway Luminaires (Type C) |  | Standard | FALSE | [9 empty] | 42626 | Dimmable | No | Updated 11/11/2016 | 4 | 8079 | 104.5 | 77.3 | 12.3 | 0.96 | 3500 | 81.4
PXNH76X3 | Disruptive SSL | DISRUPTIVE SSL | XSB100-E39 (3000K) | Mogul (E39) Screw-Base Replacements for HID Lamps | High Output | Replacement Lamps for Outdoor Pole/Arm-mounted Area and Roadway Luminaires (Type C) |  | Standard | FALSE | [9 empty] | 42626 | Not Yet Verified | No | Updated 11/11/2016 | 3.1 | 24192 | 78.51 | 308.2 | 12.98 | 0.9333 | 3000 | 81.1
PM7FY8VC | Disruptive SSL | DISRUPTIVE SSL | XSB120-E39 (3000K) | Mogul (E39) Screw-Base Replacements for HID Lamps | High Output | Replacement Lamps for Outdoor Pole/Arm-mounted Area and Roadway Luminaires (Type C) |  | Standard | FALSE | [9 empty] | 42626 | Not Yet Verified | No | Updated 11/11/2016 | 3.1 | 14283 | 97.1 | 147.1 | 13.02 | 0.9296 | 3000 | 81
PAAVKHEP | Disruptive SSL | DISRUPTIVE SSL | XSB80-E39 (3000K) | Mogul (E39) Screw-Base Replacements for HID Lamps | Mid Output | Replacement Lamps for Outdoor Pole/Arm-mounted Area and Roadway Luminaires (Type C) |  | Standard | FALSE | [9 empty] | 42626 | Dimmable | No | Updated 11/11/2016 | 4 | 8079 | 104.5 | 77.3 | 12.3 | 0.96 | 3000 | 81.4
PJVUHZ5U | Green Creative LTD | GREEN CREATIVE | 80HID/827/277V/EX39/R | Mogul (E39) Screw-Base Replacements for HID Lamps | Mid Output | Replacement Lamps for Outdoor Pole/Arm-mounted Decorative Luminaires (Type B) |  | Standard | TRUE | 7963.3 | 97.08 | 82.03 | 9.93 | 0.9362 | 2743 | 82.1 | 5 | 50000 | 42623 |  | No | Updated on 7/29/2016 | 4 | 7963.3 | 97.08 | 82.03 | 9.93 | 0.9362 | 2700 | 82.1
PDB4QSWD | Green Creative LTD | GREEN CREATIVE | 80HID/850/277V/EX39/R | Mogul (E39) Screw-Base Replacements for HID Lamps | Mid Output | Replacement Lamps for Outdoor Pole/Arm-mounted Decorative Luminaires (Type B) |  | Standard | FALSE | [9 empty] | 42623 |  | No | Updated on 7/29/2016 | 4 | 7963.3 | 97.08 | 82.03 | 9.93 | 0.9362 | 5000 | 82.1
PRK2K94J | Green Creative LTD | GREEN CREATIVE | 80HID/840/277V/EX39/R | Mogul (E39) Screw-Base Replacements for HID Lamps | Mid Output | Replacement Lamps for Outdoor Pole/Arm-mounted Decorative Luminaires (Type B) |  | Standard | FALSE | [9 empty] | 42623 |  | No | Updated on 7/29/2016 | 4 | 7963.3 | 97.08 | 82.03 | 9.93 | 0.9362 | 4000 | 82.1
PR26ACQZ | Green Creative LTD | GREEN CREATIVE | 80HID/830/277V/EX39/R | Mogul (E39) Screw-Base Replacements for HID Lamps | Mid Output | Replacement Lamps for Outdoor Pole/Arm-mounted Decorative Luminaires (Type B) |  | Standard | FALSE | [9 empty] | 42623 |  | No | Updated on 7/29/2016 | 4 | 7963.3 | 97.08 | 82.03 | 9.93 | 0.9362 | 3000 | 82.1
PYR3CEXS | Shenzhen Jiangjing Lighting Co.Ltd | Jiangjing | CL-54W-30-NWP-15-3(3000K) | Mogul (E39) Screw-Base Replacements for HID Lamps | Mid Output | Replacement Lamps for Outdoor Pole/Arm-mounted Decorative Luminaires (Type B) |  | Standard | TRUE | 5626.99 | 102.72 | 54.78 | 17.93 | 0.954 | 3105 | 82 | 5 | 50000 | 42622 |  | No |  | 4 | 7020 | 130 | 54 | 15 | 0.9 | 3000 | 80
PZWFSUNZ | Shenzhen Jiangjing Lighting Co.Ltd | Jiangjing | CL-45W-30-NWP-15-3(3000K) | Mogul (E39) Screw-Base Replacements for HID Lamps | Mid Output | Replacement Lamps for Outdoor Pole/Arm-mounted Decorative Luminaires (Type B) |  | Standard | TRUE | 4989.97 | 109.5 | 45.57 | 18.17 | 0.95 | 3097 | 82.1 | 5 | 50000 | 42622 |  | No |  | 4 | 5985 | 133 | 45 | 15 | 0.9 | 3000 | 80
PFS54QK2 | Shenzhen Jiangjing Lighting Co.Ltd | Jiangjing | CL-27W-30-NWP-15-3(3000K) | Mogul (E39) Screw-Base Replacements for HID Lamps | Low Output | Replacement Lamps for Outdoor Pole/Arm-mounted Decorative Luminaires (Type B) |  | Standard | TRUE | 3224.23 | 114.13 | 28.25 | 18.14 | 0.948 | 3083 | 82 | 5 | 50000 | 42622 |  | No |  | 4 | 3645 | 135 | 27 | 15 | 0.9 | 3000 | 80
PDM4TDZR | Shenzhen Jiangjing Lighting Co.Ltd | Jiangjing | CL-36W-30-NWP-15-3(3000K) | Mogul (E39) Screw-Base Replacements for HID Lamps | Low Output | Replacement Lamps for Outdoor Pole/Arm-mounted Decorative Luminaires (Type B) |  | Standard | TRUE | 4195.03 | 115.25 | 36.4 | 18.49 | 0.935 | 3085 | 82.2 | 5 | 50000 | 42622 |  | No |  | 4 | 4860 | 135 | 36 | 15 | 0.9 | 3000 | 80
PAATEPDC | Shenzhen Jiangjing Lighting Co.Ltd | Jiangjing | CL-54W-30-NWP-15-3(5700K) | Mogul (E39) Screw-Base Replacements for HID Lamps | Mid Output | Replacement Lamps for Outdoor Pole/Arm-mounted Decorative Luminaires (Type B) |  | Standard | FALSE | [9 empty] | 42622 |  | No |  | 4 | 7830 | 145 | 54 | 15 | 0.9 | 5700 | 80
P5FRWERW | Shenzhen Jiangjing Lighting Co.Ltd | Jiangjing | CL-45W-30-NWP-15-3(5700K) | Mogul (E39) Screw-Base Replacements for HID Lamps | Mid Output | Replacement Lamps for Outdoor Pole/Arm-mounted Decorative Luminaires (Type B) |  | Standard | FALSE | [9 empty] | 42622 |  | No |  | 4 | 6660 | 148 | 45 | 15 | 0.9 | 5700 | 80
PRWME6M9 | Shenzhen Jiangjing Lighting Co.Ltd | Jiangjing | CL-36W-30-NWP-15-3(5700K) | Mogul (E39) Screw-Base Replacements for HID Lamps | Low Output | Replacement Lamps for Outdoor Pole/Arm-mounted Decorative Luminaires (Type B) |  | Standard | FALSE | [9 empty] | 42622 |  | No |  | 4 | 5400 | 150 | 36 | 15 | 0.9 | 5700 | 80
PUPRVG8V | Shenzhen Jiangjing Lighting Co.Ltd | Jiangjing | CL-27W-30-NWP-15-3(5700K) | Mogul (E39) Screw-Base Replacements for HID Lamps | Low Output | Replacement Lamps for Outdoor Pole/Arm-mounted Decorative Luminaires (Type B) |  | Standard | FALSE | [9 empty] | 42622 |  | No |  | 4 | 4050 | 150 | 27 | 15 | 0.9 | 5700 | 80
PSFJ8CPF | Shenzhen Jiangjing Lighting Co.Ltd | Jiangjing | CL-54W-30-NWP-15-3(5000K) | Mogul (E39) Screw-Base Replacements for HID Lamps | Mid Output | Replacement Lamps for Outdoor Pole/Arm-mounted Decorative Luminaires (Type B) |  | Standard | FALSE | [9 empty] | 42622 |  | No |  | 4 | 7668 | 142 | 54 | 15 | 0.9 | 5000 | 80
PPJ77PXP | Shenzhen Jiangjing Lighting Co.Ltd | Jiangjing | CL-45W-30-NWP-15-3(5000K) | Mogul (E39) Screw-Base Replacements for HID Lamps | Mid Output | Replacement Lamps for Outdoor Pole/Arm-mounted Decorative Luminaires (Type B) |  | Standard | FALSE | [9 empty] | 42622 |  | No |  | 4 | 6525 | 145 | 45 | 15 | 0.9 | 5000 | 80
PY2AUAWU | Shenzhen Jiangjing Lighting Co.Ltd | Jiangjing | CL-36W-30-NWP-15-3(5000K) | Mogul (E39) Screw-Base Replacements for HID Lamps | Low Output | Replacement Lamps for Outdoor Pole/Arm-mounted Decorative Luminaires (Type B) |  | Standard | FALSE | [9 empty] | 42622 |  | No |  | 4 | 5292 | 147 | 36 | 15 | 0.9 | 5000 | 80
PY4S7FFM | Shenzhen Jiangjing Lighting Co.Ltd | Jiangjing | CL-27W-30-NWP-15-3(5000K) | Mogul (E39) Screw-Base Replacements for HID Lamps | Low Output | Replacement Lamps for Outdoor Pole/Arm-mounted Decorative Luminaires (Type B) |  | Standard | FALSE | [9 empty] | 42622 |  | No |  | 4 | 3969 | 147 | 27 | 15 | 0.9 | 5000 | 80
PXMCRN8E | Shenzhen Jiangjing Lighting Co.Ltd | Jiangjing | CL-54W-30-NWP-15-3(4500K) | Mogul (E39) Screw-Base Replacements for HID Lamps | Mid Output | Replacement Lamps for Outdoor Pole/Arm-mounted Decorative Luminaires (Type B) |  | Standard | FALSE | [9 empty] | 42622 |  | No |  | 4 | 7506 | 139 | 54 | 15 | 0.9 | 4500 | 80
PQJWV663 | Shenzhen Jiangjing Lighting Co.Ltd | Jiangjing | CL-45W-30-NWP-15-3(4500K) | Mogul (E39) Screw-Base Replacements for HID Lamps | Mid Output | Replacement Lamps for Outdoor Pole/Arm-mounted Decorative Luminaires (Type B) |  | Standard | FALSE | [9 empty] | 42622 |  | No |  | 4 | 6390 | 142 | 45 | 15 | 0.9 | 4500 | 80
PSAJK9T1 | Shenzhen Jiangjing Lighting Co.Ltd | Jiangjing | CL-36W-30-NWP-15-3(4500K) | Mogul (E39) Screw-Base Replacements for HID Lamps | Low Output | Replacement Lamps for Outdoor Pole/Arm-mounted Decorative Luminaires (Type B) |  | Standard | FALSE | [9 empty] | 42622 |  | No |  | 4 | 5184 | 144 | 36 | 15 | 0.9 | 4500 | 80
PADG7HJ5 | Shenzhen Jiangjing Lighting Co.Ltd | Jiangjing | CL-27W-30-NWP-15-3(4500K) | Mogul (E39) Screw-Base Replacements for HID Lamps | Low Output | Replacement Lamps for Outdoor Pole/Arm-mounted Decorative Luminaires (Type B) |  | Standard | FALSE | [9 empty] | 42622 |  | No |  | 4 | 3888 | 144 | 27 | 15 | 0.9 | 4500 | 80
P67KUXB9 | Shenzhen Jiangjing Lighting Co.Ltd | Jiangjing | CL-54W-30-NWP-15-3(4000K) | Mogul (E39) Screw-Base Replacements for HID Lamps | Mid Output | Replacement Lamps for Outdoor Pole/Arm-mounted Decorative Luminaires (Type B) |  | Standard | FALSE | [9 empty] | 42622 |  | No |  | 4 | 7344 | 136 | 54 | 15 | 0.9 | 4000 | 80
PW2ZMH5G | Shenzhen Jiangjing Lighting Co.Ltd | Jiangjing | CL-45W-30-NWP-15-3(4000K) | Mogul (E39) Screw-Base Replacements for HID Lamps | Mid Output | Replacement Lamps for Outdoor Pole/Arm-mounted Decorative Luminaires (Type B) |  | Standard | FALSE | [9 empty] | 42622 |  | No |  | 4 | 6255 | 139 | 45 | 15 | 0.9 | 4000 | 80
PKJFX3TF | Shenzhen Jiangjing Lighting Co.Ltd | Jiangjing | CL-36W-30-NWP-15-3(4000K) | Mogul (E39) Screw-Base Replacements for HID Lamps | Low Output | Replacement Lamps for Outdoor Pole/Arm-mounted Decorative Luminaires (Type B) |  | Standard | FALSE | [9 empty] | 42622 |  | No |  | 4 | 5076 | 141 | 36 | 15 | 0.9 | 4000 | 80
PKVHDG1R | Shenzhen Jiangjing Lighting Co.Ltd | Jiangjing | CL-27W-30-NWP-15-3(4000K) | Mogul (E39) Screw-Base Replacements for HID Lamps | Low Output | Replacement Lamps for Outdoor Pole/Arm-mounted Decorative Luminaires (Type B) |  | Standard | FALSE | [9 empty] | 42622 |  | No |  | 4 | 3807 | 141 | 27 | 15 | 0.9 | 4000 | 80
P1ASNMA2 | Shenzhen Jiangjing Lighting Co.Ltd | Jiangjing | CL-54W-30-NWP-15-3(3500K) | Mogul (E39) Screw-Base Replacements for HID Lamps | Mid Output | Replacement Lamps for Outdoor Pole/Arm-mounted Decorative Luminaires (Type B) |  | Standard | FALSE | [9 empty] | 42622 |  | No |  | 4 | 7182 | 133 | 54 | 15 | 0.9 | 3500 | 80
PXR5CBDZ | Shenzhen Jiangjing Lighting Co.Ltd | Jiangjing | CL-45W-30-NWP-15-3(3500K) | Mogul (E39) Screw-Base Replacements for HID Lamps | Mid Output | Replacement Lamps for Outdoor Pole/Arm-mounted Decorative Luminaires (Type B) |  | Standard | FALSE | [9 empty] | 42622 |  | No |  | 4 | 6120 | 136 | 45 | 15 | 0.9 | 3500 | 80
PD3D1743 | Shenzhen Jiangjing Lighting Co.Ltd | Jiangjing | CL-36W-30-NWP-15-3(3500K) | Mogul (E39) Screw-Base Replacements for HID Lamps | Low Output | Replacement Lamps for Outdoor Pole/Arm-mounted Decorative Luminaires (Type B) |  | Standard | FALSE | [9 empty] | 42622 |  | No |  | 4 | 4968 | 138 | 36 | 15 | 0.9 | 3500 | 80
PD2Y61GW | Shenzhen Jiangjing Lighting Co.Ltd | Jiangjing | CL-27W-30-NWP-15-3(3500K) | Mogul (E39) Screw-Base Replacements for HID Lamps | Low Output | Replacement Lamps for Outdoor Pole/Arm-mounted Decorative Luminaires (Type B) |  | Standard | FALSE | [9 empty] | 42622 |  | No |  | 4 | 3726 | 138 | 27 | 15 | 0.9 | 3500 | 80
PRY5PFCV | OEO Energy Solutions | OEO | EZ LED-360-E39-H1-8KLM-3500K-G5 | Mogul (E39) Screw-Base Replacements for HID Lamps | Mid Output | Replacement Lamps for Outdoor Pole/Arm-mounted Decorative Luminaires (Type B) |  | Standard | TRUE | 7155 | 81.1 | 88.21 | 13.2 | 0.972 | 3538 | 82.7 | 5 | 50000 | 42621 |  | No |  | 3.1 | 7155 | 81.1 | 88.21 | 12.11 | 0.98 | 3538 | 82.7
P6AVRE6P | OEO Energy Solutions | OEO | EZ LED-360-E39-H1-5Klm-5000K-G5 | Mogul (E39) Screw-Base Replacements for HID Lamps | Low Output | Replacement Lamps for Outdoor Pole/Arm-mounted Decorative Luminaires (Type B) |  | Standard | TRUE | 4744 | 90.1 | 52.65 | 18.35 | 0.957 | 5168 | 85.8 | 5 | 50000 | 42621 |  | No |  | 3.1 | 4744 | 90.1 | 52.65 | 18.05 | 0.96 | 5168 | 85.8
P6ZSWXBX | OEO Energy Solutions | OEO | EZ LED-360-E39-H1-5Klm-3500K-G5 | Mogul (E39) Screw-Base Replacements for HID Lamps | Low Output | Replacement Lamps for Outdoor Pole/Arm-mounted Decorative Luminaires (Type B) |  | Standard | TRUE | 4746 | 84.3 | 56.31 | 18.35 | 0.957 | 3502 | 83.2 | 5 | 50000 | 42621 |  | No |  | 3.1 | 4746 | 84.3 | 56.31 | 17.24 | 0.96 | 3502 | 83.2
PHP9EKJC | GreenTek Energy Systems | GREENTEK | GT-CBW-150WA1 4000K | Mogul (E39) Screw-Base Replacements for HID Lamps | High Output | Replacement Lamps for Outdoor Pole/Arm-mounted Decorative Luminaires (Type B) |  | Standard | TRUE | 11281 | 76.87 | 146.8 | 13.54 | 0.9327 | 4046 | 83.6 | 5 | 50000 | 42621 |  | No |  | 3.1 | 11281 | 76.87 | 146.8 | 13.54 | 0.9327 | 4000 | 83.6
PEK1M8HC | GreenTek Energy Systems | GREENTEK | GT-CBW-60WA1E39 4000K | Mogul (E39) Screw-Base Replacements for HID Lamps | Low Output | Replacement Lamps for Outdoor Pole/Arm-mounted Decorative Luminaires (Type B) |  | Standard | TRUE | 3942.4 | 69.73 | 56.54 | 14.46 | 0.9159 | 4058 | 83.5 | 5 | 50000 | 42621 |  | No |  | 3.1 | 4061.8 | 69.88 | 58.12 | 14.46 | 0.9159 | 4000 | 83.5
PWAMQ625 | GreenTek Energy Systems | GREENTEK | GT-CBW-100WA1 4000K | Mogul (E39) Screw-Base Replacements for HID Lamps | Mid Output | Replacement Lamps for Outdoor Pole/Arm-mounted Decorative Luminaires (Type B) |  | Standard | TRUE | 7678.1 | 77.6 | 98.95 | 13.66 | 0.9148 | 4105 | 84 | 5 | 50000 | 42621 |  | No | Product updated on 7/19/2016 | 3.1 | 7678.1 | 77.6 | 98.95 | 13.66 | 0.9148 | 4000 | 83.4
PNMEQN6F | GreenTek Energy Systems | GREENTEK | GT-CBW-30WA1E39 4000K | Mogul (E39) Screw-Base Replacements for HID Lamps | Low Output | Replacement Lamps for Outdoor Pole/Arm-mounted Decorative Luminaires (Type B) |  | Standard | TRUE | 1947.1 | 64.18 | 30.34 | 14.27 | 0.9048 | 4065 | 83.6 | 5 |  | 42621 |  | No |  | 3.1 | 1947.1 | 64.18 | 30.34 | 14.27 | 0.9048 | 4000 | 83.6
PF1KDH1F | OEO Energy Solutions | OEO | EZ LED-360-E39-H1-8KLM-5000K-G5 | Mogul (E39) Screw-Base Replacements for HID Lamps | Mid Output | Replacement Lamps for Outdoor Pole/Arm-mounted Decorative Luminaires (Type B) |  | Standard | FALSE | [9 empty] | 42621 |  | No |  | 3.1 | 7487 | 84.7 | 90.11 | 12.98 | 0.97 | 5143 | 83.1
PV9ZNCAJ | OEO Energy Solutions | OEO | EZ LED-360-E39-H1-5Klm-4000K-G5 | Mogul (E39) Screw-Base Replacements for HID Lamps | Low Output | Replacement Lamps for Outdoor Pole/Arm-mounted Decorative Luminaires (Type B) |  | Standard | FALSE | [9 empty] | 42621 |  | No |  | 3.1 | 4745 | 87.1 | 54.48 | 18.35 | 0.96 | 4000 | 84.5
PG8F8H21 | OEO Energy Solutions | OEO | EZ LED-360-E39-H1-8KLM-4000K-G5 | Mogul (E39) Screw-Base Replacements for HID Lamps | Mid Output | Replacement Lamps for Outdoor Pole/Arm-mounted Decorative Luminaires (Type B) |  | Standard | FALSE | [9 empty] | 42621 |  | No |  | 3.1 | 7250.57 | 81.32 | 89.16 | 13.2 | 0.97 | 4000 | 82.9
PKPYW9TY | GreenTek Energy Systems | GREENTEK | GT-CBW-60WA1E39 5700K | Mogul (E39) Screw-Base Replacements for HID Lamps | Low Output | Replacement Lamps for Outdoor Pole/Arm-mounted Decorative Luminaires (Type B) |  | Standard | FALSE | [9 empty] | 42621 |  | No |  | 3.1 | 4190 | 71.8 | 58.36 | 14.06 | 0.9196 | 5700 | 84.9
PD8JBJVM | GreenTek Energy Systems | GREENTEK | GT-CBW-150WA1 5700K | Mogul (E39) Screw-Base Replacements for HID Lamps | High Output | Replacement Lamps for Outdoor Pole/Arm-mounted Decorative Luminaires (Type B) |  | Standard | FALSE | [9 empty] | 42621 |  | No |  | 3.1 | 11624 | 78.75 | 147.6 | 13.77 | 0.9344 | 5700 | 84.7
PQCN89H7 | GreenTek Energy Systems | GREENTEK | GT-CBW-30WA1E39 5700K | Mogul (E39) Screw-Base Replacements for HID Lamps | Low Output | Replacement Lamps for Outdoor Pole/Arm-mounted Decorative Luminaires (Type B) |  | Standard | FALSE | [9 empty] | 42621 |  | No |  | 3.1 | 2009 | 66.04 | 30.42 | 14.81 | 0.9056 | 5700 | 84.5
P1GUXM2A | GreenTek Energy Systems | GREENTEK | GT-CBW-100WA1 5700K | Mogul (E39) Screw-Base Replacements for HID Lamps | Mid Output | Replacement Lamps for Outdoor Pole/Arm-mounted Decorative Luminaires (Type B) |  | Standard | FALSE | [9 empty] | 42621 |  | No |  | 3.1 | 7849 | 79.58 | 98.63 | 13.66 | 0.9129 | 5700 | 84
PDUJDW2N | GreenTek Energy Systems | GREENTEK | GT-CBW-30WA1E39 5000K | Mogul (E39) Screw-Base Replacements for HID Lamps | Low Output | Replacement Lamps for Outdoor Pole/Arm-mounted Decorative Luminaires (Type B) |  | Standard | FALSE | [9 empty] | 42621 |  | No |  | 3.1 | 1988 | 65.45 | 30.38 | 14.27 | 0.9048 | 5000 | 83.6
PRR223VJ | GreenTek Energy Systems | GREENTEK | GT-CBW-150WA1 5000K | Mogul (E39) Screw-Base Replacements for HID Lamps | High Output | Replacement Lamps for Outdoor Pole/Arm-mounted Decorative Luminaires (Type B) |  | Standard | FALSE | [9 empty] | 42621 |  | No |  | 3.1 | 11509 | 78.19 | 147.2 | 13.54 | 0.9327 | 5000 | 83.6
P1T412BT | GreenTek Energy Systems | GREENTEK | GT-CBW-60WA1E39 5000K | Mogul (E39) Screw-Base Replacements for HID Lamps | Low Output | Replacement Lamps for Outdoor Pole/Arm-mounted Decorative Luminaires (Type B) |  | Standard | FALSE | [9 empty] | 42621 |  | No |  | 3.1 | 4147 | 71.21 | 58.24 | 14.46 | 0.9159 | 5000 | 83.5
PW9BMFAK | GreenTek Energy Systems | GREENTEK | GT-CBW-100WA1 5000K | Mogul (E39) Screw-Base Replacements for HID Lamps | Mid Output | Replacement Lamps for Outdoor Pole/Arm-mounted Decorative Luminaires (Type B) |  | Standard | FALSE | [9 empty] | 42621 |  | No |  | 3.1 | 7792 | 78.87 | 98.79 | 13.66 | 0.9148 | 5000 | 83.4
P1BMN484 | GreenTek Energy Systems | GREENTEK | GT-CBW-30WA1E39 4500K | Mogul (E39) Screw-Base Replacements for HID Lamps | Low Output | Replacement Lamps for Outdoor Pole/Arm-mounted Decorative Luminaires (Type B) |  | Standard | FALSE | [9 empty] | 42621 |  | No |  | 3.1 | 1968 | 64.77 | 30.38 | 14.27 | 0.9048 | 4500 | 83.6
P51ED7AP | GreenTek Energy Systems | GREENTEK | GT-CBW-150WA1 4500K | Mogul (E39) Screw-Base Replacements for HID Lamps | High Output | Replacement Lamps for Outdoor Pole/Arm-mounted Decorative Luminaires (Type B) |  | Standard | FALSE | [9 empty] | 42621 |  | No |  | 3.1 | 11395 | 77.41 | 147.2 | 13.54 | 0.9327 | 4500 | 83.6
PPQ9HZZP | GreenTek Energy Systems | GREENTEK | GT-CBW-60WA1E39 4500K | Mogul (E39) Screw-Base Replacements for HID Lamps | Low Output | Replacement Lamps for Outdoor Pole/Arm-mounted Decorative Luminaires (Type B) |  | Standard | FALSE | [9 empty] | 42621 |  | No |  | 3.1 | 4105 | 70.48 | 58.24 | 14.46 | 0.9159 | 4500 | 83.5
PVVVANUS | GreenTek Energy Systems | GREENTEK | GT-CBW-100WA1 4500K | Mogul (E39) Screw-Base Replacements for HID Lamps | Mid Output | Replacement Lamps for Outdoor Pole/Arm-mounted Decorative Luminaires (Type B) |  | Standard | FALSE | [9 empty] | 42621 |  | No |  | 3.1 | 7735 | 78.3 | 98.79 | 13.66 | 0.9148 | 4500 | 83.4
P2XWEZBG | AASHAYA BUSINESS INVESTMENTS LLC | LED KING | LKNG-CLW-150WA1 4000K | Mogul (E39) Screw-Base Replacements for HID Lamps | High Output | Replacement Lamps for Outdoor Pole/Arm-mounted Decorative Luminaires (Type B) |  | Standard | TRUE | 11281 | 76.87 | 146.8 | 13.54 | 0.9327 | 4046 | 83.6 | 5 | 50000 | 42620 |  | No |  | 3.1 | 11281 | 76.87 | 146.8 | 13.54 | 0.9327 | 4000 | 83.6
PB3N9P2E | AASHAYA BUSINESS INVESTMENTS LLC | LED KING | LKNG-CLW-60WA1E39 4000K | Mogul (E39) Screw-Base Replacements for HID Lamps | Low Output | Replacement Lamps for Outdoor Pole/Arm-mounted Decorative Luminaires (Type B) |  | Standard | TRUE | 3942.4 | 69.73 | 56.54 | 14.46 | 0.9159 | 4058 | 83.5 | 5 | 50000 | 42620 |  | No |  | 3.1 | 4061.8 | 69.88 | 58.12 | 14.46 | 0.9159 | 4000 | 83.5
PEQJPF4K | AASHAYA BUSINESS INVESTMENTS LLC | LED KING | LKNG-CLW-100WA1 4000K | Mogul (E39) Screw-Base Replacements for HID Lamps | Mid Output | Replacement Lamps for Outdoor Pole/Arm-mounted Decorative Luminaires (Type B) |  | Standard | TRUE | 7678.1 | 77.6 | 98.95 | 13.66 | 0.9148 | 4105 | 84 | 5 | 50000 | 42620 |  | No | Product updated on 7/19/2016 | 3.1 | 7678.1 | 77.6 | 98.95 | 13.66 | 0.9148 | 4000 | 83.4
P1DTUB94 | AASHAYA BUSINESS INVESTMENTS LLC | LED KING | LKNG-CLW-80WA1 4000K | Mogul (E39) Screw-Base Replacements for HID Lamps | Mid Output | Replacement Lamps for Outdoor Pole/Arm-mounted Decorative Luminaires (Type B) |  | Standard | TRUE | 6435 | 80.08 | 80.36 | 13.27 | 0.914 | 4105 | 84.4 | 5 | 50000 | 42620 |  | No | Product updated on 7/19/2016 | 3.1 | 6291.2 | 78.11 | 80.54 | 10.32 | 0.914 | 4000 | 83.4
P42V9JNF | AASHAYA BUSINESS INVESTMENTS LLC | LED KING | LKNG-CLW-40WA1E39 4000K | Mogul (E39) Screw-Base Replacements for HID Lamps | Low Output | Replacement Lamps for Outdoor Pole/Arm-mounted Decorative Luminaires (Type B) |  | Standard | TRUE | 2558.1 | 63.36 | 40.37 | 14.6 | 0.9103 | 4085 | 83.6 | 5 | 50000 | 42620 |  | No |  | 3.1 | 2558.1 | 63.36 | 40.37 | 14.6 | 0.9103 | 4000 | 83.6
PQWBYVKH | AASHAYA BUSINESS INVESTMENTS LLC | LED KING | LKNG-CLW-30WA1E39 4000K | Mogul (E39) Screw-Base Replacements for HID Lamps | Low Output | Replacement Lamps for Outdoor Pole/Arm-mounted Decorative Luminaires (Type B) |  | Standard | TRUE | 1947.1 | 64.18 | 30.34 | 14.27 | 0.9048 | 4065 | 83.6 | 5 |  | 42620 |  | No |  | 3.1 | 1947.1 | 64.18 | 30.34 | 14.27 | 0.9048 | 4000 | 83.6
P9ZETPFJ | AASHAYA BUSINESS INVESTMENTS LLC | LED KING | LKNG-CLW-40WA1E39 5700K | Mogul (E39) Screw-Base Replacements for HID Lamps | Low Output | Replacement Lamps for Outdoor Pole/Arm-mounted Decorative Luminaires (Type B) |  | Standard | FALSE | [9 empty] | 42620 | Not Dimmable | No |  | 3.1 | 2634 | 64.77 | 40.67 | 14.94 | 0.9116 | 5700 | 84.9
PFJDQXW5 | AASHAYA BUSINESS INVESTMENTS LLC | LED KING | LKNG-CLW-60WA1E39 5700K | Mogul (E39) Screw-Base Replacements for HID Lamps | Low Output | Replacement Lamps for Outdoor Pole/Arm-mounted Decorative Luminaires (Type B) |  | Standard | FALSE | [9 empty] | 42620 | Not Dimmable | No |  | 3.1 | 4190 | 71.8 | 58.36 | 14.06 | 0.9196 | 5700 | 84.9
PK35V135 | AASHAYA BUSINESS INVESTMENTS LLC | LED KING | LKNG-CLW-150WA1 5700K | Mogul (E39) Screw-Base Replacements for HID Lamps | High Output | Replacement Lamps for Outdoor Pole/Arm-mounted Decorative Luminaires (Type B) |  | Standard | FALSE | [9 empty] | 42620 | Not Dimmable | No |  | 3.1 | 11624 | 78.75 | 147.6 | 13.77 | 0.9344 | 5700 | 84.7
PFUJKV6R | AASHAYA BUSINESS INVESTMENTS LLC | LED KING | LKNG-CLW-30WA1E39 5700K | Mogul (E39) Screw-Base Replacements for HID Lamps | Low Output | Replacement Lamps for Outdoor Pole/Arm-mounted Decorative Luminaires (Type B) |  | Standard | FALSE | [9 empty] | 42620 | Not Dimmable | No |  | 3.1 | 2009 | 66.04 | 30.42 | 14.81 | 0.9056 | 5700 | 84.5
PT31PUUY | AASHAYA BUSINESS INVESTMENTS LLC | LED KING | LKNG-CLW-80WA1 5700K | Mogul (E39) Screw-Base Replacements for HID Lamps | Mid Output | Replacement Lamps for Outdoor Pole/Arm-mounted Decorative Luminaires (Type B) |  | Standard | FALSE | [9 empty] | 42620 | Not Dimmable | No |  | 3.1 | 6435 | 80.08 | 80.36 | 10.32 | 0.9133 | 5700 | 84.4
PWXW2AEH | AASHAYA BUSINESS INVESTMENTS LLC | LED KING | LKNG-CLW-100WA1 5700K | Mogul (E39) Screw-Base Replacements for HID Lamps | Mid Output | Replacement Lamps for Outdoor Pole/Arm-mounted Decorative Luminaires (Type B) |  | Standard | FALSE | [9 empty] | 42620 | Not Dimmable | No |  | 3.1 | 7849 | 79.58 | 98.63 | 13.66 | 0.9129 | 5700 | 84
P1P9GFJ5 | AASHAYA BUSINESS INVESTMENTS LLC | LED KING | LKNG-CLW-40WA1E39 5000K | Mogul (E39) Screw-Base Replacements for HID Lamps | Low Output | Replacement Lamps for Outdoor Pole/Arm-mounted Decorative Luminaires (Type B) |  | Standard | FALSE | [9 empty] | 42620 | Not Dimmable | No |  | 3.1 | 2609 | 64.38 | 40.52 | 14.6 | 0.9103 | 5000 | 83.6
PR4FRGPZ | AASHAYA BUSINESS INVESTMENTS LLC | LED KING | LKNG-CLW-30WA1E39 5000K | Mogul (E39) Screw-Base Replacements for HID Lamps | Low Output | Replacement Lamps for Outdoor Pole/Arm-mounted Decorative Luminaires (Type B) |  | Standard | FALSE | [9 empty] | 42620 | Not Dimmable | No |  | 3.1 | 1988 | 65.45 | 30.38 | 14.27 | 0.9048 | 5000 | 83.6
P1HAGSAX | AASHAYA BUSINESS INVESTMENTS LLC | LED KING | LKNG-CLW-150WA1 5000K | Mogul (E39) Screw-Base Replacements for HID Lamps | High Output | Replacement Lamps for Outdoor Pole/Arm-mounted Decorative Luminaires (Type B) |  | Standard | FALSE | [9 empty] | 42620 | Not Dimmable | No |  | 3.1 | 11509 | 78.19 | 147.2 | 13.54 | 0.9327 | 5000 | 83.6
P5DBKU7Q | AASHAYA BUSINESS INVESTMENTS LLC | LED KING | LKNG-CLW-60WA1E39 5000K | Mogul (E39) Screw-Base Replacements for HID Lamps | Low Output | Replacement Lamps for Outdoor Pole/Arm-mounted Decorative Luminaires (Type B) |  | Standard | FALSE | [9 empty] | 42620 | Not Dimmable | No |  | 3.1 | 4147 | 71.21 | 58.24 | 14.46 | 0.9159 | 5000 | 83.5
PCNM4D3B | AASHAYA BUSINESS INVESTMENTS LLC | LED KING | LKNG-CLW-100WA1 5000K | Mogul (E39) Screw-Base Replacements for HID Lamps | Mid Output | Replacement Lamps for Outdoor Pole/Arm-mounted Decorative Luminaires (Type B) |  | Standard | FALSE | [9 empty] | 42620 | Not Dimmable | No |  | 3.1 | 7792 | 78.87 | 98.79 | 13.66 | 0.9148 | 5000 | 83.4
PVNNMBWS | AASHAYA BUSINESS INVESTMENTS LLC | LED KING | LKNG-CLW-80WA1 5000K | Mogul (E39) Screw-Base Replacements for HID Lamps | Mid Output | Replacement Lamps for Outdoor Pole/Arm-mounted Decorative Luminaires (Type B) |  | Standard | FALSE | [9 empty] | 42620 | Not Dimmable | No |  | 3.1 | 6387 | 79.39 | 80.45 | 10.32 | 0.914 | 5000 | 83.4
PJ8BQ742 | AASHAYA BUSINESS INVESTMENTS LLC | LED KING | LKNG-CLW-40WA1E39 4500K | Mogul (E39) Screw-Base Replacements for HID Lamps | Low Output | Replacement Lamps for Outdoor Pole/Arm-mounted Decorative Luminaires (Type B) |  | Standard | FALSE | [9 empty] | 42620 | Not Dimmable | No |  | 3.1 | 2583 | 63.76 | 40.52 | 14.6 | 0.9103 | 4500 | 83.6
P9SXGJ5N | AASHAYA BUSINESS INVESTMENTS LLC | LED KING | LKNG-CLW-30WA1E39 4500K | Mogul (E39) Screw-Base Replacements for HID Lamps | Low Output | Replacement Lamps for Outdoor Pole/Arm-mounted Decorative Luminaires (Type B) |  | Standard | FALSE | [9 empty] | 42620 | Not Dimmable | No |  | 3.1 | 1968 | 64.77 | 30.38 | 14.27 | 0.9048 | 4500 | 83.6
PW5A19GC | AASHAYA BUSINESS INVESTMENTS LLC | LED KING | LKNG-CLW-150WA1 4500K | Mogul (E39) Screw-Base Replacements for HID Lamps | High Output | Replacement Lamps for Outdoor Pole/Arm-mounted Decorative Luminaires (Type B) |  | Standard | FALSE | [9 empty] | 42620 | Not Dimmable | No |  | 3.1 | 11395 | 77.41 | 147.2 | 13.54 | 0.9327 | 4500 | 83.6
P1CH9SFG | AASHAYA BUSINESS INVESTMENTS LLC | LED KING | LKNG-CLW-60WA1E39 4500K | Mogul (E39) Screw-Base Replacements for HID Lamps | Low Output | Replacement Lamps for Outdoor Pole/Arm-mounted Decorative Luminaires (Type B) |  | Standard | FALSE | [9 empty] | 42620 | Not Dimmable | No |  | 3.1 | 4105 | 70.48 | 58.24 | 14.46 | 0.9159 | 4500 | 83.5
PTPBTFFB | AASHAYA BUSINESS INVESTMENTS LLC | LED KING | LKNG-CLW-100WA1 4500K | Mogul (E39) Screw-Base Replacements for HID Lamps | Mid Output | Replacement Lamps for Outdoor Pole/Arm-mounted Decorative Luminaires (Type B) |  | Standard | FALSE | [9 empty] | 42620 | Not Dimmable | No |  | 3.1 | 7735 | 78.3 | 98.79 | 13.66 | 0.9148 | 4500 | 83.4
P9Q5S91W | AASHAYA BUSINESS INVESTMENTS LLC | LED KING | LKNG-CLW-80WA1 4500K | Mogul (E39) Screw-Base Replacements for HID Lamps | Mid Output | Replacement Lamps for Outdoor Pole/Arm-mounted Decorative Luminaires (Type B) |  | Standard | FALSE | [9 empty] | 42620 | Not Dimmable | No |  | 3.1 | 6339 | 78.79 | 80.45 | 10.32 | 0.914 | 4500 | 83.4
PGNP5HX2 | FUTURE ENERGY SYSTEMS | Future Energy Systems | SHO-CRN-60-30K-E39 | Mogul (E39) Screw-Base Replacements for HID Lamps | Mid Output | Replacement Lamps for Outdoor Pole/Arm-mounted Decorative Luminaires (Type B) |  | Standard | TRUE | 6065 | 99.54 | 60.93 | 13.06 | 0.9227 | 2882 | 75.1 | 5 | 50000 | 42619 |  | No |  | 4 | 6065 | 99.54 | 60.93 | 13.06 | 0.92 | 3000 | 75.1
P3B73RXC | FUTURE ENERGY SYSTEMS | Future Energy Systems | SHO-CRN-60-57K-E39 | Mogul (E39) Screw-Base Replacements for HID Lamps | Mid Output | Replacement Lamps for Outdoor Pole/Arm-mounted Decorative Luminaires (Type B) |  | Standard | FALSE | [9 empty] | 42619 | Not Dimmable | No |  | 4 | 6498 | 106.56 | 60.98 | 13.02 | 0.92 | 5700 | 75.4
PY9R7G7E | FUTURE ENERGY SYSTEMS | Future Energy Systems | SHO-CRN-60-40K-E39 | Mogul (E39) Screw-Base Replacements for HID Lamps | Mid Output | Replacement Lamps for Outdoor Pole/Arm-mounted Decorative Luminaires (Type B) |  | Standard | FALSE | [9 empty] | 42619 | Not Dimmable | No |  | 4 | 6065 | 99.54 | 60.93 | 13.06 | 0.92 | 4000 | 75.1
PWZZAKJG | Classy & Neo-Lighting Group Inc | NEOTOP | CLW-150WA1 4000K | Mogul (E39) Screw-Base Replacements for HID Lamps | High Output | Replacement Lamps for Outdoor Pole/Arm-mounted Decorative Luminaires (Type B) |  | Standard | TRUE | 11281 | 76.87 | 146.8 | 13.54 | 0.9327 | 4046 | 83.6 | 5 | 50000 | 42614 |  | No |  | 3.1 | 11281 | 76.87 | 146.8 | 13.54 | 0.9327 | 4000 | 83.6
PJEP2EA4 | Classy & Neo-Lighting Group Inc | NEOTOP | CL-80WA2 4000K | Mogul (E39) Screw-Base Replacements for HID Lamps | Mid Output | Replacement Lamps for Outdoor Pole/Arm-mounted Decorative Luminaires (Type B) |  | Standard | TRUE | 5527.9 | 72.03 | 77.16 | 14.55 | 0.9204 | 5700 | 81.7 | 5 | 50000 | 42614 |  | No |  | 3.1 | 5557.9 | 72.03 | 77.16 | 14.55 | 0.9204 | 4000 | 81.7
PD4PDDXM | Classy & Neo-Lighting Group Inc | NEOTOP | CLW-100WA1 4000K | Mogul (E39) Screw-Base Replacements for HID Lamps | Mid Output | Replacement Lamps for Outdoor Pole/Arm-mounted Decorative Luminaires (Type B) |  | Standard | TRUE | 7678.1 | 77.6 | 98.95 | 13.66 | 0.9148 | 4105 | 84 | 5 | 50000 | 42614 |  | No | Product updated on 7/19/2016 | 3.1 | 7678.1 | 77.6 | 98.95 | 13.66 | 0.9148 | 4000 | 83.4
PWAAG54A | Classy & Neo-Lighting Group Inc | NEOTOP | CL-40WA2E39 4000K | Mogul (E39) Screw-Base Replacements for HID Lamps | Low Output | Replacement Lamps for Outdoor Pole/Arm-mounted Decorative Luminaires (Type B) |  | Standard | TRUE | 2821.2 | 71.65 | 39.38 | 14.16 | 0.9106 | 4146 | 81.6 | 5 |  | 42614 |  | No |  | 3.1 | 2846.8 | 72.43 | 39.3 | 14.16 | 0.9106 | 4000 | 81.6
PJKFYAH3 | Classy & Neo-Lighting Group Inc | NEOTOP | CLW-40WA1E39 4000K | Mogul (E39) Screw-Base Replacements for HID Lamps | Low Output | Replacement Lamps for Outdoor Pole/Arm-mounted Decorative Luminaires (Type B) |  | Standard | TRUE | 2558.1 | 63.36 | 40.37 | 14.6 | 0.9103 | 4085 | 83.6 | 5 | 50000 | 42614 |  | No |  | 3.1 | 2558.1 | 63.36 | 40.37 | 14.6 | 0.9103 | 4000 | 83.6
PDC2E2DF | Classy & Neo-Lighting Group Inc | NEOTOP | CLW-30WA1E39 4000K | Mogul (E39) Screw-Base Replacements for HID Lamps | Low Output | Replacement Lamps for Outdoor Pole/Arm-mounted Decorative Luminaires (Type B) |  | Standard | TRUE | 1947.1 | 64.18 | 30.34 | 14.27 | 0.9048 | 4065 | 83.6 | 5 |  | 42614 |  | No |  | 3.1 | 1947.1 | 64.18 | 30.34 | 14.27 | 0.9048 | 4000 | 83.6
PWZR8A8U | Classy & Neo-Lighting Group Inc | NEOTOP | CLW-40WA1E39 5700K | Mogul (E39) Screw-Base Replacements for HID Lamps | Low Output | Replacement Lamps for Outdoor Pole/Arm-mounted Decorative Luminaires (Type B) |  | Standard | FALSE | [9 empty] | 42614 | Not Dimmable | No |  | 3.1 | 2634 | 64.77 | 40.67 | 14.94 | 0.9116 | 5700 | 84.9
PTVV5FTB | Classy & Neo-Lighting Group Inc | NEOTOP | CL-40WA2E39 5700K | Mogul (E39) Screw-Base Replacements for HID Lamps | Low Output | Replacement Lamps for Outdoor Pole/Arm-mounted Decorative Luminaires (Type B) |  | Standard | FALSE | [9 empty] | 42614 | Not Dimmable | No |  | 3.1 | 2931 | 74.22 | 39.49 | 14.73 | 0.9114 | 5700 | 84.8
PX781MEX | Classy & Neo-Lighting Group Inc | NEOTOP | CLW-150WA1 5700K | Mogul (E39) Screw-Base Replacements for HID Lamps | High Output | Replacement Lamps for Outdoor Pole/Arm-mounted Decorative Luminaires (Type B) |  | Standard | FALSE | [9 empty] | 42614 | Not Dimmable | No |  | 3.1 | 11624 | 78.75 | 147.6 | 13.77 | 0.9344 | 5700 | 84.7
PV982XAT | Classy & Neo-Lighting Group Inc | NEOTOP | CLW-30WA1E39 5700K | Mogul (E39) Screw-Base Replacements for HID Lamps | Low Output | Replacement Lamps for Outdoor Pole/Arm-mounted Decorative Luminaires (Type B) |  | Standard | FALSE | [9 empty] | 42614 | Not Dimmable | No |  | 3.1 | 2009 | 66.04 | 30.42 | 14.81 | 0.9056 | 5700 | 84.5
P6463UMC | Classy & Neo-Lighting Group Inc | NEOTOP | CL-80WA2 5700K | Mogul (E39) Screw-Base Replacements for HID Lamps | Mid Output | Replacement Lamps for Outdoor Pole/Arm-mounted Decorative Luminaires (Type B) |  | Standard | FALSE | [9 empty] | 42614 | Not Dimmable | No |  | 3.1 | 5746 | 74.38 | 77.25 | 14.69 | 0.9218 | 5700 | 84.5
PRRSWGNX | Classy & Neo-Lighting Group Inc | NEOTOP | CLW-100WA1 5700K | Mogul (E39) Screw-Base Replacements for HID Lamps | Mid Output | Replacement Lamps for Outdoor Pole/Arm-mounted Decorative Luminaires (Type B) |  | Standard | FALSE | [9 empty] | 42614 | Not Dimmable | No |  | 3.1 | 7849 | 79.58 | 98.63 | 13.66 | 0.9129 | 5700 | 84
PFTSJB3F | Classy & Neo-Lighting Group Inc | NEOTOP | CLW-40WA1E39 5000K | Mogul (E39) Screw-Base Replacements for HID Lamps | Low Output | Replacement Lamps for Outdoor Pole/Arm-mounted Decorative Luminaires (Type B) |  | Standard | FALSE | [9 empty] | 42614 | Not Dimmable | No |  | 3.1 | 2609 | 64.38 | 40.52 | 14.6 | 0.9103 | 5000 | 83.6
PXYA8C1T | Classy & Neo-Lighting Group Inc | NEOTOP | CLW-30WA1E39 5000K | Mogul (E39) Screw-Base Replacements for HID Lamps | Low Output | Replacement Lamps for Outdoor Pole/Arm-mounted Decorative Luminaires (Type B) |  | Standard | FALSE | [9 empty] | 42614 | Not Dimmable | No |  | 3.1 | 1988 | 65.45 | 30.38 | 14.27 | 0.9048 | 5000 | 83.6
P8XE195D | Classy & Neo-Lighting Group Inc | NEOTOP | CLW-150WA1 5000K | Mogul (E39) Screw-Base Replacements for HID Lamps | High Output | Replacement Lamps for Outdoor Pole/Arm-mounted Decorative Luminaires (Type B) |  | Standard | FALSE | [9 empty] | 42614 | Not Dimmable | No |  | 3.1 | 11509 | 78.19 | 147.2 | 13.54 | 0.9327 | 5000 | 83.6
PSBUAJWP | Classy & Neo-Lighting Group Inc | NEOTOP | CLW-100WA1 5000K | Mogul (E39) Screw-Base Replacements for HID Lamps | Mid Output | Replacement Lamps for Outdoor Pole/Arm-mounted Decorative Luminaires (Type B) |  | Standard | FALSE | [9 empty] | 42614 | Not Dimmable | No |  | 3.1 | 7792 | 78.87 | 98.79 | 13.66 | 0.9148 | 5000 | 83.4
PFVJWHM3 | Classy & Neo-Lighting Group Inc | NEOTOP | CL-80WA2 5000K | Mogul (E39) Screw-Base Replacements for HID Lamps | Mid Output | Replacement Lamps for Outdoor Pole/Arm-mounted Decorative Luminaires (Type B) |  | Standard | FALSE | [9 empty] | 42614 | Not Dimmable | No |  | 3.1 | 5683 | 73.61 | 77.21 | 14.55 | 0.9204 | 5000 | 81.7
PM42KSK9 | Classy & Neo-Lighting Group Inc | NEOTOP | CL-40WA2E39 5000K | Mogul (E39) Screw-Base Replacements for HID Lamps | Low Output | Replacement Lamps for Outdoor Pole/Arm-mounted Decorative Luminaires (Type B) |  | Standard | FALSE | [9 empty] | 42614 | Not Dimmable | No |  | 3.1 | 2903 | 73.69 | 39.4 | 14.16 | 0.9106 | 5000 | 81.6
PKG8PCR6 | Classy & Neo-Lighting Group Inc | NEOTOP | CLW-40WA1E39 4500K | Mogul (E39) Screw-Base Replacements for HID Lamps | Low Output | Replacement Lamps for Outdoor Pole/Arm-mounted Decorative Luminaires (Type B) |  | Standard | FALSE | [9 empty] | 42614 | Not Dimmable | No |  | 3.1 | 2583 | 63.76 | 40.52 | 14.6 | 0.9103 | 4500 | 83.6
PVU1TEUW | Classy & Neo-Lighting Group Inc | NEOTOP | CLW-30WA1E39 4500K | Mogul (E39) Screw-Base Replacements for HID Lamps | Low Output | Replacement Lamps for Outdoor Pole/Arm-mounted Decorative Luminaires (Type B) |  | Standard | FALSE | [9 empty] | 42614 | Not Dimmable | No |  | 3.1 | 1968 | 64.77 | 30.38 | 14.27 | 0.9048 | 4500 | 83.6
PNVK83U6 | Classy & Neo-Lighting Group Inc | NEOTOP | CLW-150WA1 4500K | Mogul (E39) Screw-Base Replacements for HID Lamps | High Output | Replacement Lamps for Outdoor Pole/Arm-mounted Decorative Luminaires (Type B) |  | Standard | FALSE | [9 empty] | 42614 | Not Dimmable | No |  | 3.1 | 11395 | 77.41 | 147.2 | 13.54 | 0.9327 | 4500 | 83.6
PJU5EM3M | Classy & Neo-Lighting Group Inc | NEOTOP | CLW-100WA1 4500K | Mogul (E39) Screw-Base Replacements for HID Lamps | Mid Output | Replacement Lamps for Outdoor Pole/Arm-mounted Decorative Luminaires (Type B) |  | Standard | FALSE | [9 empty] | 42614 | Not Dimmable | No |  | 3.1 | 7735 | 78.3 | 98.79 | 13.66 | 0.9148 | 4500 | 83.4
PDM1YQFZ | Classy & Neo-Lighting Group Inc | NEOTOP | CL-80WA2 4500K | Mogul (E39) Screw-Base Replacements for HID Lamps | Mid Output | Replacement Lamps for Outdoor Pole/Arm-mounted Decorative Luminaires (Type B) |  | Standard | FALSE | [9 empty] | 42614 | Not Dimmable | No |  | 3.1 | 5621 | 72.8 | 77.21 | 14.55 | 0.9204 | 4500 | 81.7
P3YTMRJ1 | Classy & Neo-Lighting Group Inc | NEOTOP | CL-40WA2E39 4500K | Mogul (E39) Screw-Base Replacements for HID Lamps | Low Output | Replacement Lamps for Outdoor Pole/Arm-mounted Decorative Luminaires (Type B) |  | Standard | FALSE | [9 empty] | 42614 | Not Dimmable | No |  | 3.1 | 2875 | 72.98 | 39.4 | 14.16 | 0.9106 | 4500 | 81.6
PXZEYV4X | Shenzhen guanke technologies Co. Ltd | GK | GKS09-45W-11D3 E39(3000K) | Mogul (E39) Screw-Base Replacements for HID Lamps | Mid Output | Replacement Lamps for Outdoor Pole/Arm-mounted Decorative Luminaires (Type B) |  | Standard | TRUE | 5072.38 | 118.27 | 42.887 | 17.2 | 0.928 | 3027 | 82.4 | 5 | 50000 | 42613 |  | No |  | 4 | 5604.3 | 130 | 43.1 | 17.2 | 0.93 | 3027 | 82.4
PGXYGZ4C | Shenzhen guanke technologies Co. Ltd | GK | GKS09-36W-11D3 E39(3000K) | Mogul (E39) Screw-Base Replacements for HID Lamps | Low Output | Replacement Lamps for Outdoor Pole/Arm-mounted Decorative Luminaires (Type B) |  | Standard | TRUE | 4016.63 | 118.1 | 34.01 | 17.1 | 0.925 | 3029 | 82.3 | 5 | 50000 | 42613 |  | No |  | 4 | 4529.9 | 129.7 | 34.9 | 17.1 | 0.93 | 3029 | 82.3
PM85DKMU | Shenzhen guanke technologies Co. Ltd | GK | GKS09-27W-11D3 E39(3000K) | Mogul (E39) Screw-Base Replacements for HID Lamps | Low Output | Replacement Lamps for Outdoor Pole/Arm-mounted Decorative Luminaires (Type B) |  | Standard | TRUE | 2967.6 | 116.42 | 25.491 | 18.2 | 0.924 | 3027 | 82.4 | 5 | 50000 | 42613 |  | No |  | 4 | 3330.7 | 129 | 25.8 | 18.2 | 0.92 | 3027 | 82.4
PRWHFF97 | Shenzhen guanke technologies Co. Ltd | GK | GKS09-54W-11D3 E39(3000K) | Mogul (E39) Screw-Base Replacements for HID Lamps | Mid Output | Replacement Lamps for Outdoor Pole/Arm-mounted Decorative Luminaires (Type B) |  | Standard | TRUE | 6682.712 | 131.291 | 50.9 | 17.4 | 0.918 | 3045 | 82 | 5 | 50000 | 42613 |  | No |  | 4 | 6682.7 | 131.2 | 50.9 | 17.4 | 0.92 | 3045 | 82
P3EAHRX8 | Shenzhen guanke technologies Co. Ltd | GK | GKS09-27W-11D3 E39(5000K) | Mogul (E39) Screw-Base Replacements for HID Lamps | Low Output | Replacement Lamps for Outdoor Pole/Arm-mounted Decorative Luminaires (Type B) |  | Standard | FALSE | [9 empty] | 42613 | Dimmable | No |  | 4 | 3561.8 | 134.9 | 26.4 | 18.3 | 0.93 | 5058 | 84.3
PA9RMZ7S | Shenzhen guanke technologies Co. Ltd | GK | GKS09-36W-11D3 E39(5000K) | Mogul (E39) Screw-Base Replacements for HID Lamps | Low Output | Replacement Lamps for Outdoor Pole/Arm-mounted Decorative Luminaires (Type B) |  | Standard | FALSE | [9 empty] | 42613 | Dimmable | No |  | 4 | 4769.8 | 133.6 | 35.7 | 17.3 | 0.93 | 5054 | 84.2
PN3J1TCB | Shenzhen guanke technologies Co. Ltd | GK | GKS09-45W-11D3 E39(5000K) | Mogul (E39) Screw-Base Replacements for HID Lamps | Mid Output | Replacement Lamps for Outdoor Pole/Arm-mounted Decorative Luminaires (Type B) |  | Standard | FALSE | [9 empty] | 42613 | Dimmable | No |  | 4 | 5751.4 | 134 | 42.9 | 17.5 | 0.92 | 5050 | 84.2
PTXZP76R | Shenzhen guanke technologies Co. Ltd | GK | GKS09-54W-11D3 E39(5000K) | Mogul (E39) Screw-Base Replacements for HID Lamps | Mid Output | Replacement Lamps for Outdoor Pole/Arm-mounted Decorative Luminaires (Type B) |  | Standard | FALSE | [9 empty] | 42613 | Dimmable | No |  | 4 | 7014.9 | 135.4 | 51.8 | 17.7 | 0.92 | 5050 | 84.1
PFAX98MV | Shenzhen guanke technologies Co. Ltd | GK | GKS09-27W-11D3 E39(4500K) | Mogul (E39) Screw-Base Replacements for HID Lamps | Low Output | Replacement Lamps for Outdoor Pole/Arm-mounted Decorative Luminaires (Type B) |  | Standard | FALSE | [9 empty] | 42613 | Dimmable | No |  | 4 | 3330.7 | 129 | 25.8 | 18.2 | 0.92 | 4500 | 82.4
PHFB3XZX | Shenzhen guanke technologies Co. Ltd | GK | GKS09-45W-11D3 E39(4500K) | Mogul (E39) Screw-Base Replacements for HID Lamps | Mid Output | Replacement Lamps for Outdoor Pole/Arm-mounted Decorative Luminaires (Type B) |  | Standard | FALSE | [9 empty] | 42613 | Dimmable | No |  | 4 | 5604.3 | 130 | 43.1 | 17.2 | 0.93 | 4500 | 82.4
P5WMKY63 | Shenzhen guanke technologies Co. Ltd | GK | GKS09-36W-11D3 E39(4500K) | Mogul (E39) Screw-Base Replacements for HID Lamps | Low Output | Replacement Lamps for Outdoor Pole/Arm-mounted Decorative Luminaires (Type B) |  | Standard | FALSE | [9 empty] | 42613 | Dimmable | No |  | 4 | 4529.9 | 129.7 | 34.9 | 17.1 | 0.93 | 4500 | 82.3
P62WESUS | Shenzhen guanke technologies Co. Ltd | GK | GKS09-54W-11D3 E39(4500K) | Mogul (E39) Screw-Base Replacements for HID Lamps | Mid Output | Replacement Lamps for Outdoor Pole/Arm-mounted Decorative Luminaires (Type B) |  | Standard | FALSE | [9 empty] | 42613 | Dimmable | No |  | 4 | 6682.7 | 131.2 | 50.9 | 17.4 | 0.92 | 4500 | 82
PA7KWQC2 | Shenzhen guanke technologies Co. Ltd | GK | GKS09-27W-11D3 E39(4000K) | Mogul (E39) Screw-Base Replacements for HID Lamps | Low Output | Replacement Lamps for Outdoor Pole/Arm-mounted Decorative Luminaires (Type B) |  | Standard | FALSE | [9 empty] | 42613 | Dimmable | No |  | 4 | 3330.7 | 129 | 25.8 | 18.2 | 0.92 | 4000 | 82.4
PKDSV678 | Shenzhen guanke technologies Co. Ltd | GK | GKS09-45W-11D3 E39(4000K) | Mogul (E39) Screw-Base Replacements for HID Lamps | Mid Output | Replacement Lamps for Outdoor Pole/Arm-mounted Decorative Luminaires (Type B) |  | Standard | FALSE | [9 empty] | 42613 | Dimmable | No |  | 4 | 5604.3 | 130 | 43.1 | 17.2 | 0.93 | 4000 | 82.4
P9X6FZVS | Shenzhen guanke technologies Co. Ltd | GK | GKS09-36W-11D3 E39(4000K) | Mogul (E39) Screw-Base Replacements for HID Lamps | Low Output | Replacement Lamps for Outdoor Pole/Arm-mounted Decorative Luminaires (Type B) |  | Standard | FALSE | [9 empty] | 42613 | Dimmable | No |  | 4 | 4529.9 | 129.7 | 34.9 | 17.1 | 0.93 | 4000 | 82.3
P1Y7EMH7 | Shenzhen guanke technologies Co. Ltd | GK | GKS09-54W-11D3 E39(4000K) | Mogul (E39) Screw-Base Replacements for HID Lamps | Mid Output | Replacement Lamps for Outdoor Pole/Arm-mounted Decorative Luminaires (Type B) |  | Standard | FALSE | [9 empty] | 42613 | Dimmable | No |  | 4 | 6682.7 | 131.2 | 50.9 | 17.4 | 0.92 | 4000 | 82
PBTHMBN7 | Shenzhen guanke technologies Co. Ltd | GK | GKS09-27W-11D3 E39(3500K) | Mogul (E39) Screw-Base Replacements for HID Lamps | Low Output | Replacement Lamps for Outdoor Pole/Arm-mounted Decorative Luminaires (Type B) |  | Standard | FALSE | [9 empty] | 42613 | Dimmable | No |  | 4 | 3330.7 | 129 | 25.8 | 18.2 | 0.92 | 3500 | 82.4
PAYRQCV6 | Shenzhen guanke technologies Co. Ltd | GK | GKS09-45W-11D3 E39(3500K) | Mogul (E39) Screw-Base Replacements for HID Lamps | Mid Output | Replacement Lamps for Outdoor Pole/Arm-mounted Decorative Luminaires (Type B) |  | Standard | FALSE | [9 empty] | 42613 | Dimmable | No |  | 4 | 5604.3 | 130 | 43.1 | 17.2 | 0.93 | 3500 | 82.4
PWQTC68E | Shenzhen guanke technologies Co. Ltd | GK | GKS09-36W-11D3 E39(3500K) | Mogul (E39) Screw-Base Replacements for HID Lamps | Low Output | Replacement Lamps for Outdoor Pole/Arm-mounted Decorative Luminaires (Type B) |  | Standard | FALSE | [9 empty] | 42613 | Dimmable | No |  | 4 | 4529.9 | 129.7 | 34.9 | 17.1 | 0.93 | 3500 | 82.3
PVGWZAPB | Shenzhen guanke technologies Co. Ltd | GK | GKS09-54W-11D3 E39(3500K) | Mogul (E39) Screw-Base Replacements for HID Lamps | Mid Output | Replacement Lamps for Outdoor Pole/Arm-mounted Decorative Luminaires (Type B) |  | Standard | FALSE | [9 empty] | 42613 | Dimmable | No |  | 4 | 6682.7 | 131.2 | 50.9 | 17.4 | 0.92 | 3500 | 82
PCHYJCEC | Shenzhen Romanso Electronic Co. Ltd. | ROMANSO | RMS-360D-[SE]-K8-54W-ID (3000K) [E39/EX39 Base Only] | Mogul (E39) Screw-Base Replacements for HID Lamps | Mid Output | Replacement Lamps for Outdoor Pole/Arm-mounted Decorative Luminaires (Type B) |  | Standard | TRUE | 5416.55 | 104.21 | 51.975 | 13.3 | 0.918 | 3056 | 84.2 | 5 | 50000 | 42612 |  | No | Product Updated on 8/4/2016 | 3.1 | 5930.2 | 114.2 | 51.9 | 13.3 | 0.92 | 3056 | 84.2
PMKCZDF5 | Shenzhen Romanso Electronic Co. Ltd. | ROMANSO | RMS-360D-[SE]-K8-45W-ID (3000K) [E39/EX39 Base Only] | Mogul (E39) Screw-Base Replacements for HID Lamps | Mid Output | Replacement Lamps for Outdoor Pole/Arm-mounted Decorative Luminaires (Type B) |  | Standard | TRUE | 4680.64 | 105.51 | 44.364 | 13.8 | 0.917 | 2992 | 84.1 | 5 | 50000 | 42612 |  | No | Product updated on 8/4/2016 | 3.1 | 5296.6 | 117.9 | 44.9 | 13.8 | 0.92 | 2992 | 84.1
P634E1D3 | Shenzhen Romanso Electronic Co. Ltd. | ROMANSO | RMS-360D-[SE]-K8-75W-ID (3000K) [E39/EX39 Base Only] | Mogul (E39) Screw-Base Replacements for HID Lamps | Mid Output | Replacement Lamps for Outdoor Pole/Arm-mounted Decorative Luminaires (Type B) |  | Standard | TRUE | 7244.94 | 104.33 | 69.444 | 14.2 | 0.917 | 3034 | 83.8 | 5 | 50000 | 42612 |  | No | Product updated on 8/4/2016 | 3.1 | 8153.2 | 114.3 | 71.3 | 14.2 | 0.92 | 3034 | 83.8
PAVGQJFW | Shenzhen Romanso Electronic Co. Ltd. | ROMANSO | RMS-360D-[SE]-K8-27W-ID (3000K) [E39/EX39 Base Only] | Mogul (E39) Screw-Base Replacements for HID Lamps | Low Output | Replacement Lamps for Outdoor Pole/Arm-mounted Decorative Luminaires (Type B) |  | Standard | TRUE | 2636.69 | 104.6 | 25.207 | 13.1 | 0.915 | 3056 | 84.3 | 5 | 50000 | 42612 |  | No | Product updated on 8/4/2016 | 3.1 | 2903.8 | 114.7 | 25.3 | 13.1 | 0.92 | 3056 | 84.3
PWC9VQRN | Shenzhen Romanso Electronic Co. Ltd. | ROMANSO | RMS-360D-[SE]-K8-36W-ID (3000K) [E39/EX39 Base Only] | Mogul (E39) Screw-Base Replacements for HID Lamps | Low Output | Replacement Lamps for Outdoor Pole/Arm-mounted Decorative Luminaires (Type B) |  | Standard | TRUE | 3605.68 | 104.33 | 34.56 | 13.9 | 0.914 | 2961 | 84 | 5 | 50000 | 42612 |  | No | Product updated on 8/4/2016 | 3.1 | 4008.2 | 115.1 | 34.8 | 13.9 | 0.91 | 2961 | 84
P93XYNVQ | Shenzhen Romanso Electronic Co. Ltd. | ROMANSO | RMS-360D-[SE]-K8-54W-ID (5700K) [E39/EX39 Base Only] | Mogul (E39) Screw-Base Replacements for HID Lamps | Mid Output | Replacement Lamps for Outdoor Pole/Arm-mounted Decorative Luminaires (Type B) |  | Standard | FALSE | [9 empty] | 42612 |  | No |  | 3.1 | 6256.4 | 118.9 | 52.6 | 13.5 | 0.92 | 5800 | 83.4
P71TTWD1 | Shenzhen Romanso Electronic Co. Ltd. | ROMANSO | RMS-360D-[SE]-K8-45W-ID (5700K) [E39/EX39 Base Only] | Mogul (E39) Screw-Base Replacements for HID Lamps | Mid Output | Replacement Lamps for Outdoor Pole/Arm-mounted Decorative Luminaires (Type B) |  | Standard | FALSE | [9 empty] | 42612 |  | No |  | 3.1 | 5470.2 | 122.1 | 44.8 | 13.9 | 0.91 | 5756 | 83.9
PGC2GHEM | Shenzhen Romanso Electronic Co. Ltd. | ROMANSO | RMS-360D-[SE]-K8-75W-ID (5700K) [E39/EX39 Base Only] | Mogul (E39) Screw-Base Replacements for HID Lamps | Mid Output | Replacement Lamps for Outdoor Pole/Arm-mounted Decorative Luminaires (Type B) |  | Standard | FALSE | [9 empty] | 42612 |  | No |  | 3.1 | 8829 | 121.1 | 72.9 | 14.5 | 0.92 | 5756 | 83.1
P792JT4Q | Shenzhen Romanso Electronic Co. Ltd. | ROMANSO | RMS-360D-[SE]-K8-36W-ID (5700K) [E39/EX39 Base Only] | Mogul (E39) Screw-Base Replacements for HID Lamps | Low Output | Replacement Lamps for Outdoor Pole/Arm-mounted Decorative Luminaires (Type B) |  | Standard | FALSE | [9 empty] | 42612 |  | No |  | 3.1 | 4184.7 | 119.2 | 35.1 | 14.1 | 0.92 | 5688 | 84.3
PQ8K637Y | Shenzhen Romanso Electronic Co. Ltd. | ROMANSO | RMS-360D-[SE]-K8-27W-ID (5700K) [E39/EX39 Base Only] | Mogul (E39) Screw-Base Replacements for HID Lamps | Low Output | Replacement Lamps for Outdoor Pole/Arm-mounted Decorative Luminaires (Type B) |  | Standard | FALSE | [9 empty] | 42612 |  | No |  | 3.1 | 3089.5 | 119.2 | 25.9 | 13.3 | 0.92 | 5638 | 84.7
PNCB5QSE | Shenzhen Romanso Electronic Co. Ltd. | ROMANSO | RMS-360D-[SE]-K8-27W-ID (5000K) [E39/EX39 Base Only] | Mogul (E39) Screw-Base Replacements for HID Lamps | Low Output | Replacement Lamps for Outdoor Pole/Arm-mounted Decorative Luminaires (Type B) |  | Standard | FALSE | [9 empty] | 42612 |  | No | Product updated on 8/4/2016 | 3.1 | 2903.8 | 114.7 | 25.3 | 13.1 | 0.92 | 5000 | 84.3
PR4JCJ2N | Shenzhen Romanso Electronic Co. Ltd. | ROMANSO | RMS-360D-[SE]-K8-54W-ID (5000K) [E39/EX39 Base Only] | Mogul (E39) Screw-Base Replacements for HID Lamps | Mid Output | Replacement Lamps for Outdoor Pole/Arm-mounted Decorative Luminaires (Type B) |  | Standard | FALSE | [9 empty] | 42612 |  | No | Product Updated on 8/4/2016 | 3.1 | 5930.2 | 114.2 | 51.9 | 13.3 | 0.92 | 5000 | 84.2
PHMKYVY9 | Shenzhen Romanso Electronic Co. Ltd. | ROMANSO | RMS-360D-[SE]-K8-45W-ID (5000K) [E39/EX39 Base Only] | Mogul (E39) Screw-Base Replacements for HID Lamps | Mid Output | Replacement Lamps for Outdoor Pole/Arm-mounted Decorative Luminaires (Type B) |  | Standard | FALSE | [9 empty] | 42612 |  | No | Product updated on 8/4/2016 | 3.1 | 5296.6 | 117.9 | 44.9 | 13.8 | 0.92 | 5000 | 84.1
PRKUJ2XR | Shenzhen Romanso Electronic Co. Ltd. | ROMANSO | RMS-360D-[SE]-K8-36W-ID (5000K) [E39/EX39 Base Only] | Mogul (E39) Screw-Base Replacements for HID Lamps | Low Output | Replacement Lamps for Outdoor Pole/Arm-mounted Decorative Luminaires (Type B) |  | Standard | FALSE | [9 empty] | 42612 |  | No | Product updated on 8/4/2016 | 3.1 | 4008.2 | 115.1 | 34.8 | 13.9 | 0.91 | 5000 | 84
P3DZKXCA | Shenzhen Romanso Electronic Co. Ltd. | ROMANSO | RMS-360D-[SE]-K8-75W-ID (5000K) [E39/EX39 Base Only] | Mogul (E39) Screw-Base Replacements for HID Lamps | Mid Output | Replacement Lamps for Outdoor Pole/Arm-mounted Decorative Luminaires (Type B) |  | Standard | FALSE | [9 empty] | 42612 |  | No | Product updated on 8/4/2016 | 3.1 | 8153.2 | 114.3 | 71.3 | 14.2 | 0.92 | 5000 | 83.8
PC98NY9F | Shenzhen Romanso Electronic Co. Ltd. | ROMANSO | RMS-360D-[SE]-K8-27W-ID (4500K) [E39/EX39 Base Only] | Mogul (E39) Screw-Base Replacements for HID Lamps | Low Output | Replacement Lamps for Outdoor Pole/Arm-mounted Decorative Luminaires (Type B) |  | Standard | FALSE | [9 empty] | 42612 |  | No | Product updated on 8/4/2016 | 3.1 | 2903.8 | 114.7 | 25.3 | 13.1 | 0.92 | 4500 | 84.3
P6A767M8 | Shenzhen Romanso Electronic Co. Ltd. | ROMANSO | RMS-360D-[SE]-K8-54W-ID (4500K) [E39/EX39 Base Only] | Mogul (E39) Screw-Base Replacements for HID Lamps | Mid Output | Replacement Lamps for Outdoor Pole/Arm-mounted Decorative Luminaires (Type B) |  | Standard | FALSE | [9 empty] | 42612 |  | No | Product Updated on 8/4/2016 | 3.1 | 5930.2 | 114.2 | 51.9 | 13.3 | 0.92 | 4500 | 84.2
PRGS71TX | Shenzhen Romanso Electronic Co. Ltd. | ROMANSO | RMS-360D-[SE]-K8-45W-ID (4500K) [E39/EX39 Base Only] | Mogul (E39) Screw-Base Replacements for HID Lamps | Mid Output | Replacement Lamps for Outdoor Pole/Arm-mounted Decorative Luminaires (Type B) |  | Standard | FALSE | [9 empty] | 42612 |  | No | Product updated on 8/4/2016 | 3.1 | 5296.6 | 117.9 | 44.9 | 13.8 | 0.92 | 4500 | 84.1
PKG3HX38 | Shenzhen Romanso Electronic Co. Ltd. | ROMANSO | RMS-360D-[SE]-K8-36W-ID (4500K) [E39/EX39 Base Only] | Mogul (E39) Screw-Base Replacements for HID Lamps | Low Output | Replacement Lamps for Outdoor Pole/Arm-mounted Decorative Luminaires (Type B) |  | Standard | FALSE | [9 empty] | 42612 |  | No | Product updated on 8/4/2016 | 3.1 | 4008.2 | 115.1 | 34.8 | 13.9 | 0.91 | 4500 | 84
PWH2FFTE | Shenzhen Romanso Electronic Co. Ltd. | ROMANSO | RMS-360D-[SE]-K8-75W-ID (4500K) [E39/EX39 Base Only] | Mogul (E39) Screw-Base Replacements for HID Lamps | Mid Output | Replacement Lamps for Outdoor Pole/Arm-mounted Decorative Luminaires (Type B) |  | Standard | FALSE | [9 empty] | 42612 |  | No | Product updated on 8/4/2016 | 3.1 | 8153.2 | 114.3 | 71.3 | 14.2 | 0.92 | 4500 | 83.8
PPQWQBZM | Shenzhen Romanso Electronic Co. Ltd. | ROMANSO | RMS-360D-[SE]-K8-27W-ID (4000K) [E39/EX39 Base Only] | Mogul (E39) Screw-Base Replacements for HID Lamps | Low Output | Replacement Lamps for Outdoor Pole/Arm-mounted Decorative Luminaires (Type B) |  | Standard | FALSE | [9 empty] | 42612 |  | No | Product updated on 8/4/2016 | 3.1 | 2903.8 | 114.7 | 25.3 | 13.1 | 0.92 | 4000 | 84.3
PDW2PYGS | Shenzhen Romanso Electronic Co. Ltd. | ROMANSO | RMS-360D-[SE]-K8-54W-ID (4000K) [E39/EX39 Base Only] | Mogul (E39) Screw-Base Replacements for HID Lamps | Mid Output | Replacement Lamps for Outdoor Pole/Arm-mounted Decorative Luminaires (Type B) |  | Standard | FALSE | [9 empty] | 42612 |  | No | Product Updated on 8/4/2016 | 3.1 | 5930.2 | 114.2 | 51.9 | 13.3 | 0.92 | 4000 | 84.2
P5FN2YPS | Shenzhen Romanso Electronic Co. Ltd. | ROMANSO | RMS-360D-[SE]-K8-45W-ID (4000K) [E39/EX39 Base Only] | Mogul (E39) Screw-Base Replacements for HID Lamps | Mid Output | Replacement Lamps for Outdoor Pole/Arm-mounted Decorative Luminaires (Type B) |  | Standard | FALSE | [9 empty] | 42612 |  | No | Product updated on 8/4/2016 | 3.1 | 5296.6 | 117.9 | 44.9 | 13.8 | 0.92 | 4000 | 84.1
PVHCVGQD | Shenzhen Romanso Electronic Co. Ltd. | ROMANSO | RMS-360D-[SE]-K8-36W-ID (4000K) [E39/EX39 Base Only] | Mogul (E39) Screw-Base Replacements for HID Lamps | Low Output | Replacement Lamps for Outdoor Pole/Arm-mounted Decorative Luminaires (Type B) |  | Standard | FALSE | [9 empty] | 42612 |  | No | Product updated on 8/4/2016 | 3.1 | 4008.2 | 115.1 | 34.8 | 13.9 | 0.91 | 4000 | 84
PH2PE3DP | Shenzhen Romanso Electronic Co. Ltd. | ROMANSO | RMS-360D-[SE]-K8-75W-ID (4000K) [E39/EX39 Base Only] | Mogul (E39) Screw-Base Replacements for HID Lamps | Mid Output | Replacement Lamps for Outdoor Pole/Arm-mounted Decorative Luminaires (Type B) |  | Standard | FALSE | [9 empty] | 42612 |  | No | Product updated on 8/4/2016 | 3.1 | 8153.2 | 114.3 | 71.3 | 14.2 | 0.92 | 4000 | 83.8
PRPJYXE7 | Shenzhen Romanso Electronic Co. Ltd. | ROMANSO | RMS-360D-[SE]-K8-27W-ID (3500K) [E39/EX39 Base Only] | Mogul (E39) Screw-Base Replacements for HID Lamps | Low Output | Replacement Lamps for Outdoor Pole/Arm-mounted Decorative Luminaires (Type B) |  | Standard | FALSE | [9 empty] | 42612 |  | No | Product updated on 8/4/2016 | 3.1 | 2903.8 | 114.7 | 25.3 | 13.1 | 0.92 | 3500 | 84.3
P4QS4R86 | Shenzhen Romanso Electronic Co. Ltd. | ROMANSO | RMS-360D-[SE]-K8-54W-ID (3500K) [E39/EX39 Base Only] | Mogul (E39) Screw-Base Replacements for HID Lamps | Mid Output | Replacement Lamps for Outdoor Pole/Arm-mounted Decorative Luminaires (Type B) |  | Standard | FALSE | [9 empty] | 42612 |  | No | Product Updated on 8/4/2016 | 3.1 | 5930.2 | 114.2 | 51.9 | 13.3 | 0.92 | 3500 | 84.2
P1HMWSVK | Shenzhen Romanso Electronic Co. Ltd. | ROMANSO | RMS-360D-[SE]-K8-45W-ID (3500K) [E39/EX39 Base Only] | Mogul (E39) Screw-Base Replacements for HID Lamps | Mid Output | Replacement Lamps for Outdoor Pole/Arm-mounted Decorative Luminaires (Type B) |  | Standard | FALSE | [9 empty] | 42612 |  | No | Product updated on 8/4/2016 | 3.1 | 5296.6 | 117.9 | 44.9 | 13.8 | 0.92 | 3500 | 84.1
P8122ZP8 | Shenzhen Romanso Electronic Co. Ltd. | ROMANSO | RMS-360D-[SE]-K8-36W-ID (3500K) [E39/EX39 Base Only] | Mogul (E39) Screw-Base Replacements for HID Lamps | Low Output | Replacement Lamps for Outdoor Pole/Arm-mounted Decorative Luminaires (Type B) |  | Standard | FALSE | [9 empty] | 42612 |  | No | Product updated on 8/4/2016 | 3.1 | 4008.2 | 115.1 | 34.8 | 13.9 | 0.91 | 3500 | 84
PD1E87HF | Shenzhen Romanso Electronic Co. Ltd. | ROMANSO | RMS-360D-[SE]-K8-75W-ID (3500K) [E39/EX39 Base Only] | Mogul (E39) Screw-Base Replacements for HID Lamps | Mid Output | Replacement Lamps for Outdoor Pole/Arm-mounted Decorative Luminaires (Type B) |  | Standard | FALSE | [9 empty] | 42612 |  | No | Product updated on 8/4/2016 | 3.1 | 8153.2 | 114.3 | 71.3 | 14.2 | 0.92 | 3500 | 83.8
PQ8P5CHN | RemPhos Technologies LLC | Remphos | RPT-LEDSSH-3000LM-3000K-E39 | Mogul (E39) Screw-Base Replacements for HID Lamps | Low Output | Replacement Lamps for Outdoor Pole/Arm-mounted Area and Roadway Luminaires (Type B) |  | Standard | TRUE | 2975.625 | 137.633 | 21.62 | 13.42 | 0.945 | 3043 | 83.3 | 5 | 50000 | 42611 |  | No |  | 3.1 | 2975.625 | 137.633 | 21.62 | 13.42 | 0.907 | 3000 | 83.3
PJN69P1J | RemPhos Technologies LLC | Remphos | RPT-LEDSSH-6000LM-3000K-E39 | Mogul (E39) Screw-Base Replacements for HID Lamps | Low Output | Replacement Lamps for Outdoor Pole/Arm-mounted Area and Roadway Luminaires (Type B) |  | Standard | TRUE | 3148.36 | 85.81 | 36.73 | 16.45 | 0.951 | 3122 | 84.2 | 5 | 50000 | 42611 |  | No |  | 3.1 | 5094.855 | 138.711 | 36.73 | 16.45 | 0.911 | 3000 | 84.2
PRM3NHVH | RemPhos Technologies LLC | Remphos | RPT-LEDSSH-6000LM-3000K-E39 | Mogul (E39) Screw-Base Replacements for HID Lamps | Low Output | Replacement Lamps for Outdoor Full-Cutoff Wall-mounted Area Luminaires (Type B) |  | Standard | TRUE | 4041.5 | 101.42 | 39.85 | 18.89 | 0.9132 | 3077 | 80.6 | 5 | 50000 | 42611 |  | No |  | 3.1 | 4041.5 | 101.42 | 39.85 | 18.89 | 0.9132 | 3000 | 80.6
PEY7Z8QW | RemPhos Technologies LLC | Remphos | RPT-LEDSSG2-5600LM-3000K-E39 | Mogul (E39) Screw-Base Replacements for HID Lamps | Low Output | Replacement Lamps for Outdoor Pole/Arm-mounted Decorative Luminaires (Type B) |  | Standard | TRUE | 4365.3 | 93.3 | 46.8 | 19.18 | 0.93 | 3033 | 82 | 5 | 50000 | 42611 |  | No |  | 3.1 | 5625 | 112.5 | 50 | 20 | 0.9 | 3000 | 80
PAYV92Q6 | Shenzhen Tyki Lighting Technology Co.Ltd | Tyki | TK-UL-36W (3000K) | Mogul (E39) Screw-Base Replacements for HID Lamps | Low Output | Replacement Lamps for Outdoor Pole/Arm-mounted Decorative Luminaires (Type B) |  | Standard | TRUE | 4016.904 | 113.449 | 35.4 | 17.3 | 0.926 | 3110 | 86.4 | 5 | 50000 | 42611 |  | No |  | 4 | 4016.09 | 113.45 | 36 | 17 | 0.9 | 3000 | 80
PH3MHVVV | Plusrite USA | Naturaled | LED54HID/EX39/600L/830 | Mogul (E39) Screw-Base Replacements for HID Lamps | Mid Output | Replacement Lamps for Outdoor Pole/Arm-mounted Decorative Luminaires (Type B) |  | Standard | TRUE | 5416.55 | 104.21 | 51.975 | 13.3 | 0.918 | 3056 | 84.2 | 5 | 50000 | 42611 |  | No | Product Updated on 8/4/2016 | 3.1 | 5930.2 | 114.2 | 51.9 | 13.3 | 0.92 | 3056 | 84.2
PACDKTDC | Plusrite USA | Naturaled | LED75HID/EX39/800L/830 | Mogul (E39) Screw-Base Replacements for HID Lamps | Mid Output | Replacement Lamps for Outdoor Pole/Arm-mounted Decorative Luminaires (Type B) |  | Standard | TRUE | 7244.94 | 104.33 | 69.444 | 14.2 | 0.917 | 3034 | 83.8 | 5 | 50000 | 42611 |  | No | Product updated on 8/4/2016 | 3.1 | 8153.2 | 114.3 | 71.3 | 14.2 | 0.92 | 3034 | 83.8
P73JBJ35 | Plusrite USA | Naturaled | LED27HID/EX39/300L/830 | Mogul (E39) Screw-Base Replacements for HID Lamps | Low Output | Replacement Lamps for Outdoor Pole/Arm-mounted Decorative Luminaires (Type B) |  | Standard | TRUE | 2636.69 | 104.6 | 25.207 | 13.1 | 0.915 | 3056 | 84.3 | 5 | 50000 | 42611 |  | No | Product updated on 8/4/2016 | 3.1 | 2903.8 | 114.7 | 25.3 | 13.1 | 0.92 | 3056 | 84.3
PYX74ARV | RemPhos Technologies LLC | Remphos | RPT-LEDSSG2-4000LM-3000K-E39 | Mogul (E39) Screw-Base Replacements for HID Lamps | Low Output | Replacement Lamps for Outdoor Pole/Arm-mounted Decorative Luminaires (Type B) |  | Standard | TRUE | 2546.5 | 93.7 | 27.18 | 17.3 | 0.9014 | 3007 | 81.8 | 5 | 50000 | 42611 |  | No |  | 3.1 | 3500 | 116.7 | 30 | 20 | 0.9 | 3000 | 80
P7K3MHQW | Shenzhen guanke technologies Co. Ltd | GK | GKS28-24W-02D3 E39 (3000K) | Mogul (E39) Screw-Base Replacements for HID Lamps | Low Output | Replacement Lamps for Outdoor Pole/Arm-mounted Decorative Luminaires (Type B) |  | Standard | TRUE | 2339 | 100.7 | 23.22 | 14.49 | 0.9 | 3059 | 82.2 | 5 | 50000 | 42611 |  | No |  | 4 | 3120 | 130 | 24 | 14.49 | 0.9 | 3000 | 80
P529P7ER | Shenzhen Tyki Lighting Technology Co.Ltd | Tyki | TK-UL-36W (5700K) | Mogul (E39) Screw-Base Replacements for HID Lamps | Low Output | Replacement Lamps for Outdoor Pole/Arm-mounted Decorative Luminaires (Type B) |  | Standard | FALSE | [9 empty] | 42611 |  | No |  | 4 | 4410.24 | 125.29 | 36 | 17 | 0.9 | 5700 | 80
P8DY3J7X | Shenzhen Tyki Lighting Technology Co.Ltd | Tyki | TK-UL-36W (5000K) | Mogul (E39) Screw-Base Replacements for HID Lamps | Low Output | Replacement Lamps for Outdoor Pole/Arm-mounted Decorative Luminaires (Type B) |  | Standard | FALSE | [9 empty] | 42611 |  | No |  | 4 | 4016.09 | 113.45 | 36 | 17 | 0.9 | 5000 | 80
P9W8EU1F | Shenzhen Tyki Lighting Technology Co.Ltd | Tyki | TK-UL-36W (4500K) | Mogul (E39) Screw-Base Replacements for HID Lamps | Low Output | Replacement Lamps for Outdoor Pole/Arm-mounted Decorative Luminaires (Type B) |  | Standard | FALSE | [9 empty] | 42611 |  | No |  | 4 | 4016.09 | 113.45 | 36 | 17 | 0.9 | 4500 | 80
PQZY5NU2 | Shenzhen Tyki Lighting Technology Co.Ltd | Tyki | TK-UL-36W (4000K) | Mogul (E39) Screw-Base Replacements for HID Lamps | Low Output | Replacement Lamps for Outdoor Pole/Arm-mounted Decorative Luminaires (Type B) |  | Standard | FALSE | [9 empty] | 42611 |  | No |  | 4 | 4016.09 | 113.45 | 36 | 17 | 0.9 | 4000 | 80
PN3XXYG6 | Shenzhen Tyki Lighting Technology Co.Ltd | Tyki | TK-UL-36W (3500K) | Mogul (E39) Screw-Base Replacements for HID Lamps | Low Output | Replacement Lamps for Outdoor Pole/Arm-mounted Decorative Luminaires (Type B) |  | Standard | FALSE | [9 empty] | 42611 |  | No |  | 4 | 4016.09 | 113.45 | 36 | 17 | 0.9 | 3500 | 80
P7HWNXKB | RemPhos Technologies LLC | Remphos | RPT-LEDSSH-3000LM-4500K-E39 | Mogul (E39) Screw-Base Replacements for HID Lamps | Low Output | Replacement Lamps for Outdoor Pole/Arm-mounted Area and Roadway Luminaires (Type B) |  | Standard | FALSE | [9 empty] | 42611 |  | No |  | 3.1 | 3023.216 | 139.705 | 21.64 | 13.21 | 0.908 | 5000 | 82.7
P4NK7S9M | RemPhos Technologies LLC | Remphos | RPT-LEDSSH-6000LM-5000K-E39 | Mogul (E39) Screw-Base Replacements for HID Lamps | Low Output | Replacement Lamps for Outdoor Pole/Arm-mounted Area and Roadway Luminaires (Type B) |  | Standard | FALSE | [9 empty] | 42611 |  | No |  | 3.1 | 5498.379 | 149.738 | 36.72 | 16.08 | 0.902 | 5000 | 82.4
PXC5G5U4 | RemPhos Technologies LLC | Remphos | RPT-LEDSSG2-5600LM-5000K-E39 | Mogul (E39) Screw-Base Replacements for HID Lamps | Low Output | Replacement Lamps for Outdoor Pole/Arm-mounted Decorative Luminaires (Type B) |  | Standard | FALSE | [9 empty] | 42611 |  | No |  | 3.1 | 5625 | 112.5 | 50 | 20 | 0.9 | 5000 | 80
P3E8K4Q9 | RemPhos Technologies LLC | Remphos | RPT-LEDSSG2-4000LM-5000K-E39 | Mogul (E39) Screw-Base Replacements for HID Lamps | Low Output | Replacement Lamps for Outdoor Pole/Arm-mounted Decorative Luminaires (Type B) |  | Standard | FALSE | [9 empty] | 42611 |  | No |  | 3.1 | 3500 | 116.7 | 30 | 20 | 0.9 | 5000 | 80
PQEV3NAR | RemPhos Technologies LLC | Remphos | RPT-LEDSSH-6000LM-4500K-E39 | Mogul (E39) Screw-Base Replacements for HID Lamps | Low Output | Replacement Lamps for Outdoor Pole/Arm-mounted Area and Roadway Luminaires (Type B) |  | Standard | FALSE | [9 empty] | 42611 |  | No |  | 3.1 | 5094.855 | 138.711 | 36.73 | 16.45 | 0.911 | 4500 | 84.2
PBUJTGG5 | RemPhos Technologies LLC | Remphos | RPT-LEDSSH-3000LM-5000K-E39 | Mogul (E39) Screw-Base Replacements for HID Lamps | Low Output | Replacement Lamps for Outdoor Pole/Arm-mounted Area and Roadway Luminaires (Type B) |  | Standard | FALSE | [9 empty] | 42611 |  | No |  | 3.1 | 2975.625 | 137.633 | 21.62 | 13.42 | 0.907 | 4500 | 83.3
PVSJMR4Q | RemPhos Technologies LLC | Remphos | RPT-LEDSSG2-5600LM-4500K-E39 | Mogul (E39) Screw-Base Replacements for HID Lamps | Low Output | Replacement Lamps for Outdoor Pole/Arm-mounted Decorative Luminaires (Type B) |  | Standard | FALSE | [9 empty] | 42611 |  | No |  | 3.1 | 5625 | 112.5 | 50 | 20 | 0.9 | 4500 | 80
PN1YHX4J | RemPhos Technologies LLC | Remphos | RPT-LEDSSG2-4000LM-4500K-E39 | Mogul (E39) Screw-Base Replacements for HID Lamps | Low Output | Replacement Lamps for Outdoor Pole/Arm-mounted Decorative Luminaires (Type B) |  | Standard | FALSE | [9 empty] | 42611 |  | No |  | 3.1 | 3500 | 116.7 | 30 | 20 | 0.9 | 4500 | 80
PUMUW2RC | RemPhos Technologies LLC | Remphos | RPT-LEDSSH-6000LM-4000K-E39 | Mogul (E39) Screw-Base Replacements for HID Lamps | Low Output | Replacement Lamps for Outdoor Pole/Arm-mounted Area and Roadway Luminaires (Type B) |  | Standard | FALSE | [9 empty] | 42611 |  | No |  | 3.1 | 5094.855 | 138.711 | 36.73 | 16.45 | 0.911 | 4000 | 84.2
PCUZAMTM | RemPhos Technologies LLC | Remphos | RPT-LEDSSH-3000LM-4000K-E39 | Mogul (E39) Screw-Base Replacements for HID Lamps | Low Output | Replacement Lamps for Outdoor Pole/Arm-mounted Area and Roadway Luminaires (Type B) |  | Standard | FALSE | [9 empty] | 42611 |  | No |  | 3.1 | 2975.625 | 137.633 | 21.62 | 13.42 | 0.907 | 4000 | 83.3
PGKFA132 | RemPhos Technologies LLC | Remphos | RPT-LEDSSG2-5600LM-4000K-E39 | Mogul (E39) Screw-Base Replacements for HID Lamps | Low Output | Replacement Lamps for Outdoor Pole/Arm-mounted Decorative Luminaires (Type B) |  | Standard | FALSE | [9 empty] | 42611 |  | No |  | 3.1 | 5625 | 112.5 | 50 | 20 | 0.9 | 4000 | 80
PKQZXRS7 | RemPhos Technologies LLC | Remphos | RPT-LEDSSG2-4000LM-4000K-E39 | Mogul (E39) Screw-Base Replacements for HID Lamps | Low Output | Replacement Lamps for Outdoor Pole/Arm-mounted Decorative Luminaires (Type B) |  | Standard | FALSE | [9 empty] | 42611 |  | No |  | 3.1 | 3500 | 116.7 | 30 | 20 | 0.9 | 4000 | 80
PW72G4RE | RemPhos Technologies LLC | Remphos | RPT-LEDSSH-6000LM-3500K-E39 | Mogul (E39) Screw-Base Replacements for HID Lamps | Low Output | Replacement Lamps for Outdoor Pole/Arm-mounted Area and Roadway Luminaires (Type B) |  | Standard | FALSE | [9 empty] | 42611 |  | No |  | 3.1 | 5094.855 | 138.711 | 36.73 | 16.45 | 0.911 | 3500 | 84.2
PDYRPFVJ | RemPhos Technologies LLC | Remphos | RPT-LEDSSH-3000LM-3500LM | Mogul (E39) Screw-Base Replacements for HID Lamps | Low Output | Replacement Lamps for Outdoor Pole/Arm-mounted Area and Roadway Luminaires (Type B) |  | Standard | FALSE | [9 empty] | 42611 |  | No |  | 3.1 | 2975.625 | 137.633 | 21.62 | 13.42 | 0.907 | 3500 | 83.3
P4JQK2Y5 | RemPhos Technologies LLC | Remphos | RPT-LEDSSG2-5600LM-3500K-E39 | Mogul (E39) Screw-Base Replacements for HID Lamps | Low Output | Replacement Lamps for Outdoor Pole/Arm-mounted Decorative Luminaires (Type B) |  | Standard | FALSE | [9 empty] | 42611 |  | No |  | 3.1 | 5625 | 112.5 | 50 | 20 | 0.9 | 3500 | 80
P5FTVMWF | RemPhos Technologies LLC | Remphos | RPT-LEDSSG2-4000LM-3500K-E39 | Mogul (E39) Screw-Base Replacements for HID Lamps | Low Output | Replacement Lamps for Outdoor Pole/Arm-mounted Decorative Luminaires (Type B) |  | Standard | FALSE | [9 empty] | 42611 |  | No |  | 3.1 | 3500 | 116.7 | 30 | 20 | 0.9 | 3500 | 80
PTYEESA3 | Plusrite USA | Naturaled | LED54HID/EX39/600L/857 | Mogul (E39) Screw-Base Replacements for HID Lamps | Mid Output | Replacement Lamps for Outdoor Pole/Arm-mounted Decorative Luminaires (Type B) |  | Standard | FALSE | [9 empty] | 42611 |  | No |  | 3.1 | 6256.4 | 118.9 | 52.6 | 13.5 | 0.92 | 5800 | 83.4
PPG6H191 | Plusrite USA | Naturaled | LED75HID/EX39/800L/857 | Mogul (E39) Screw-Base Replacements for HID Lamps | Mid Output | Replacement Lamps for Outdoor Pole/Arm-mounted Decorative Luminaires (Type B) |  | Standard | FALSE | [9 empty] | 42611 |  | No |  | 3.1 | 8829 | 121.1 | 72.9 | 14.5 | 0.92 | 5756 | 83.1
PUWAS319 | Plusrite USA | Naturaled | LED27HID/EX39/300L/857 | Mogul (E39) Screw-Base Replacements for HID Lamps | Low Output | Replacement Lamps for Outdoor Pole/Arm-mounted Decorative Luminaires (Type B) |  | Standard | FALSE | [9 empty] | 42611 |  | No |  | 3.1 | 3089.5 | 119.2 | 25.9 | 13.3 | 0.92 | 5638 | 84.7
PWBF2UD3 | Plusrite USA | Naturaled | LED27HID/EX39/300L/850 | Mogul (E39) Screw-Base Replacements for HID Lamps | Low Output | Replacement Lamps for Outdoor Pole/Arm-mounted Decorative Luminaires (Type B) |  | Standard | FALSE | [9 empty] | 42611 |  | No | Product updated on 8/4/2016 | 3.1 | 2903.8 | 114.7 | 25.3 | 13.1 | 0.92 | 5000 | 84.3
PCQEAJ19 | Plusrite USA | Naturaled | LED54HID/EX39/600L/850 | Mogul (E39) Screw-Base Replacements for HID Lamps | Mid Output | Replacement Lamps for Outdoor Pole/Arm-mounted Decorative Luminaires (Type B) |  | Standard | FALSE | [9 empty] | 42611 |  | No | Product Updated on 8/4/2016 | 3.1 | 5930.2 | 114.2 | 51.9 | 13.3 | 0.92 | 5000 | 84.2
PVUQGH7Q | Plusrite USA | Naturaled | LED75HID/EX39/800L/850 | Mogul (E39) Screw-Base Replacements for HID Lamps | Mid Output | Replacement Lamps for Outdoor Pole/Arm-mounted Decorative Luminaires (Type B) |  | Standard | FALSE | [9 empty] | 42611 |  | No | Product updated on 8/4/2016 | 3.1 | 8153.2 | 114.3 | 71.3 | 14.2 | 0.92 | 5000 | 83.8
PGMANZCW | Plusrite USA | Naturaled | LED27HID/EX39/300L/845 | Mogul (E39) Screw-Base Replacements for HID Lamps | Low Output | Replacement Lamps for Outdoor Pole/Arm-mounted Decorative Luminaires (Type B) |  | Standard | FALSE | [9 empty] | 42611 |  | No | Product updated on 8/4/2016 | 3.1 | 2903.8 | 114.7 | 25.3 | 13.1 | 0.92 | 4500 | 84.3
PRSMG25C | Plusrite USA | Naturaled | LED54HID/EX39/600L/845 | Mogul (E39) Screw-Base Replacements for HID Lamps | Mid Output | Replacement Lamps for Outdoor Pole/Arm-mounted Decorative Luminaires (Type B) |  | Standard | FALSE | [9 empty] | 42611 |  | No | Product Updated on 8/4/2016 | 3.1 | 5930.2 | 114.2 | 51.9 | 13.3 | 0.92 | 4500 | 84.2
PW8X9518 | Plusrite USA | Naturaled | LED75HID/EX39/800L/845 | Mogul (E39) Screw-Base Replacements for HID Lamps | Mid Output | Replacement Lamps for Outdoor Pole/Arm-mounted Decorative Luminaires (Type B) |  | Standard | FALSE | [9 empty] | 42611 |  | No | Product updated on 8/4/2016 | 3.1 | 8153.2 | 114.3 | 71.3 | 14.2 | 0.92 | 4500 | 83.8
PXYRX491 | Plusrite USA | Naturaled | LED27HID/EX39/300L/840 | Mogul (E39) Screw-Base Replacements for HID Lamps | Low Output | Replacement Lamps for Outdoor Pole/Arm-mounted Decorative Luminaires (Type B) |  | Standard | FALSE | [9 empty] | 42611 |  | No | Product updated on 8/4/2016 | 3.1 | 2903.8 | 114.7 | 25.3 | 13.1 | 0.92 | 4000 | 84.3
PSJYUZJ1 | Plusrite USA | Naturaled | LED54HID/EX39/600L/840 | Mogul (E39) Screw-Base Replacements for HID Lamps | Mid Output | Replacement Lamps for Outdoor Pole/Arm-mounted Decorative Luminaires (Type B) |  | Standard | FALSE | [9 empty] | 42611 |  | No | Product Updated on 8/4/2016 | 3.1 | 5930.2 | 114.2 | 51.9 | 13.3 | 0.92 | 4000 | 84.2
PM9B41T1 | Plusrite USA | Naturaled | LED75HID/EX39/800L/840 | Mogul (E39) Screw-Base Replacements for HID Lamps | Mid Output | Replacement Lamps for Outdoor Pole/Arm-mounted Decorative Luminaires (Type B) |  | Standard | FALSE | [9 empty] | 42611 |  | No | Product updated on 8/4/2016 | 3.1 | 8153.2 | 114.3 | 71.3 | 14.2 | 0.92 | 4000 | 83.8
PMTYC15Y | Plusrite USA | Naturaled | LED27HID/EX39/300L/835 | Mogul (E39) Screw-Base Replacements for HID Lamps | Low Output | Replacement Lamps for Outdoor Pole/Arm-mounted Decorative Luminaires (Type B) |  | Standard | FALSE | [9 empty] | 42611 |  | No | Product updated on 8/4/2016 | 3.1 | 2903.8 | 114.7 | 25.3 | 13.1 | 0.92 | 3500 | 84.3
P3BCXHVZ | Plusrite USA | Naturaled | LED54HID/EX39/600L/835 | Mogul (E39) Screw-Base Replacements for HID Lamps | Mid Output | Replacement Lamps for Outdoor Pole/Arm-mounted Decorative Luminaires (Type B) |  | Standard | FALSE | [9 empty] | 42611 |  | No | Product Updated on 8/4/2016 | 3.1 | 5930.2 | 114.2 | 51.9 | 13.3 | 0.92 | 3500 | 84.2
PNM8CSJ2 | Plusrite USA | Naturaled | LED75HID/EX39/800L/835 | Mogul (E39) Screw-Base Replacements for HID Lamps | Mid Output | Replacement Lamps for Outdoor Pole/Arm-mounted Decorative Luminaires (Type B) |  | Standard | FALSE | [9 empty] | 42611 |  | No | Product updated on 8/4/2016 | 3.1 | 8153.2 | 114.3 | 71.3 | 14.2 | 0.92 | 3500 | 83.8
PKF3MKVF | Shenzhen guanke technologies Co. Ltd | GK | GKS28-24W-02D3 E39 (5700K) | Mogul (E39) Screw-Base Replacements for HID Lamps | Low Output | Replacement Lamps for Outdoor Pole/Arm-mounted Decorative Luminaires (Type B) |  | Standard | FALSE | [9 empty] | 42611 | Not Dimmable | No |  | 4 | 3120 | 130 | 24 | 14.58 | 0.99 | 5700 | 80
P7YSQQKC | Shenzhen guanke technologies Co. Ltd | GK | GKS28-24W-02D3 E39 (5000K) | Mogul (E39) Screw-Base Replacements for HID Lamps | Low Output | Replacement Lamps for Outdoor Pole/Arm-mounted Decorative Luminaires (Type B) |  | Standard | FALSE | [9 empty] | 42611 | Not Dimmable | No |  | 4 | 3120 | 130 | 24 | 14.49 | 0.9 | 5000 | 80
PY84QKJV | Shenzhen guanke technologies Co. Ltd | GK | GKS28-24W-02D3 E39 (4500K) | Mogul (E39) Screw-Base Replacements for HID Lamps | Low Output | Replacement Lamps for Outdoor Pole/Arm-mounted Decorative Luminaires (Type B) |  | Standard | FALSE | [9 empty] | 42611 | Not Dimmable | No |  | 4 | 3120 | 130 | 24 | 14.49 | 0.9 | 4500 | 80
PBX5GYZQ | Shenzhen guanke technologies Co. Ltd | GK | GKS28-24W-02D3 E39 (4000K) | Mogul (E39) Screw-Base Replacements for HID Lamps | Low Output | Replacement Lamps for Outdoor Pole/Arm-mounted Decorative Luminaires (Type B) |  | Standard | FALSE | [9 empty] | 42611 | Not Dimmable | No |  | 4 | 3120 | 130 | 24 | 14.49 | 0.9 | 4000 | 80
P33WVR8A | Shenzhen guanke technologies Co. Ltd | GK | GKS28-24W-02D3 E39 (3500K) | Mogul (E39) Screw-Base Replacements for HID Lamps | Low Output | Replacement Lamps for Outdoor Pole/Arm-mounted Decorative Luminaires (Type B) |  | Standard | FALSE | [9 empty] | 42611 | Not Dimmable | No |  | 4 | 3120 | 130 | 24 | 14.49 | 0.9 | 3500 | 80
PN1XMZK8 | Renesola Zhejiang Ltd | Renesola | RCN054W30K180 | Mogul (E39) Screw-Base Replacements for HID Lamps | Mid Output | Replacement Lamps for Outdoor Pole/Arm-mounted Area and Roadway Luminaires (Type B) |  | Standard | TRUE | 5987.218 | 109.656 | 54.6 | 14.5 | 0.915 | 2888 | 83 | 5 | 50000 | 42608 |  | No |  | 4 | 5987.2 | 109.6 | 54.6 | 14.5 | 0.92 | 2888 | 83
P1BZAHZV | Renesola Zhejiang Ltd | Renesola | RCN075W30K180 | Mogul (E39) Screw-Base Replacements for HID Lamps | Mid Output | Replacement Lamps for Outdoor Pole/Arm-mounted Area and Roadway Luminaires (Type B) |  | Standard | TRUE | 7877.309 | 109.104 | 72.2 | 9.3 | 0.911 | 2921 | 82.9 | 5 | 50000 | 42608 |  | No |  | 4 | 7877.3 | 109.1 | 72.2 | 14.1 | 0.91 | 2921 | 82.9
P2SU2Q8F | Renesola Zhejiang Ltd | Renesola | RCN036W30K180 | Mogul (E39) Screw-Base Replacements for HID Lamps | Low Output | Replacement Lamps for Outdoor Pole/Arm-mounted Area and Roadway Luminaires (Type B) |  | Standard | TRUE | 3959.878 | 110.303 | 35.9 | 9.1 | 0.917 | 2892 | 82.9 | 5 | 50000 | 42608 |  | No |  | 4 | 3959.8 | 110.3 | 35.9 | 14.3 | 0.92 | 2892 | 82.9
PN86FHWX | Shenzhen Romanso Electronic Co. Ltd. | ROMANSO | RMS-360D-[SE]-1-45W-ID(3000K) [E39/EX39 Base Only] | Mogul (E39) Screw-Base Replacements for HID Lamps | Low Output | Replacement Lamps for Outdoor Pole/Arm-mounted Decorative Luminaires (Type B) |  | Standard | TRUE | 4435.35 | 102.83 | 43.131 | 12.6 | 0.905 | 2941 | 83.4 | 5 | 50000 | 42608 |  | No | Product updated on 8/4/2016 | 3.1 | 5043.6 | 114.3 | 44.1 | 12.6 | 0.91 | 2941 | 83.4
P11VDKDR | Shenzhen Romanso Electronic Co. Ltd. | ROMANSO | RMS-360D-[SE]-1-75W-ID(3000K) [E39/EX39 Base Only] | Mogul (E39) Screw-Base Replacements for HID Lamps | Mid Output | Replacement Lamps for Outdoor Pole/Arm-mounted Decorative Luminaires (Type B) |  | Standard | TRUE | 7365.51 | 103.27 | 71.325 | 15.4 | 0.905 | 2899 | 83.1 | 5 | 50000 | 42608 |  | No | Product updated 8/4/2016 | 3.1 | 8161.9 | 113 | 72.2 | 15.4 | 0.91 | 2899 | 83.1
P1UDNWMF | Shenzhen Romanso Electronic Co. Ltd. | ROMANSO | RMS-360D-[SE]-1-54W-ID(3000K) [E39/EX39 Base Only] | Mogul (E39) Screw-Base Replacements for HID Lamps | Mid Output | Replacement Lamps for Outdoor Pole/Arm-mounted Decorative Luminaires (Type B) |  | Standard | TRUE | 5395.74 | 101.13 | 53.355 | 17.5 | 0.903 | 2897 | 83.2 | 5 | 50000 | 42608 |  | No | Product updated on 8/4/2016 | 3.1 | 6106.5 | 112.4 | 54.3 | 17.5 | 0.9 | 2897 | 83.2
PUFM9MU8 | Shenzhen Romanso Electronic Co. Ltd. | ROMANSO | RMS-360D-[SE]-1-36W-ID(3000K) [E39/EX39 Base Only] | Mogul (E39) Screw-Base Replacements for HID Lamps | Low Output | Replacement Lamps for Outdoor Pole/Arm-mounted Decorative Luminaires (Type B) |  | Standard | TRUE | 3495.51 | 100.36 | 34.829 | 15.4 | 0.903 | 2960 | 83.5 | 5 | 50000 | 42608 |  | No | Product updated on 8/4/2016 | 3.1 | 4025 | 114.6 | 35.1 | 15.4 | 0.9 | 2960 | 83.5
PKR34AUZ | Shenzhen Romanso Electronic Co. Ltd. | ROMANSO | RMS-360D-[SE]-1-27W-ID(3000K) [E39/EX39 Base Only] | Mogul (E39) Screw-Base Replacements for HID Lamps | Low Output | Replacement Lamps for Outdoor Pole/Arm-mounted Decorative Luminaires (Type B) |  | Standard | TRUE | 2641.26 | 101.14 | 26.2 | 17.3 | 0.902 | 2907 | 83.2 | 5 | 50000 | 42608 |  | No | Product Updated 8/3/2016 | 3.1 | 2938.6 | 112.1 | 26.2 | 17.3 | 0.9 | 2907 | 83.2
PYTNHP8Q | Shenzhen Romanso Electronic Co. Ltd. | ROMANSO | RMS-360D-[SE]-1-45W-ID(5700K) [E39/EX39 Base Only] | Mogul (E39) Screw-Base Replacements for HID Lamps | Low Output | Replacement Lamps for Outdoor Pole/Arm-mounted Decorative Luminaires (Type B) |  | Standard | FALSE | [9 empty] | 42608 |  | No |  | 3.1 | 5387.3 | 119.4 | 45.1 | 12.9 | 0.91 | 5912 | 85.8
PGMNJ7F9 | Shenzhen Romanso Electronic Co. Ltd. | ROMANSO | RMS-360D-[SE]-1-27W-ID(5700K) [E39/EX39 Base Only] | Mogul (E39) Screw-Base Replacements for HID Lamps | Low Output | Replacement Lamps for Outdoor Pole/Arm-mounted Decorative Luminaires (Type B) |  | Standard | FALSE | [9 empty] | 42608 |  | No |  | 3.1 | 3123.8 | 116.5 | 26.8 | 17.5 | 0.91 | 5802 | 85.6
PAMUAKQG | Shenzhen Romanso Electronic Co. Ltd. | ROMANSO | RMS-360D-[SE]-1-75W-ID(5700K) [E39/EX39 Base Only] | Mogul (E39) Screw-Base Replacements for HID Lamps | Mid Output | Replacement Lamps for Outdoor Pole/Arm-mounted Decorative Luminaires (Type B) |  | Standard | FALSE | [9 empty] | 42608 |  | No |  | 3.1 | 8672.8 | 118.4 | 73.2 | 15.7 | 0.9 | 5784 | 84.8
P19F8YMX | Shenzhen Romanso Electronic Co. Ltd. | ROMANSO | RMS-360D-[SE]-1-36W-ID(5700K) [E39/EX39 Base Only] | Mogul (E39) Screw-Base Replacements for HID Lamps | Low Output | Replacement Lamps for Outdoor Pole/Arm-mounted Decorative Luminaires (Type B) |  | Standard | FALSE | [9 empty] | 42608 |  | No |  | 3.1 | 4208.9 | 118.5 | 35.5 | 15.5 | 0.9 | 5724 | 84.9
PFTG5FXQ | Shenzhen Romanso Electronic Co. Ltd. | ROMANSO | RMS-360D-[SE]-1-54W-ID(5700K) [E39/EX39 Base Only] | Mogul (E39) Screw-Base Replacements for HID Lamps | Mid Output | Replacement Lamps for Outdoor Pole/Arm-mounted Decorative Luminaires (Type B) |  | Standard | FALSE | [9 empty] | 42608 |  | No |  | 3.1 | 6443.3 | 119.1 | 54.1 | 17.9 | 0.9 | 5640 | 84.5
PKRCZD8X | Shenzhen Romanso Electronic Co. Ltd. | ROMANSO | RMS-360D-[SE]-1-36W-ID(5000K) [E39/EX39 Base Only] | Mogul (E39) Screw-Base Replacements for HID Lamps | Low Output | Replacement Lamps for Outdoor Pole/Arm-mounted Decorative Luminaires (Type B) |  | Standard | FALSE | [9 empty] | 42608 |  | No | Product updated on 8/4/2016 | 3.1 | 4025 | 114.6 | 35.1 | 15.4 | 0.9 | 5000 | 83.5
PSS3YDB6 | Shenzhen Romanso Electronic Co. Ltd. | ROMANSO | RMS-360D-[SE]-1-45W-ID(5000K) [E39/EX39 Base Only] | Mogul (E39) Screw-Base Replacements for HID Lamps | Low Output | Replacement Lamps for Outdoor Pole/Arm-mounted Decorative Luminaires (Type B) |  | Standard | FALSE | [9 empty] | 42608 |  | No | Product updated on 8/4/2016 | 3.1 | 5043.6 | 114.3 | 44.1 | 12.6 | 0.91 | 5000 | 83.4
PQCXFNR4 | Shenzhen Romanso Electronic Co. Ltd. | ROMANSO | RMS-360D-[SE]-1-54W-ID(5000K) [E39/EX39 Base Only] | Mogul (E39) Screw-Base Replacements for HID Lamps | Mid Output | Replacement Lamps for Outdoor Pole/Arm-mounted Decorative Luminaires (Type B) |  | Standard | FALSE | [9 empty] | 42608 |  | No | Product updated on 8/4/2016 | 3.1 | 6106.5 | 112.4 | 54.3 | 17.5 | 0.9 | 5000 | 83.2
P3Q1G3X1 | Shenzhen Romanso Electronic Co. Ltd. | ROMANSO | RMS-360D-[SE]-1-27W-ID(5000K) [E39/EX39 Base Only] | Mogul (E39) Screw-Base Replacements for HID Lamps | Low Output | Replacement Lamps for Outdoor Pole/Arm-mounted Decorative Luminaires (Type B) |  | Standard | FALSE | [9 empty] | 42608 |  | No | Product Updated 8/3/2016 | 3.1 | 2938.6 | 112.1 | 26.2 | 17.3 | 0.9 | 5000 | 83.2
P2Q78F8S | Shenzhen Romanso Electronic Co. Ltd. | ROMANSO | RMS-360D-[SE]-1-75W-ID(5000K) [E39/EX39 Base Only] | Mogul (E39) Screw-Base Replacements for HID Lamps | Mid Output | Replacement Lamps for Outdoor Pole/Arm-mounted Decorative Luminaires (Type B) |  | Standard | FALSE | [9 empty] | 42608 |  | No | Product updated 8/4/2016 | 3.1 | 8161.9 | 113 | 72.2 | 15.4 | 0.91 | 5000 | 83.1
PJWPUR9W | Shenzhen Romanso Electronic Co. Ltd. | ROMANSO | RMS-360D-[SE]-1-36W-ID(4500K) [E39/EX39 Base Only] | Mogul (E39) Screw-Base Replacements for HID Lamps | Low Output | Replacement Lamps for Outdoor Pole/Arm-mounted Decorative Luminaires (Type B) |  | Standard | FALSE | [9 empty] | 42608 |  | No | Product updated on 8/4/2016 | 3.1 | 4025 | 114.6 | 35.1 | 15.4 | 0.9 | 4500 | 83.5
PVZWURS4 | Shenzhen Romanso Electronic Co. Ltd. | ROMANSO | RMS-360D-[SE]-1-45W-ID(4500K) [E39/EX39 Base Only] | Mogul (E39) Screw-Base Replacements for HID Lamps | Low Output | Replacement Lamps for Outdoor Pole/Arm-mounted Decorative Luminaires (Type B) |  | Standard | FALSE | [9 empty] | 42608 |  | No | Product updated on 8/4/2016 | 3.1 | 5043.6 | 114.3 | 44.1 | 12.6 | 0.91 | 4500 | 83.4
PH17XKQ6 | Shenzhen Romanso Electronic Co. Ltd. | ROMANSO | RMS-360D-[SE]-1-54W-ID(4500K) [E39/EX39 Base Only] | Mogul (E39) Screw-Base Replacements for HID Lamps | Mid Output | Replacement Lamps for Outdoor Pole/Arm-mounted Decorative Luminaires (Type B) |  | Standard | FALSE | [9 empty] | 42608 |  | No | Product updated on 8/4/2016 | 3.1 | 6106.5 | 112.4 | 54.3 | 17.5 | 0.9 | 4500 | 83.2
PG6KFKGJ | Shenzhen Romanso Electronic Co. Ltd. | ROMANSO | RMS-360D-[SE]-1-27W-ID(4500K) [E39/EX39 Base Only] | Mogul (E39) Screw-Base Replacements for HID Lamps | Low Output | Replacement Lamps for Outdoor Pole/Arm-mounted Decorative Luminaires (Type B) |  | Standard | FALSE | [9 empty] | 42608 |  | No | Product Updated 8/3/2016 | 3.1 | 2938.6 | 112.1 | 26.2 | 17.3 | 0.9 | 4500 | 83.2
PXQ8WK8B | Shenzhen Romanso Electronic Co. Ltd. | ROMANSO | RMS-360D-[SE]-1-75W-ID(4500K) [E39/EX39 Base Only] | Mogul (E39) Screw-Base Replacements for HID Lamps | Mid Output | Replacement Lamps for Outdoor Pole/Arm-mounted Decorative Luminaires (Type B) |  | Standard | FALSE | [9 empty] | 42608 |  | No | Product updated 8/4/2016 | 3.1 | 8161.9 | 113 | 72.2 | 15.4 | 0.91 | 4500 | 83.1
PUSY1MQY | Shenzhen Romanso Electronic Co. Ltd. | ROMANSO | RMS-360D-[SE]-1-36W-ID(4000K) [E39/EX39 Base Only] | Mogul (E39) Screw-Base Replacements for HID Lamps | Low Output | Replacement Lamps for Outdoor Pole/Arm-mounted Decorative Luminaires (Type B) |  | Standard | FALSE | [9 empty] | 42608 |  | No | Product updated on 8/4/2016 | 3.1 | 4025 | 114.6 | 35.1 | 15.4 | 0.9 | 4000 | 83.5
PU7R5UM6 | Shenzhen Romanso Electronic Co. Ltd. | ROMANSO | RMS-360D-[SE]-1-45W-ID(4000K) [E39/EX39 Base Only] | Mogul (E39) Screw-Base Replacements for HID Lamps | Low Output | Replacement Lamps for Outdoor Pole/Arm-mounted Decorative Luminaires (Type B) |  | Standard | FALSE | [9 empty] | 42608 |  | No | Product updated on 8/4/2016 | 3.1 | 5043.6 | 114.3 | 44.1 | 12.6 | 0.91 | 4000 | 83.4
PHJW2E3N | Shenzhen Romanso Electronic Co. Ltd. | ROMANSO | RMS-360D-[SE]-1-54W-ID(4000K) [E39/EX39 Base Only] | Mogul (E39) Screw-Base Replacements for HID Lamps | Mid Output | Replacement Lamps for Outdoor Pole/Arm-mounted Decorative Luminaires (Type B) |  | Standard | FALSE | [9 empty] | 42608 |  | No | Product updated on 8/4/2016 | 3.1 | 6106.5 | 112.4 | 54.3 | 17.5 | 0.9 | 4000 | 83.2
P3W4MXK7 | Shenzhen Romanso Electronic Co. Ltd. | ROMANSO | RMS-360D-[SE]-1-27W-ID(4000K) [E39/EX39 Base Only] | Mogul (E39) Screw-Base Replacements for HID Lamps | Low Output | Replacement Lamps for Outdoor Pole/Arm-mounted Decorative Luminaires (Type B) |  | Standard | FALSE | [9 empty] | 42608 |  | No | Product Updated 8/3/2016 | 3.1 | 2938.6 | 112.1 | 26.2 | 17.3 | 0.9 | 4000 | 83.2
P3GZM7KX | Shenzhen Romanso Electronic Co. Ltd. | ROMANSO | RMS-360D-[SE]-1-75W-ID(4000K) [E39/EX39 Base Only] | Mogul (E39) Screw-Base Replacements for HID Lamps | Mid Output | Replacement Lamps for Outdoor Pole/Arm-mounted Decorative Luminaires (Type B) |  | Standard | FALSE | [9 empty] | 42608 |  | No | Product updated 8/4/2016 | 3.1 | 8161.9 | 113 | 72.2 | 15.4 | 0.91 | 4000 | 83.1
PFB2MXQD | Shenzhen Romanso Electronic Co. Ltd. | ROMANSO | RMS-360D-[SE]-1-36W-ID(3500K) [E39/EX39 Base Only] | Mogul (E39) Screw-Base Replacements for HID Lamps | Low Output | Replacement Lamps for Outdoor Pole/Arm-mounted Decorative Luminaires (Type B) |  | Standard | FALSE | [9 empty] | 42608 |  | No | Product updated on 8/4/2016 | 3.1 | 4025 | 114.6 | 35.1 | 15.4 | 0.9 | 3500 | 83.5
P5ZUV1MK | Shenzhen Romanso Electronic Co. Ltd. | ROMANSO | RMS-360D-[SE]-1-45W-ID(3500K) [E39/EX39 Base Only] | Mogul (E39) Screw-Base Replacements for HID Lamps | Low Output | Replacement Lamps for Outdoor Pole/Arm-mounted Decorative Luminaires (Type B) |  | Standard | FALSE | [9 empty] | 42608 |  | No | Product updated on 8/4/2016 | 3.1 | 5043.6 | 114.3 | 44.1 | 12.6 | 0.91 | 3500 | 83.4
PC1CD923 | Shenzhen Romanso Electronic Co. Ltd. | ROMANSO | RMS-360D-[SE]-1-54W-ID(3500K) [E39/EX39 Base Only] | Mogul (E39) Screw-Base Replacements for HID Lamps | Mid Output | Replacement Lamps for Outdoor Pole/Arm-mounted Decorative Luminaires (Type B) |  | Standard | FALSE | [9 empty] | 42608 |  | No | Product updated on 8/4/2016 | 3.1 | 6106.5 | 112.4 | 54.3 | 17.5 | 0.9 | 3500 | 83.2
PRYMWMD1 | Shenzhen Romanso Electronic Co. Ltd. | ROMANSO | RMS-360D-[SE]-1-27W-ID(3500K) [E39/EX39 Base Only] | Mogul (E39) Screw-Base Replacements for HID Lamps | Low Output | Replacement Lamps for Outdoor Pole/Arm-mounted Decorative Luminaires (Type B) |  | Standard | FALSE | [9 empty] | 42608 |  | No | Product Updated 8/3/2016 | 3.1 | 2938.6 | 112.1 | 26.2 | 17.3 | 0.9 | 3500 | 83.2
PH1SJEBT | Shenzhen Romanso Electronic Co. Ltd. | ROMANSO | RMS-360D-[SE]-1-75W-ID(3500K) [E39/EX39 Base Only] | Mogul (E39) Screw-Base Replacements for HID Lamps | Mid Output | Replacement Lamps for Outdoor Pole/Arm-mounted Decorative Luminaires (Type B) |  | Standard | FALSE | [9 empty] | 42608 |  | No | Product updated 8/4/2016 | 3.1 | 8161.9 | 113 | 72.2 | 15.4 | 0.91 | 3500 | 83.1
PMXDWMUN | Renesola Zhejiang Ltd | Renesola | RCN054W57K180 | Mogul (E39) Screw-Base Replacements for HID Lamps | Mid Output | Replacement Lamps for Outdoor Pole/Arm-mounted Area and Roadway Luminaires (Type B) |  | Standard | FALSE | [9 empty] | 42608 | Dimmable | No |  | 4 | 6211.8 | 113.1 | 54.9 | 14.6 | 0.91 | 5496 | 85.5
P9G4AG47 | Renesola Zhejiang Ltd | Renesola | RCN036W57K180 | Mogul (E39) Screw-Base Replacements for HID Lamps | Low Output | Replacement Lamps for Outdoor Pole/Arm-mounted Area and Roadway Luminaires (Type B) |  | Standard | FALSE | [9 empty] | 42608 | Dimmable | No |  | 4 | 4105.1 | 113.7 | 36.1 | 14.5 | 0.92 | 5490 | 85.6
PFM2H2AT | Renesola Zhejiang Ltd | Renesola | RCN075W57K180 | Mogul (E39) Screw-Base Replacements for HID Lamps | Mid Output | Replacement Lamps for Outdoor Pole/Arm-mounted Area and Roadway Luminaires (Type B) |  | Standard | FALSE | [9 empty] | 42608 | Dimmable | No |  | 4 | 8188.7 | 113.5 | 72.1 | 14.3 | 0.91 | 5440 | 85.3
PQ2KQ2N7 | Renesola Zhejiang Ltd | Renesola | RCN054W50K180 | Mogul (E39) Screw-Base Replacements for HID Lamps | Mid Output | Replacement Lamps for Outdoor Pole/Arm-mounted Area and Roadway Luminaires (Type B) |  | Standard | FALSE | [9 empty] | 42608 | Dimmable | No |  | 4 | 5987.2 | 109.6 | 54.6 | 14.5 | 0.92 | 5000 | 83
PQBW7XAG | Renesola Zhejiang Ltd | Renesola | RCN036W50K180 | Mogul (E39) Screw-Base Replacements for HID Lamps | Low Output | Replacement Lamps for Outdoor Pole/Arm-mounted Area and Roadway Luminaires (Type B) |  | Standard | FALSE | [9 empty] | 42608 | Dimmable | No |  | 4 | 3959.8 | 110.3 | 35.9 | 14.3 | 0.92 | 5000 | 82.9
PXFT9ENX | Renesola Zhejiang Ltd | Renesola | RCN075W50K180 | Mogul (E39) Screw-Base Replacements for HID Lamps | Mid Output | Replacement Lamps for Outdoor Pole/Arm-mounted Area and Roadway Luminaires (Type B) |  | Standard | FALSE | [9 empty] | 42608 | Dimmable | No |  | 4 | 7877.3 | 109.1 | 72.2 | 14.1 | 0.91 | 5000 | 82.9
PNGA3SRV | Renesola Zhejiang Ltd | Renesola | RCN054W45K180 | Mogul (E39) Screw-Base Replacements for HID Lamps | Mid Output | Replacement Lamps for Outdoor Pole/Arm-mounted Area and Roadway Luminaires (Type B) |  | Standard | FALSE | [9 empty] | 42608 | Dimmable | No |  | 4 | 5987.2 | 109.6 | 54.6 | 14.5 | 0.92 | 4500 | 83
PKBKRKXS | Renesola Zhejiang Ltd | Renesola | RCN036W45K180 | Mogul (E39) Screw-Base Replacements for HID Lamps | Low Output | Replacement Lamps for Outdoor Pole/Arm-mounted Area and Roadway Luminaires (Type B) |  | Standard | FALSE | [9 empty] | 42608 | Dimmable | No |  | 4 | 3959.8 | 110.3 | 35.9 | 14.3 | 0.92 | 4500 | 82.9
PVK25PVD | Renesola Zhejiang Ltd | Renesola | RCN075W45K180 | Mogul (E39) Screw-Base Replacements for HID Lamps | Mid Output | Replacement Lamps for Outdoor Pole/Arm-mounted Area and Roadway Luminaires (Type B) |  | Standard | FALSE | [9 empty] | 42608 | Dimmable | No |  | 4 | 7877.3 | 109.1 | 72.2 | 14.1 | 0.91 | 4500 | 82.9
PQJKDMY1 | Renesola Zhejiang Ltd | Renesola | RCN054W40K180 | Mogul (E39) Screw-Base Replacements for HID Lamps | Mid Output | Replacement Lamps for Outdoor Pole/Arm-mounted Area and Roadway Luminaires (Type B) |  | Standard | FALSE | [9 empty] | 42608 | Dimmable | No |  | 4 | 5987.2 | 109.6 | 54.6 | 14.5 | 0.92 | 4000 | 83
PVWVMXWJ | Renesola Zhejiang Ltd | Renesola | RCN036W40K180 | Mogul (E39) Screw-Base Replacements for HID Lamps | Low Output | Replacement Lamps for Outdoor Pole/Arm-mounted Area and Roadway Luminaires (Type B) |  | Standard | FALSE | [9 empty] | 42608 | Dimmable | No |  | 4 | 3959.8 | 110.3 | 35.9 | 14.3 | 0.92 | 4000 | 82.9
PTWUG4NX | Renesola Zhejiang Ltd | Renesola | RCN075W40K180 | Mogul (E39) Screw-Base Replacements for HID Lamps | Mid Output | Replacement Lamps for Outdoor Pole/Arm-mounted Area and Roadway Luminaires (Type B) |  | Standard | FALSE | [9 empty] | 42608 | Dimmable | No |  | 4 | 7877.3 | 109.1 | 72.2 | 14.1 | 0.91 | 4000 | 82.9
PBMVGX2S | Renesola Zhejiang Ltd | Renesola | RCN054W35K180 | Mogul (E39) Screw-Base Replacements for HID Lamps | Mid Output | Replacement Lamps for Outdoor Pole/Arm-mounted Area and Roadway Luminaires (Type B) |  | Standard | FALSE | [9 empty] | 42608 | Dimmable | No |  | 4 | 5987.2 | 109.6 | 54.6 | 14.5 | 0.92 | 3500 | 83
PFQ48QSX | Renesola Zhejiang Ltd | Renesola | RCN036W35K180 | Mogul (E39) Screw-Base Replacements for HID Lamps | Low Output | Replacement Lamps for Outdoor Pole/Arm-mounted Area and Roadway Luminaires (Type B) |  | Standard | FALSE | [9 empty] | 42608 | Dimmable | No |  | 4 | 3959.8 | 110.3 | 35.9 | 14.3 | 0.92 | 3500 | 82.9
P7T66EF9 | Renesola Zhejiang Ltd | Renesola | RCN075W35K180 | Mogul (E39) Screw-Base Replacements for HID Lamps | Mid Output | Replacement Lamps for Outdoor Pole/Arm-mounted Area and Roadway Luminaires (Type B) |  | Standard | FALSE | [9 empty] | 42608 | Dimmable | No |  | 4 | 7877.3 | 109.1 | 72.2 | 14.1 | 0.91 | 3500 | 82.9
PVUYZ5R8 | Shenzhen guanke technologies Co. Ltd | GK | GKS28-54W-02D4 E39EX39(4000K) | Mogul (E39) Screw-Base Replacements for HID Lamps | Mid Output | Replacement Lamps for Outdoor Pole/Arm-mounted Decorative Luminaires (Type B) |  | Standard | FALSE | [9 empty] | 42607 |  | No | Updated on 12/05/2016 | 4 | 5710.4 | 113.8 | 50.1 | 17.2 | 0.92 | 4000 | 81.8
PBYM2RJY | Shenzhen guanke technologies Co. Ltd | GK | GKS28-54W-02D4 E39EX39(5000K) | Mogul (E39) Screw-Base Replacements for HID Lamps | Mid Output | Replacement Lamps for Outdoor Pole/Arm-mounted Decorative Luminaires (Type B) |  | Standard | FALSE | [9 empty] | 42607 | Dimmable | No | Updated on 12/05/2016 | 4 | 6175.5 | 117.2 | 52.6 | 18.9 | 0.93 | 5026 | 85.9
PCY5J2F5 | Topaz Lighting Corp. | Topaz | LPT54/HOR/830/E39-74 | Mogul (E39) Screw-Base Replacements for HID Lamps | Mid Output | Replacement Lamps for Outdoor Pole/Arm-mounted Area and Roadway Luminaires (Type B) |  | Standard | TRUE | 5987.218 | 109.656 | 54.6 | 14.5 | 0.915 | 2888 | 83 | 5 | 50000 | 42606 |  | No |  | 4 | 5987.2 | 109.6 | 54.6 | 14.5 | 0.92 | 2888 | 83
PHF6QC6B | Topaz Lighting Corp. | Topaz | LPT75/HOR/830/E39-74 | Mogul (E39) Screw-Base Replacements for HID Lamps | Mid Output | Replacement Lamps for Outdoor Pole/Arm-mounted Area and Roadway Luminaires (Type B) |  | Standard | TRUE | 7877.309 | 109.104 | 72.2 | 9.3 | 0.911 | 2921 | 82.9 | 5 | 50000 | 42606 |  | No |  | 4 | 7877.3 | 109.1 | 72.2 | 14.1 | 0.91 | 2921 | 82.9
PKAQQ8DB | CH Lighting Co.Ltd. | CH | CH6141-60W 850-8 [E39EX39] (5000K) [120V Only] | Mogul (E39) Screw-Base Replacements for HID Lamps | Low Output | Replacement Lamps for Outdoor Pole/Arm-mounted Decorative Luminaires (Type B) |  | Standard | TRUE | 3824.2 | 63.1 | 60.58 | 23.57 | 0.9722 | 5247 | 84.8 | 5 | 50000 | 42606 |  | Yes | Rated data is for bare lamp | 3.1 | 6000 | 100 | 60 | 23.12 | 0.97 | 5000 | 83
PG3UAAUH | CH Lighting Co.Ltd. | CH | CH6141-60W 850-8 [E39EX39] (5000K) [277V Only] | Mogul (E39) Screw-Base Replacements for HID Lamps | Low Output | Replacement Lamps for Outdoor Pole/Arm-mounted Decorative Luminaires (Type B) |  | Standard | TRUE | 3916.5 | 70.5 | 55.57 | 23.12 | 0.9667 | 5247 | 84.6 | 5 | 50000 | 42606 |  | Yes | Rated data is for bare lamp | 3.1 | 6000 | 100 | 60 | 23.12 | 0.97 | 5000 | 83
P14NCQFZ | OLYMPIA LIGHTING INC. | Olympia Lighting | CL-80W8-55K-E39 | Mogul (E39) Screw-Base Replacements for HID Lamps | Mid Output | Replacement Lamps for Outdoor Pole/Arm-mounted Decorative Luminaires (Type B) |  | Standard | TRUE | 9760.64 | 117 | 83.71 | 20 | 0.94 | 5252 | 85 | 5 | 50000 | 42606 |  | No |  | 4 | 9760.64 | 117 | 83.71 | 13 | 0.99 | 5252 | 85
PJPPYJVA | OLYMPIA LIGHTING INC. | Olympia Lighting | CL-120W8-55K-E39 | Mogul (E39) Screw-Base Replacements for HID Lamps | High Output | Replacement Lamps for Outdoor Pole/Arm-mounted Decorative Luminaires (Type B) |  | Standard | TRUE | 13159.5 | 107 | 122.92 | 20 | 0.94 | 5252 | 85 | 5 | 50000 | 42606 |  | No |  | 4 | 13159.5 | 107 | 122.92 | 15 | 0.98 | 5500 | 85
PDFPYMGA | Green Lighting LED | GREEN LIGHTING LED | GLL-CB-150W 4000K | Mogul (E39) Screw-Base Replacements for HID Lamps | High Output | Replacement Lamps for Outdoor Pole/Arm-mounted Decorative Luminaires (Type B) |  | Standard | TRUE | 11281 | 76.87 | 146.8 | 13.54 | 0.9327 | 4046 | 83.6 | 5 | 50000 | 42606 |  | No |  | 3.1 | 11281 | 76.87 | 146.8 | 13.54 | 0.9327 | 4000 | 83.6
PU12DEDT | Green Lighting LED | GREEN LIGHTING LED | GLL-CB-60WÂ 4000K | Mogul (E39) Screw-Base Replacements for HID Lamps | Low Output | Replacement Lamps for Outdoor Pole/Arm-mounted Decorative Luminaires (Type B) |  | Standard | TRUE | 3942.4 | 69.73 | 56.54 | 14.46 | 0.9159 | 4058 | 83.5 | 5 | 50000 | 42606 |  | No |  | 3.1 | 4061.8 | 69.88 | 58.12 | 14.46 | 0.9159 | 4000 | 83.5
PA58K7ZQ | Green Lighting LED | GREEN LIGHTING LED | GLL-CB-100W 4000K | Mogul (E39) Screw-Base Replacements for HID Lamps | Mid Output | Replacement Lamps for Outdoor Pole/Arm-mounted Decorative Luminaires (Type B) |  | Standard | TRUE | 7678.1 | 77.6 | 98.95 | 13.66 | 0.9148 | 4105 | 84 | 5 | 50000 | 42606 |  | No | Product updated on 7/19/2016 | 3.1 | 7678.1 | 77.6 | 98.95 | 13.66 | 0.9148 | 4000 | 83.4
P9JWNTYD | Green Lighting LED | GREEN LIGHTING LED | GLL-CB-80W 4000K | Mogul (E39) Screw-Base Replacements for HID Lamps | Mid Output | Replacement Lamps for Outdoor Pole/Arm-mounted Decorative Luminaires (Type B) |  | Standard | TRUE | 6435 | 80.08 | 80.36 | 13.27 | 0.914 | 4105 | 84.4 | 5 | 50000 | 42606 |  | No | Product updated on 7/19/2016 | 3.1 | 6291.2 | 78.11 | 80.54 | 10.32 | 0.914 | 4000 | 83.4
PKGFKFMZ | Green Lighting LED | GREEN LIGHTING LED | GLL-CB-40WÂ 4000K | Mogul (E39) Screw-Base Replacements for HID Lamps | Low Output | Replacement Lamps for Outdoor Pole/Arm-mounted Decorative Luminaires (Type B) |  | Standard | TRUE | 2558.1 | 63.36 | 40.37 | 14.6 | 0.9103 | 4085 | 83.6 | 5 | 50000 | 42606 |  | No |  | 3.1 | 2558.1 | 63.36 | 40.37 | 14.6 | 0.9103 | 4000 | 83.6
PQ8DERZD | Green Lighting LED | GREEN LIGHTING LED | GLL-CB-30WÂ 4000K | Mogul (E39) Screw-Base Replacements for HID Lamps | Low Output | Replacement Lamps for Outdoor Pole/Arm-mounted Decorative Luminaires (Type B) |  | Standard | TRUE | 1947.1 | 64.18 | 30.34 | 14.27 | 0.9048 | 4065 | 83.6 | 5 |  | 42606 |  | No |  | 3.1 | 1947.1 | 64.18 | 30.34 | 14.27 | 0.9048 | 4000 | 83.6
P9P5YAA6 | Shenzhen guanke technologies Co. Ltd | GK | GKS28-19W-02D3 E39 (5700K) | Mogul (E39) Screw-Base Replacements for HID Lamps | Low Output | Replacement Lamps for Outdoor Pole/Arm-mounted Decorative Luminaires (Type B) |  | Standard | TRUE | 2025 | 106.4 | 19.09 | 11.47 | 0.8975 | 5669 | 86.9 | 5 | 50000 | 42606 |  | No |  | 4 | 2470 | 130 | 19 | 11.47 | 0.99 | 5700 | 80
PV8A8E4J | Shenzhen guanke technologies Co. Ltd | GK | GKS28-19W-02D3 E39 (3000K) | Mogul (E39) Screw-Base Replacements for HID Lamps | Low Output | Replacement Lamps for Outdoor Pole/Arm-mounted Decorative Luminaires (Type B) |  | Standard | TRUE | 1888.3 | 102.2 | 18.52 | 11.75 | 0.8953 | 3052 | 81.6 | 5 | 50000 | 42606 |  | No |  | 4 | 2470 | 130 | 19 | 11.75 | 0.9 | 3000 | 80
P1BA9QY6 | OLYMPIA LIGHTING INC. | Olympia Lighting | CL-100W8-55K-E39 | Mogul (E39) Screw-Base Replacements for HID Lamps | High Output | Replacement Lamps for Outdoor Pole/Arm-mounted Decorative Luminaires (Type B) |  | Standard | FALSE | [9 empty] | 42606 |  | No |  | 4 | 11200 | 112 | 100 | 13 | 0.99 | 5500 | 85
PYUQ8GDD | CH Lighting Co.Ltd. | CH | CH6141-60W 845-8 [E39EX39] (4500K) [277V Only] | Mogul (E39) Screw-Base Replacements for HID Lamps | Low Output | Replacement Lamps for Outdoor Pole/Arm-mounted Decorative Luminaires (Type B) |  | Standard | FALSE | [9 empty] | 42606 |  | Yes | Rated data is for bare lamp | 3.1 | 6000 | 100 | 60 | 23.12 | 0.97 | 4500 | 83
PPRZDQ38 | CH Lighting Co.Ltd. | CH | CH6141-60W 845-8 [E39EX39] (4500K) [120V Only] | Mogul (E39) Screw-Base Replacements for HID Lamps | Low Output | Replacement Lamps for Outdoor Pole/Arm-mounted Decorative Luminaires (Type B) |  | Standard | FALSE | [9 empty] | 42606 |  | Yes | Rated data is for bare lamp | 3.1 | 6000 | 100 | 60 | 23.12 | 0.97 | 4500 | 83
PUM5UFM9 | CH Lighting Co.Ltd. | CH | CH6141-60W 840-8 [E39EX39] (4000K) [120V Only] | Mogul (E39) Screw-Base Replacements for HID Lamps | Low Output | Replacement Lamps for Outdoor Pole/Arm-mounted Decorative Luminaires (Type B) |  | Standard | FALSE | [9 empty] | 42606 |  | Yes | Rated data is for bare lamp | 3.1 | 6000 | 100 | 60 | 23.12 | 0.97 | 4000 | 83
P771KR5E | CH Lighting Co.Ltd. | CH | CH6141-60W 840-8 [E39EX39] (4000K) [277V Only] | Mogul (E39) Screw-Base Replacements for HID Lamps | Low Output | Replacement Lamps for Outdoor Pole/Arm-mounted Decorative Luminaires (Type B) |  | Standard | FALSE | [9 empty] | 42606 |  | Yes | Rated data is for bare lamp | 3.1 | 6000 | 100 | 60 | 23.12 | 0.97 | 4000 | 83
PHQ2TMPV | Topaz Lighting Corp. | Topaz | LPT54/HOR/850/E39-74 | Mogul (E39) Screw-Base Replacements for HID Lamps | Mid Output | Replacement Lamps for Outdoor Pole/Arm-mounted Area and Roadway Luminaires (Type B) |  | Standard | FALSE | [9 empty] | 42606 |  | No |  | 4 | 5987.2 | 109.6 | 54.6 | 14.5 | 0.92 | 5000 | 83
P1E5Y8PG | Topaz Lighting Corp. | Topaz | LPT75/HOR/850/E39-74 | Mogul (E39) Screw-Base Replacements for HID Lamps | Mid Output | Replacement Lamps for Outdoor Pole/Arm-mounted Area and Roadway Luminaires (Type B) |  | Standard | FALSE | [9 empty] | 42606 |  | No |  | 4 | 7877.3 | 109.1 | 72.2 | 14.1 | 0.91 | 5000 | 82.9
PFPD5DWX | Green Lighting LED | GREEN LIGHTING LED | GLL-CB-40WÂ 5700K | Mogul (E39) Screw-Base Replacements for HID Lamps | Low Output | Replacement Lamps for Outdoor Pole/Arm-mounted Decorative Luminaires (Type B) |  | Standard | FALSE | [9 empty] | 42606 | Not Dimmable | No |  | 3.1 | 2634 | 64.77 | 40.67 | 14.94 | 0.9116 | 5700 | 84.9
P274JPQ4 | Green Lighting LED | GREEN LIGHTING LED | GLL-CB-60WÂ 5700K | Mogul (E39) Screw-Base Replacements for HID Lamps | Low Output | Replacement Lamps for Outdoor Pole/Arm-mounted Decorative Luminaires (Type B) |  | Standard | FALSE | [9 empty] | 42606 | Not Dimmable | No |  | 3.1 | 4190 | 71.8 | 58.36 | 14.06 | 0.9196 | 5700 | 84.9
PMUX2NE8 | Green Lighting LED | GREEN LIGHTING LED | GLL-CB-150W 5700K | Mogul (E39) Screw-Base Replacements for HID Lamps | High Output | Replacement Lamps for Outdoor Pole/Arm-mounted Decorative Luminaires (Type B) |  | Standard | FALSE | [9 empty] | 42606 | Not Dimmable | No |  | 3.1 | 11624 | 78.75 | 147.6 | 13.77 | 0.9344 | 5700 | 84.7
PK4TWHR3 | Green Lighting LED | GREEN LIGHTING LED | GLL-CB-30WÂ 5700K | Mogul (E39) Screw-Base Replacements for HID Lamps | Low Output | Replacement Lamps for Outdoor Pole/Arm-mounted Decorative Luminaires (Type B) |  | Standard | FALSE | [9 empty] | 42606 | Not Dimmable | No |  | 3.1 | 2009 | 66.04 | 30.42 | 14.81 | 0.9056 | 5700 | 84.5
PSQGBGF9 | Green Lighting LED | GREEN LIGHTING LED | GLL-CB-80W 5700K | Mogul (E39) Screw-Base Replacements for HID Lamps | Mid Output | Replacement Lamps for Outdoor Pole/Arm-mounted Decorative Luminaires (Type B) |  | Standard | FALSE | [9 empty] | 42606 | Not Dimmable | No |  | 3.1 | 6435 | 80.08 | 80.36 | 10.32 | 0.9133 | 5700 | 84.4
PSE1XRQB | Green Lighting LED | GREEN LIGHTING LED | GLL-CB-100W 5700K | Mogul (E39) Screw-Base Replacements for HID Lamps | Mid Output | Replacement Lamps for Outdoor Pole/Arm-mounted Decorative Luminaires (Type B) |  | Standard | FALSE | [9 empty] | 42606 | Not Dimmable | No |  | 3.1 | 7849 | 79.58 | 98.63 | 13.66 | 0.9129 | 5700 | 84
PR7ES3H4 | Green Lighting LED | GREEN LIGHTING LED | GLL-CB-40WÂ 5000K | Mogul (E39) Screw-Base Replacements for HID Lamps | Low Output | Replacement Lamps for Outdoor Pole/Arm-mounted Decorative Luminaires (Type B) |  | Standard | FALSE | [9 empty] | 42606 | Not Dimmable | No |  | 3.1 | 2609 | 64.38 | 40.52 | 14.6 | 0.9103 | 5000 | 83.6
PK6PCF2S | Green Lighting LED | GREEN LIGHTING LED | GLL-CB-30WÂ 5000K | Mogul (E39) Screw-Base Replacements for HID Lamps | Low Output | Replacement Lamps for Outdoor Pole/Arm-mounted Decorative Luminaires (Type B) |  | Standard | FALSE | [9 empty] | 42606 | Not Dimmable | No |  | 3.1 | 1988 | 65.45 | 30.38 | 14.27 | 0.9048 | 5000 | 83.6
PJSQ228T | Green Lighting LED | GREEN LIGHTING LED | GLL-CB-150W 5000K | Mogul (E39) Screw-Base Replacements for HID Lamps | High Output | Replacement Lamps for Outdoor Pole/Arm-mounted Decorative Luminaires (Type B) |  | Standard | FALSE | [9 empty] | 42606 | Not Dimmable | No |  | 3.1 | 11509 | 78.19 | 147.2 | 13.54 | 0.9327 | 5000 | 83.6
PS7KTTKD | Green Lighting LED | GREEN LIGHTING LED | GLL-CB-60WÂ 5000K | Mogul (E39) Screw-Base Replacements for HID Lamps | Low Output | Replacement Lamps for Outdoor Pole/Arm-mounted Decorative Luminaires (Type B) |  | Standard | FALSE | [9 empty] | 42606 | Not Dimmable | No |  | 3.1 | 4147 | 71.21 | 58.24 | 14.46 | 0.9159 | 5000 | 83.5
PRKV1F4U | Green Lighting LED | GREEN LIGHTING LED | GLL-CB-100W 5000K | Mogul (E39) Screw-Base Replacements for HID Lamps | Mid Output | Replacement Lamps for Outdoor Pole/Arm-mounted Decorative Luminaires (Type B) |  | Standard | FALSE | [9 empty] | 42606 | Not Dimmable | No |  | 3.1 | 7792 | 78.87 | 98.79 | 13.66 | 0.9148 | 5000 | 83.4
PQQ1D5E2 | Green Lighting LED | GREEN LIGHTING LED | GLL-CB-80W 5000K | Mogul (E39) Screw-Base Replacements for HID Lamps | Mid Output | Replacement Lamps for Outdoor Pole/Arm-mounted Decorative Luminaires (Type B) |  | Standard | FALSE | [9 empty] | 42606 | Not Dimmable | No |  | 3.1 | 6387 | 79.39 | 80.45 | 10.32 | 0.914 | 5000 | 83.4
PE3B3FS3 | Shenzhen guanke technologies Co. Ltd | GK | GKS28-19W-02D3 E39 (5000K) | Mogul (E39) Screw-Base Replacements for HID Lamps | Low Output | Replacement Lamps for Outdoor Pole/Arm-mounted Decorative Luminaires (Type B) |  | Standard | FALSE | [9 empty] | 42606 | Not Dimmable | No |  | 4 | 2470 | 130 | 19 | 11.75 | 0.9 | 5000 | 80
PMKEA9TP | Shenzhen guanke technologies Co. Ltd | GK | GKS28-19W-02D3 E39 (4500K) | Mogul (E39) Screw-Base Replacements for HID Lamps | Low Output | Replacement Lamps for Outdoor Pole/Arm-mounted Decorative Luminaires (Type B) |  | Standard | FALSE | [9 empty] | 42606 | Not Dimmable | No |  | 4 | 2470 | 130 | 19 | 11.75 | 0.9 | 4500 | 80
P96JHSFN | Shenzhen guanke technologies Co. Ltd | GK | GKS28-19W-02D3 E39 (4000K) | Mogul (E39) Screw-Base Replacements for HID Lamps | Low Output | Replacement Lamps for Outdoor Pole/Arm-mounted Decorative Luminaires (Type B) |  | Standard | FALSE | [9 empty] | 42606 | Not Dimmable | No |  | 4 | 2470 | 130 | 19 | 11.75 | 0.9 | 4000 | 80
PZF6GPZC | Shenzhen guanke technologies Co. Ltd | GK | GKS28-19W-02D3 E39 (3500K) | Mogul (E39) Screw-Base Replacements for HID Lamps | Low Output | Replacement Lamps for Outdoor Pole/Arm-mounted Decorative Luminaires (Type B) |  | Standard | FALSE | [9 empty] | 42606 | Not Dimmable | No |  | 4 | 2470 | 130 | 19 | 11.75 | 0.9 | 3500 | 80
P6P618FG | Shenzhen Tyki Lighting Technology Co.Ltd | Tyki | TK-UL-54W (3000K) | Mogul (E39) Screw-Base Replacements for HID Lamps | Mid Output | Replacement Lamps for Outdoor Pole/Arm-mounted Decorative Luminaires (Type B) |  | Standard | TRUE | 5659.85 | 109.053 | 51.9 | 17.1 | 0.923 | 3099 | 86.4 | 5 | 50000 | 42601 |  | No |  | 4 | 5659.85 | 109.05 | 54 | 17 | 0.9 | 3000 | 80
PJZXT5KA | Truly Green Solutions | Truly Green Solutions | 310863-LG [E39EX39] | Mogul (E39) Screw-Base Replacements for HID Lamps | Mid Output | Replacement Lamps for Outdoor Pole/Arm-mounted Decorative Luminaires (Type B) |  | Standard | TRUE | 5745.3 | 73.4 | 78.3 | 22.39 | 0.8993 | 3091 | 83.3 | 5 | 50000 | 42601 |  | Yes | Rated data is for bare lamp | 3.1 | 10000 | 125 | 80 | 22.39 | 0.9 | 3000 | 80
PT3BFSN9 | Truly Green Solutions | Truly Green Solutions | 310861-LG [E39EX39] | Mogul (E39) Screw-Base Replacements for HID Lamps | Mid Output | Replacement Lamps for Outdoor Pole/Arm-mounted Decorative Luminaires (Type B) |  | Standard | FALSE | [9 empty] | 42601 |  | Yes | Rated data is for bare lamp | 3.1 | 10000 | 125 | 80 | 22.39 | 0.9 | 5000 | 80
PH73ANV2 | Truly Green Solutions | Truly Green Solutions | 310862-LG [E39EX39] | Mogul (E39) Screw-Base Replacements for HID Lamps | Mid Output | Replacement Lamps for Outdoor Pole/Arm-mounted Decorative Luminaires (Type B) |  | Standard | FALSE | [9 empty] | 42601 |  | Yes | Rated data is for bare lamp | 3.1 | 10000 | 125 | 80 | 22.39 | 0.9 | 4000 | 80
PB4MRWS4 | Shenzhen Tyki Lighting Technology Co.Ltd | Tyki | TK-UL-54W (5700K) | Mogul (E39) Screw-Base Replacements for HID Lamps | Mid Output | Replacement Lamps for Outdoor Pole/Arm-mounted Decorative Luminaires (Type B) |  | Standard | FALSE | [9 empty] | 42601 |  | No |  | 4 | 6648.61 | 126.64 | 54 | 17 | 0.9 | 5700 | 80
PPQPRQRJ | Shenzhen Tyki Lighting Technology Co.Ltd | Tyki | TK-UL-54W (5000K) | Mogul (E39) Screw-Base Replacements for HID Lamps | Mid Output | Replacement Lamps for Outdoor Pole/Arm-mounted Decorative Luminaires (Type B) |  | Standard | FALSE | [9 empty] | 42601 |  | No |  | 4 | 5659.85 | 109.05 | 54 | 17 | 0.9 | 5000 | 80
PW7TEMR1 | Shenzhen Tyki Lighting Technology Co.Ltd | Tyki | TK-UL-54W (4500K) | Mogul (E39) Screw-Base Replacements for HID Lamps | Mid Output | Replacement Lamps for Outdoor Pole/Arm-mounted Decorative Luminaires (Type B) |  | Standard | FALSE | [9 empty] | 42601 |  | No |  | 4 | 5659.85 | 109.05 | 54 | 17 | 0.9 | 4500 | 80
P7NSSBW1 | Shenzhen Tyki Lighting Technology Co.Ltd | Tyki | TK-UL-54W (4000K) | Mogul (E39) Screw-Base Replacements for HID Lamps | Mid Output | Replacement Lamps for Outdoor Pole/Arm-mounted Decorative Luminaires (Type B) |  | Standard | FALSE | [9 empty] | 42601 |  | No |  | 4 | 5659.85 | 109.05 | 54 | 17 | 0.9 | 4000 | 80
PV8HZVJK | Shenzhen Tyki Lighting Technology Co.Ltd | Tyki | TK-UL-54W (3500K) | Mogul (E39) Screw-Base Replacements for HID Lamps | Mid Output | Replacement Lamps for Outdoor Pole/Arm-mounted Decorative Luminaires (Type B) |  | Standard | FALSE | [9 empty] | 42601 |  | No |  | 4 | 5659.85 | 109.05 | 54 | 17 | 0.9 | 3500 | 80
PYWA3V7H | LEDtronics Inc. | LEDtronics Inc | LED40BD-60WE39-XIW-101 | Mogul (E39) Screw-Base Replacements for HID Lamps | Mid Output | Replacement Lamps for Outdoor Pole/Arm-mounted Decorative Luminaires (Type B) |  | Standard | TRUE | 5506.688 | 96.355 | 57.15 | 14.65 | 0.92 | 3175 | 81.7 | 5 | 50000 | 42600 |  | No |  | 3.1 | 5506.688 | 96.355 | 57.15 | 15.72 | 0.994 | 3000 | 81.7
PV32SS4G | Shenzhen Zhongpu Optoelectronic Technology Co. Ltd. | ZHONGPU | ZP-CBL-54W-SW?4000K? | Mogul (E39) Screw-Base Replacements for HID Lamps | Mid Output | Replacement Lamps for Outdoor Pole/Arm-mounted Decorative Luminaires (Type B) |  | Standard | TRUE | 6669.352 | 129.251 | 51.6 | 17.1 | 0.913 | 4019 | 81.4 | 5 | 50000 | 42600 |  | No |  | 4 | 6669.35 | 129.25 | 51.6 | 17.1 | 1 | 4019 | 81.4
PGEGVZEM | LEDtronics Inc. | LEDtronics Inc | LED40BU-60WE39-XIW-101 | Mogul (E39) Screw-Base Replacements for HID Lamps | Low Output | Replacement Lamps for Parking Garage Luminaires (Type B) |  | Standard | TRUE | 4904.789 | 89.097 | 55.05 | 15.29 | 0.909 | 3051 | 83.5 | 5 | 50000 | 42600 |  | No |  | 3.1 | 4904.789 | 89.097 | 55.05 | 15.29 | 0.995 | 3000 | 83.5
P7WZH1QH | Keystone Technologies | Keystone | KT-LED80HID-EX39-830-D | Mogul (E39) Screw-Base Replacements for HID Lamps | Mid Output | Replacement Lamps for Outdoor Pole/Arm-mounted Decorative Luminaires (Type B) |  | Standard | TRUE | 5745.3 | 73.4 | 78.3 | 22.39 | 0.8993 | 3091 | 83.3 | 5 | 50000 | 42600 |  | Yes | Rated data is for bare lamp | 3.1 | 10000 | 125 | 80 | 22.39 | 0.9 | 3000 | 80
P627JW18 | Shenzhen Zhongpu Optoelectronic Technology Co. Ltd. | ZHONGPU | ZP-CBL-54W-SW?5000K? | Mogul (E39) Screw-Base Replacements for HID Lamps | Mid Output | Replacement Lamps for Outdoor Pole/Arm-mounted Decorative Luminaires (Type B) |  | Standard | FALSE | [9 empty] | 42600 |  | No |  | 4 | 7028.02 | 133.36 | 52.7 | 17.1 | 1 | 4945 | 85.8
PZMXQ4YS | LEDtronics Inc. | LEDtronics Inc | LED40BD-60WE39-XPW-101 | Mogul (E39) Screw-Base Replacements for HID Lamps | Mid Output | Replacement Lamps for Outdoor Pole/Arm-mounted Decorative Luminaires (Type B) |  | Standard | FALSE | [9 empty] | 42600 |  | No |  | 3.1 | 5605.767 | 98.123 | 57.13 | 14.02 | 0.995 | 5000 | 82.6
PHHWN3DH | LEDtronics Inc. | LEDtronics Inc | LED40BU-60WE39-XPW-101 | Mogul (E39) Screw-Base Replacements for HID Lamps | Low Output | Replacement Lamps for Parking Garage Luminaires (Type B) |  | Standard | FALSE | [9 empty] | 42600 |  | No |  | 3.1 | 4987.83 | 90.589 | 55.06 | 13.33 | 0.995 | 5000 | 82.3
P8R13NW2 | LEDtronics Inc. | LEDtronics Inc | LED40BD-60WE39-XWW-101 | Mogul (E39) Screw-Base Replacements for HID Lamps | Mid Output | Replacement Lamps for Outdoor Pole/Arm-mounted Decorative Luminaires (Type B) |  | Standard | FALSE | [9 empty] | 42600 |  | No |  | 3.1 | 5575.866 | 97.668 | 57.09 | 14.65 | 0.994 | 4000 | 82.4
PY4A5SNY | LEDtronics Inc. | LEDtronics Inc | LED40BU-60WE39-XWW-101 | Mogul (E39) Screw-Base Replacements for HID Lamps | Low Output | Replacement Lamps for Parking Garage Luminaires (Type B) |  | Standard | FALSE | [9 empty] | 42600 |  | No |  | 3.1 | 4968.519 | 90.091 | 55.15 | 13.85 | 0.994 | 4000 | 81.8
PH24H598 | Shenzhen Romanso Electronic Co. Ltd. | ROMANSO | RMS-180D-[SE]-1-54W-ID(3000K) | Mogul (E39) Screw-Base Replacements for HID Lamps | Mid Output | Replacement Lamps for Outdoor Pole/Arm-mounted Area and Roadway Luminaires (Type B) |  | Standard | TRUE | 5987.218 | 109.656 | 54.6 | 14.5 | 0.915 | 2888 | 83 | 5 | 50000 | 42597 |  | No |  | 4 | 5987.2 | 109.6 | 54.6 | 14.5 | 0.92 | 2888 | 83
PF5W6SB1 | Shenzhen Romanso Electronic Co. Ltd. | ROMANSO | RMS-180D-[SE]-1-75W-ID(3000K) | Mogul (E39) Screw-Base Replacements for HID Lamps | Mid Output | Replacement Lamps for Outdoor Pole/Arm-mounted Area and Roadway Luminaires (Type B) |  | Standard | TRUE | 7877.309 | 109.104 | 72.2 | 9.3 | 0.911 | 2921 | 82.9 | 5 | 50000 | 42597 |  | No |  | 4 | 7877.3 | 109.1 | 72.2 | 14.1 | 0.91 | 2921 | 82.9
P9KPK8SA | Shenzhen Romanso Electronic Co. Ltd. | ROMANSO | RMS-180D-[SE]-1-36W-ID(3000K) | Mogul (E39) Screw-Base Replacements for HID Lamps | Low Output | Replacement Lamps for Outdoor Pole/Arm-mounted Area and Roadway Luminaires (Type B) |  | Standard | TRUE | 3959.878 | 110.303 | 35.9 | 9.1 | 0.917 | 2892 | 82.9 | 5 | 50000 | 42597 |  | No |  | 4 | 3959.8 | 110.3 | 35.9 | 14.3 | 0.92 | 2892 | 82.9
PKGH536T | Eiko Global LLC | EIKO | LED120WPT27KMOG-G6 | Mogul (E39) Screw-Base Replacements for HID Lamps | High Output | Replacement Lamps for Outdoor Pole/Arm-mounted Decorative Luminaires (Type B) |  | Standard | TRUE | 12145 | 97.86 | 124.1 | 8.37 | 0.9644 | 2757 | 81.7 | 5 | 50000 | 42597 |  | No | Updated on 7/29/2016 | 4 | 12145 | 97.86 | 124.1 | 8.37 | 0.9644 | 2700 | 81.7
PX819AVE | Eiko Global LLC | EIKO | LED100WPT27KMOG-G6 | Mogul (E39) Screw-Base Replacements for HID Lamps | High Output | Replacement Lamps for Outdoor Pole/Arm-mounted Decorative Luminaires (Type B) |  | Standard | TRUE | 10248 | 97.51 | 105.1 | 9.02 | 0.9544 | 2739 | 82.1 | 5 | 50000 | 42597 |  | No | Updated on 7/29/2016 | 4 | 10248 | 97.51 | 105.1 | 9.02 | 0.9544 | 2700 | 82.1
PTZMUN2J | Eiko Global LLC | EIKO | LED80WPT27KMOG-G6 | Mogul (E39) Screw-Base Replacements for HID Lamps | Mid Output | Replacement Lamps for Outdoor Pole/Arm-mounted Decorative Luminaires (Type B) |  | Standard | TRUE | 7963.3 | 97.08 | 82.03 | 9.93 | 0.9362 | 2743 | 82.1 | 5 | 50000 | 42597 |  | No | Updated on 7/29/2016 | 4 | 7963.3 | 97.08 | 82.03 | 9.93 | 0.9362 | 2700 | 82.1
PQUNCU2A | Luminoso LLC | Luminoso | CB-05-54W-27K-A-Y | Mogul (E39) Screw-Base Replacements for HID Lamps | Low Output | Replacement Lamps for Parking Garage Luminaires (Type B) |  | Standard | TRUE | 3443 | 64.68 | 54.98 | 16.72 | 0.9254 | 2693 | 81.1 | 5 |  | 42597 |  | No |  | 3.1 | 3578.3 | 65.08 | 54.98 | 16.34 | 0.909 | 2700 | 81.1
PZ6CWMAR | Luminoso LLC | Luminoso | CB-05-36W-27K-A-Y | Mogul (E39) Screw-Base Replacements for HID Lamps | Low Output | Replacement Lamps for Parking Garage Luminaires (Type B) |  | Standard | TRUE | 2338.6 | 66.56 | 35.14 | 17.62 | 0.909 | 2809 | 83.9 | 5 | 50000 | 42597 |  | No |  | 3.1 | 2404.3 | 66.97 | 35.9 | 17.62 | 0.909 | 2700 | 83.9
PKAPHN4P | Luminoso LLC | Luminoso | CB-05-120W-27K-A-Y | Mogul (E39) Screw-Base Replacements for HID Lamps | Mid Output | Replacement Lamps for Outdoor Pole/Arm-mounted Decorative Luminaires (Type B) |  | Standard | TRUE | 8677.1 | 72.07 | 120.4 | 9.27 | 0.9075 | 2788 | 83.4 | 5 | 50000 | 42597 |  | No |  | 3.1 | 8677.1 | 72.07 | 120.4 | 9.27 | 0.9075 | 2700 | 83.4
PDGNUMMC | Luminoso LLC | Luminoso | CB-05-80W-27K-A-Y | Mogul (E39) Screw-Base Replacements for HID Lamps | Mid Output | Replacement Lamps for Outdoor Pole/Arm-mounted Decorative Luminaires (Type B) |  | Standard | TRUE | 5805.8 | 72.75 | 79.8 | 15.27 | 0.9058 | 2795 | 83.4 | 5 |  | 42597 |  | No |  | 3.1 | 6032.9 | 74.73 | 80.73 | 15.27 | 0.9058 | 2700 | 83.4
P545JUK6 | Shenzhen Romanso Electronic Co. Ltd. | ROMANSO | RMS-180D-[SE]-1-54W-ID(5700K) | Mogul (E39) Screw-Base Replacements for HID Lamps | Mid Output | Replacement Lamps for Outdoor Pole/Arm-mounted Area and Roadway Luminaires (Type B) |  | Standard | FALSE | [9 empty] | 42597 |  | No |  | 4 | 6211.8 | 113.1 | 54.9 | 14.6 | 0.91 | 5496 | 85.5
PNAEB3KB | Shenzhen Romanso Electronic Co. Ltd. | ROMANSO | RMS-180D-[SE]-1-36W-ID(5700K) | Mogul (E39) Screw-Base Replacements for HID Lamps | Low Output | Replacement Lamps for Outdoor Pole/Arm-mounted Area and Roadway Luminaires (Type B) |  | Standard | FALSE | [9 empty] | 42597 |  | No |  | 4 | 4105.1 | 113.7 | 36.1 | 14.5 | 0.92 | 5490 | 85.6
PBPTQP52 | Shenzhen Romanso Electronic Co. Ltd. | ROMANSO | RMS-180D-[SE]-1-75W-ID(5700K) | Mogul (E39) Screw-Base Replacements for HID Lamps | Mid Output | Replacement Lamps for Outdoor Pole/Arm-mounted Area and Roadway Luminaires (Type B) |  | Standard | FALSE | [9 empty] | 42597 |  | No |  | 4 | 8188.7 | 113.5 | 72.1 | 14.3 | 0.91 | 5440 | 85.3
PA1HFNJM | Shenzhen Romanso Electronic Co. Ltd. | ROMANSO | RMS-180D-[SE]-1-54W-ID(5000K) | Mogul (E39) Screw-Base Replacements for HID Lamps | Mid Output | Replacement Lamps for Outdoor Pole/Arm-mounted Area and Roadway Luminaires (Type B) |  | Standard | FALSE | [9 empty] | 42597 |  | No |  | 4 | 5987.2 | 109.6 | 54.6 | 14.5 | 0.92 | 5000 | 83
PRDES8DS | Shenzhen Romanso Electronic Co. Ltd. | ROMANSO | RMS-180D-[SE]-1-36W-ID(5000K) | Mogul (E39) Screw-Base Replacements for HID Lamps | Low Output | Replacement Lamps for Outdoor Pole/Arm-mounted Area and Roadway Luminaires (Type B) |  | Standard | FALSE | [9 empty] | 42597 |  | No |  | 4 | 3959.8 | 110.3 | 35.9 | 14.3 | 0.92 | 5000 | 82.9
P7PWRTRX | Shenzhen Romanso Electronic Co. Ltd. | ROMANSO | RMS-180D-[SE]-1-75W-ID(5000K) | Mogul (E39) Screw-Base Replacements for HID Lamps | Mid Output | Replacement Lamps for Outdoor Pole/Arm-mounted Area and Roadway Luminaires (Type B) |  | Standard | FALSE | [9 empty] | 42597 |  | No |  | 4 | 7877.3 | 109.1 | 72.2 | 14.1 | 0.91 | 5000 | 82.9
P469P7RW | Shenzhen Romanso Electronic Co. Ltd. | ROMANSO | RMS-180D-[SE]-1-54W-ID(4500K) | Mogul (E39) Screw-Base Replacements for HID Lamps | Mid Output | Replacement Lamps for Outdoor Pole/Arm-mounted Area and Roadway Luminaires (Type B) |  | Standard | FALSE | [9 empty] | 42597 |  | No |  | 4 | 5987.2 | 109.6 | 54.6 | 14.5 | 0.92 | 4500 | 83
PUXXCDTH | Shenzhen Romanso Electronic Co. Ltd. | ROMANSO | RMS-180D-[SE]-1-36W-ID(4500K) | Mogul (E39) Screw-Base Replacements for HID Lamps | Low Output | Replacement Lamps for Outdoor Pole/Arm-mounted Area and Roadway Luminaires (Type B) |  | Standard | FALSE | [9 empty] | 42597 |  | No |  | 4 | 3959.8 | 110.3 | 35.9 | 14.3 | 0.92 | 4500 | 82.9
PGBZZND2 | Shenzhen Romanso Electronic Co. Ltd. | ROMANSO | RMS-180D-[SE]-1-75W-ID(4500K) | Mogul (E39) Screw-Base Replacements for HID Lamps | Mid Output | Replacement Lamps for Outdoor Pole/Arm-mounted Area and Roadway Luminaires (Type B) |  | Standard | FALSE | [9 empty] | 42597 |  | No |  | 4 | 7877.3 | 109.1 | 72.2 | 14.1 | 0.91 | 4500 | 82.9
PX1H593N | Shenzhen Romanso Electronic Co. Ltd. | ROMANSO | RMS-180D-[SE]-1-54W-ID(4000K) | Mogul (E39) Screw-Base Replacements for HID Lamps | Mid Output | Replacement Lamps for Outdoor Pole/Arm-mounted Area and Roadway Luminaires (Type B) |  | Standard | FALSE | [9 empty] | 42597 |  | No |  | 4 | 5987.2 | 109.6 | 54.6 | 14.5 | 0.92 | 4000 | 83
P9A6J9XM | Shenzhen Romanso Electronic Co. Ltd. | ROMANSO | RMS-180D-[SE]-1-36W-ID(4000K) | Mogul (E39) Screw-Base Replacements for HID Lamps | Low Output | Replacement Lamps for Outdoor Pole/Arm-mounted Area and Roadway Luminaires (Type B) |  | Standard | FALSE | [9 empty] | 42597 |  | No |  | 4 | 3959.8 | 110.3 | 35.9 | 14.3 | 0.92 | 4000 | 82.9
P5448TNU | Shenzhen Romanso Electronic Co. Ltd. | ROMANSO | RMS-180D-[SE]-1-75W-ID(4000K) | Mogul (E39) Screw-Base Replacements for HID Lamps | Mid Output | Replacement Lamps for Outdoor Pole/Arm-mounted Area and Roadway Luminaires (Type B) |  | Standard | FALSE | [9 empty] | 42597 |  | No |  | 4 | 7877.3 | 109.1 | 72.2 | 14.1 | 0.91 | 4000 | 82.9
PV8K6BWQ | Shenzhen Romanso Electronic Co. Ltd. | ROMANSO | RMS-180D-[SE]-1-54W-ID(3500K) | Mogul (E39) Screw-Base Replacements for HID Lamps | Mid Output | Replacement Lamps for Outdoor Pole/Arm-mounted Area and Roadway Luminaires (Type B) |  | Standard | FALSE | [9 empty] | 42597 |  | No |  | 4 | 5987.2 | 109.6 | 54.6 | 14.5 | 0.92 | 3500 | 83
P37BSMA7 | Shenzhen Romanso Electronic Co. Ltd. | ROMANSO | RMS-180D-[SE]-1-36W-ID(3500K) | Mogul (E39) Screw-Base Replacements for HID Lamps | Low Output | Replacement Lamps for Outdoor Pole/Arm-mounted Area and Roadway Luminaires (Type B) |  | Standard | FALSE | [9 empty] | 42597 |  | No |  | 4 | 3959.8 | 110.3 | 35.9 | 14.3 | 0.92 | 3500 | 82.9
PJ7G4TZQ | Shenzhen Romanso Electronic Co. Ltd. | ROMANSO | RMS-180D-[SE]-1-75W-ID(3500K) | Mogul (E39) Screw-Base Replacements for HID Lamps | Mid Output | Replacement Lamps for Outdoor Pole/Arm-mounted Area and Roadway Luminaires (Type B) |  | Standard | FALSE | [9 empty] | 42597 |  | No |  | 4 | 7877.3 | 109.1 | 72.2 | 14.1 | 0.91 | 3500 | 82.9
P5GKNPVQ | Eiko Global LLC | EIKO | LED80WPT50KMOG-G6 | Mogul (E39) Screw-Base Replacements for HID Lamps | Mid Output | Replacement Lamps for Outdoor Pole/Arm-mounted Decorative Luminaires (Type B) |  | Standard | FALSE | [9 empty] | 42597 |  | No | Updated on 7/29/2016 | 4 | 7963.3 | 97.08 | 82.03 | 9.93 | 0.9362 | 5000 | 82.1
P76QJ7UP | Eiko Global LLC | EIKO | LED100WPT50KMOG-G6 | Mogul (E39) Screw-Base Replacements for HID Lamps | High Output | Replacement Lamps for Outdoor Pole/Arm-mounted Decorative Luminaires (Type B) |  | Standard | FALSE | [9 empty] | 42597 |  | No | Updated on 7/29/2016 | 4 | 10248 | 97.51 | 105.1 | 9.02 | 0.9544 | 5000 | 82.1
P2WVNGEM | Eiko Global LLC | EIKO | LED120WPT50KMOG-G6 | Mogul (E39) Screw-Base Replacements for HID Lamps | High Output | Replacement Lamps for Outdoor Pole/Arm-mounted Decorative Luminaires (Type B) |  | Standard | FALSE | [9 empty] | 42597 |  | No | Updated on 7/29/2016 | 4 | 12145 | 97.86 | 124.1 | 8.37 | 0.9644 | 5000 | 81.7
PB42DTMS | Eiko Global LLC | EIKO | LED80WPT40KMOG-G6 | Mogul (E39) Screw-Base Replacements for HID Lamps | Mid Output | Replacement Lamps for Outdoor Pole/Arm-mounted Decorative Luminaires (Type B) |  | Standard | FALSE | [9 empty] | 42597 |  | No | Updated on 7/29/2016 | 4 | 7963.3 | 97.08 | 82.03 | 9.93 | 0.9362 | 4000 | 82.1
PZBU388Y | Eiko Global LLC | EIKO | LED100WPT40KMOG-G6 | Mogul (E39) Screw-Base Replacements for HID Lamps | High Output | Replacement Lamps for Outdoor Pole/Arm-mounted Decorative Luminaires (Type B) |  | Standard | FALSE | [9 empty] | 42597 |  | No | Updated on 7/29/2016 | 4 | 10248 | 97.51 | 105.1 | 9.02 | 0.9544 | 4000 | 82.1
PW1G85X6 | Eiko Global LLC | EIKO | LED120WPT40KMOG-G6 | Mogul (E39) Screw-Base Replacements for HID Lamps | High Output | Replacement Lamps for Outdoor Pole/Arm-mounted Decorative Luminaires (Type B) |  | Standard | FALSE | [9 empty] | 42597 |  | No | Updated on 7/29/2016 | 4 | 12145 | 97.86 | 124.1 | 8.37 | 0.9644 | 4000 | 81.7
PTFCR7B4 | Luminoso LLC | Luminoso | CB-05-36W-50K-A-Y | Mogul (E39) Screw-Base Replacements for HID Lamps | Low Output | Replacement Lamps for Parking Garage Luminaires (Type B) |  | Standard | FALSE | [9 empty] | 42597 | Not Dimmable | No |  | 3.1 | 2510.7 | 69.69 | 36.03 | 17.62 | 0.909 | 5000 | 83.9
PKRZQM3B | Luminoso LLC | Luminoso | CB-05-80W-50K-A-Y | Mogul (E39) Screw-Base Replacements for HID Lamps | Mid Output | Replacement Lamps for Outdoor Pole/Arm-mounted Decorative Luminaires (Type B) |  | Standard | FALSE | [9 empty] | 42597 | Not Dimmable | No |  | 3.1 | 6348.8 | 78.87 | 80.5 | 15.27 | 0.9058 | 5000 | 83.4
P9ZT3E8F | Luminoso LLC | Luminoso | CB-05-120W-50K-A-Y | Mogul (E39) Screw-Base Replacements for HID Lamps | Mid Output | Replacement Lamps for Outdoor Pole/Arm-mounted Decorative Luminaires (Type B) |  | Standard | FALSE | [9 empty] | 42597 | Not Dimmable | No |  | 3.1 | 9115.4 | 75.55 | 120.7 | 9.27 | 0.9075 | 5000 | 83.4
PAC1QN2H | Luminoso LLC | Luminoso | CB-05-54W-50K-A-Y | Mogul (E39) Screw-Base Replacements for HID Lamps | Low Output | Replacement Lamps for Parking Garage Luminaires (Type B) |  | Standard | FALSE | [9 empty] | 42597 | Not Dimmable | No |  | 3.1 | 3728.9 | 68.11 | 54.75 | 17.62 | 0.909 | 5000 | 81.1
PA428PTX | Luminoso LLC | Luminoso | CB-05-36W-40K-A-Y | Mogul (E39) Screw-Base Replacements for HID Lamps | Low Output | Replacement Lamps for Parking Garage Luminaires (Type B) |  | Standard | FALSE | [9 empty] | 42597 | Not Dimmable | No |  | 3.1 | 2468.2 | 68.51 | 36.03 | 17.62 | 0.909 | 4000 | 83.9
P5DUGKF2 | Luminoso LLC | Luminoso | CB-05-80W-40K-A-Y | Mogul (E39) Screw-Base Replacements for HID Lamps | Mid Output | Replacement Lamps for Outdoor Pole/Arm-mounted Decorative Luminaires (Type B) |  | Standard | FALSE | [9 empty] | 42597 | Not Dimmable | No |  | 3.1 | 6222.5 | 77.3 | 80.5 | 15.27 | 0.9058 | 4000 | 83.4
PE1RKTZ8 | Luminoso LLC | Luminoso | CB-05-120W-40K-A-Y | Mogul (E39) Screw-Base Replacements for HID Lamps | Mid Output | Replacement Lamps for Outdoor Pole/Arm-mounted Decorative Luminaires (Type B) |  | Standard | FALSE | [9 empty] | 42597 | Not Dimmable | No |  | 3.1 | 8940.1 | 74.1 | 120.7 | 9.27 | 0.9075 | 4000 | 83.4
PRTSSZAB | Luminoso LLC | Luminoso | CB-05-54W-40K-A-Y | Mogul (E39) Screw-Base Replacements for HID Lamps | Low Output | Replacement Lamps for Parking Garage Luminaires (Type B) |  | Standard | FALSE | [9 empty] | 42597 | Not Dimmable | No |  | 3.1 | 3668.7 | 67.01 | 54.75 | 17.62 | 0.909 | 4000 | 81.1
PY7SU18P | Luminoso LLC | Luminoso | CB-05-36W-30K-A-Y | Mogul (E39) Screw-Base Replacements for HID Lamps | Low Output | Replacement Lamps for Parking Garage Luminaires (Type B) |  | Standard | FALSE | [9 empty] | 42597 | Not Dimmable | No |  | 3.1 | 2425.6 | 67.33 | 36.03 | 17.62 | 0.909 | 3000 | 83.9
PD6JB5CA | Luminoso LLC | Luminoso | CB-05-80W-30K-A-Y | Mogul (E39) Screw-Base Replacements for HID Lamps | Mid Output | Replacement Lamps for Outdoor Pole/Arm-mounted Decorative Luminaires (Type B) |  | Standard | FALSE | [9 empty] | 42597 | Not Dimmable | No |  | 3.1 | 6096.1 | 75.73 | 80.5 | 15.27 | 0.9058 | 3000 | 83.4
P3EJTPZR | Luminoso LLC | Luminoso | CB-05-120W-30K-A-Y | Mogul (E39) Screw-Base Replacements for HID Lamps | Mid Output | Replacement Lamps for Outdoor Pole/Arm-mounted Decorative Luminaires (Type B) |  | Standard | FALSE | [9 empty] | 42597 | Not Dimmable | No |  | 3.1 | 8764.8 | 72.65 | 120.7 | 9.27 | 0.9075 | 3000 | 83.4
P68TN669 | Luminoso LLC | Luminoso | CB-05-54W-30K-A-Y | Mogul (E39) Screw-Base Replacements for HID Lamps | Low Output | Replacement Lamps for Parking Garage Luminaires (Type B) |  | Standard | FALSE | [9 empty] | 42597 | Not Dimmable | No |  | 3.1 | 3608.4 | 65.91 | 54.75 | 17.62 | 0.909 | 3000 | 81.1
P1PEEZ8U | SHENZHENÂ zhaopengÂ TechnologyÂ coLtd | ZP | NS-WLC60W-01(3000K) | Mogul (E39) Screw-Base Replacements for HID Lamps | Mid Output | Replacement Lamps for Outdoor Pole/Arm-mounted Decorative Luminaires (Type B) |  | Standard | TRUE | 6065 | 99.54 | 60.93 | 13.06 | 0.9227 | 2882 | 75.1 | 5 | 50000 | 42592 |  | No |  | 4 | 6065 | 99.54 | 60.93 | 13.06 | 0.92 | 3000 | 75.1
P3R3MWMC | SHENZHENÂ zhaopengÂ TechnologyÂ coLtd | ZP | NS-WLC60W-01(5700K) | Mogul (E39) Screw-Base Replacements for HID Lamps | Mid Output | Replacement Lamps for Outdoor Pole/Arm-mounted Decorative Luminaires (Type B) |  | Standard | FALSE | [9 empty] | 42592 |  | No |  | 4 | 6498 | 106.56 | 60.98 | 13.02 | 0.92 | 5700 | 75.4
P2B1P178 | SHENZHENÂ zhaopengÂ TechnologyÂ coLtd | ZP | NS-WLC60W-01(5000K) | Mogul (E39) Screw-Base Replacements for HID Lamps | Mid Output | Replacement Lamps for Outdoor Pole/Arm-mounted Decorative Luminaires (Type B) |  | Standard | FALSE | [9 empty] | 42592 |  | No |  | 4 | 6065 | 99.54 | 60.93 | 13.06 | 0.92 | 5000 | 75.1
P3N9JUGA | SHENZHENÂ zhaopengÂ TechnologyÂ coLtd | ZP | NS-WLC60W-01(4500K) | Mogul (E39) Screw-Base Replacements for HID Lamps | Mid Output | Replacement Lamps for Outdoor Pole/Arm-mounted Decorative Luminaires (Type B) |  | Standard | FALSE | [9 empty] | 42592 |  | No |  | 4 | 6065 | 99.54 | 60.93 | 13.06 | 0.92 | 4500 | 75.1
P3EMJX9D | SHENZHENÂ zhaopengÂ TechnologyÂ coLtd | ZP | NS-WLC60W-01(4000K) | Mogul (E39) Screw-Base Replacements for HID Lamps | Mid Output | Replacement Lamps for Outdoor Pole/Arm-mounted Decorative Luminaires (Type B) |  | Standard | FALSE | [9 empty] | 42592 |  | No |  | 4 | 6065 | 99.54 | 60.93 | 13.06 | 0.92 | 4000 | 75.1
P3PS9JA3 | SHENZHENÂ zhaopengÂ TechnologyÂ coLtd | ZP | NS-WLC60W-01(3500K) | Mogul (E39) Screw-Base Replacements for HID Lamps | Mid Output | Replacement Lamps for Outdoor Pole/Arm-mounted Decorative Luminaires (Type B) |  | Standard | FALSE | [9 empty] | 42592 |  | No |  | 4 | 6065 | 99.54 | 60.93 | 13.06 | 0.92 | 3500 | 75.1
P8BCYQ4T | Green Creative LTD | GREEN CREATIVE | 45HID/827/277V/EX39/R | Mogul (E39) Screw-Base Replacements for HID Lamps | Low Output | Replacement Lamps for Outdoor Pole/Arm-mounted Decorative Luminaires (Type B) |  | Standard | TRUE | 4338.5 | 94.07 | 46.12 | 14.72 | 0.9079 | 2725 | 82.1 | 5 | 50000 | 42587 |  | No |  | 4 | 4338.5 | 94.07 | 46.12 | 14.72 | 0.9079 | 2700 | 82.1
P2A583M9 | Ascent Battery SupplyLLC | WERKER | LED12340 | Mogul (E39) Screw-Base Replacements for HID Lamps | Mid Output | Replacement Lamps for Outdoor Pole/Arm-mounted Decorative Luminaires (Type B) |  | Standard | TRUE | 5574.85 | 118.99 | 46.851 | 16.7 | 0.903 | 2913 | 81.7 | 5 | 50000 | 42587 |  | No |  | 4 | 5446.5 | 119.1 | 45.7 | 16.3 | 0.903 | 2913 | 81.7
PHX4Z566 | SHENZHENÂ zhaopengÂ TechnologyÂ coLtd | ZP | NS-GLA50W-01(3000K) | Mogul (E39) Screw-Base Replacements for HID Lamps | Mid Output | Replacement Lamps for Outdoor Pole/Arm-mounted Decorative Luminaires (Type B) |  | Standard | TRUE | 5026.4 | 98.36 | 51.1 | 17.46 | 0.9025 | 2890 | 76.1 | 5 | 50000 | 42587 |  | No |  | 4 | 5048.7 | 98.59 | 51.21 | 17.46 | 0.9 | 3000 | 76.1
PG3MTHJP | SHENZHENÂ zhaopengÂ TechnologyÂ coLtd | ZP | NS-GLA40W-01(3000K) | Mogul (E39) Screw-Base Replacements for HID Lamps | Low Output | Replacement Lamps for Outdoor Pole/Arm-mounted Decorative Luminaires (Type B) |  | Standard | TRUE | 3948.2 | 96.94 | 40.73 | 19.14 | 0.9021 | 2930 | 76 | 5 | 50000 | 42587 |  | No |  | 4 | 3986.5 | 97.61 | 40.84 | 19.14 | 0.9 | 3000 | 76
P1BYNWBF | Ascent Battery SupplyLLC | WERKER | LED12338 | Mogul (E39) Screw-Base Replacements for HID Lamps | Low Output | Replacement Lamps for Outdoor Pole/Arm-mounted Decorative Luminaires (Type B) |  | Standard | TRUE | 3242.53 | 124.17 | 26.114 | 13.9 | 0.902 | 2903 | 81.8 | 5 | 50000 | 42587 |  | No |  | 4 | 3356.1 | 126.6 | 26.5 | 13.6 | 0.902 | 2903 | 81.8
PAPF6GYP | Ascent Battery SupplyLLC | WERKER | LED12341 | Mogul (E39) Screw-Base Replacements for HID Lamps | Mid Output | Replacement Lamps for Outdoor Pole/Arm-mounted Decorative Luminaires (Type B) |  | Standard | TRUE | 6323.82 | 123.67 | 51.136 | 17.1 | 0.901 | 2904 | 81.9 | 5 | 50000 | 42587 |  | No |  | 4 | 6400.1 | 124.7 | 51.3 | 16.7 | 0.901 | 2904 | 81.9
PC3XDVNQ | Green Creative LTD | GREEN CREATIVE | 27HID/827/277V/EX39/R | Mogul (E39) Screw-Base Replacements for HID Lamps | Low Output | Replacement Lamps for Outdoor Pole/Arm-mounted Decorative Luminaires (Type B) |  | Standard | TRUE | 2766.8 | 96.04 | 28.81 | 19.92 | 0.9005 | 2769 | 83.2 | 5 | 50000 | 42587 |  | No |  | 4 | 2766.8 | 96.04 | 28.81 | 19.92 | 0.9005 | 2700 | 83.2
PTFFZ7AN | Ascent Battery SupplyLLC | WERKER | LED12339 | Mogul (E39) Screw-Base Replacements for HID Lamps | Low Output | Replacement Lamps for Outdoor Pole/Arm-mounted Decorative Luminaires (Type B) |  | Standard | TRUE | 4082.147 | 122.587 | 33.3 | 17.9 | 0.9 | 2899 | 81.7 | 5 | 50000 | 42587 |  | No |  | 4 | 4082.1 | 122.5 | 33.3 | 17.3 | 0.9 | 2899 | 81.7
PBKHHSXX | SHENZHENÂ zhaopengÂ TechnologyÂ coLtd | ZP | NS-GLA40W-01(5700K) | Mogul (E39) Screw-Base Replacements for HID Lamps | Low Output | Replacement Lamps for Outdoor Pole/Arm-mounted Decorative Luminaires (Type B) |  | Standard | FALSE | [9 empty] | 42587 |  | No |  | 4 | 4347 | 104.62 | 41.55 | 19.09 | 0.9 | 5700 | 74.2
PCPNMR6V | SHENZHENÂ zhaopengÂ TechnologyÂ coLtd | ZP | NS-GLA50W-01(5700K) | Mogul (E39) Screw-Base Replacements for HID Lamps | Mid Output | Replacement Lamps for Outdoor Pole/Arm-mounted Decorative Luminaires (Type B) |  | Standard | FALSE | [9 empty] | 42587 |  | No |  | 4 | 5493 | 105.78 | 51.93 | 17.41 | 0.9 | 5700 | 70.2
PFZFEHJ3 | SHENZHENÂ zhaopengÂ TechnologyÂ coLtd | ZP | NS-GLA50W-01(5000K) | Mogul (E39) Screw-Base Replacements for HID Lamps | Mid Output | Replacement Lamps for Outdoor Pole/Arm-mounted Decorative Luminaires (Type B) |  | Standard | FALSE | [9 empty] | 42587 |  | No |  | 4 | 5048.7 | 98.59 | 51.21 | 17.46 | 0.9 | 5000 | 76.1
P1HCFM2R | SHENZHENÂ zhaopengÂ TechnologyÂ coLtd | ZP | NS-GLA40W-01(5000K) | Mogul (E39) Screw-Base Replacements for HID Lamps | Low Output | Replacement Lamps for Outdoor Pole/Arm-mounted Decorative Luminaires (Type B) |  | Standard | FALSE | [9 empty] | 42587 |  | No |  | 4 | 3986.5 | 97.61 | 40.84 | 19.14 | 0.9 | 5000 | 76
P2BHYQRK | SHENZHENÂ zhaopengÂ TechnologyÂ coLtd | ZP | NS-GLA50W-01(4500K) | Mogul (E39) Screw-Base Replacements for HID Lamps | Mid Output | Replacement Lamps for Outdoor Pole/Arm-mounted Decorative Luminaires (Type B) |  | Standard | FALSE | [9 empty] | 42587 |  | No |  | 4 | 5048.7 | 98.59 | 51.21 | 17.46 | 0.9 | 4500 | 76.1
PK322XGA | SHENZHENÂ zhaopengÂ TechnologyÂ coLtd | ZP | NS-GLA40W-01(4500K) | Mogul (E39) Screw-Base Replacements for HID Lamps | Low Output | Replacement Lamps for Outdoor Pole/Arm-mounted Decorative Luminaires (Type B) |  | Standard | FALSE | [9 empty] | 42587 |  | No |  | 4 | 3986.5 | 97.61 | 40.84 | 19.14 | 0.9 | 4500 | 76
P5FM4F2X | SHENZHENÂ zhaopengÂ TechnologyÂ coLtd | ZP | NS-GLA50W-01(4000K) | Mogul (E39) Screw-Base Replacements for HID Lamps | Mid Output | Replacement Lamps for Outdoor Pole/Arm-mounted Decorative Luminaires (Type B) |  | Standard | FALSE | [9 empty] | 42587 |  | No |  | 4 | 5048.7 | 98.59 | 51.21 | 17.46 | 0.9 | 4000 | 76.1
P4NS66D8 | SHENZHENÂ zhaopengÂ TechnologyÂ coLtd | ZP | NS-GLA40W-01(4000K) | Mogul (E39) Screw-Base Replacements for HID Lamps | Low Output | Replacement Lamps for Outdoor Pole/Arm-mounted Decorative Luminaires (Type B) |  | Standard | FALSE | [9 empty] | 42587 |  | No |  | 4 | 3986.5 | 97.61 | 40.84 | 19.14 | 0.9 | 4000 | 76
P69V1WBN | SHENZHENÂ zhaopengÂ TechnologyÂ coLtd | ZP | NS-GLA50W-01(3500K) | Mogul (E39) Screw-Base Replacements for HID Lamps | Mid Output | Replacement Lamps for Outdoor Pole/Arm-mounted Decorative Luminaires (Type B) |  | Standard | FALSE | [9 empty] | 42587 |  | No |  | 4 | 5048.7 | 98.59 | 51.21 | 17.46 | 0.9 | 3500 | 76.1
PVPPATUD | SHENZHENÂ zhaopengÂ TechnologyÂ coLtd | ZP | NS-GLA40W-01(3500K) | Mogul (E39) Screw-Base Replacements for HID Lamps | Low Output | Replacement Lamps for Outdoor Pole/Arm-mounted Decorative Luminaires (Type B) |  | Standard | FALSE | [9 empty] | 42587 |  | No |  | 4 | 3986.5 | 97.61 | 40.84 | 19.14 | 0.9 | 3500 | 76
P5TYZB31 | Ascent Battery SupplyLLC | WERKER | LED12344 | Mogul (E39) Screw-Base Replacements for HID Lamps | Mid Output | Replacement Lamps for Outdoor Pole/Arm-mounted Decorative Luminaires (Type B) |  | Standard | FALSE | [9 empty] | 42587 |  | No |  | 4 | 5333.2 | 123.1 | 43.3 | 16.7 | 0.906 | 5000 | 82.1
PXWJXET1 | Ascent Battery SupplyLLC | WERKER | LED12343 | Mogul (E39) Screw-Base Replacements for HID Lamps | Low Output | Replacement Lamps for Outdoor Pole/Arm-mounted Decorative Luminaires (Type B) |  | Standard | FALSE | [9 empty] | 42587 |  | No |  | 4 | 4262.6 | 126.1 | 33.8 | 17.9 | 0.901 | 4981 | 82.2
PB44RT2R | Ascent Battery SupplyLLC | WERKER | LED12342 | Mogul (E39) Screw-Base Replacements for HID Lamps | Low Output | Replacement Lamps for Outdoor Pole/Arm-mounted Decorative Luminaires (Type B) |  | Standard | FALSE | [9 empty] | 42587 |  | No |  | 4 | 3460.1 | 130 | 26.6 | 13.9 | 0.903 | 4965 | 81.9
PFK2EZNR | Ascent Battery SupplyLLC | WERKER | LED12345 | Mogul (E39) Screw-Base Replacements for HID Lamps | Mid Output | Replacement Lamps for Outdoor Pole/Arm-mounted Decorative Luminaires (Type B) |  | Standard | FALSE | [9 empty] | 42587 |  | No |  | 4 | 6570 | 127 | 51.7 | 17.1 | 0.902 | 4961 | 81.9
P43DWPDH | Ascent Battery SupplyLLC | WERKER | LED12177 | Mogul (E39) Screw-Base Replacements for HID Lamps | Mid Output | Replacement Lamps for Outdoor Pole/Arm-mounted Decorative Luminaires (Type B) |  | Standard | FALSE | [9 empty] | 42587 |  | No |  | 4 | 5504.7 | 128.6 | 42.8 | 16.4 | 0.904 | 4048 | 82.2
PJFN4F9P | Ascent Battery SupplyLLC | WERKER | LED12176 | Mogul (E39) Screw-Base Replacements for HID Lamps | Low Output | Replacement Lamps for Outdoor Pole/Arm-mounted Decorative Luminaires (Type B) |  | Standard | FALSE | [9 empty] | 42587 |  | No |  | 4 | 4340.4 | 130.7 | 33.2 | 17.5 | 0.902 | 4025 | 82.6
PAF2ABFC | Ascent Battery SupplyLLC | WERKER | LED12175 | Mogul (E39) Screw-Base Replacements for HID Lamps | Low Output | Replacement Lamps for Outdoor Pole/Arm-mounted Decorative Luminaires (Type B) |  | Standard | FALSE | [9 empty] | 42587 |  | No |  | 4 | 3606.2 | 134 | 26.9 | 13.7 | 0.906 | 4006 | 82.5
PHV3NJZ1 | Ascent Battery SupplyLLC | WERKER | LED12178 | Mogul (E39) Screw-Base Replacements for HID Lamps | Mid Output | Replacement Lamps for Outdoor Pole/Arm-mounted Decorative Luminaires (Type B) |  | Standard | FALSE | [9 empty] | 42587 |  | No |  | 4 | 6919.5 | 130.3 | 53.1 | 16.9 | 0.903 | 3996 | 82.1
P4Z8V7QD | Green Creative LTD | GREEN CREATIVE | 27HID/850/277V/EX39/R | Mogul (E39) Screw-Base Replacements for HID Lamps | Low Output | Replacement Lamps for Outdoor Pole/Arm-mounted Decorative Luminaires (Type B) |  | Standard | FALSE | [9 empty] | 42587 |  | No |  | 4 | 2766.8 | 96.04 | 28.81 | 19.92 | 0.9005 | 5000 | 83.2
PE4KN6VJ | Green Creative LTD | GREEN CREATIVE | 45HID/850/277V/EX39/R | Mogul (E39) Screw-Base Replacements for HID Lamps | Low Output | Replacement Lamps for Outdoor Pole/Arm-mounted Decorative Luminaires (Type B) |  | Standard | FALSE | [9 empty] | 42587 |  | No |  | 4 | 4338.5 | 94.07 | 46.12 | 14.72 | 0.9079 | 5000 | 82.1
PSSRTU9D | Green Creative LTD | GREEN CREATIVE | 27HID/840/277V/EX39/R | Mogul (E39) Screw-Base Replacements for HID Lamps | Low Output | Replacement Lamps for Outdoor Pole/Arm-mounted Decorative Luminaires (Type B) |  | Standard | FALSE | [9 empty] | 42587 |  | No |  | 4 | 2766.8 | 96.04 | 28.81 | 19.92 | 0.9005 | 4000 | 83.2
P2Y8JNXD | Green Creative LTD | GREEN CREATIVE | 45HID/840/277V/EX39/R | Mogul (E39) Screw-Base Replacements for HID Lamps | Low Output | Replacement Lamps for Outdoor Pole/Arm-mounted Decorative Luminaires (Type B) |  | Standard | FALSE | [9 empty] | 42587 |  | No |  | 4 | 4338.5 | 94.07 | 46.12 | 14.72 | 0.9079 | 4000 | 82.1
PV17KFKK | Green Creative LTD | GREEN CREATIVE | 27HID/830/277V/EX39/R | Mogul (E39) Screw-Base Replacements for HID Lamps | Low Output | Replacement Lamps for Outdoor Pole/Arm-mounted Decorative Luminaires (Type B) |  | Standard | FALSE | [9 empty] | 42587 |  | No |  | 4 | 2766.8 | 96.04 | 28.81 | 19.92 | 0.9005 | 3000 | 83.2
PRJ7A85E | Green Creative LTD | GREEN CREATIVE | 45HID/830/277V/EX39/R | Mogul (E39) Screw-Base Replacements for HID Lamps | Low Output | Replacement Lamps for Outdoor Pole/Arm-mounted Decorative Luminaires (Type B) |  | Standard | FALSE | [9 empty] | 42587 |  | No |  | 4 | 4338.5 | 94.07 | 46.12 | 14.72 | 0.9079 | 3000 | 82.1
P3HZZJZ7 | SHENZHENÂ zhaopengÂ TechnologyÂ coLtd | ZP | NS-GLA20W-01(3000K) | Mogul (E39) Screw-Base Replacements for HID Lamps | Low Output | Replacement Lamps for Outdoor Pole/Arm-mounted Decorative Luminaires (Type B) |  | Standard | TRUE | 2119.3 | 99.08 | 21.39 | 10.29 | 0.9089 | 2914 | 76 | 5 | 50000 | 42586 |  | No |  | 4 | 2119.3 | 99.08 | 21.39 | 10.29 | 0.91 | 3000 | 76
P99YSWD9 | SHENZHENÂ zhaopengÂ TechnologyÂ coLtd | ZP | NS-GLA30W-01(3000K) | Mogul (E39) Screw-Base Replacements for HID Lamps | Low Output | Replacement Lamps for Outdoor Pole/Arm-mounted Decorative Luminaires (Type B) |  | Standard | TRUE | 3016.5 | 96.68 | 31.2 | 15.67 | 0.9086 | 2964 | 76.9 | 5 | 50000 | 42586 |  | No |  | 4 | 3081.2 | 99.46 | 30.98 | 15.67 | 0.91 | 3000 | 76.9
PSDYZDTP | SHENZHENÂ zhaopengÂ TechnologyÂ coLtd | ZP | NS-GLA30W-01(5700K) | Mogul (E39) Screw-Base Replacements for HID Lamps | Low Output | Replacement Lamps for Outdoor Pole/Arm-mounted Decorative Luminaires (Type B) |  | Standard | FALSE | [9 empty] | 42586 |  | No |  | 4 | 3397 | 107.33 | 31.65 | 15.42 | 0.91 | 5700 | 74.3
PTUUS4PH | SHENZHENÂ zhaopengÂ TechnologyÂ coLtd | ZP | NS-GLA20W-01(5700K) | Mogul (E39) Screw-Base Replacements for HID Lamps | Low Output | Replacement Lamps for Outdoor Pole/Arm-mounted Decorative Luminaires (Type B) |  | Standard | FALSE | [9 empty] | 42586 |  | No |  | 4 | 2349 | 106.92 | 21.97 | 10.25 | 0.91 | 5700 | 74.2
P65YNXCS | SHENZHENÂ zhaopengÂ TechnologyÂ coLtd | ZP | NS-GLA30W-01(5000K) | Mogul (E39) Screw-Base Replacements for HID Lamps | Low Output | Replacement Lamps for Outdoor Pole/Arm-mounted Decorative Luminaires (Type B) |  | Standard | FALSE | [9 empty] | 42586 |  | No |  | 4 | 3081.2 | 99.46 | 30.98 | 15.67 | 0.91 | 5000 | 76.9
PAK72WDK | SHENZHENÂ zhaopengÂ TechnologyÂ coLtd | ZP | NS-GLA20W-01(5000K) | Mogul (E39) Screw-Base Replacements for HID Lamps | Low Output | Replacement Lamps for Outdoor Pole/Arm-mounted Decorative Luminaires (Type B) |  | Standard | FALSE | [9 empty] | 42586 |  | No |  | 4 | 2119.3 | 99.08 | 21.39 | 10.29 | 0.91 | 5000 | 76
PQUTXNEG | SHENZHENÂ zhaopengÂ TechnologyÂ coLtd | ZP | NS-GLA30W-01(4500K) | Mogul (E39) Screw-Base Replacements for HID Lamps | Low Output | Replacement Lamps for Outdoor Pole/Arm-mounted Decorative Luminaires (Type B) |  | Standard | FALSE | [9 empty] | 42586 |  | No |  | 4 | 3081.2 | 99.46 | 30.98 | 15.67 | 0.91 | 4500 | 76.9
PSS2FMGS | SHENZHENÂ zhaopengÂ TechnologyÂ coLtd | ZP | NS-GLA20W-01(4500K) | Mogul (E39) Screw-Base Replacements for HID Lamps | Low Output | Replacement Lamps for Outdoor Pole/Arm-mounted Decorative Luminaires (Type B) |  | Standard | FALSE | [9 empty] | 42586 |  | No |  | 4 | 2119.3 | 99.08 | 21.39 | 10.29 | 0.91 | 4500 | 76
P18T8TQW | SHENZHENÂ zhaopengÂ TechnologyÂ coLtd | ZP | NS-GLA30W-01(4000K) | Mogul (E39) Screw-Base Replacements for HID Lamps | Low Output | Replacement Lamps for Outdoor Pole/Arm-mounted Decorative Luminaires (Type B) |  | Standard | FALSE | [9 empty] | 42586 |  | No |  | 4 | 3081.2 | 99.46 | 30.98 | 15.67 | 0.91 | 4000 | 76.9
PZRQEGAK | SHENZHENÂ zhaopengÂ TechnologyÂ coLtd | ZP | NS-GLA20W-01(4000K) | Mogul (E39) Screw-Base Replacements for HID Lamps | Low Output | Replacement Lamps for Outdoor Pole/Arm-mounted Decorative Luminaires (Type B) |  | Standard | FALSE | [9 empty] | 42586 |  | No |  | 4 | 2119.3 | 99.08 | 21.39 | 10.29 | 0.91 | 4000 | 76
PWRR7SHM | SHENZHENÂ zhaopengÂ TechnologyÂ coLtd | ZP | NS-GLA30W-01(3500K) | Mogul (E39) Screw-Base Replacements for HID Lamps | Low Output | Replacement Lamps for Outdoor Pole/Arm-mounted Decorative Luminaires (Type B) |  | Standard | FALSE | [9 empty] | 42586 |  | No |  | 4 | 3081.2 | 99.46 | 30.98 | 15.67 | 0.91 | 3500 | 76.9
PW1RJHRR | SHENZHENÂ zhaopengÂ TechnologyÂ coLtd | ZP | NS-GLA20W-01(3500K) | Mogul (E39) Screw-Base Replacements for HID Lamps | Low Output | Replacement Lamps for Outdoor Pole/Arm-mounted Decorative Luminaires (Type B) |  | Standard | FALSE | [9 empty] | 42586 |  | No |  | 4 | 2119.3 | 99.08 | 21.39 | 10.29 | 0.91 | 3500 | 76
PMB512K3 | Shenzhen Like Lighting Technology Co. Ltd. | Likelighting | LK-360D-[SE]-1-45W-ID (5700K) [E39/EX39 Base Only] | Mogul (E39) Screw-Base Replacements for HID Lamps | Low Output | Replacement Lamps for Outdoor Pole/Arm-mounted Decorative Luminaires (Type B) |  | Standard | FALSE | [9 empty] | 42586 | Dimmable | No |  | 3.1 | 5387.3 | 119.4 | 45.1 | 12.9 | 0.91 | 5912 | 85.8
PRWWDVFM | Shenzhen Like Lighting Technology Co. Ltd. | Likelighting | LK-360D-[SE]-K8-54W-ID (5700K) [E39/EX39 Base Only] | Mogul (E39) Screw-Base Replacements for HID Lamps | Mid Output | Replacement Lamps for Outdoor Pole/Arm-mounted Decorative Luminaires (Type B) |  | Standard | FALSE | [9 empty] | 42586 | Dimmable | No |  | 3.1 | 6256.4 | 118.9 | 52.6 | 13.5 | 0.92 | 5800 | 83.4
PGN1D4V8 | Shenzhen Like Lighting Technology Co. Ltd. | Likelighting | LK-360D-[SE]-1-75W-ID (5700K) [E39/EX39 Base Only] | Mogul (E39) Screw-Base Replacements for HID Lamps | Mid Output | Replacement Lamps for Outdoor Pole/Arm-mounted Decorative Luminaires (Type B) |  | Standard | FALSE | [9 empty] | 42586 | Dimmable | No |  | 3.1 | 8672.8 | 118.4 | 73.2 | 15.7 | 0.9 | 5784 | 84.8
P4KB373E | Shenzhen Like Lighting Technology Co. Ltd. | Likelighting | LK-360D-[SE]-K8-45W-ID (5700K) [E39/EX39 Base Only] | Mogul (E39) Screw-Base Replacements for HID Lamps | Mid Output | Replacement Lamps for Outdoor Pole/Arm-mounted Decorative Luminaires (Type B) |  | Standard | FALSE | [9 empty] | 42586 | Dimmable | No |  | 3.1 | 5470.2 | 122.1 | 44.8 | 13.9 | 0.91 | 5756 | 83.9
PUWRM692 | Shenzhen Like Lighting Technology Co. Ltd. | Likelighting | LK-360D-[SE]-K8-75W-ID (5700K) [E39/EX39 Base Only] | Mogul (E39) Screw-Base Replacements for HID Lamps | Mid Output | Replacement Lamps for Outdoor Pole/Arm-mounted Decorative Luminaires (Type B) |  | Standard | FALSE | [9 empty] | 42586 | Dimmable | No |  | 3.1 | 8829 | 121.1 | 72.9 | 14.5 | 0.92 | 5756 | 83.1
PYBPXUAW | Shenzhen Like Lighting Technology Co. Ltd. | Likelighting | LK-360D-[SE]-1-36W-ID (5700K) [E39/EX39 Base Only] | Mogul (E39) Screw-Base Replacements for HID Lamps | Low Output | Replacement Lamps for Outdoor Pole/Arm-mounted Decorative Luminaires (Type B) |  | Standard | FALSE | [9 empty] | 42586 | Dimmable | No |  | 3.1 | 4208.9 | 118.5 | 35.5 | 15.5 | 0.9 | 5724 | 84.9
PYU4963W | Shenzhen Like Lighting Technology Co. Ltd. | Likelighting | LK-360D-[SE]-K8-36W-ID (5700K) [E39/EX39 Base Only] | Mogul (E39) Screw-Base Replacements for HID Lamps | Low Output | Replacement Lamps for Outdoor Pole/Arm-mounted Decorative Luminaires (Type B) |  | Standard | FALSE | [9 empty] | 42586 | Dimmable | No |  | 3.1 | 4184.7 | 119.2 | 35.1 | 14.1 | 0.92 | 5688 | 84.3
P9A7JV8S | Shenzhen Like Lighting Technology Co. Ltd. | Likelighting | LK-360D-[SE]-1-54W-ID (5700K) [E39/EX39 Base Only] | Mogul (E39) Screw-Base Replacements for HID Lamps | Mid Output | Replacement Lamps for Outdoor Pole/Arm-mounted Decorative Luminaires (Type B) |  | Standard | FALSE | [9 empty] | 42586 | Dimmable | No |  | 3.1 | 6443.3 | 119.1 | 54.1 | 17.9 | 0.9 | 5640 | 84.5
P15VX2JU | Shenzhen Like Lighting Technology Co. Ltd. | Likelighting | LK-360D-[SE]-K8-27W-ID (5700K) [E39/EX39 Base Only] | Mogul (E39) Screw-Base Replacements for HID Lamps | Low Output | Replacement Lamps for Outdoor Pole/Arm-mounted Decorative Luminaires (Type B) |  | Standard | FALSE | [9 empty] | 42586 | Dimmable | No |  | 3.1 | 3089.5 | 119.2 | 25.9 | 13.3 | 0.92 | 5638 | 84.7
PZ1X8YNZ | Shenzhen Like Lighting Technology Co. Ltd. | Likelighting | LK-360D-[SE]-1-27W-ID (5700K) [E39/EX39 Base Only] | Mogul (E39) Screw-Base Replacements for HID Lamps | Low Output | Replacement Lamps for Outdoor Pole/Arm-mounted Decorative Luminaires (Type B) |  | Standard | FALSE | [9 empty] | 42585 | Dimmable | No |  | 3.1 | 3123.8 | 116.5 | 26.8 | 17.5 | 0.91 | 5802 | 85.6
PJA84KYJ | Shenzhen Like Lighting Technology Co. Ltd. | Likelighting | LK-180D-[SE]-1-54W-ID (3000K) | Mogul (E39) Screw-Base Replacements for HID Lamps | Mid Output | Replacement Lamps for Outdoor Pole/Arm-mounted Area and Roadway Luminaires (Type B) |  | Standard | TRUE | 5987.218 | 109.656 | 54.6 | 14.5 | 0.915 | 2888 | 83 | 5 | 50000 | 42584 |  | No |  | 4 | 5987.2 | 109.6 | 54.6 | 14.5 | 0.92 | 2888 | 83
PQDCVJN4 | Shenzhen Like Lighting Technology Co. Ltd. | Likelighting | LK-180D-[SE]-1-75W-ID (3000K) | Mogul (E39) Screw-Base Replacements for HID Lamps | Mid Output | Replacement Lamps for Outdoor Pole/Arm-mounted Area and Roadway Luminaires (Type B) |  | Standard | TRUE | 7877.309 | 109.104 | 72.2 | 9.3 | 0.911 | 2921 | 82.9 | 5 | 50000 | 42584 |  | No |  | 4 | 7877.3 | 109.1 | 72.2 | 14.1 | 0.91 | 2921 | 82.9
PWAVC9WM | Shenzhen Like Lighting Technology Co. Ltd. | Likelighting | LK-180D-[SE]-1-36W-ID (3000K) | Mogul (E39) Screw-Base Replacements for HID Lamps | Low Output | Replacement Lamps for Outdoor Pole/Arm-mounted Area and Roadway Luminaires (Type B) |  | Standard | TRUE | 3959.878 | 110.303 | 35.9 | 9.1 | 0.917 | 2892 | 82.9 | 5 | 50000 | 42584 |  | No |  | 4 | 3959.8 | 110.3 | 35.9 | 14.3 | 0.92 | 2892 | 82.9
PNVEZK4Y | Howard Lighting | Howard Lighting | LEDMR-3050-MV | Mogul (E39) Screw-Base Replacements for HID Lamps | Low Output | Replacement Lamps for Outdoor Pole/Arm-mounted Decorative Luminaires (Type B) |  | Standard | TRUE | 4365.3 | 93.3 | 46.8 | 19.18 | 0.93 | 3033 | 82 | 5 | 50000 | 42584 |  | No |  | 3.1 | 5625 | 112.5 | 50 | 20 | 0.9 | 3000 | 80
PNNQK45Y | Howard Lighting | Howard Lighting | LEDMR-3040-MV | Mogul (E39) Screw-Base Replacements for HID Lamps | Low Output | Replacement Lamps for Outdoor Pole/Arm-mounted Decorative Luminaires (Type B) |  | Standard | TRUE | 3448.8 | 94.2 | 36.63 | 17.79 | 0.8981 | 3006 | 81.9 | 5 | 50000 | 42584 |  | No |  | 3.1 | 4500 | 112.5 | 40 | 20 | 0.9 | 3000 | 80
P9F1HNVF | Howard Lighting | Howard Lighting | LEDMR-4050-MV | Mogul (E39) Screw-Base Replacements for HID Lamps | Low Output | Replacement Lamps for Outdoor Pole/Arm-mounted Decorative Luminaires (Type B) |  | Standard | FALSE | [9 empty] | 42584 |  | No |  | 3.1 | 5625 | 112.5 | 50 | 20 | 0.9 | 4000 | 80
PPVHU1FQ | Howard Lighting | Howard Lighting | LEDMR-4040-MV | Mogul (E39) Screw-Base Replacements for HID Lamps | Low Output | Replacement Lamps for Outdoor Pole/Arm-mounted Decorative Luminaires (Type B) |  | Standard | FALSE | [9 empty] | 42584 |  | No |  | 3.1 | 4500 | 112.5 | 40 | 20 | 0.9 | 4000 | 80
PZH1XU4Z | Shenzhen Like Lighting Technology Co. Ltd. | Likelighting | LK-180D-[SE]-1-54W-ID (5700K) | Mogul (E39) Screw-Base Replacements for HID Lamps | Mid Output | Replacement Lamps for Outdoor Pole/Arm-mounted Area and Roadway Luminaires (Type B) |  | Standard | FALSE | [9 empty] | 42584 | Dimmable | No |  | 4 | 6211.8 | 113.1 | 54.9 | 14.6 | 0.91 | 5496 | 85.5
P7BJF3T1 | Shenzhen Like Lighting Technology Co. Ltd. | Likelighting | LK-180D-[SE]-1-36W-ID (5700K) | Mogul (E39) Screw-Base Replacements for HID Lamps | Low Output | Replacement Lamps for Outdoor Pole/Arm-mounted Area and Roadway Luminaires (Type B) |  | Standard | FALSE | [9 empty] | 42584 | Dimmable | No |  | 4 | 4105.1 | 113.7 | 36.1 | 14.5 | 0.92 | 5490 | 85.6
PBXXCHNT | Shenzhen Like Lighting Technology Co. Ltd. | Likelighting | LK-180D-[SE]-1-75W-ID (5700K) | Mogul (E39) Screw-Base Replacements for HID Lamps | Mid Output | Replacement Lamps for Outdoor Pole/Arm-mounted Area and Roadway Luminaires (Type B) |  | Standard | FALSE | [9 empty] | 42584 | Dimmable | No |  | 4 | 8188.7 | 113.5 | 72.1 | 14.3 | 0.91 | 5440 | 85.3
P6YJ98JS | Shenzhen Like Lighting Technology Co. Ltd. | Likelighting | LK-180D-[SE]-1-54W-ID (5000K) | Mogul (E39) Screw-Base Replacements for HID Lamps | Mid Output | Replacement Lamps for Outdoor Pole/Arm-mounted Area and Roadway Luminaires (Type B) |  | Standard | FALSE | [9 empty] | 42584 | Dimmable | No |  | 4 | 5987.2 | 109.6 | 54.6 | 14.5 | 0.92 | 5000 | 83
P7AP2U77 | Shenzhen Like Lighting Technology Co. Ltd. | Likelighting | LK-180D-[SE]-1-36W-ID (5000K) | Mogul (E39) Screw-Base Replacements for HID Lamps | Low Output | Replacement Lamps for Outdoor Pole/Arm-mounted Area and Roadway Luminaires (Type B) |  | Standard | FALSE | [9 empty] | 42584 | Dimmable | No |  | 4 | 3959.8 | 110.3 | 35.9 | 14.3 | 0.92 | 5000 | 82.9
PA7EVYJU | Shenzhen Like Lighting Technology Co. Ltd. | Likelighting | LK-180D-[SE]-1-75W-ID (5000K) | Mogul (E39) Screw-Base Replacements for HID Lamps | Mid Output | Replacement Lamps for Outdoor Pole/Arm-mounted Area and Roadway Luminaires (Type B) |  | Standard | FALSE | [9 empty] | 42584 | Dimmable | No |  | 4 | 7877.3 | 109.1 | 72.2 | 14.1 | 0.91 | 5000 | 82.9
PME2GB7K | Shenzhen Like Lighting Technology Co. Ltd. | Likelighting | LK-180D-[SE]-1-54W-ID (4500K) | Mogul (E39) Screw-Base Replacements for HID Lamps | Mid Output | Replacement Lamps for Outdoor Pole/Arm-mounted Area and Roadway Luminaires (Type B) |  | Standard | FALSE | [9 empty] | 42584 | Dimmable | No |  | 4 | 5987.2 | 109.6 | 54.6 | 14.5 | 0.92 | 4500 | 83
PA7NTHPB | Shenzhen Like Lighting Technology Co. Ltd. | Likelighting | LK-180D-[SE]-1-36W-ID (4500K) | Mogul (E39) Screw-Base Replacements for HID Lamps | Low Output | Replacement Lamps for Outdoor Pole/Arm-mounted Area and Roadway Luminaires (Type B) |  | Standard | FALSE | [9 empty] | 42584 | Dimmable | No |  | 4 | 3959.8 | 110.3 | 35.9 | 14.3 | 0.92 | 4500 | 82.9
PZTJQQP8 | Shenzhen Like Lighting Technology Co. Ltd. | Likelighting | LK-180D-[SE]-1-75W-ID (4500K) | Mogul (E39) Screw-Base Replacements for HID Lamps | Mid Output | Replacement Lamps for Outdoor Pole/Arm-mounted Area and Roadway Luminaires (Type B) |  | Standard | FALSE | [9 empty] | 42584 | Dimmable | No |  | 4 | 7877.3 | 109.1 | 72.2 | 14.1 | 0.91 | 4500 | 82.9
PUF4GRPM | Shenzhen Like Lighting Technology Co. Ltd. | Likelighting | LK-180D-[SE]-1-54W-ID (4000K) | Mogul (E39) Screw-Base Replacements for HID Lamps | Mid Output | Replacement Lamps for Outdoor Pole/Arm-mounted Area and Roadway Luminaires (Type B) |  | Standard | FALSE | [9 empty] | 42584 | Dimmable | No |  | 4 | 5987.2 | 109.6 | 54.6 | 14.5 | 0.92 | 4000 | 83
PFMMTPXQ | Shenzhen Like Lighting Technology Co. Ltd. | Likelighting | LK-180D-[SE]-1-36W-ID (4000K) | Mogul (E39) Screw-Base Replacements for HID Lamps | Low Output | Replacement Lamps for Outdoor Pole/Arm-mounted Area and Roadway Luminaires (Type B) |  | Standard | FALSE | [9 empty] | 42584 | Dimmable | No |  | 4 | 3959.8 | 110.3 | 35.9 | 14.3 | 0.92 | 4000 | 82.9
PWSC4P17 | Shenzhen Like Lighting Technology Co. Ltd. | Likelighting | LK-180D-[SE]-1-75W-ID (4000K) | Mogul (E39) Screw-Base Replacements for HID Lamps | Mid Output | Replacement Lamps for Outdoor Pole/Arm-mounted Area and Roadway Luminaires (Type B) |  | Standard | FALSE | [9 empty] | 42584 | Dimmable | No |  | 4 | 7877.3 | 109.1 | 72.2 | 14.1 | 0.91 | 4000 | 82.9
P3ESFY9K | Shenzhen Like Lighting Technology Co. Ltd. | Likelighting | LK-180D-[SE]-1-54W-ID (3500K) | Mogul (E39) Screw-Base Replacements for HID Lamps | Mid Output | Replacement Lamps for Outdoor Pole/Arm-mounted Area and Roadway Luminaires (Type B) |  | Standard | FALSE | [9 empty] | 42584 | Dimmable | No |  | 4 | 5987.2 | 109.6 | 54.6 | 14.5 | 0.92 | 3500 | 83
PD9KBX5S | Shenzhen Like Lighting Technology Co. Ltd. | Likelighting | LK-180D-[SE]-1-36W-ID (3500K) | Mogul (E39) Screw-Base Replacements for HID Lamps | Low Output | Replacement Lamps for Outdoor Pole/Arm-mounted Area and Roadway Luminaires (Type B) |  | Standard | FALSE | [9 empty] | 42584 | Dimmable | No |  | 4 | 3959.8 | 110.3 | 35.9 | 14.3 | 0.92 | 3500 | 82.9
P4A3KJTV | Shenzhen Like Lighting Technology Co. Ltd. | Likelighting | LK-180D-[SE]-1-75W-ID (3500K) | Mogul (E39) Screw-Base Replacements for HID Lamps | Mid Output | Replacement Lamps for Outdoor Pole/Arm-mounted Area and Roadway Luminaires (Type B) |  | Standard | FALSE | [9 empty] | 42584 | Dimmable | No |  | 4 | 7877.3 | 109.1 | 72.2 | 14.1 | 0.91 | 3500 | 82.9
PU8FJJDT | Shenzhen guanke technologies Co. Ltd | GK | GKS31-80W-01D3 [E39EX39] (3000K) | Mogul (E39) Screw-Base Replacements for HID Lamps | Mid Output | Replacement Lamps for Outdoor Pole/Arm-mounted Decorative Luminaires (Type B) |  | Standard | TRUE | 5745.3 | 73.4 | 78.3 | 22.39 | 0.8993 | 3091 | 83.3 | 5 | 50000 | 42578 |  | Yes | Rated data is for bare lamp | 3.1 | 10000 | 125 | 80 | 22.39 | 0.9 | 3000 | 80
PRSCFMAZ | Shenzhen guanke technologies Co. Ltd | GK | GKS31-80W-01D3 [E39EX39] (5000K) | Mogul (E39) Screw-Base Replacements for HID Lamps | Mid Output | Replacement Lamps for Outdoor Pole/Arm-mounted Decorative Luminaires (Type B) |  | Standard | FALSE | [9 empty] | 42578 | Not Dimmable | Yes | Rated data is for bare lamp | 3.1 | 10000 | 125 | 80 | 22.39 | 0.9 | 5000 | 80
PQUQHCBU | Shenzhen guanke technologies Co. Ltd | GK | GKS31-80W-01D3 [E39EX39] (4500K) | Mogul (E39) Screw-Base Replacements for HID Lamps | Mid Output | Replacement Lamps for Outdoor Pole/Arm-mounted Decorative Luminaires (Type B) |  | Standard | FALSE | [9 empty] | 42578 | Not Dimmable | Yes | Rated data is for bare lamp | 3.1 | 10000 | 125 | 80 | 22.39 | 0.9 | 4500 | 80
PRNN2J9W | Shenzhen guanke technologies Co. Ltd | GK | GKS31-80W-01D3 [E39EX39] (4000K) | Mogul (E39) Screw-Base Replacements for HID Lamps | Mid Output | Replacement Lamps for Outdoor Pole/Arm-mounted Decorative Luminaires (Type B) |  | Standard | FALSE | [9 empty] | 42578 | Not Dimmable | Yes | Rated data is for bare lamp | 3.1 | 10000 | 125 | 80 | 22.39 | 0.9 | 4000 | 80
P8DHR2CE | Shenzhen guanke technologies Co. Ltd | GK | GKS31-80W-01D3 [E39EX39] (3500K) | Mogul (E39) Screw-Base Replacements for HID Lamps | Mid Output | Replacement Lamps for Outdoor Pole/Arm-mounted Decorative Luminaires (Type B) |  | Standard | FALSE | [9 empty] | 42578 | Not Dimmable | Yes | Rated data is for bare lamp | 3.1 | 10000 | 125 | 80 | 22.39 | 0.9 | 3500 | 80
PGSTTRDS | LED Energy Revolution LLC | LED Energy Revolution LLC | L-D10-WW-UNV-3-MG | Mogul (E39) Screw-Base Replacements for HID Lamps | Mid Output | Replacement Lamps for Outdoor Pole/Arm-mounted Area and Roadway Luminaires (Type B) |  | Standard | TRUE | 8931.97 | 90.97 | 98.19 | 13.86 | 0.942 | 3119 | 83.5 | 5 | 50000 | 42577 |  | No |  | 3.1 | 10864.682 | 110.582 | 98.25 | 13.86 | 0.976 | 3000 | 83.5
PCBDGU3C | LED Energy Revolution LLC | LED Energy Revolution LLC | L-COR36-WW-UNV-5-MG | Mogul (E39) Screw-Base Replacements for HID Lamps | Low Output | Replacement Lamps for Outdoor Pole/Arm-mounted Decorative Luminaires (Type B) |  | Standard | TRUE | 2845.8 | 81.4 | 34.95 | 17.04 | 0.9148 | 3138 | 84.9 | 5 | 50000 | 42577 |  | No | Rated data is for bare lamp | 3.1 | 4320 | 120 | 36 | 20 | 0.9 | 3000 | 80
PFE2C51N | Shenzhen Bbier Lighting Co. Ltd | SHEN ZHEN BBIER LIGHTING CO.LTD. | BB-HJD-004(4000K) | Mogul (E39) Screw-Base Replacements for HID Lamps | Low Output | Replacement Lamps for Outdoor Pole/Arm-mounted Decorative Luminaires (Type B) |  | Standard | TRUE | 4374 | 111.73 | 39.15 | 12.63 | 0.9127 | 4125 | 81 | 5 | 50000 | 42577 |  | No | Updated 11/4/2016 | 3.1 | 4374.2 | 111.73 | 39.15 | 12.63 | 0.91 | 4000 | 81
PTEF41BE | LED Energy Revolution LLC | LED Energy Revolution LLC | L-COR45-WW-UNV-5-MG | Mogul (E39) Screw-Base Replacements for HID Lamps | Low Output | Replacement Lamps for Outdoor Pole/Arm-mounted Decorative Luminaires (Type B) |  | Standard | TRUE | 3400.1 | 76.8 | 44.25 | 15.91 | 0.9059 | 3139 | 85.1 | 5 | 50000 | 42577 |  | No | Rated data is for bare lamp | 3.1 | 5400 | 120 | 45 | 20 | 0.9 | 3000 | 80
PM6NGYWP | Shenzhen Bbier Lighting Co. Ltd | SHEN ZHEN BBIER LIGHTING CO.LTD. | BB-HJD-002(4000K) | Mogul (E39) Screw-Base Replacements for HID Lamps | Low Output | Replacement Lamps for Outdoor Pole/Arm-mounted Decorative Luminaires (Type B) |  | Standard | TRUE | 3355.9 | 112.65 | 29.79 | 13.13 | 0.9057 | 4141 | 81.2 | 5 | 50000 | 42577 |  | No | Updated 11/4/2016 | 3.1 | 3355.9 | 112.65 | 29.79 | 13.13 | 0.91 | 4000 | 81.2
PYFCBD8S | Shenzhen Bbier Lighting Co. Ltd | SHEN ZHEN BBIER LIGHTING CO.LTD. | BB-HJD-056(4000K) | Mogul (E39) Screw-Base Replacements for HID Lamps | Mid Output | Replacement Lamps for Outdoor Pole/Arm-mounted Decorative Luminaires (Type B) |  | Standard | TRUE | 8771.3 | 111.68 | 78.54 | 14.94 | 0.9018 | 4179 | 81.5 | 5 | 50000 | 42577 |  | No | Updated 11/4/2016 | 3.1 | 8771.3 | 111.68 | 78.54 | 14.94 | 0.9 | 4000 | 81.5
PRB4762H | Shenzhen Bbier Lighting Co. Ltd | SHEN ZHEN BBIER LIGHTING CO.LTD. | BB-HJD-004(5700K) | Mogul (E39) Screw-Base Replacements for HID Lamps | Low Output | Replacement Lamps for Outdoor Pole/Arm-mounted Decorative Luminaires (Type B) |  | Standard | FALSE | [9 empty] | 42577 |  | No | Updated 11/4/2016 | 3.1 | 4430 | 112.07 | 39.53 | 15.27 | 0.91 | 5700 | 82.2
P1WD46A4 | Shenzhen Bbier Lighting Co. Ltd | SHEN ZHEN BBIER LIGHTING CO.LTD. | BB-HJD-056(5700K) | Mogul (E39) Screw-Base Replacements for HID Lamps | Mid Output | Replacement Lamps for Outdoor Pole/Arm-mounted Decorative Luminaires (Type B) |  | Standard | FALSE | [9 empty] | 42577 |  | No | Updated 11/4/2016 | 3.1 | 9201 | 118.4 | 77.71 | 14.71 | 0.9 | 5700 | 82.2
PWFRHSAT | Shenzhen Bbier Lighting Co. Ltd | SHEN ZHEN BBIER LIGHTING CO.LTD. | BB-HJD-002(5700K) | Mogul (E39) Screw-Base Replacements for HID Lamps | Low Output | Replacement Lamps for Outdoor Pole/Arm-mounted Decorative Luminaires (Type B) |  | Standard | FALSE | [9 empty] | 42577 |  | No | Updated 11/4/2016 | 3.1 | 3456 | 114.82 | 30.1 | 13.52 | 0.91 | 5700 | 82.2
PBRG478F | Shenzhen Bbier Lighting Co. Ltd | SHEN ZHEN BBIER LIGHTING CO.LTD. | BB-HJD-056(5000K) | Mogul (E39) Screw-Base Replacements for HID Lamps | Mid Output | Replacement Lamps for Outdoor Pole/Arm-mounted Decorative Luminaires (Type B) |  | Standard | FALSE | [9 empty] | 42577 |  | No | Updated 11/4/2016 | 3.1 | 8771.3 | 111.68 | 78.54 | 14.94 | 0.9 | 5000 | 81.5
P7RCWWDS | Shenzhen Bbier Lighting Co. Ltd | SHEN ZHEN BBIER LIGHTING CO.LTD. | BB-HJD-002(5000K) | Mogul (E39) Screw-Base Replacements for HID Lamps | Low Output | Replacement Lamps for Outdoor Pole/Arm-mounted Decorative Luminaires (Type B) |  | Standard | FALSE | [9 empty] | 42577 |  | No | Updated 11/4/2016 | 3.1 | 3355.9 | 112.65 | 29.79 | 13.13 | 0.91 | 5000 | 81.2
PDEX3BQP | Shenzhen Bbier Lighting Co. Ltd | SHEN ZHEN BBIER LIGHTING CO.LTD. | BB-HJD-004(5000K) | Mogul (E39) Screw-Base Replacements for HID Lamps | Low Output | Replacement Lamps for Outdoor Pole/Arm-mounted Decorative Luminaires (Type B) |  | Standard | FALSE | [9 empty] | 42577 |  | No | Updated 11/4/2016 | 3.1 | 4374.2 | 111.73 | 39.15 | 12.63 | 0.91 | 5000 | 81
P68P317C | LED Energy Revolution LLC | LED Energy Revolution LLC | L-D10-CW-UNV-3-MG | Mogul (E39) Screw-Base Replacements for HID Lamps | Mid Output | Replacement Lamps for Outdoor Pole/Arm-mounted Area and Roadway Luminaires (Type B) |  | Standard | FALSE | [9 empty] | 42577 |  | No |  | 3.1 | 11644.498 | 118.507 | 98.26 | 13.49 | 0.975 | 5000 | 83
PBCU9AMU | LED Energy Revolution LLC | LED Energy Revolution LLC | L-COR45-CW-UNV-5-MG | Mogul (E39) Screw-Base Replacements for HID Lamps | Low Output | Replacement Lamps for Outdoor Pole/Arm-mounted Decorative Luminaires (Type B) |  | Standard | FALSE | [9 empty] | 42577 |  | No | Rated data is for bare lamp | 3.1 | 5400 | 120 | 45 | 20 | 0.9 | 5000 | 80
PAF3G7DQ | LED Energy Revolution LLC | LED Energy Revolution LLC | L-COR36-CW-UNV-5-MG | Mogul (E39) Screw-Base Replacements for HID Lamps | Low Output | Replacement Lamps for Outdoor Pole/Arm-mounted Decorative Luminaires (Type B) |  | Standard | FALSE | [9 empty] | 42577 |  | No | Rated data is for bare lamp | 3.1 | 4320 | 120 | 36 | 20 | 0.9 | 5000 | 80
PMNUCFQV | LED Energy Revolution LLC | LED Energy Revolution LLC | L-D10-SW-UNV-3-MG | Mogul (E39) Screw-Base Replacements for HID Lamps | Mid Output | Replacement Lamps for Outdoor Pole/Arm-mounted Area and Roadway Luminaires (Type B) |  | Standard | FALSE | [9 empty] | 42577 |  | No |  | 3.1 | 10864.682 | 110.582 | 98.25 | 13.86 | 0.976 | 4000 | 83.5
PU1FTBY9 | LED Energy Revolution LLC | LED Energy Revolution LLC | L-COR45-SW-UNV-5-MG | Mogul (E39) Screw-Base Replacements for HID Lamps | Low Output | Replacement Lamps for Outdoor Pole/Arm-mounted Decorative Luminaires (Type B) |  | Standard | FALSE | [9 empty] | 42577 |  | No | Rated data is for bare lamp | 3.1 | 5400 | 120 | 45 | 20 | 0.9 | 4000 | 80
PXJ74ZZK | LED Energy Revolution LLC | LED Energy Revolution LLC | L-COR36-SW-UNV-5-MG | Mogul (E39) Screw-Base Replacements for HID Lamps | Low Output | Replacement Lamps for Outdoor Pole/Arm-mounted Decorative Luminaires (Type B) |  | Standard | FALSE | [9 empty] | 42577 |  | No | Rated data is for bare lamp | 3.1 | 4320 | 120 | 36 | 20 | 0.9 | 4000 | 80
PRQZ6D51 | Lunera Lighting | Lunera | SN-360-E39-L-8Klm-835-G3 | Mogul (E39) Screw-Base Replacements for HID Lamps | Mid Output | Replacement Lamps for Outdoor Pole/Arm-mounted Decorative Luminaires (Type B) |  | Standard | TRUE | 7155 | 81.1 | 88.21 | 13.2 | 0.972 | 3538 | 82.7 | 5 | 50000 | 42573 |  | No |  | 3.1 | 7155 | 81.1 | 88.21 | 12.11 | 0.98 | 3538 | 82.7
PFMFF1YD | Lunera Lighting | Lunera | SN-360-E39-L-5Klm-850-G3 | Mogul (E39) Screw-Base Replacements for HID Lamps | Low Output | Replacement Lamps for Outdoor Pole/Arm-mounted Decorative Luminaires (Type B) |  | Standard | TRUE | 4744 | 90.1 | 52.65 | 18.35 | 0.957 | 5168 | 85.8 | 5 | 50000 | 42573 |  | No |  | 3.1 | 4744 | 90.1 | 52.65 | 18.05 | 0.96 | 5168 | 85.8
PETJ64W5 | Lunera Lighting | Lunera | SN-360-E39-L-5Klm-835-G3 | Mogul (E39) Screw-Base Replacements for HID Lamps | Low Output | Replacement Lamps for Outdoor Pole/Arm-mounted Decorative Luminaires (Type B) |  | Standard | TRUE | 4746 | 84.3 | 56.31 | 18.35 | 0.957 | 3502 | 83.2 | 5 | 50000 | 42573 |  | No |  | 3.1 | 4746 | 84.3 | 56.31 | 17.24 | 0.96 | 3502 | 83.2
PBSNPWA1 | Lunera Lighting | Lunera | SN-360-E39-L-8Klm-850-G3 | Mogul (E39) Screw-Base Replacements for HID Lamps | Mid Output | Replacement Lamps for Outdoor Pole/Arm-mounted Decorative Luminaires (Type B) |  | Standard | FALSE | [9 empty] | 42573 |  | No |  | 3.1 | 7487 | 84.7 | 90.11 | 12.98 | 0.97 | 5143 | 83.1
PD8TCCSH | Lunera Lighting | Lunera | SN-360-E39-L-5Klm-840-G3 | Mogul (E39) Screw-Base Replacements for HID Lamps | Low Output | Replacement Lamps for Outdoor Pole/Arm-mounted Decorative Luminaires (Type B) |  | Standard | FALSE | [9 empty] | 42573 |  | No |  | 3.1 | 4745 | 87.1 | 54.48 | 18.35 | 0.96 | 4000 | 84.5
PGPBZX54 | Lunera Lighting | Lunera | SN-360-E39-L-8Klm-840-G3 | Mogul (E39) Screw-Base Replacements for HID Lamps | Mid Output | Replacement Lamps for Outdoor Pole/Arm-mounted Decorative Luminaires (Type B) |  | Standard | FALSE | [9 empty] | 42573 |  | No |  | 3.1 | 7250.57 | 81.32 | 89.16 | 13.2 | 0.97 | 4000 | 82.9
P6GHXA8R | Wen Lighting | WEN | WEN-CLW-60WA1E39 4000K | Mogul (E39) Screw-Base Replacements for HID Lamps | Low Output | Replacement Lamps for Outdoor Pole/Arm-mounted Decorative Luminaires (Type B) |  | Standard | TRUE | 3942.4 | 69.73 | 56.54 | 14.46 | 0.9159 | 4058 | 83.5 | 5 | 50000 | 42572 |  | No |  | 3.1 | 4061.8 | 69.88 | 58.12 | 14.46 | 0.9159 | 4000 | 83.5
PYGP7MNS | Wen Lighting | WEN | WEN-CLW-100WA1 4000K | Mogul (E39) Screw-Base Replacements for HID Lamps | Mid Output | Replacement Lamps for Outdoor Pole/Arm-mounted Decorative Luminaires (Type B) |  | Standard | TRUE | 7678.1 | 77.6 | 98.95 | 13.66 | 0.9148 | 4105 | 84 | 5 | 50000 | 42572 |  | No | Product updated on 7/19/2016 | 3.1 | 7678.1 | 77.6 | 98.95 | 13.66 | 0.9148 | 4000 | 83.4
P73D2B22 | Wen Lighting | WEN | WEN-CLW-60WA1E39 5700K | Mogul (E39) Screw-Base Replacements for HID Lamps | Low Output | Replacement Lamps for Outdoor Pole/Arm-mounted Decorative Luminaires (Type B) |  | Standard | FALSE | [9 empty] | 42572 | Not Dimmable | No |  | 3.1 | 4190 | 71.8 | 58.36 | 14.06 | 0.9196 | 5700 | 84.9
PQB5HS18 | Wen Lighting | WEN | WEN-CLW-100WA1 5700K | Mogul (E39) Screw-Base Replacements for HID Lamps | Mid Output | Replacement Lamps for Outdoor Pole/Arm-mounted Decorative Luminaires (Type B) |  | Standard | FALSE | [9 empty] | 42572 | Not Dimmable | No |  | 3.1 | 7849 | 79.58 | 98.63 | 13.66 | 0.9129 | 5700 | 84
PJND1EPR | Wen Lighting | WEN | WEN-CLW-60WA1E39 5000K | Mogul (E39) Screw-Base Replacements for HID Lamps | Low Output | Replacement Lamps for Outdoor Pole/Arm-mounted Decorative Luminaires (Type B) |  | Standard | FALSE | [9 empty] | 42572 | Not Dimmable | No |  | 3.1 | 4147 | 71.21 | 58.24 | 14.46 | 0.9159 | 5000 | 83.5
P8KH9HU4 | Wen Lighting | WEN | WEN-CLW-100WA1 5000K | Mogul (E39) Screw-Base Replacements for HID Lamps | Mid Output | Replacement Lamps for Outdoor Pole/Arm-mounted Decorative Luminaires (Type B) |  | Standard | FALSE | [9 empty] | 42572 | Not Dimmable | No |  | 3.1 | 7792 | 78.87 | 98.79 | 13.66 | 0.9148 | 5000 | 83.4
PSFZK7M4 | Wen Lighting | WEN | WEN-CLW-60WA1E39 4500K | Mogul (E39) Screw-Base Replacements for HID Lamps | Low Output | Replacement Lamps for Outdoor Pole/Arm-mounted Decorative Luminaires (Type B) |  | Standard | FALSE | [9 empty] | 42572 | Not Dimmable | No |  | 3.1 | 4105 | 70.48 | 58.24 | 14.46 | 0.9159 | 4500 | 83.5
P1XP4NVU | Wen Lighting | WEN | WEN-CLW-100WA1 4500K | Mogul (E39) Screw-Base Replacements for HID Lamps | Mid Output | Replacement Lamps for Outdoor Pole/Arm-mounted Decorative Luminaires (Type B) |  | Standard | FALSE | [9 empty] | 42572 | Not Dimmable | No |  | 3.1 | 7735 | 78.3 | 98.79 | 13.66 | 0.9148 | 4500 | 83.4
PEP26NWE | EverWatt | EverWatt | EWIP64CB150WE39NB24 4000K | Mogul (E39) Screw-Base Replacements for HID Lamps | High Output | Replacement Lamps for Outdoor Pole/Arm-mounted Decorative Luminaires (Type B) |  | Standard | TRUE | 11281 | 76.87 | 146.8 | 13.54 | 0.9327 | 4046 | 83.6 | 5 | 50000 | 42570 |  | No |  | 3.1 | 11281 | 76.87 | 146.8 | 13.54 | 0.9327 | 4000 | 83.6
P5G51V4B | EverWatt | EverWatt | EWIP64CB060WE39NB20 4000K | Mogul (E39) Screw-Base Replacements for HID Lamps | Low Output | Replacement Lamps for Outdoor Pole/Arm-mounted Decorative Luminaires (Type B) |  | Standard | TRUE | 3942.4 | 69.73 | 56.54 | 14.46 | 0.9159 | 4058 | 83.5 | 5 | 50000 | 42570 |  | No |  | 3.1 | 4061.8 | 69.88 | 58.12 | 14.46 | 0.9159 | 4000 | 83.5
PJQ4ZTYA | EverWatt | EverWatt | EWIP64CB100WE39NB22 4000K | Mogul (E39) Screw-Base Replacements for HID Lamps | Mid Output | Replacement Lamps for Outdoor Pole/Arm-mounted Decorative Luminaires (Type B) |  | Standard | TRUE | 7678.1 | 77.6 | 98.95 | 13.66 | 0.9148 | 4105 | 84 | 5 | 50000 | 42570 |  | No | Product updated on 7/19/2016 | 3.1 | 7678.1 | 77.6 | 98.95 | 13.66 | 0.9148 | 4000 | 83.4
P8472C27 | EverWatt | EverWatt | EWIP64CB080WE39NB21 4000K | Mogul (E39) Screw-Base Replacements for HID Lamps | Mid Output | Replacement Lamps for Outdoor Pole/Arm-mounted Decorative Luminaires (Type B) |  | Standard | TRUE | 6435 | 80.08 | 80.36 | 13.27 | 0.914 | 4105 | 84.4 | 5 | 50000 | 42570 |  | No | Product updated on 7/19/2016 | 3.1 | 6291.2 | 78.11 | 80.54 | 10.32 | 0.914 | 4000 | 83.4
PB8R65KN | EverWatt | EverWatt | EWIP64CB060WE39NB20 5700K | Mogul (E39) Screw-Base Replacements for HID Lamps | Low Output | Replacement Lamps for Outdoor Pole/Arm-mounted Decorative Luminaires (Type B) |  | Standard | FALSE | [9 empty] | 42570 | Not Dimmable | No |  | 3.1 | 4190 | 71.8 | 58.36 | 14.06 | 0.9196 | 5700 | 84.9
P1J8PKHD | EverWatt | EverWatt | EWIP64CB150WE39NB24 5700K | Mogul (E39) Screw-Base Replacements for HID Lamps | High Output | Replacement Lamps for Outdoor Pole/Arm-mounted Decorative Luminaires (Type B) |  | Standard | FALSE | [9 empty] | 42570 | Not Dimmable | No |  | 3.1 | 11624 | 78.75 | 147.6 | 13.77 | 0.9344 | 5700 | 84.7
PUAJA4U4 | EverWatt | EverWatt | EWIP64CB080WE39NB21 5700K | Mogul (E39) Screw-Base Replacements for HID Lamps | Mid Output | Replacement Lamps for Outdoor Pole/Arm-mounted Decorative Luminaires (Type B) |  | Standard | FALSE | [9 empty] | 42570 | Not Dimmable | No |  | 3.1 | 6435 | 80.08 | 80.36 | 10.32 | 0.9133 | 5700 | 84.4
PYJQ7XMP | EverWatt | EverWatt | EWIP64CB100WE39NB22 5700K | Mogul (E39) Screw-Base Replacements for HID Lamps | Mid Output | Replacement Lamps for Outdoor Pole/Arm-mounted Decorative Luminaires (Type B) |  | Standard | FALSE | [9 empty] | 42570 | Not Dimmable | No |  | 3.1 | 7849 | 79.58 | 98.63 | 13.66 | 0.9129 | 5700 | 84
PK3A9W28 | EverWatt | EverWatt | EWIP64CB150WE39NB24 5000K | Mogul (E39) Screw-Base Replacements for HID Lamps | High Output | Replacement Lamps for Outdoor Pole/Arm-mounted Decorative Luminaires (Type B) |  | Standard | FALSE | [9 empty] | 42570 | Not Dimmable | No |  | 3.1 | 11509 | 78.19 | 147.2 | 13.54 | 0.9327 | 5000 | 83.6
P81ERGXP | EverWatt | EverWatt | EWIP64CB060WE39NB20 5000K | Mogul (E39) Screw-Base Replacements for HID Lamps | Low Output | Replacement Lamps for Outdoor Pole/Arm-mounted Decorative Luminaires (Type B) |  | Standard | FALSE | [9 empty] | 42570 | Not Dimmable | No |  | 3.1 | 4147 | 71.21 | 58.24 | 14.46 | 0.9159 | 5000 | 83.5
PPKJ5S97 | EverWatt | EverWatt | EWIP64CB100WE39NB22 5000K | Mogul (E39) Screw-Base Replacements for HID Lamps | Mid Output | Replacement Lamps for Outdoor Pole/Arm-mounted Decorative Luminaires (Type B) |  | Standard | FALSE | [9 empty] | 42570 | Not Dimmable | No |  | 3.1 | 7792 | 78.87 | 98.79 | 13.66 | 0.9148 | 5000 | 83.4
PDJFR8YB | EverWatt | EverWatt | EWIP64CB080WE39NB21 5000K | Mogul (E39) Screw-Base Replacements for HID Lamps | Mid Output | Replacement Lamps for Outdoor Pole/Arm-mounted Decorative Luminaires (Type B) |  | Standard | FALSE | [9 empty] | 42570 | Not Dimmable | No |  | 3.1 | 6387 | 79.39 | 80.45 | 10.32 | 0.914 | 5000 | 83.4
P56A1MPR | EverWatt | EverWatt | EWIP64CB150WE39NB24 4500K | Mogul (E39) Screw-Base Replacements for HID Lamps | High Output | Replacement Lamps for Outdoor Pole/Arm-mounted Decorative Luminaires (Type B) |  | Standard | FALSE | [9 empty] | 42570 | Not Dimmable | No |  | 3.1 | 11395 | 77.41 | 147.2 | 13.54 | 0.9327 | 4500 | 83.6
P93RQN2K | EverWatt | EverWatt | EWIP64CB060WE39NB20 4500K | Mogul (E39) Screw-Base Replacements for HID Lamps | Low Output | Replacement Lamps for Outdoor Pole/Arm-mounted Decorative Luminaires (Type B) |  | Standard | FALSE | [9 empty] | 42570 | Not Dimmable | No |  | 3.1 | 4105 | 70.48 | 58.24 | 14.46 | 0.9159 | 4500 | 83.5
P8UXJ9PB | EverWatt | EverWatt | EWIP64CB100WE39NB22 4500K | Mogul (E39) Screw-Base Replacements for HID Lamps | Mid Output | Replacement Lamps for Outdoor Pole/Arm-mounted Decorative Luminaires (Type B) |  | Standard | FALSE | [9 empty] | 42570 | Not Dimmable | No |  | 3.1 | 7735 | 78.3 | 98.79 | 13.66 | 0.9148 | 4500 | 83.4
P7N4FNFP | EverWatt | EverWatt | EWIP64CB080WE39NB21 4500K | Mogul (E39) Screw-Base Replacements for HID Lamps | Mid Output | Replacement Lamps for Outdoor Pole/Arm-mounted Decorative Luminaires (Type B) |  | Standard | FALSE | [9 empty] | 42570 | Not Dimmable | No |  | 3.1 | 6339 | 78.79 | 80.45 | 10.32 | 0.914 | 4500 | 83.4
P6J9T69N | Shenzhen guanke technologies Co. Ltd | GK | GKS28-36W-02D4 E39EX39(4000K) | Mogul (E39) Screw-Base Replacements for HID Lamps | Low Output | Replacement Lamps for Outdoor Pole/Arm-mounted Decorative Luminaires (Type B) |  | Standard | FALSE | [9 empty] | 42569 |  | No | Updated on 12/5/2016 | 4 | 4159.6 | 116.5 | 35.6 | 16.3 | 0.926 | 4000 | 81.8
P1AH4SUP | Shenzhen guanke technologies Co. Ltd | GK | GKS28-45W-02D4 E39EX39(4000K) | Mogul (E39) Screw-Base Replacements for HID Lamps | Mid Output | Replacement Lamps for Outdoor Pole/Arm-mounted Decorative Luminaires (Type B) |  | Standard | FALSE | [9 empty] | 42569 |  | No | Updated on 12/5/2016 | 4 | 5501.9 | 121.4 | 45.3 | 16.1 | 0.93 | 4000 | 81.5
PUD2N9GG | Shenzhen guanke technologies Co. Ltd | GK | GKS28-45W-02D4 E39EX39(5000K) | Mogul (E39) Screw-Base Replacements for HID Lamps | Mid Output | Replacement Lamps for Outdoor Pole/Arm-mounted Decorative Luminaires (Type B) |  | Standard | FALSE | [9 empty] | 42569 | Dimmable | No | Updated on 12/5/2016 | 4 | 5903.2 | 128.7 | 45.84 | 17.7 | 0.94 | 4944 | 85.5
PN15PVVG | Shenzhen guanke technologies Co. Ltd | GK | GKS28-36W-02D4 E39EX39(5000K) | Mogul (E39) Screw-Base Replacements for HID Lamps | Low Output | Replacement Lamps for Outdoor Pole/Arm-mounted Decorative Luminaires (Type B) |  | Standard | FALSE | [9 empty] | 42569 | Dimmable | No | Updated on 12/5/2016 | 4 | 4380.3 | 120.1 | 36.4 | 17.7 | 0.931 | 4927 | 85.5
PRCKVFX7 | Light Efficient Design | N/A | LED-8083M30 | Mogul (E39) Screw-Base Replacements for HID Lamps | Low Output | Replacement Lamps for Outdoor Pole/Arm-mounted Decorative Luminaires (Type C) |  | Standard | TRUE | 2689.2 | 87.74 | 30.71 | 12.35 | 0.9084 | 2937 | 81.8 | 5 | 50000 | 42565 |  | No |  | 4 | 2733.3 | 89 | 30.71 | 12.35 | 0.91 | 3000 | 81.8
PRGYHEV6 | Westinghouse Lighting | WESTINGHOUSE | 05164-W | Mogul (E39) Screw-Base Replacements for HID Lamps | Mid Output | Replacement Lamps for Outdoor Pole/Arm-mounted Decorative Luminaires (Type B) |  | Standard | TRUE | 4680.64 | 105.51 | 44.364 | 13.8 | 0.917 | 2992 | 84.1 | 5 | 50000 | 42565 |  | No | Product updated on 12/19/2016 | 3.1 | 5296.6 | 117.9 | 44.9 | 13.8 | 0.92 | 2992 | 84.1
PGRVP1UG | Westinghouse Lighting | WESTINGHOUSE | 05166-W | Mogul (E39) Screw-Base Replacements for HID Lamps | Mid Output | Replacement Lamps for Outdoor Pole/Arm-mounted Decorative Luminaires (Type B) |  | Standard | TRUE | 5416.55 | 104.21 | 51.975 | 13.3 | 0.918 | 3056 | 84.2 | 5 | 50000 | 42565 |  | No | Product updated on 12/19/2016 | 3.1 | 5930.2 | 114.2 | 51.9 | 13.3 | 0.92 | 3056 | 84.2
PB6QJMZT | Westinghouse Lighting | WESTINGHOUSE | 5166 | Mogul (E39) Screw-Base Replacements for HID Lamps | Mid Output | Replacement Lamps for Outdoor Pole/Arm-mounted Decorative Luminaires (Type B) |  | Standard | FALSE | [9 empty] | 42565 |  | No | Product updated on 12/19/2016 | 3.1 | 5930.2 | 114.2 | 51.9 | 13.3 | 0.92 | 5000 | 84.2
PNCW3YYB | Westinghouse Lighting | WESTINGHOUSE | 5164 | Mogul (E39) Screw-Base Replacements for HID Lamps | Mid Output | Replacement Lamps for Outdoor Pole/Arm-mounted Decorative Luminaires (Type B) |  | Standard | FALSE | [9 empty] | 42565 |  | No | Product updated on 12/19/2016 | 3.1 | 5296.6 | 117.9 | 44.9 | 13.8 | 0.92 | 5000 | 84.1
PHD3MC4B | Light Efficient Design | N/A | LED-8083M57 | Mogul (E39) Screw-Base Replacements for HID Lamps | Low Output | Replacement Lamps for Outdoor Pole/Arm-mounted Decorative Luminaires (Type C) |  | Standard | FALSE | [9 empty] | 42565 |  | No |  | 4 | 3183 | 103.51 | 30.75 | 12.42 | 0.9 | 5700 | 84.4
PCA6U7YD | Light Efficient Design | N/A | LED-8083M50 | Mogul (E39) Screw-Base Replacements for HID Lamps | Low Output | Replacement Lamps for Outdoor Pole/Arm-mounted Decorative Luminaires (Type C) |  | Standard | FALSE | [9 empty] | 42565 |  | No |  | 4 | 3121 | 101.23 | 30.83 | 12.29 | 0.9 | 5000 | 84.1
PQTZJHU7 | Light Efficient Design | N/A | LED-8083M45 | Mogul (E39) Screw-Base Replacements for HID Lamps | Low Output | Replacement Lamps for Outdoor Pole/Arm-mounted Decorative Luminaires (Type C) |  | Standard | FALSE | [9 empty] | 42565 |  | No |  | 4 | 3121 | 101.23 | 30.83 | 12.29 | 0.9 | 4500 | 84.1
PZB66AM4 | Light Efficient Design | N/A | LED-8083M40 | Mogul (E39) Screw-Base Replacements for HID Lamps | Low Output | Replacement Lamps for Outdoor Pole/Arm-mounted Decorative Luminaires (Type C) |  | Standard | FALSE | [9 empty] | 42565 |  | No |  | 4 | 3121 | 101.23 | 30.83 | 12.29 | 0.9 | 4000 | 84.1
PSURPA4N | Light Efficient Design | N/A | LED-8083M35 | Mogul (E39) Screw-Base Replacements for HID Lamps | Low Output | Replacement Lamps for Outdoor Pole/Arm-mounted Decorative Luminaires (Type C) |  | Standard | FALSE | [9 empty] | 42565 |  | No |  | 4 | 2733.3 | 89 | 30.71 | 12.35 | 0.91 | 3500 | 81.8
PFCMHWVK | Shenzhen Lighting Inc. | Shenzhen Lighting | SZ-LR200W(4100K) | Mogul (E39) Screw-Base Replacements for HID Lamps | High Output | Replacement Lamps for Outdoor Pole/Arm-mounted Area and Roadway Luminaires (Type C) |  | Standard | TRUE | 14516 | 76.12 | 190.7 | 9.78 | 0.9158 | 3914 | 73.6 | 8 | 50000 | 42564 |  | No |  | 3.1 | 14516 | 76.12 | 190.7 | 9.78 | 0.9158 | 4100 | 73.6
P7GZK9E5 | Lamp Shining Manufacturing Co.Ltd | Lamp Shining | LSCB-60WE39NCG(3000K) | Mogul (E39) Screw-Base Replacements for HID Lamps | Low Output | Replacement Lamps for Outdoor Pole/Arm-mounted Area and Roadway Luminaires (Type B) |  | Standard | TRUE | 3647.64 | 65.72 | 55.5 | 18.16 | 0.8875 | 3128 | 81.6 | 5 | 50000 | 42564 |  | No |  | 3.1 | 5500 | 92 | 60 | 20 | 0.95 | 3000 | 80
P4T2UV79 | Lamp Shining Manufacturing Co.Ltd | Lamp Shining | LSCB-60WE39NCG(5700K) | Mogul (E39) Screw-Base Replacements for HID Lamps | Low Output | Replacement Lamps for Outdoor Pole/Arm-mounted Area and Roadway Luminaires (Type B) |  | Standard | FALSE | [9 empty] | 42564 |  | No |  | 3.1 | 6400 | 107 | 60 | 20 | 0.95 | 5700 | 80
PTWFSBCC | Lamp Shining Manufacturing Co.Ltd | Lamp Shining | LSCB-60WE39NCG(5000K) | Mogul (E39) Screw-Base Replacements for HID Lamps | Low Output | Replacement Lamps for Outdoor Pole/Arm-mounted Area and Roadway Luminaires (Type B) |  | Standard | FALSE | [9 empty] | 42564 |  | No |  | 3.1 | 6050 | 101 | 60 | 20 | 0.95 | 5000 | 80
PWFRJR5X | Lamp Shining Manufacturing Co.Ltd | Lamp Shining | LSCB-60WE39NCG(4500K) | Mogul (E39) Screw-Base Replacements for HID Lamps | Low Output | Replacement Lamps for Outdoor Pole/Arm-mounted Area and Roadway Luminaires (Type B) |  | Standard | FALSE | [9 empty] | 42564 |  | No |  | 3.1 | 5750 | 96 | 60 | 20 | 0.95 | 4500 | 80
PSVYG7BQ | Lamp Shining Manufacturing Co.Ltd | Lamp Shining | LSCB-60WE39NCG(4000K) | Mogul (E39) Screw-Base Replacements for HID Lamps | Low Output | Replacement Lamps for Outdoor Pole/Arm-mounted Area and Roadway Luminaires (Type B) |  | Standard | FALSE | [9 empty] | 42564 |  | No |  | 3.1 | 5750 | 96 | 60 | 20 | 0.95 | 4000 | 80
PSDQKU35 | Shenzhen Lighting Inc. | Shenzhen Lighting | SZ-LR200W(5700K) | Mogul (E39) Screw-Base Replacements for HID Lamps | High Output | Replacement Lamps for Outdoor Pole/Arm-mounted Area and Roadway Luminaires (Type C) |  | Standard | FALSE | [9 empty] | 42564 |  | No |  | 3.1 | 14952 | 78.04 | 191.6 | 9.71 | 0.9173 | 5700 | 72.9
PQCSD2P2 | Shenzhen Lighting Inc. | Shenzhen Lighting | SZ-LR200W(5000K) | Mogul (E39) Screw-Base Replacements for HID Lamps | High Output | Replacement Lamps for Outdoor Pole/Arm-mounted Area and Roadway Luminaires (Type C) |  | Standard | FALSE | [9 empty] | 42564 |  | No |  | 3.1 | 14807 | 77.46 | 191.2 | 9.78 | 0.9158 | 5000 | 73.6
PT8KBM7Y | Shenzhen Lighting Inc. | Shenzhen Lighting | SZ-LR200W(4500K) | Mogul (E39) Screw-Base Replacements for HID Lamps | High Output | Replacement Lamps for Outdoor Pole/Arm-mounted Area and Roadway Luminaires (Type C) |  | Standard | FALSE | [9 empty] | 42564 |  | No |  | 3.1 | 14661 | 76.7 | 191.2 | 9.78 | 0.9158 | 4500 | 73.6
PNVX4ZC3 | Hocan Group Co. LTD | SEPICN LED Lighting | HC-CBB-38W-30K | Mogul (E39) Screw-Base Replacements for HID Lamps | Low Output | Replacement Lamps for Outdoor Pole/Arm-mounted Area and Roadway Luminaires (Type B) |  | Standard | TRUE | 2347.57 | 64.547 | 36.37 | 19.32 | 0.932 | 3044 | 83.2 | 5 | 50000 | 42563 |  | No |  | 3.1 | 2347.574 | 64.547 | 36.37 | 19.13 | 0.985 | 3000 | 83.2
PCH3M21Q | Hocan Group Co. LTD | SEPICN LED Lighting | HC-CBB-38W-57K | Mogul (E39) Screw-Base Replacements for HID Lamps | Low Output | Replacement Lamps for Outdoor Pole/Arm-mounted Area and Roadway Luminaires (Type B) |  | Standard | FALSE | [9 empty] | 42563 |  | No |  | 3.1 | 2485.089 | 68.328 | 36.37 | 18.45 | 0.986 | 5700 | 82.9
P41RXSKU | Hocan Group Co. LTD | SEPICN LED Lighting | HC-CBB-38W-50K | Mogul (E39) Screw-Base Replacements for HID Lamps | Low Output | Replacement Lamps for Outdoor Pole/Arm-mounted Area and Roadway Luminaires (Type B) |  | Standard | FALSE | [9 empty] | 42563 |  | No |  | 3.1 | 2347.574 | 64.547 | 36.37 | 19.13 | 0.985 | 5000 | 83.2
PU55DF79 | Hocan Group Co. LTD | SEPICN LED Lighting | HC-CBB-38W-40K | Mogul (E39) Screw-Base Replacements for HID Lamps | Low Output | Replacement Lamps for Outdoor Pole/Arm-mounted Area and Roadway Luminaires (Type B) |  | Standard | FALSE | [9 empty] | 42563 |  | No |  | 3.1 | 2347.574 | 64.547 | 36.37 | 19.13 | 0.985 | 4000 | 83.2
PJAM5HBE | ZLight Technology LLC | Zlight | ZL-CL-40K-60W | Mogul (E39) Screw-Base Replacements for HID Lamps | Low Output | Replacement Lamps for Outdoor Pole/Arm-mounted Decorative Luminaires (Type B) |  | Standard | TRUE | 3942.4 | 69.73 | 56.54 | 14.46 | 0.9159 | 4058 | 83.5 | 5 | 50000 | 42562 |  | No |  | 3.1 | 4061.8 | 69.88 | 58.12 | 14.46 | 0.9159 | 4000 | 83.5
P32JEFCY | ZLight Technology LLC | Zlight | ZL-CL-40K-100W | Mogul (E39) Screw-Base Replacements for HID Lamps | Mid Output | Replacement Lamps for Outdoor Pole/Arm-mounted Decorative Luminaires (Type B) |  | Standard | TRUE | 7678.1 | 77.6 | 98.95 | 13.66 | 0.9148 | 5496 | 84 | 5 | 50000 | 42562 |  | No |  | 3.1 | 7678.1 | 77.6 | 98.95 | 13.66 | 0.9148 | 4000 | 83.4
PS91HMRB | ZLight Technology LLC | Zlight | ZL-CL-57K-60W | Mogul (E39) Screw-Base Replacements for HID Lamps | Low Output | Replacement Lamps for Outdoor Pole/Arm-mounted Decorative Luminaires (Type B) |  | Standard | FALSE | [9 empty] | 42562 | Not Dimmable | No |  | 3.1 | 4190 | 71.8 | 58.36 | 14.06 | 0.9196 | 5700 | 84.9
P1ERF863 | ZLight Technology LLC | Zlight | ZL-CL-57K-100W | Mogul (E39) Screw-Base Replacements for HID Lamps | Mid Output | Replacement Lamps for Outdoor Pole/Arm-mounted Decorative Luminaires (Type B) |  | Standard | FALSE | [9 empty] | 42562 | Not Dimmable | No |  | 3.1 | 7849 | 79.58 | 98.63 | 13.66 | 0.9129 | 5700 | 84
PFJAHW6G | ZLight Technology LLC | Zlight | ZL-CL-50K-60W | Mogul (E39) Screw-Base Replacements for HID Lamps | Low Output | Replacement Lamps for Outdoor Pole/Arm-mounted Decorative Luminaires (Type B) |  | Standard | FALSE | [9 empty] | 42562 | Not Dimmable | No |  | 3.1 | 4147 | 71.21 | 58.24 | 14.46 | 0.9159 | 5000 | 83.5
P465U85U | ZLight Technology LLC | Zlight | ZL-CL-50K-100W | Mogul (E39) Screw-Base Replacements for HID Lamps | Mid Output | Replacement Lamps for Outdoor Pole/Arm-mounted Decorative Luminaires (Type B) |  | Standard | FALSE | [9 empty] | 42562 | Not Dimmable | No |  | 3.1 | 7792 | 78.87 | 98.79 | 13.66 | 0.9148 | 5000 | 83.4
PU5ZUBFT | ZLight Technology LLC | Zlight | ZL-CL-45K-60W | Mogul (E39) Screw-Base Replacements for HID Lamps | Low Output | Replacement Lamps for Outdoor Pole/Arm-mounted Decorative Luminaires (Type B) |  | Standard | FALSE | [9 empty] | 42562 | Not Dimmable | No |  | 3.1 | 4105 | 70.48 | 58.24 | 14.46 | 0.9159 | 4500 | 83.5
PSA9VKRS | ZLight Technology LLC | Zlight | ZL-CL-45K-100W | Mogul (E39) Screw-Base Replacements for HID Lamps | Mid Output | Replacement Lamps for Outdoor Pole/Arm-mounted Decorative Luminaires (Type B) |  | Standard | FALSE | [9 empty] | 42562 | Not Dimmable | No |  | 3.1 | 7735 | 78.3 | 98.79 | 13.66 | 0.9148 | 4500 | 83.4
PXGUZ264 | Light Efficient Design |  | LED-8090M4C3 | Mogul (E39) Screw-Base Replacements for HID Lamps | Mid Output | Replacement Lamps for Outdoor Pole/Arm-mounted Area and Roadway Luminaires (Type B) |  | Standard | TRUE | 8256.2 | 71.98 | 114.7 | 18.89 | 0.9002 | 3852 | 81.9 | 5 | 50000 | 42559 |  | No |  | 3.1 | 8256.2 | 71.98 | 114.7 | 18.74 | 0.9002 | 4000 | 81.9
PMR9TVGJ | Keystone Technologies | Keystone | KT-LED54HID-EX39-830-D | Mogul (E39) Screw-Base Replacements for HID Lamps | Mid Output | Replacement Lamps for Outdoor Pole/Arm-mounted Decorative Luminaires (Type B) |  | Standard | TRUE | 5600.69 | 112.45 | 49.805 | 17.2 | 0.922 | 3003 | 81.8 | 5 | 50000 | 42559 |  | No | Updated on 2/7/2017 | 4 | 5710.4 | 113.8 | 50.1 | 17.2 | 0.92 | 3003 | 81.8
PQWZ32YK | Keystone Technologies | Keystone | KT-LED45HID-EX39-835-D | Mogul (E39) Screw-Base Replacements for HID Lamps | Low Output | Replacement Lamps for Outdoor Pole/Arm-mounted Decorative Luminaires (Type B) |  | Standard | TRUE | 3298.5 | 77.6 | 42.48 | 22.72 | 0.9042 | 3000 | 81.2 | 5 | 50000 | 42559 |  | Yes |  | 3.1 | 5400 | 120 | 45 | 22.72 | 0.9 | 3000 | 80
PQF9GRAS | Keystone Technologies | Keystone | KT-LED45HID-EX39-850-D | Mogul (E39) Screw-Base Replacements for HID Lamps | Mid Output | Replacement Lamps for Outdoor Pole/Arm-mounted Decorative Luminaires (Type B) |  | Standard | FALSE | [9 empty] | 42559 |  | No | Updated on 2/7/2017 | 3.1 | 5903.2 | 128.7 | 45.84 | 17.7 | 0.94 | 4944 | 85.5
PM4PDQ3A | Keystone Technologies | Keystone | KT-LED54HID-EX39-850-D | Mogul (E39) Screw-Base Replacements for HID Lamps | Mid Output | Replacement Lamps for Outdoor Pole/Arm-mounted Decorative Luminaires (Type B) |  | Standard | FALSE | [9 empty] | 42559 |  | No | Updated on 2/7/2017 | 4 | 6175.5 | 117.2 | 52.6 | 18.9 | 0.93 | 5026 | 85.9
PP32XAX7 | Keystone Technologies | Keystone | KT-LED45HID-EX39-840-D | Mogul (E39) Screw-Base Replacements for HID Lamps | Mid Output | Replacement Lamps for Outdoor Pole/Arm-mounted Decorative Luminaires (Type B) |  | Standard | FALSE | [9 empty] | 42559 |  | No | Updated on 2/7/2017 | 3.1 | 5501.9 | 121.4 | 45.3 | 16.1 | 0.93 | 4000 | 81.5
PS2A8YAJ | Keystone Technologies | Keystone | KT-LED54HID-EX39-840-D | Mogul (E39) Screw-Base Replacements for HID Lamps | Mid Output | Replacement Lamps for Outdoor Pole/Arm-mounted Decorative Luminaires (Type B) |  | Standard | FALSE | [9 empty] | 42559 |  | No | Updated on 2/7/2017 | 4 | 5710.4 | 113.8 | 50.1 | 17.2 | 0.92 | 4000 | 81.8
PRXNUHHB | Light Efficient Design |  | LED-8090M5C4 | Mogul (E39) Screw-Base Replacements for HID Lamps | Mid Output | Replacement Lamps for Outdoor Pole/Arm-mounted Area and Roadway Luminaires (Type B) |  | Standard | FALSE | [9 empty] | 42559 |  | No |  | 3.1 | 8736 | 73.85 | 118.3 | 17.98 | 0.9001 | 5000 | 78.1
P6CFY813 | Light Efficient Design |  | LED-8090M5T4 | Mogul (E39) Screw-Base Replacements for HID Lamps | Mid Output | Replacement Lamps for Outdoor Pole/Arm-mounted Area and Roadway Luminaires (Type B) |  | Standard | FALSE | [9 empty] | 42559 |  | No |  | 3.1 | 8736 | 73.85 | 118.3 | 17.98 | 0.9001 | 5000 | 78.1
PYD8YXUP | Light Efficient Design |  | LED-8090M5C3 | Mogul (E39) Screw-Base Replacements for HID Lamps | Mid Output | Replacement Lamps for Outdoor Pole/Arm-mounted Area and Roadway Luminaires (Type B) |  | Standard | FALSE | [9 empty] | 42559 |  | No |  | 3.1 | 8415 | 74.08 | 113.6 | 18.98 | 0.9005 | 5000 | 77.3
PFB7AN7B | Light Efficient Design |  | LED-8090M4C4 | Mogul (E39) Screw-Base Replacements for HID Lamps | Mid Output | Replacement Lamps for Outdoor Pole/Arm-mounted Area and Roadway Luminaires (Type B) |  | Standard | FALSE | [9 empty] | 42559 |  | No |  | 3.1 | 8564.7 | 72.58 | 118 | 18.15 | 0.9 | 4000 | 82.3
PKDUNZ8X | Light Efficient Design |  | LED-8090M4T3 | Mogul (E39) Screw-Base Replacements for HID Lamps | Mid Output | Replacement Lamps for Outdoor Pole/Arm-mounted Area and Roadway Luminaires (Type B) |  | Standard | FALSE | [9 empty] | 42559 |  | No |  | 3.1 | 8256.2 | 71.98 | 114.7 | 18.74 | 0.9002 | 4000 | 81.9
PCHG88BY | Ledreit Manufacturing Co. Ltd | Ledreit | RK-80W-E39(2700K) | Mogul (E39) Screw-Base Replacements for HID Lamps | Mid Output | Replacement Lamps for Outdoor Pole/Arm-mounted Area and Roadway Luminaires (Type C) |  | Standard | TRUE | 7835.73 | 102.35 | 76.56 | 12.3 | 0.961 | 2719 | 81.4 | 5 | 50000 | 42558 |  | No |  | 4 | 8079 | 104.5 | 77.3 | 12.3 | 0.96 | 2719 | 81.4
P94SRT6G | Ledreit Manufacturing Co. Ltd | Ledreit | RK-80W-E39(5700K) | Mogul (E39) Screw-Base Replacements for HID Lamps | Mid Output | Replacement Lamps for Outdoor Pole/Arm-mounted Area and Roadway Luminaires (Type C) |  | Standard | FALSE | [9 empty] | 42558 |  | No |  | 4 | 8680.1 | 114 | 76.1 | 12.5 | 0.96 | 5544 | 83.5
P69XZ6QA | Ledreit Manufacturing Co. Ltd | Ledreit | RK-80W-E39(5000K) | Mogul (E39) Screw-Base Replacements for HID Lamps | Mid Output | Replacement Lamps for Outdoor Pole/Arm-mounted Area and Roadway Luminaires (Type C) |  | Standard | FALSE | [9 empty] | 42558 |  | No |  | 4 | 8079 | 104.5 | 77.3 | 12.3 | 0.96 | 5000 | 81.4
P4CS9KZ8 | Ledreit Manufacturing Co. Ltd | Ledreit | RK-80W-E39(4500K) | Mogul (E39) Screw-Base Replacements for HID Lamps | Mid Output | Replacement Lamps for Outdoor Pole/Arm-mounted Area and Roadway Luminaires (Type C) |  | Standard | FALSE | [9 empty] | 42558 |  | No |  | 4 | 8079 | 104.5 | 77.3 | 12.3 | 0.96 | 4500 | 81.4
P77Y6NNF | Ledreit Manufacturing Co. Ltd | Ledreit | RK-80W-E39(4000K) | Mogul (E39) Screw-Base Replacements for HID Lamps | Mid Output | Replacement Lamps for Outdoor Pole/Arm-mounted Area and Roadway Luminaires (Type C) |  | Standard | FALSE | [9 empty] | 42558 |  | No |  | 4 | 8079 | 104.5 | 77.3 | 12.3 | 0.96 | 4000 | 81.4
PH93YVCB | Ledreit Manufacturing Co. Ltd | Ledreit | RK-80W-E39(3500K) | Mogul (E39) Screw-Base Replacements for HID Lamps | Mid Output | Replacement Lamps for Outdoor Pole/Arm-mounted Area and Roadway Luminaires (Type C) |  | Standard | FALSE | [9 empty] | 42558 |  | No |  | 4 | 8079 | 104.5 | 77.3 | 12.3 | 0.96 | 3500 | 81.4
PEGWF7AT | Ledreit Manufacturing Co. Ltd | Ledreit | RK-80W-E39(3000K) | Mogul (E39) Screw-Base Replacements for HID Lamps | Mid Output | Replacement Lamps for Outdoor Pole/Arm-mounted Area and Roadway Luminaires (Type C) |  | Standard | FALSE | [9 empty] | 42558 |  | No |  | 4 | 8079 | 104.5 | 77.3 | 12.3 | 0.96 | 3000 | 81.4
PAY897BA | Entegrity Energy Partners LLC | Entegrity Energy Partners | ENLED-CB-40W-30K | Mogul (E39) Screw-Base Replacements for HID Lamps | Low Output | Replacement Lamps for Outdoor Pole/Arm-mounted Area and Roadway Luminaires (Type B) |  | Standard | TRUE | 2704.449 | 68.432 | 39.52 | 13.51 | 0.9316 | 3135 | 81.3 | 5 | 50000 | 42552 |  | No |  | 3.1 | 4700 | 118 | 40 | 13 | 0.95 | 3000 | 80
P5X1Q7VP | Entegrity Energy Partners LLC | Entegrity Energy Partners | ENLED-CB-70W-30K | Mogul (E39) Screw-Base Replacements for HID Lamps | Low Output | Replacement Lamps for Outdoor Pole/Arm-mounted Area and Roadway Luminaires (Type B) |  | Standard | TRUE | 4562.915 | 67.3 | 67.8 | 13.87 | 0.9302 | 3123 | 81.2 | 5 | 50000 | 42552 |  | No |  | 3.1 | 7700 | 110 | 70 | 14 | 0.95 | 3000 | 80
PC87UMFQ | Shenzhen IDO Lighting Co. Limited | IDO | IDO-803B-120WA-E39/EX39(2700K) | Mogul (E39) Screw-Base Replacements for HID Lamps | High Output | Replacement Lamps for Outdoor Pole/Arm-mounted Decorative Luminaires (Type B) |  | Standard | TRUE | 12145 | 97.86 | 124.1 | 8.37 | 0.9644 | 2757 | 81.7 | 5 | 50000 | 42552 |  | No | Updated on 7/29/2016 | 4 | 14640 | 122 | 120 | 8.37 | 0.9644 | 2700 | 81.7
P145WPA3 | Shenzhen IDO Lighting Co. Limited | IDO | IDO-803B-100WA-E39/EX39(2700K) | Mogul (E39) Screw-Base Replacements for HID Lamps | High Output | Replacement Lamps for Outdoor Pole/Arm-mounted Decorative Luminaires (Type B) |  | Standard | TRUE | 10248 | 97.51 | 105.1 | 9.02 | 0.9544 | 2739 | 82.1 | 5 | 50000 | 42552 |  | No | Updated on 7/29/2016 | 4 | 12200 | 122 | 100 | 9.02 | 0.9544 | 2700 | 82.1
PB7WM3RY | Shenzhen IDO Lighting Co. Limited | IDO | IDO-803B-80WA-E39/EX39(2700K) | Mogul (E39) Screw-Base Replacements for HID Lamps | Mid Output | Replacement Lamps for Outdoor Pole/Arm-mounted Decorative Luminaires (Type B) |  | Standard | TRUE | 7963.3 | 97.08 | 82.03 | 9.93 | 0.9362 | 2743 | 82.1 | 5 | 50000 | 42552 |  | No | Updated on 7/29/2016 | 4 | 9760 | 122 | 80 | 9.93 | 0.9362 | 2700 | 82.1
P66KH4ZY | Shenzhen Jiangjing Lighting Co.Ltd | Jiangjing | CL-45W-30-WP-15-3(3000K) | Mogul (E39) Screw-Base Replacements for HID Lamps | Low Output | Replacement Lamps for Outdoor Pole/Arm-mounted Decorative Luminaires (Type B) |  | Standard | TRUE | 4172.18 | 96.78 | 43.11 | 18.69 | 0.925 | 2918 | 80.9 | 5 | 50000 | 42552 |  | No | Rated data is for a bare lamp | 4 | 5625 | 125 | 45 | 15 | 0.9 | 3000 | 80
PJFVN1V3 | Shenzhen IDO Lighting Co. Limited | IDO | IDO-802B-45WA-E39/EX39(2700K) | Mogul (E39) Screw-Base Replacements for HID Lamps | Low Output | Replacement Lamps for Outdoor Pole/Arm-mounted Decorative Luminaires (Type B) |  | Standard | TRUE | 4338.5 | 94.07 | 46.12 | 14.72 | 0.9079 | 2725 | 82.1 | 5 | 50000 | 42552 |  | No |  | 4 | 5490 | 122 | 45 | 14.72 | 0.9079 | 2700 | 82.1
PB3NR9NV | Shenzhen IDO Lighting Co. Limited | IDO | IDO-802B-36WA-E39/EX39(2700K) | Mogul (E39) Screw-Base Replacements for HID Lamps | Low Output | Replacement Lamps for Outdoor Pole/Arm-mounted Decorative Luminaires (Type B) |  | Standard | TRUE | 3591 | 94.7 | 37.92 | 18.76 | 0.9064 | 2806 | 83.4 | 5 | 50000 | 42552 |  | No |  | 4 | 4379 | 122 | 36 | 18.76 | 0.9064 | 2700 | 83.4
PSYMR1W2 | Shenzhen IDO Lighting Co. Limited | IDO | IDO-802B-54WA-E39/EX39(2700K) | Mogul (E39) Screw-Base Replacements for HID Lamps | Mid Output | Replacement Lamps for Outdoor Pole/Arm-mounted Decorative Luminaires (Type B) |  | Standard | TRUE | 5277 | 93.83 | 56.24 | 13.04 | 0.9061 | 2721 | 81.6 | 5 | 50000 | 42552 |  | No |  | 4 | 6588 | 122 | 54 | 13.04 | 0.9061 | 2700 | 81.6
P5CG464E | Shenzhen IDO Lighting Co. Limited | IDO | IDO-802B-27WA-E39/EX39(2700K) | Mogul (E39) Screw-Base Replacements for HID Lamps | Low Output | Replacement Lamps for Outdoor Pole/Arm-mounted Decorative Luminaires (Type B) |  | Standard | TRUE | 2766.8 | 96.04 | 28.81 | 19.92 | 0.9005 | 2769 | 83.2 | 5 | 50000 | 42552 |  | No |  | 4 | 3267 | 122 | 27 | 19.92 | 0.9005 | 2700 | 83.2
PQAKBU53 | Shenzhen Jiangjing Lighting Co.Ltd | Jiangjing | CL-27W-30-WP-17-3(3000K) | Mogul (E39) Screw-Base Replacements for HID Lamps | Low Output | Replacement Lamps for Outdoor Pole/Arm-mounted Decorative Luminaires (Type B) |  | Standard | TRUE | 2931.82 | 105.92 | 27.68 | 18.25 | 0.897 | 3084 | 83.7 | 5 | 50000 | 42552 |  | No |  | 4 | 3429 | 127 | 27 | 15 | 0.9 | 3000 | 80
P59Q49HY | Shenzhen Jiangjing Lighting Co.Ltd | Jiangjing | CL-36W-30-WP-15-3(3000K) | Mogul (E39) Screw-Base Replacements for HID Lamps | Low Output | Replacement Lamps for Outdoor Pole/Arm-mounted Decorative Luminaires (Type B) |  | Standard | TRUE | 3552.1 | 101.2 | 35.1 | 17.86 | 0.895 | 3081 | 83.6 | 5 | 50000 | 42552 |  | No |  | 4 | 4572 | 127 | 36 | 15 | 0.9 | 3000 | 80
PNHMNMH7 | Shenzhen Jiangjing Lighting Co.Ltd | Jiangjing | CL-54W-30-WP-13-3(3000K) | Mogul (E39) Screw-Base Replacements for HID Lamps | Low Output | Replacement Lamps for Outdoor Pole/Arm-mounted Decorative Luminaires (Type B) |  | Standard | TRUE | 4819.95 | 93.12 | 51.76 | 18.11 | 0.88 | 3037 | 83 | 5 | 50000 | 42552 |  | No |  | 4 | 6588 | 122 | 54 | 15 | 0.9 | 3000 | 80
P1BDWXGE | Shenzhen Jiangjing Lighting Co.Ltd | Jiangjing | CL-54W-30-WP-13-3(5700K) | Mogul (E39) Screw-Base Replacements for HID Lamps | Low Output | Replacement Lamps for Outdoor Pole/Arm-mounted Decorative Luminaires (Type B) |  | Standard | FALSE | [9 empty] | 42552 |  | No |  | 4 | 7398 | 137 | 54 | 15 | 0.9 | 5700 | 80
PCTH5NPB | Shenzhen Jiangjing Lighting Co.Ltd | Jiangjing | CL-45W-30-WP-15-3(5700K) | Mogul (E39) Screw-Base Replacements for HID Lamps | Low Output | Replacement Lamps for Outdoor Pole/Arm-mounted Decorative Luminaires (Type B) |  | Standard | FALSE | [9 empty] | 42552 |  | No | Rated data is for a bare lamp | 4 | 6300 | 140 | 45 | 15 | 0.9 | 5700 | 80
PPZSJEPB | Shenzhen Jiangjing Lighting Co.Ltd | Jiangjing | CL-36W-30-WP-15-3(5700K) | Mogul (E39) Screw-Base Replacements for HID Lamps | Low Output | Replacement Lamps for Outdoor Pole/Arm-mounted Decorative Luminaires (Type B) |  | Standard | FALSE | [9 empty] | 42552 |  | No |  | 4 | 5112 | 142 | 36 | 15 | 0.9 | 5700 | 80
PMB1M8EM | Shenzhen Jiangjing Lighting Co.Ltd | Jiangjing | CL-27W-30-WP-17-3(5700K) | Mogul (E39) Screw-Base Replacements for HID Lamps | Low Output | Replacement Lamps for Outdoor Pole/Arm-mounted Decorative Luminaires (Type B) |  | Standard | FALSE | [9 empty] | 42552 |  | No |  | 4 | 3834 | 142 | 27 | 15 | 0.9 | 5700 | 80
PCBREGER | Shenzhen Jiangjing Lighting Co.Ltd | Jiangjing | CL-54W-30-WP-13-3(5000K) | Mogul (E39) Screw-Base Replacements for HID Lamps | Low Output | Replacement Lamps for Outdoor Pole/Arm-mounted Decorative Luminaires (Type B) |  | Standard | FALSE | [9 empty] | 42552 |  | No |  | 4 | 7236 | 134 | 54 | 15 | 0.9 | 5000 | 80
P6NPEKHP | Shenzhen Jiangjing Lighting Co.Ltd | Jiangjing | CL-45W-30-WP-15-3(5000K) | Mogul (E39) Screw-Base Replacements for HID Lamps | Low Output | Replacement Lamps for Outdoor Pole/Arm-mounted Decorative Luminaires (Type B) |  | Standard | FALSE | [9 empty] | 42552 |  | No | Rated data is for a bare lamp | 4 | 6165 | 137 | 45 | 15 | 0.9 | 5000 | 80
P9BNXX3T | Shenzhen Jiangjing Lighting Co.Ltd | Jiangjing | CL-36W-30-WP-15-3(5000K) | Mogul (E39) Screw-Base Replacements for HID Lamps | Low Output | Replacement Lamps for Outdoor Pole/Arm-mounted Decorative Luminaires (Type B) |  | Standard | FALSE | [9 empty] | 42552 |  | No |  | 4 | 5004 | 139 | 36 | 15 | 0.9 | 5000 | 80
PRKVT8AE | Shenzhen Jiangjing Lighting Co.Ltd | Jiangjing | CL-27W-30-WP-17-3(5000K) | Mogul (E39) Screw-Base Replacements for HID Lamps | Low Output | Replacement Lamps for Outdoor Pole/Arm-mounted Decorative Luminaires (Type B) |  | Standard | FALSE | [9 empty] | 42552 |  | No |  | 4 | 3753 | 139 | 27 | 15 | 0.9 | 5000 | 80
PKEJ83RZ | Shenzhen Jiangjing Lighting Co.Ltd | Jiangjing | CL-54W-30-WP-13-3(4500K) | Mogul (E39) Screw-Base Replacements for HID Lamps | Low Output | Replacement Lamps for Outdoor Pole/Arm-mounted Decorative Luminaires (Type B) |  | Standard | FALSE | [9 empty] | 42552 |  | No |  | 4 | 7074 | 131 | 54 | 15 | 0.9 | 4500 | 80
PXG4Q9WM | Shenzhen Jiangjing Lighting Co.Ltd | Jiangjing | CL-45W-30-WP-15-3(4500K) | Mogul (E39) Screw-Base Replacements for HID Lamps | Low Output | Replacement Lamps for Outdoor Pole/Arm-mounted Decorative Luminaires (Type B) |  | Standard | FALSE | [9 empty] | 42552 |  | No | Rated data is for a bare lamp | 4 | 6030 | 134 | 45 | 15 | 0.9 | 4500 | 80
PUMM2547 | Shenzhen Jiangjing Lighting Co.Ltd | Jiangjing | CL-36W-30-WP-15-3(4500K) | Mogul (E39) Screw-Base Replacements for HID Lamps | Low Output | Replacement Lamps for Outdoor Pole/Arm-mounted Decorative Luminaires (Type B) |  | Standard | FALSE | [9 empty] | 42552 |  | No |  | 4 | 4896 | 136 | 36 | 15 | 0.9 | 4500 | 80
P2TRZZRD | Shenzhen Jiangjing Lighting Co.Ltd | Jiangjing | CL-27W-30-WP-17-3(4500K) | Mogul (E39) Screw-Base Replacements for HID Lamps | Low Output | Replacement Lamps for Outdoor Pole/Arm-mounted Decorative Luminaires (Type B) |  | Standard | FALSE | [9 empty] | 42552 |  | No |  | 4 | 3672 | 136 | 27 | 15 | 0.9 | 4500 | 80
P1YQSAWJ | Shenzhen Jiangjing Lighting Co.Ltd | Jiangjing | CL-54W-30-WP-13-3(4000K) | Mogul (E39) Screw-Base Replacements for HID Lamps | Low Output | Replacement Lamps for Outdoor Pole/Arm-mounted Decorative Luminaires (Type B) |  | Standard | FALSE | [9 empty] | 42552 |  | No |  | 4 | 6912 | 128 | 54 | 15 | 0.9 | 4000 | 80
PQU3GZE7 | Shenzhen Jiangjing Lighting Co.Ltd | Jiangjing | CL-45W-30-WP-15-3(4000K) | Mogul (E39) Screw-Base Replacements for HID Lamps | Low Output | Replacement Lamps for Outdoor Pole/Arm-mounted Decorative Luminaires (Type B) |  | Standard | FALSE | [9 empty] | 42552 |  | No | Rated data is for a bare lamp | 4 | 5895 | 131 | 45 | 15 | 0.9 | 4000 | 80
PTF25YNB | Shenzhen Jiangjing Lighting Co.Ltd | Jiangjing | CL-36W-30-WP-15-3(4000K) | Mogul (E39) Screw-Base Replacements for HID Lamps | Low Output | Replacement Lamps for Outdoor Pole/Arm-mounted Decorative Luminaires (Type B) |  | Standard | FALSE | [9 empty] | 42552 |  | No |  | 4 | 4788 | 133 | 36 | 15 | 0.9 | 4000 | 80
PXDCEQ2S | Shenzhen Jiangjing Lighting Co.Ltd | Jiangjing | CL-27W-30-WP-17-3(4000K) | Mogul (E39) Screw-Base Replacements for HID Lamps | Low Output | Replacement Lamps for Outdoor Pole/Arm-mounted Decorative Luminaires (Type B) |  | Standard | FALSE | [9 empty] | 42552 |  | No |  | 4 | 3591 | 133 | 27 | 15 | 0.9 | 4000 | 80
P3GN2Q85 | Shenzhen Jiangjing Lighting Co.Ltd | Jiangjing | CL-54W-30-WP-13-3(3500K) | Mogul (E39) Screw-Base Replacements for HID Lamps | Low Output | Replacement Lamps for Outdoor Pole/Arm-mounted Decorative Luminaires (Type B) |  | Standard | FALSE | [9 empty] | 42552 |  | No |  | 4 | 6750 | 125 | 54 | 15 | 0.9 | 3500 | 80
PPM7KCCB | Shenzhen Jiangjing Lighting Co.Ltd | Jiangjing | CL-45W-30-WP-15-3(3500K) | Mogul (E39) Screw-Base Replacements for HID Lamps | Low Output | Replacement Lamps for Outdoor Pole/Arm-mounted Decorative Luminaires (Type B) |  | Standard | FALSE | [9 empty] | 42552 |  | No | Rated data is for a bare lamp | 4 | 5760 | 128 | 45 | 15 | 0.9 | 3500 | 80
PR45CNT8 | Shenzhen Jiangjing Lighting Co.Ltd | Jiangjing | CL-36W-30-WP-15-3(3500K) | Mogul (E39) Screw-Base Replacements for HID Lamps | Low Output | Replacement Lamps for Outdoor Pole/Arm-mounted Decorative Luminaires (Type B) |  | Standard | FALSE | [9 empty] | 42552 |  | No |  | 4 | 4680 | 130 | 36 | 15 | 0.9 | 3500 | 80
PYV3MMAK | Shenzhen Jiangjing Lighting Co.Ltd | Jiangjing | CL-27W-30-WP-17-3(3500K) | Mogul (E39) Screw-Base Replacements for HID Lamps | Low Output | Replacement Lamps for Outdoor Pole/Arm-mounted Decorative Luminaires (Type B) |  | Standard | FALSE | [9 empty] | 42552 |  | No |  | 4 | 3510 | 130 | 27 | 15 | 0.9 | 3500 | 80
P3XE8SD7 | Entegrity Energy Partners LLC | Entegrity Energy Partners | ENLED-CB-70W-57K | Mogul (E39) Screw-Base Replacements for HID Lamps | Low Output | Replacement Lamps for Outdoor Pole/Arm-mounted Area and Roadway Luminaires (Type B) |  | Standard | FALSE | [9 empty] | 42552 |  | No |  | 3.1 | 8750 | 125 | 70 | 14 | 0.95 | 5700 | 80
PTHNHQ13 | Entegrity Energy Partners LLC | Entegrity Energy Partners | ENLED-CB-40W-57K | Mogul (E39) Screw-Base Replacements for HID Lamps | Low Output | Replacement Lamps for Outdoor Pole/Arm-mounted Area and Roadway Luminaires (Type B) |  | Standard | FALSE | [9 empty] | 42552 |  | No |  | 3.1 | 5150 | 129 | 40 | 13 | 0.95 | 5700 | 80
PHKNVAGV | Entegrity Energy Partners LLC | Entegrity Energy Partners | ENLED-CB-70W-50K | Mogul (E39) Screw-Base Replacements for HID Lamps | Low Output | Replacement Lamps for Outdoor Pole/Arm-mounted Area and Roadway Luminaires (Type B) |  | Standard | FALSE | [9 empty] | 42552 |  | No |  | 3.1 | 8400 | 120 | 70 | 14 | 0.95 | 5000 | 80
PGRXXMA3 | Entegrity Energy Partners LLC | Entegrity Energy Partners | ENLED-CB-40W-50K | Mogul (E39) Screw-Base Replacements for HID Lamps | Low Output | Replacement Lamps for Outdoor Pole/Arm-mounted Area and Roadway Luminaires (Type B) |  | Standard | FALSE | [9 empty] | 42552 |  | No |  | 3.1 | 5000 | 125 | 40 | 13 | 0.95 | 5000 | 80
PD8JZCA4 | Entegrity Energy Partners LLC | Entegrity Energy Partners | ENLED-CB-70W-45K | Mogul (E39) Screw-Base Replacements for HID Lamps | Low Output | Replacement Lamps for Outdoor Pole/Arm-mounted Area and Roadway Luminaires (Type B) |  | Standard | FALSE | [9 empty] | 42552 |  | No |  | 3.1 | 8100 | 116 | 70 | 14 | 0.95 | 4500 | 80
P2K89XMJ | Entegrity Energy Partners LLC | Entegrity Energy Partners | ENLED-CB-40W-45K | Mogul (E39) Screw-Base Replacements for HID Lamps | Low Output | Replacement Lamps for Outdoor Pole/Arm-mounted Area and Roadway Luminaires (Type B) |  | Standard | FALSE | [9 empty] | 42552 |  | No |  | 3.1 | 4920 | 123 | 40 | 13 | 0.95 | 4500 | 80
PN3TYXPH | Entegrity Energy Partners LLC | Entegrity Energy Partners | ENLED-CB-70W-40K | Mogul (E39) Screw-Base Replacements for HID Lamps | Low Output | Replacement Lamps for Outdoor Pole/Arm-mounted Area and Roadway Luminaires (Type B) |  | Standard | FALSE | [9 empty] | 42552 |  | No |  | 3.1 | 8100 | 116 | 70 | 14 | 0.95 | 4000 | 80
PCA9PPG6 | Entegrity Energy Partners LLC | Entegrity Energy Partners | ENLED-CB-40W-40K | Mogul (E39) Screw-Base Replacements for HID Lamps | Low Output | Replacement Lamps for Outdoor Pole/Arm-mounted Area and Roadway Luminaires (Type B) |  | Standard | FALSE | [9 empty] | 42552 |  | No |  | 3.1 | 4920 | 123 | 40 | 13 | 0.95 | 4000 | 80
PRX2MAJF | Shenzhen IDO Lighting Co. Limited | IDO | IDO-802B-36WA-E39/EX39(5700K) | Mogul (E39) Screw-Base Replacements for HID Lamps | Low Output | Replacement Lamps for Outdoor Pole/Arm-mounted Decorative Luminaires (Type B) |  | Standard | FALSE | [9 empty] | 42552 | Not Dimmable | No |  | 4 | 4752 | 132 | 36 | 18.69 | 0.9122 | 5700 | 82.9
PZPMBUVE | Shenzhen IDO Lighting Co. Limited | IDO | IDO-803B-120WA-E39/EX39(5700K) | Mogul (E39) Screw-Base Replacements for HID Lamps | High Output | Replacement Lamps for Outdoor Pole/Arm-mounted Decorative Luminaires (Type B) |  | Standard | FALSE | [9 empty] | 42552 | Not Dimmable | No | Updated on 7/29/2016 | 4 | 15840 | 132 | 120 | 8.33 | 0.9645 | 5700 | 82.9
PRY3E5JD | Shenzhen IDO Lighting Co. Limited | IDO | IDO-802B-54WA-E39/EX39(5700K) | Mogul (E39) Screw-Base Replacements for HID Lamps | Mid Output | Replacement Lamps for Outdoor Pole/Arm-mounted Decorative Luminaires (Type B) |  | Standard | FALSE | [9 empty] | 42552 | Not Dimmable | No |  | 4 | 7128 | 132 | 54 | 13.11 | 0.9176 | 5700 | 82.5
PSQTMQYS | Shenzhen IDO Lighting Co. Limited | IDO | IDO-803B-80WA-E39/EX39(5700K) | Mogul (E39) Screw-Base Replacements for HID Lamps | Mid Output | Replacement Lamps for Outdoor Pole/Arm-mounted Decorative Luminaires (Type B) |  | Standard | FALSE | [9 empty] | 42552 | Not Dimmable | No | Updated on 7/29/2016 | 4 | 10560 | 132 | 80 | 9.88 | 0.9362 | 5700 | 82.5
PGYM4VX7 | Shenzhen IDO Lighting Co. Limited | IDO | IDO-803B-100WA-E39/EX39(5700K) | Mogul (E39) Screw-Base Replacements for HID Lamps | High Output | Replacement Lamps for Outdoor Pole/Arm-mounted Decorative Luminaires (Type B) |  | Standard | FALSE | [9 empty] | 42552 | Not Dimmable | No | Updated on 7/29/2016 | 4 | 13200 | 132 | 100 | 8.95 | 0.9566 | 5700 | 82.5
PA96PE6K | Shenzhen IDO Lighting Co. Limited | IDO | IDO-802B-27WA-E39/EX39(5700K) | Mogul (E39) Screw-Base Replacements for HID Lamps | Low Output | Replacement Lamps for Outdoor Pole/Arm-mounted Decorative Luminaires (Type B) |  | Standard | FALSE | [9 empty] | 42552 | Not Dimmable | No |  | 4 | 3568 | 132 | 27 | 19.95 | 0.8979 | 5700 | 82.4
PR6GCXEK | Shenzhen IDO Lighting Co. Limited | IDO | IDO-802B-45WA-E39/EX39(5700K) | Mogul (E39) Screw-Base Replacements for HID Lamps | Low Output | Replacement Lamps for Outdoor Pole/Arm-mounted Decorative Luminaires (Type B) |  | Standard | FALSE | [9 empty] | 42552 | Not Dimmable | No |  | 4 | 5940 | 132 | 45 | 14.65 | 0.9041 | 5700 | 82.3
P4HKDVVK | Shenzhen IDO Lighting Co. Limited | IDO | IDO-802B-36WA-E39/EX39(5000K) | Mogul (E39) Screw-Base Replacements for HID Lamps | Low Output | Replacement Lamps for Outdoor Pole/Arm-mounted Decorative Luminaires (Type B) |  | Standard | FALSE | [9 empty] | 42552 | Not Dimmable | No |  | 4 | 4788 | 133 | 36 | 18.76 | 0.9064 | 5000 | 83.4
PHXV2C8F | Shenzhen IDO Lighting Co. Limited | IDO | IDO-802B-27WA-E39/EX39(5000K) | Mogul (E39) Screw-Base Replacements for HID Lamps | Low Output | Replacement Lamps for Outdoor Pole/Arm-mounted Decorative Luminaires (Type B) |  | Standard | FALSE | [9 empty] | 42552 | Not Dimmable | No |  | 4 | 3614 | 133 | 27 | 19.92 | 0.9005 | 5000 | 83.2
P13H5U5Q | Shenzhen IDO Lighting Co. Limited | IDO | IDO-802B-45WA-E39/EX39(5000K) | Mogul (E39) Screw-Base Replacements for HID Lamps | Low Output | Replacement Lamps for Outdoor Pole/Arm-mounted Decorative Luminaires (Type B) |  | Standard | FALSE | [9 empty] | 42552 | Not Dimmable | No |  | 4 | 5985 | 133 | 45 | 14.72 | 0.9079 | 5000 | 82.1
PJFRC11G | Shenzhen IDO Lighting Co. Limited | IDO | IDO-803B-80WA-E39/EX39(5000K) | Mogul (E39) Screw-Base Replacements for HID Lamps | Mid Output | Replacement Lamps for Outdoor Pole/Arm-mounted Decorative Luminaires (Type B) |  | Standard | FALSE | [9 empty] | 42552 | Not Dimmable | No | Updated on 7/29/2016 | 4 | 10640 | 133 | 80 | 9.93 | 0.9362 | 5000 | 82.1
P97WS59Q | Shenzhen IDO Lighting Co. Limited | IDO | IDO-803B-100WA-E39/EX39(5000K) | Mogul (E39) Screw-Base Replacements for HID Lamps | High Output | Replacement Lamps for Outdoor Pole/Arm-mounted Decorative Luminaires (Type B) |  | Standard | FALSE | [9 empty] | 42552 | Not Dimmable | No | Updated on 7/29/2016 | 4 | 13300 | 133 | 100 | 9.02 | 0.9544 | 5000 | 82.1
P661Y4TW | Shenzhen IDO Lighting Co. Limited | IDO | IDO-803B-120WA-E39/EX39(5000K) | Mogul (E39) Screw-Base Replacements for HID Lamps | High Output | Replacement Lamps for Outdoor Pole/Arm-mounted Decorative Luminaires (Type B) |  | Standard | FALSE | [9 empty] | 42552 | Not Dimmable | No | Updated on 7/29/2016 | 4 | 15960 | 133 | 120 | 8.37 | 0.9644 | 5000 | 81.7
P9Z4BXGU | Shenzhen IDO Lighting Co. Limited | IDO | IDO-802B-54WA-E39/EX39(5000K) | Mogul (E39) Screw-Base Replacements for HID Lamps | Mid Output | Replacement Lamps for Outdoor Pole/Arm-mounted Decorative Luminaires (Type B) |  | Standard | FALSE | [9 empty] | 42552 | Not Dimmable | No |  | 4 | 7182 | 133 | 54 | 13.04 | 0.9061 | 5000 | 81.6
PY1W8JPG | Shenzhen IDO Lighting Co. Limited | IDO | IDO-802B-36WA-E39/EX39(4500K) | Mogul (E39) Screw-Base Replacements for HID Lamps | Low Output | Replacement Lamps for Outdoor Pole/Arm-mounted Decorative Luminaires (Type B) |  | Standard | FALSE | [9 empty] | 42552 | Not Dimmable | No |  | 4 | 4716 | 131 | 36 | 18.76 | 0.9064 | 4500 | 83.4
PC9BY5VE | Shenzhen IDO Lighting Co. Limited | IDO | IDO-802B-27WA-E39/EX39(4500K) | Mogul (E39) Screw-Base Replacements for HID Lamps | Low Output | Replacement Lamps for Outdoor Pole/Arm-mounted Decorative Luminaires (Type B) |  | Standard | FALSE | [9 empty] | 42552 | Not Dimmable | No |  | 4 | 3537 | 131 | 27 | 19.92 | 0.9005 | 4500 | 83.2
PW9C2US6 | Shenzhen IDO Lighting Co. Limited | IDO | IDO-802B-45WA-E39/EX39(4500K) | Mogul (E39) Screw-Base Replacements for HID Lamps | Low Output | Replacement Lamps for Outdoor Pole/Arm-mounted Decorative Luminaires (Type B) |  | Standard | FALSE | [9 empty] | 42552 | Not Dimmable | No |  | 4 | 5895 | 131 | 45 | 14.72 | 0.9079 | 4500 | 82.1
PN38NZ44 | Shenzhen IDO Lighting Co. Limited | IDO | IDO-803B-80WA-E39/EX39(4500K) | Mogul (E39) Screw-Base Replacements for HID Lamps | Mid Output | Replacement Lamps for Outdoor Pole/Arm-mounted Decorative Luminaires (Type B) |  | Standard | FALSE | [9 empty] | 42552 | Not Dimmable | No | Updated on 7/29/2016 | 4 | 10480 | 131 | 80 | 9.93 | 0.9362 | 4500 | 82.1
P5BR44JA | Shenzhen IDO Lighting Co. Limited | IDO | IDO-803B-100WA-E39/EX39(4500K) | Mogul (E39) Screw-Base Replacements for HID Lamps | High Output | Replacement Lamps for Outdoor Pole/Arm-mounted Decorative Luminaires (Type B) |  | Standard | FALSE | [9 empty] | 42552 | Not Dimmable | No | Updated on 7/29/2016 | 4 | 13100 | 131 | 100 | 9.02 | 0.9544 | 4500 | 82.1
P3A5HKXP | Shenzhen IDO Lighting Co. Limited | IDO | IDO-803B-120WA-E39/EX39(4500K) | Mogul (E39) Screw-Base Replacements for HID Lamps | High Output | Replacement Lamps for Outdoor Pole/Arm-mounted Decorative Luminaires (Type B) |  | Standard | FALSE | [9 empty] | 42552 | Not Dimmable | No | Updated on 7/29/2016 | 4 | 15720 | 131 | 120 | 8.37 | 0.9644 | 4500 | 81.7
PE89DY7E | Shenzhen IDO Lighting Co. Limited | IDO | IDO-802B-54WA-E39/EX39(4500K) | Mogul (E39) Screw-Base Replacements for HID Lamps | Mid Output | Replacement Lamps for Outdoor Pole/Arm-mounted Decorative Luminaires (Type B) |  | Standard | FALSE | [9 empty] | 42552 | Not Dimmable | No |  | 4 | 7074 | 131 | 54 | 13.04 | 0.9061 | 4500 | 81.6
PATDK8S4 | Shenzhen IDO Lighting Co. Limited | IDO | IDO-802B-36WA-E39/EX39(4000K) | Mogul (E39) Screw-Base Replacements for HID Lamps | Low Output | Replacement Lamps for Outdoor Pole/Arm-mounted Decorative Luminaires (Type B) |  | Standard | FALSE | [9 empty] | 42552 | Not Dimmable | No |  | 4 | 4644 | 130 | 36 | 18.76 | 0.9064 | 4000 | 83.4
PDAPSR52 | Shenzhen IDO Lighting Co. Limited | IDO | IDO-802B-27WA-E39/EX39(4000K) | Mogul (E39) Screw-Base Replacements for HID Lamps | Low Output | Replacement Lamps for Outdoor Pole/Arm-mounted Decorative Luminaires (Type B) |  | Standard | FALSE | [9 empty] | 42552 | Not Dimmable | No |  | 4 | 3483 | 130 | 27 | 19.92 | 0.9005 | 4000 | 83.2
PTAEC14H | Shenzhen IDO Lighting Co. Limited | IDO | IDO-802B-45WA-E39/EX39(4000K) | Mogul (E39) Screw-Base Replacements for HID Lamps | Low Output | Replacement Lamps for Outdoor Pole/Arm-mounted Decorative Luminaires (Type B) |  | Standard | FALSE | [9 empty] | 42552 | Not Dimmable | No |  | 4 | 5850 | 130 | 45 | 14.72 | 0.9079 | 4000 | 82.1
PXY1TXMW | Shenzhen IDO Lighting Co. Limited | IDO | IDO-803B-80WA-E39/EX39(4000K) | Mogul (E39) Screw-Base Replacements for HID Lamps | Mid Output | Replacement Lamps for Outdoor Pole/Arm-mounted Decorative Luminaires (Type B) |  | Standard | FALSE | [9 empty] | 42552 | Not Dimmable | No | Updated on 7/29/2016 | 4 | 10400 | 130 | 80 | 9.93 | 0.9362 | 4000 | 82.1
PPYQWWTE | Shenzhen IDO Lighting Co. Limited | IDO | IDO-803B-100WA-E39/EX39(4000K) | Mogul (E39) Screw-Base Replacements for HID Lamps | High Output | Replacement Lamps for Outdoor Pole/Arm-mounted Decorative Luminaires (Type B) |  | Standard | FALSE | [9 empty] | 42552 | Not Dimmable | No | Updated on 7/29/2016 | 4 | 13000 | 130 | 100 | 9.02 | 0.9544 | 4000 | 82.1
PQ4VHG9D | Shenzhen IDO Lighting Co. Limited | IDO | IDO-803B-120WA-E39/EX39(4000K) | Mogul (E39) Screw-Base Replacements for HID Lamps | High Output | Replacement Lamps for Outdoor Pole/Arm-mounted Decorative Luminaires (Type B) |  | Standard | FALSE | [9 empty] | 42552 | Not Dimmable | No | Updated on 7/29/2016 | 4 | 15600 | 130 | 120 | 8.37 | 0.9644 | 4000 | 81.7
PU2TV52C | Shenzhen IDO Lighting Co. Limited | IDO | IDO-802B-54WA-E39/EX39(4000K) | Mogul (E39) Screw-Base Replacements for HID Lamps | Mid Output | Replacement Lamps for Outdoor Pole/Arm-mounted Decorative Luminaires (Type B) |  | Standard | FALSE | [9 empty] | 42552 | Not Dimmable | No |  | 4 | 7020 | 130 | 54 | 13.04 | 0.9061 | 4000 | 81.6
PCQ6RMFC | Shenzhen IDO Lighting Co. Limited | IDO | IDO-802B-36WA-E39/EX39(3500K) | Mogul (E39) Screw-Base Replacements for HID Lamps | Low Output | Replacement Lamps for Outdoor Pole/Arm-mounted Decorative Luminaires (Type B) |  | Standard | FALSE | [9 empty] | 42552 | Not Dimmable | No |  | 4 | 4532 | 126 | 36 | 18.76 | 0.9064 | 3500 | 83.4
PJ1AXUJN | Shenzhen IDO Lighting Co. Limited | IDO | IDO-802B-27WA-E39/EX39(3500K) | Mogul (E39) Screw-Base Replacements for HID Lamps | Low Output | Replacement Lamps for Outdoor Pole/Arm-mounted Decorative Luminaires (Type B) |  | Standard | FALSE | [9 empty] | 42552 | Not Dimmable | No |  | 4 | 3399 | 126 | 27 | 19.92 | 0.9005 | 3500 | 83.2
P2M9ND1G | Shenzhen IDO Lighting Co. Limited | IDO | IDO-802B-45WA-E39/EX39(3500K) | Mogul (E39) Screw-Base Replacements for HID Lamps | Low Output | Replacement Lamps for Outdoor Pole/Arm-mounted Decorative Luminaires (Type B) |  | Standard | FALSE | [9 empty] | 42552 | Not Dimmable | No |  | 4 | 5670 | 126 | 45 | 14.72 | 0.9079 | 3500 | 82.1
P8YT2A7Q | Shenzhen IDO Lighting Co. Limited | IDO | IDO-803B-80WA-E39/EX39(3500K) | Mogul (E39) Screw-Base Replacements for HID Lamps | Mid Output | Replacement Lamps for Outdoor Pole/Arm-mounted Decorative Luminaires (Type B) |  | Standard | FALSE | [9 empty] | 42552 | Not Dimmable | No | Updated on 7/29/2016 | 4 | 10080 | 126 | 80 | 9.93 | 0.9362 | 3500 | 82.1
P2NP6ZUY | Shenzhen IDO Lighting Co. Limited | IDO | IDO-803B-100WA-E39/EX39(3500K) | Mogul (E39) Screw-Base Replacements for HID Lamps | High Output | Replacement Lamps for Outdoor Pole/Arm-mounted Decorative Luminaires (Type B) |  | Standard | FALSE | [9 empty] | 42552 | Not Dimmable | No | Updated on 7/29/2016 | 4 | 12600 | 126 | 100 | 9.02 | 0.9544 | 3500 | 82.1
PF4UC3Q2 | Shenzhen IDO Lighting Co. Limited | IDO | IDO-803B-120WA-E39/EX39(3500K) | Mogul (E39) Screw-Base Replacements for HID Lamps | High Output | Replacement Lamps for Outdoor Pole/Arm-mounted Decorative Luminaires (Type B) |  | Standard | FALSE | [9 empty] | 42552 | Not Dimmable | No | Updated on 7/29/2016 | 4 | 15120 | 126 | 120 | 8.37 | 0.9644 | 3500 | 81.7
P6JGP11A | Shenzhen IDO Lighting Co. Limited | IDO | IDO-802B-54WA-E39/EX39(3500K) | Mogul (E39) Screw-Base Replacements for HID Lamps | Mid Output | Replacement Lamps for Outdoor Pole/Arm-mounted Decorative Luminaires (Type B) |  | Standard | FALSE | [9 empty] | 42552 | Not Dimmable | No |  | 4 | 6804 | 126 | 54 | 13.04 | 0.9061 | 3500 | 81.6
P1UJW45A | Shenzhen IDO Lighting Co. Limited | IDO | IDO-802B-36WA-E39/EX39(3000K) | Mogul (E39) Screw-Base Replacements for HID Lamps | Low Output | Replacement Lamps for Outdoor Pole/Arm-mounted Decorative Luminaires (Type B) |  | Standard | FALSE | [9 empty] | 42552 | Not Dimmable | No |  | 4 | 4456 | 124 | 36 | 18.76 | 0.9064 | 3000 | 83.4
PYZV7SQA | Shenzhen IDO Lighting Co. Limited | IDO | IDO-802B-27WA-E39/EX39(3000K) | Mogul (E39) Screw-Base Replacements for HID Lamps | Low Output | Replacement Lamps for Outdoor Pole/Arm-mounted Decorative Luminaires (Type B) |  | Standard | FALSE | [9 empty] | 42552 | Not Dimmable | No |  | 4 | 3321 | 124 | 27 | 19.92 | 0.9005 | 3000 | 83.2
PV5N88GX | Shenzhen IDO Lighting Co. Limited | IDO | IDO-802B-45WA-E39/EX39(3000K) | Mogul (E39) Screw-Base Replacements for HID Lamps | Low Output | Replacement Lamps for Outdoor Pole/Arm-mounted Decorative Luminaires (Type B) |  | Standard | FALSE | [9 empty] | 42552 | Not Dimmable | No |  | 4 | 5580 | 124 | 45 | 14.72 | 0.9079 | 3000 | 82.1
PHBDDY5P | Shenzhen IDO Lighting Co. Limited | IDO | IDO-803B-80WA-E39/EX39(3000K) | Mogul (E39) Screw-Base Replacements for HID Lamps | Mid Output | Replacement Lamps for Outdoor Pole/Arm-mounted Decorative Luminaires (Type B) |  | Standard | FALSE | [9 empty] | 42552 | Not Dimmable | No | Updated on 7/29/2016 | 4 | 9920 | 124 | 80 | 9.93 | 0.9362 | 3000 | 82.1
PHYVAX4C | Shenzhen IDO Lighting Co. Limited | IDO | IDO-803B-100WA-E39/EX39(3000K) | Mogul (E39) Screw-Base Replacements for HID Lamps | High Output | Replacement Lamps for Outdoor Pole/Arm-mounted Decorative Luminaires (Type B) |  | Standard | FALSE | [9 empty] | 42552 | Not Dimmable | No | Updated on 7/29/2016 | 4 | 12400 | 124 | 100 | 9.02 | 0.9544 | 3000 | 82.1
P92SXPXD | Shenzhen IDO Lighting Co. Limited | IDO | IDO-803B-120WA-E39/EX39(3000K) | Mogul (E39) Screw-Base Replacements for HID Lamps | High Output | Replacement Lamps for Outdoor Pole/Arm-mounted Decorative Luminaires (Type B) |  | Standard | FALSE | [9 empty] | 42552 | Not Dimmable | No | Updated on 7/29/2016 | 4 | 14880 | 124 | 120 | 8.37 | 0.9644 | 3000 | 81.7
PEQK92V9 | Shenzhen IDO Lighting Co. Limited | IDO | IDO-802B-54WA-E39/EX39(3000K) | Mogul (E39) Screw-Base Replacements for HID Lamps | Mid Output | Replacement Lamps for Outdoor Pole/Arm-mounted Decorative Luminaires (Type B) |  | Standard | FALSE | [9 empty] | 42552 | Not Dimmable | No |  | 4 | 6696 | 124 | 54 | 13.04 | 0.9061 | 3000 | 81.6
PUK642ME | VeraLED | Vera LED | VLLS-CB-40WN3-39 | Mogul (E39) Screw-Base Replacements for HID Lamps | Low Output | Replacement Lamps for Outdoor Pole/Arm-mounted Area and Roadway Luminaires (Type B) |  | Standard | TRUE | 2704.449 | 68.432 | 39.52 | 13.51 | 0.9316 | 3135 | 81.3 | 5 | 50000 | 42551 |  | No |  | 3.1 | 4700 | 118 | 40 | 13 | 0.95 | 3000 | 80
PAXBFF5K | VeraLED | Vera LED | VLLS-CB-70WN3-39 | Mogul (E39) Screw-Base Replacements for HID Lamps | Low Output | Replacement Lamps for Outdoor Pole/Arm-mounted Area and Roadway Luminaires (Type B) |  | Standard | TRUE | 4562.915 | 67.3 | 67.8 | 13.87 | 0.9302 | 3123 | 81.2 | 5 | 50000 | 42551 |  | No |  | 3.1 | 7700 | 110 | 70 | 14 | 0.95 | 3000 | 80
P2713URP | VeraLED | Vera LED | VLLS-CB-50WN3-39 | Mogul (E39) Screw-Base Replacements for HID Lamps | Low Output | Replacement Lamps for Outdoor Pole/Arm-mounted Area and Roadway Luminaires (Type B) |  | Standard | TRUE | 3371.598 | 70.183 | 48.04 | 15.06 | 0.9062 | 3124 | 81.4 | 5 | 50000 | 42551 |  | No |  | 3.1 | 5500 | 110 | 50 | 15 | 0.95 | 3000 | 80
PZEW4XH4 | VeraLED | Vera LED | VLLS-CB-50WN57-39 | Mogul (E39) Screw-Base Replacements for HID Lamps | Low Output | Replacement Lamps for Outdoor Pole/Arm-mounted Area and Roadway Luminaires (Type B) |  | Standard | FALSE | [9 empty] | 42551 | Not Dimmable | No |  | 3.1 | 6400 | 128 | 50 | 15 | 0.95 | 5700 | 80
PS3156BJ | VeraLED | Vera LED | VLLS-CB-70WN57-39 | Mogul (E39) Screw-Base Replacements for HID Lamps | Low Output | Replacement Lamps for Outdoor Pole/Arm-mounted Area and Roadway Luminaires (Type B) |  | Standard | FALSE | [9 empty] | 42551 | Not Dimmable | No |  | 3.1 | 8750 | 125 | 70 | 14 | 0.95 | 5700 | 80
P6444WKE | VeraLED | Vera LED | VLLS-CB-40WN57-39 | Mogul (E39) Screw-Base Replacements for HID Lamps | Low Output | Replacement Lamps for Outdoor Pole/Arm-mounted Area and Roadway Luminaires (Type B) |  | Standard | FALSE | [9 empty] | 42551 | Not Dimmable | No |  | 3.1 | 5150 | 129 | 40 | 13 | 0.95 | 5700 | 80
PX13MWHC | VeraLED | Vera LED | VLLS-CB-50WN5-39 | Mogul (E39) Screw-Base Replacements for HID Lamps | Low Output | Replacement Lamps for Outdoor Pole/Arm-mounted Area and Roadway Luminaires (Type B) |  | Standard | FALSE | [9 empty] | 42551 | Not Dimmable | No |  | 3.1 | 6050 | 121 | 50 | 15 | 0.95 | 5000 | 80
PG7S7HM1 | VeraLED | Vera LED | VLLS-CB-70WN5-39 | Mogul (E39) Screw-Base Replacements for HID Lamps | Low Output | Replacement Lamps for Outdoor Pole/Arm-mounted Area and Roadway Luminaires (Type B) |  | Standard | FALSE | [9 empty] | 42551 | Not Dimmable | No |  | 3.1 | 8400 | 120 | 70 | 14 | 0.95 | 5000 | 80
PZYFAQZ7 | VeraLED | Vera LED | VLLS-CB-40WN5-39 | Mogul (E39) Screw-Base Replacements for HID Lamps | Low Output | Replacement Lamps for Outdoor Pole/Arm-mounted Area and Roadway Luminaires (Type B) |  | Standard | FALSE | [9 empty] | 42551 | Not Dimmable | No |  | 3.1 | 5000 | 125 | 40 | 13 | 0.95 | 5000 | 80
PJCTZTF4 | VeraLED | Vera LED | VLLS-CB-50WN45-39 | Mogul (E39) Screw-Base Replacements for HID Lamps | Low Output | Replacement Lamps for Outdoor Pole/Arm-mounted Area and Roadway Luminaires (Type B) |  | Standard | FALSE | [9 empty] | 42551 | Not Dimmable | No |  | 3.1 | 5750 | 115 | 50 | 15 | 0.95 | 4500 | 80
P2KDCDMD | VeraLED | Vera LED | VLLS-CB-70WN45-39 | Mogul (E39) Screw-Base Replacements for HID Lamps | Low Output | Replacement Lamps for Outdoor Pole/Arm-mounted Area and Roadway Luminaires (Type B) |  | Standard | FALSE | [9 empty] | 42551 | Not Dimmable | No |  | 3.1 | 8100 | 116 | 70 | 14 | 0.95 | 4500 | 80
PV7N5ZXH | VeraLED | Vera LED | VLLS-CB-40WN45-39 | Mogul (E39) Screw-Base Replacements for HID Lamps | Low Output | Replacement Lamps for Outdoor Pole/Arm-mounted Area and Roadway Luminaires (Type B) |  | Standard | FALSE | [9 empty] | 42551 | Not Dimmable | No |  | 3.1 | 4920 | 123 | 40 | 13 | 0.95 | 4500 | 80
PQXQUSE5 | VeraLED | Vera LED | VLLS-CB-50WN4-39 | Mogul (E39) Screw-Base Replacements for HID Lamps | Low Output | Replacement Lamps for Outdoor Pole/Arm-mounted Area and Roadway Luminaires (Type B) |  | Standard | FALSE | [9 empty] | 42551 | Not Dimmable | No |  | 3.1 | 5750 | 115 | 50 | 15 | 0.95 | 4000 | 80
PA2S8VCX | VeraLED | Vera LED | VLLS-CB-70WN4-39 | Mogul (E39) Screw-Base Replacements for HID Lamps | Low Output | Replacement Lamps for Outdoor Pole/Arm-mounted Area and Roadway Luminaires (Type B) |  | Standard | FALSE | [9 empty] | 42551 | Not Dimmable | No |  | 3.1 | 8100 | 116 | 70 | 14 | 0.95 | 4000 | 80
P8U9RQ8P | VeraLED | Vera LED | VLLS-CB-40WN4-39 | Mogul (E39) Screw-Base Replacements for HID Lamps | Low Output | Replacement Lamps for Outdoor Pole/Arm-mounted Area and Roadway Luminaires (Type B) |  | Standard | FALSE | [9 empty] | 42551 | Not Dimmable | No |  | 3.1 | 4920 | 123 | 40 | 13 | 0.95 | 4000 | 80
PD2PJK33 | Signcomplex Limited | Signcomplex | FR39-045-AW-WW-YH | Mogul (E39) Screw-Base Replacements for HID Lamps | Mid Output | Replacement Lamps for Outdoor Pole/Arm-mounted Decorative Luminaires (Type B) |  | Standard | TRUE | 5574.85 | 118.99 | 46.851 | 16.7 | 0.903 | 2913 | 81.7 | 5 | 50000 | 42550 |  | No |  | 4 | 5446.5 | 119.1 | 45.7 | 16.3 | 0.903 | 2913 | 81.7
PDRJ5UYV | Signcomplex Limited | Signcomplex | FR39-027-AW-WW-YH | Mogul (E39) Screw-Base Replacements for HID Lamps | Low Output | Replacement Lamps for Outdoor Pole/Arm-mounted Decorative Luminaires (Type B) |  | Standard | TRUE | 3242.53 | 124.17 | 26.114 | 13.9 | 0.902 | 2903 | 81.8 | 5 | 50000 | 42550 |  | No |  | 4 | 3356.1 | 126.6 | 26.5 | 13.6 | 0.902 | 2903 | 81.8
PX7VJ8XT | Signcomplex Limited | Signcomplex | FR39-054-AW-WW-YH | Mogul (E39) Screw-Base Replacements for HID Lamps | Mid Output | Replacement Lamps for Outdoor Pole/Arm-mounted Decorative Luminaires (Type B) |  | Standard | TRUE | 6323.82 | 123.67 | 51.136 | 17.1 | 0.901 | 2904 | 81.9 | 5 | 50000 | 42550 |  | No |  | 4 | 6400.1 | 124.7 | 51.3 | 16.7 | 0.901 | 2904 | 81.9
PA6F3KKY | Signcomplex Limited | Signcomplex | FR39-036-AW-WW-YH | Mogul (E39) Screw-Base Replacements for HID Lamps | Low Output | Replacement Lamps for Outdoor Pole/Arm-mounted Decorative Luminaires (Type B) |  | Standard | TRUE | 4082.147 | 122.587 | 33.3 | 17.9 | 0.9 | 2899 | 81.7 | 5 | 50000 | 42550 |  | No |  | 4 | 4082.1 | 122.5 | 33.3 | 17.3 | 0.9 | 2899 | 81.7
PMKV4HSR | Signcomplex Limited | Signcomplex | FR39-045-AW-W-YH | Mogul (E39) Screw-Base Replacements for HID Lamps | Mid Output | Replacement Lamps for Outdoor Pole/Arm-mounted Decorative Luminaires (Type B) |  | Standard | FALSE | [9 empty] | 42550 |  | No |  | 4 | 5333.2 | 123.1 | 43.3 | 16.7 | 0.906 | 5000 | 82.1
PNJ8SS1X | Signcomplex Limited | Signcomplex | FR39-036-AW-W-YH | Mogul (E39) Screw-Base Replacements for HID Lamps | Low Output | Replacement Lamps for Outdoor Pole/Arm-mounted Decorative Luminaires (Type B) |  | Standard | FALSE | [9 empty] | 42550 |  | No |  | 4 | 4262.6 | 126.1 | 33.8 | 17.9 | 0.901 | 4981 | 82.2
P8CYENPS | Signcomplex Limited | Signcomplex | FR39-027-AW-W-YH | Mogul (E39) Screw-Base Replacements for HID Lamps | Low Output | Replacement Lamps for Outdoor Pole/Arm-mounted Decorative Luminaires (Type B) |  | Standard | FALSE | [9 empty] | 42550 |  | No |  | 4 | 3460.1 | 130 | 26.6 | 13.9 | 0.903 | 4965 | 81.9
P5337T29 | Signcomplex Limited | Signcomplex | FR39-054-AW-W-YH | Mogul (E39) Screw-Base Replacements for HID Lamps | Mid Output | Replacement Lamps for Outdoor Pole/Arm-mounted Decorative Luminaires (Type B) |  | Standard | FALSE | [9 empty] | 42550 |  | No |  | 4 | 6570 | 127 | 51.7 | 17.1 | 0.902 | 4961 | 81.9
PKGZNNNX | Signcomplex Limited | Signcomplex | FR39-045-AW-NW-YH | Mogul (E39) Screw-Base Replacements for HID Lamps | Mid Output | Replacement Lamps for Outdoor Pole/Arm-mounted Decorative Luminaires (Type B) |  | Standard | FALSE | [9 empty] | 42550 |  | No |  | 4 | 5504.7 | 128.6 | 42.8 | 16.4 | 0.904 | 4048 | 82.2
PJTHYC5V | Signcomplex Limited | Signcomplex | FR39-036-AW-NW-YH | Mogul (E39) Screw-Base Replacements for HID Lamps | Low Output | Replacement Lamps for Outdoor Pole/Arm-mounted Decorative Luminaires (Type B) |  | Standard | FALSE | [9 empty] | 42550 |  | No |  | 4 | 4340.4 | 130.7 | 33.2 | 17.5 | 0.902 | 4025 | 82.6
PH2QUBMV | Signcomplex Limited | Signcomplex | FR39-027-AW-NW-YH | Mogul (E39) Screw-Base Replacements for HID Lamps | Low Output | Replacement Lamps for Outdoor Pole/Arm-mounted Decorative Luminaires (Type B) |  | Standard | FALSE | [9 empty] | 42550 |  | No |  | 4 | 3606.2 | 134 | 26.9 | 13.7 | 0.906 | 4006 | 82.5
PP7CHV2S | Signcomplex Limited | Signcomplex | FR39-054-AW-NW-YH | Mogul (E39) Screw-Base Replacements for HID Lamps | Mid Output | Replacement Lamps for Outdoor Pole/Arm-mounted Decorative Luminaires (Type B) |  | Standard | FALSE | [9 empty] | 42550 |  | No |  | 4 | 6919.5 | 130.3 | 53.1 | 16.9 | 0.903 | 3996 | 82.1
PJSJ2M3N | Lamp Shining Manufacturing Co.Ltd | Lamp Shining | LSRK-100W30 | Mogul (E39) Screw-Base Replacements for HID Lamps | High Output | Replacement Lamps for Outdoor Pole/Arm-mounted Area and Roadway Luminaires (Type C) |  | Standard | TRUE | 11819.08 | 120.264 | 98.276 | 13.58 | 0.9266 | 3113 | 70.2 | 5 | 50000 | 42549 |  | NotYetVerified |  | 4 | 11800 | 118 | 100 | 14 | 0.97 | 3000 | 70
PPKKB66P | Lamp Shining Manufacturing Co.Ltd | Lamp Shining | LSRK-80W30 | Mogul (E39) Screw-Base Replacements for HID Lamps | Mid Output | Replacement Lamps for Outdoor Pole/Arm-mounted Area and Roadway Luminaires (Type C) |  | Standard | TRUE | 8863.544 | 110.864 | 79.95 | 14.12 | 0.9295 | 3008 | 70 | 5 | 50000 | 42549 |  | NotYetVerified |  | 4 | 10000 | 125 | 80 | 14 | 0.97 | 3000 | 70
P9ZCMZ94 | Lamp Shining Manufacturing Co.Ltd | Lamp Shining | LSRK-60W30 | Mogul (E39) Screw-Base Replacements for HID Lamps | Mid Output | Replacement Lamps for Outdoor Pole/Arm-mounted Area and Roadway Luminaires (Type C) |  | Standard | TRUE | 6459.164 | 112.784 | 57.27 | 13.52 | 0.9217 | 3016 | 70.1 | 5 | 50000 | 42549 |  | NotYetVerified |  | 4 | 7020 | 117 | 60 | 14 | 0.97 | 3000 | 70
P1G7CHSW | Lamp Shining Manufacturing Co.Ltd | Lamp Shining | LSRK-120W30 | Mogul (E39) Screw-Base Replacements for HID Lamps | High Output | Replacement Lamps for Outdoor Pole/Arm-mounted Area and Roadway Luminaires (Type C) |  | Standard | TRUE | 13341.56 | 114.815 | 116.2 | 12.95 | 0.9217 | 3012 | 70.1 | 5 | 50000 | 42549 |  | NotYetVerified |  | 4 | 14000 | 117 | 120 | 13 | 0.97 | 3000 | 70
P36NCW2Z | Lamp Shining Manufacturing Co.Ltd | Lamp Shining | LSRK-150W30 | Mogul (E39) Screw-Base Replacements for HID Lamps | High Output | Replacement Lamps for Outdoor Pole/Arm-mounted Area and Roadway Luminaires (Type C) |  | Standard | TRUE | 16808.58 | 113.426 | 148.19 | 13.55 | 0.9228 | 3015 | 70 | 5 | 50000 | 42549 |  | NotYetVerified |  | 4 | 17500 | 117 | 150 | 14 | 0.97 | 3000 | 70
P79DSDY1 | Lamp Shining Manufacturing Co.Ltd | Lamp Shining | LSRK-60W57 | Mogul (E39) Screw-Base Replacements for HID Lamps | Mid Output | Replacement Lamps for Outdoor Pole/Arm-mounted Area and Roadway Luminaires (Type C) |  | Standard | FALSE | [9 empty] | 42549 | Not Dimmable | NotYetVerified |  | 4 | 8100 | 135 | 60 | 14 | 0.97 | 5700 | 70
P3H7J4Q5 | Lamp Shining Manufacturing Co.Ltd | Lamp Shining | LSRK-150W57 | Mogul (E39) Screw-Base Replacements for HID Lamps | High Output | Replacement Lamps for Outdoor Pole/Arm-mounted Area and Roadway Luminaires (Type C) |  | Standard | FALSE | [9 empty] | 42549 | Not Dimmable | NotYetVerified |  | 4 | 20320 | 135 | 150 | 14 | 0.97 | 5700 | 70
PAJ5H1RD | Lamp Shining Manufacturing Co.Ltd | Lamp Shining | LSRK-100W57 | Mogul (E39) Screw-Base Replacements for HID Lamps | High Output | Replacement Lamps for Outdoor Pole/Arm-mounted Area and Roadway Luminaires (Type C) |  | Standard | FALSE | [9 empty] | 42549 | Not Dimmable | NotYetVerified |  | 4 | 13500 | 135 | 100 | 14 | 0.97 | 5700 | 70
P673S3MZ | Lamp Shining Manufacturing Co.Ltd | Lamp Shining | LSRK-80W57 | Mogul (E39) Screw-Base Replacements for HID Lamps | High Output | Replacement Lamps for Outdoor Pole/Arm-mounted Area and Roadway Luminaires (Type C) |  | Standard | FALSE | [9 empty] | 42549 | Not Dimmable | NotYetVerified |  | 4 | 10800 | 135 | 80 | 14 | 0.97 | 5700 | 70
PDPRZDTU | Lamp Shining Manufacturing Co.Ltd | Lamp Shining | LSRK-120W57 | Mogul (E39) Screw-Base Replacements for HID Lamps | High Output | Replacement Lamps for Outdoor Pole/Arm-mounted Area and Roadway Luminaires (Type C) |  | Standard | FALSE | [9 empty] | 42549 | Not Dimmable | NotYetVerified |  | 4 | 16200 | 135 | 120 | 13 | 0.97 | 5700 | 70
PZXGQK47 | Lamp Shining Manufacturing Co.Ltd | Lamp Shining | LSRK-60W50 | Mogul (E39) Screw-Base Replacements for HID Lamps | Mid Output | Replacement Lamps for Outdoor Pole/Arm-mounted Area and Roadway Luminaires (Type C) |  | Standard | FALSE | [9 empty] | 42549 | Not Dimmable | NotYetVerified |  | 4 | 7860 | 131 | 60 | 14 | 0.97 | 5000 | 70
P1APE99U | Lamp Shining Manufacturing Co.Ltd | Lamp Shining | LSRK-150W50 | Mogul (E39) Screw-Base Replacements for HID Lamps | High Output | Replacement Lamps for Outdoor Pole/Arm-mounted Area and Roadway Luminaires (Type C) |  | Standard | FALSE | [9 empty] | 42549 | Not Dimmable | NotYetVerified |  | 4 | 19500 | 130 | 150 | 14 | 0.97 | 5000 | 70
P35S9J9B | Lamp Shining Manufacturing Co.Ltd | Lamp Shining | LSRK-100W50 | Mogul (E39) Screw-Base Replacements for HID Lamps | High Output | Replacement Lamps for Outdoor Pole/Arm-mounted Area and Roadway Luminaires (Type C) |  | Standard | FALSE | [9 empty] | 42549 | Not Dimmable | NotYetVerified |  | 4 | 13000 | 130 | 100 | 14 | 0.97 | 5000 | 70
PV8DJAQP | Lamp Shining Manufacturing Co.Ltd | Lamp Shining | LSRK-80W50 | Mogul (E39) Screw-Base Replacements for HID Lamps | High Output | Replacement Lamps for Outdoor Pole/Arm-mounted Area and Roadway Luminaires (Type C) |  | Standard | FALSE | [9 empty] | 42549 | Not Dimmable | NotYetVerified |  | 4 | 10480 | 131 | 80 | 14 | 0.97 | 5000 | 70
PWQAZE55 | Lamp Shining Manufacturing Co.Ltd | Lamp Shining | LSRK-120W50 | Mogul (E39) Screw-Base Replacements for HID Lamps | High Output | Replacement Lamps for Outdoor Pole/Arm-mounted Area and Roadway Luminaires (Type C) |  | Standard | FALSE | [9 empty] | 42549 | Not Dimmable | NotYetVerified |  | 4 | 15720 | 131 | 120 | 13 | 0.97 | 5000 | 70
PZYXPSKE | Lamp Shining Manufacturing Co.Ltd | Lamp Shining | LSRK-60W45 | Mogul (E39) Screw-Base Replacements for HID Lamps | Mid Output | Replacement Lamps for Outdoor Pole/Arm-mounted Area and Roadway Luminaires (Type C) |  | Standard | FALSE | [9 empty] | 42549 | Not Dimmable | NotYetVerified |  | 4 | 7560 | 126 | 60 | 14 | 0.97 | 4500 | 70
PSNN67N8 | Lamp Shining Manufacturing Co.Ltd | Lamp Shining | LSRK-150W45 | Mogul (E39) Screw-Base Replacements for HID Lamps | High Output | Replacement Lamps for Outdoor Pole/Arm-mounted Area and Roadway Luminaires (Type C) |  | Standard | FALSE | [9 empty] | 42549 | Not Dimmable | NotYetVerified |  | 4 | 18950 | 126 | 150 | 14 | 0.97 | 4500 | 70
P5ACD3MG | Lamp Shining Manufacturing Co.Ltd | Lamp Shining | LSRK-100W45 | Mogul (E39) Screw-Base Replacements for HID Lamps | High Output | Replacement Lamps for Outdoor Pole/Arm-mounted Area and Roadway Luminaires (Type C) |  | Standard | FALSE | [9 empty] | 42549 | Not Dimmable | NotYetVerified |  | 4 | 12650 | 127 | 100 | 14 | 0.97 | 4500 | 70
PE6NJSHA | Lamp Shining Manufacturing Co.Ltd | Lamp Shining | LSRK-80W45 | Mogul (E39) Screw-Base Replacements for HID Lamps | High Output | Replacement Lamps for Outdoor Pole/Arm-mounted Area and Roadway Luminaires (Type C) |  | Standard | FALSE | [9 empty] | 42549 | Not Dimmable | NotYetVerified |  | 4 | 10100 | 126 | 80 | 14 | 0.97 | 4500 | 70
PE4BWTC3 | Lamp Shining Manufacturing Co.Ltd | Lamp Shining | LSRK-120W45 | Mogul (E39) Screw-Base Replacements for HID Lamps | High Output | Replacement Lamps for Outdoor Pole/Arm-mounted Area and Roadway Luminaires (Type C) |  | Standard | FALSE | [9 empty] | 42549 | Not Dimmable | NotYetVerified |  | 4 | 15120 | 126 | 120 | 13 | 0.97 | 4500 | 70
P2SFXB3W | Lamp Shining Manufacturing Co.Ltd | Lamp Shining | LSRK-60W40 | Mogul (E39) Screw-Base Replacements for HID Lamps | Mid Output | Replacement Lamps for Outdoor Pole/Arm-mounted Area and Roadway Luminaires (Type C) |  | Standard | FALSE | [9 empty] | 42549 | Not Dimmable | NotYetVerified |  | 4 | 7260 | 121 | 60 | 14 | 0.97 | 4000 | 70
PPWDGTUT | Lamp Shining Manufacturing Co.Ltd | Lamp Shining | LSRK-150W40 | Mogul (E39) Screw-Base Replacements for HID Lamps | High Output | Replacement Lamps for Outdoor Pole/Arm-mounted Area and Roadway Luminaires (Type C) |  | Standard | FALSE | [9 empty] | 42549 | Not Dimmable | NotYetVerified |  | 4 | 18630 | 124 | 150 | 14 | 0.97 | 4000 | 70
PBM9B3CW | Lamp Shining Manufacturing Co.Ltd | Lamp Shining | LSRK-100W40 | Mogul (E39) Screw-Base Replacements for HID Lamps | High Output | Replacement Lamps for Outdoor Pole/Arm-mounted Area and Roadway Luminaires (Type C) |  | Standard | FALSE | [9 empty] | 42549 | Not Dimmable | NotYetVerified |  | 4 | 12540 | 125 | 100 | 14 | 0.97 | 4000 | 70
PE74TCF8 | Lamp Shining Manufacturing Co.Ltd | Lamp Shining | LSRK-80W40 | Mogul (E39) Screw-Base Replacements for HID Lamps | High Output | Replacement Lamps for Outdoor Pole/Arm-mounted Area and Roadway Luminaires (Type C) |  | Standard | FALSE | [9 empty] | 42549 | Not Dimmable | NotYetVerified |  | 4 | 10000 | 125 | 80 | 14 | 0.97 | 4000 | 70
P32B3MBC | Lamp Shining Manufacturing Co.Ltd | Lamp Shining | LSRK-120W40 | Mogul (E39) Screw-Base Replacements for HID Lamps | High Output | Replacement Lamps for Outdoor Pole/Arm-mounted Area and Roadway Luminaires (Type C) |  | Standard | FALSE | [9 empty] | 42549 | Not Dimmable | NotYetVerified |  | 4 | 14500 | 121 | 120 | 13 | 0.97 | 4000 | 70
PG9Q8FQS | Plusrite USA | Naturaled | LED27HID/EX39/300L/827 [E39 Base Only] | Mogul (E39) Screw-Base Replacements for HID Lamps | Low Output | Replacement Lamps for Outdoor Pole/Arm-mounted Decorative Luminaires (Type B) |  | Standard | TRUE | 2247.4 | 80.3 | 28 | 22.35 | 0.8898 | 2811 | 84.6 | 5 | 50000 | 42548 |  | No |  | 3.1 | 2970 | 110 | 27 | 20 | 0.9 | 2700 | 80
PATGFED1 | Plusrite USA | Naturaled | LED54HID/EX39/600L/827 [E39 Base Only] | Mogul (E39) Screw-Base Replacements for HID Lamps | Low Output | Replacement Lamps for Outdoor Pole/Arm-mounted Decorative Luminaires (Type B) |  | Standard | TRUE | 3445 | 68.5 | 50.29 | 17.32 | 0.875 | 2819 | 84.5 | 5 | 50000 | 42548 |  | No | Rated Data is for bare lamp | 3.1 | 5940 | 110 | 54 | 20 | 0.9 | 2700 | 80
PV9J276N | Plusrite USA | Naturaled | LED54HID/EX39/600L/850 [E39 Base Only] | Mogul (E39) Screw-Base Replacements for HID Lamps | Low Output | Replacement Lamps for Outdoor Pole/Arm-mounted Decorative Luminaires (Type B) |  | Standard | FALSE | [9 empty] | 42548 |  | No | Rated Data is for bare lamp | 3.1 | 5940 | 110 | 54 | 20 | 0.9 | 5000 | 80
P9JEJGFZ | Plusrite USA | Naturaled | LED27HID/EX39/300L/850 [E39 Base Only] | Mogul (E39) Screw-Base Replacements for HID Lamps | Low Output | Replacement Lamps for Outdoor Pole/Arm-mounted Decorative Luminaires (Type B) |  | Standard | FALSE | [9 empty] | 42548 |  | No |  | 3.1 | 2970 | 110 | 27 | 20 | 0.9 | 5000 | 80
P19VU171 | Plusrite USA | Naturaled | LED54HID/EX39/600L/845 [E39 Base Only] | Mogul (E39) Screw-Base Replacements for HID Lamps | Low Output | Replacement Lamps for Outdoor Pole/Arm-mounted Decorative Luminaires (Type B) |  | Standard | FALSE | [9 empty] | 42548 |  | No | Rated Data is for bare lamp | 3.1 | 5940 | 110 | 54 | 20 | 0.9 | 4500 | 80
P594EVYK | Plusrite USA | Naturaled | LED27HID/EX39/300L/845 [E39 Base Only] | Mogul (E39) Screw-Base Replacements for HID Lamps | Low Output | Replacement Lamps for Outdoor Pole/Arm-mounted Decorative Luminaires (Type B) |  | Standard | FALSE | [9 empty] | 42548 |  | No |  | 3.1 | 2970 | 110 | 27 | 20 | 0.9 | 4500 | 80
PXBGFWSW | Plusrite USA | Naturaled | LED54HID/EX39/600L/840 [E39 Base Only] | Mogul (E39) Screw-Base Replacements for HID Lamps | Low Output | Replacement Lamps for Outdoor Pole/Arm-mounted Decorative Luminaires (Type B) |  | Standard | FALSE | [9 empty] | 42548 |  | No | Rated Data is for bare lamp | 3.1 | 5940 | 110 | 54 | 20 | 0.9 | 4000 | 80
P1DGQ6BW | Plusrite USA | Naturaled | LED27HID/EX39/300L/840 [E39 Base Only] | Mogul (E39) Screw-Base Replacements for HID Lamps | Low Output | Replacement Lamps for Outdoor Pole/Arm-mounted Decorative Luminaires (Type B) |  | Standard | FALSE | [9 empty] | 42548 |  | No |  | 3.1 | 2970 | 110 | 27 | 20 | 0.9 | 4000 | 80
P5HTJP5Q | Plusrite USA | Naturaled | LED54HID/EX39/600L/835 [E39 Base Only] | Mogul (E39) Screw-Base Replacements for HID Lamps | Low Output | Replacement Lamps for Outdoor Pole/Arm-mounted Decorative Luminaires (Type B) |  | Standard | FALSE | [9 empty] | 42548 |  | No | Rated Data is for bare lamp | 3.1 | 5940 | 110 | 54 | 20 | 0.9 | 3500 | 80
PKW5M2J2 | Plusrite USA | Naturaled | LED27HID/EX39/300L/830 [E39 Base Only] | Mogul (E39) Screw-Base Replacements for HID Lamps | Low Output | Replacement Lamps for Outdoor Pole/Arm-mounted Decorative Luminaires (Type B) |  | Standard | FALSE | [9 empty] | 42548 |  | No |  | 3.1 | 2970 | 110 | 27 | 20 | 0.9 | 3500 | 80
PT9NXXSR | Plusrite USA | Naturaled | LED54HID/EX39/600L/830 [E39 Base Only] | Mogul (E39) Screw-Base Replacements for HID Lamps | Low Output | Replacement Lamps for Outdoor Pole/Arm-mounted Decorative Luminaires (Type B) |  | Standard | FALSE | [9 empty] | 42548 |  | No | Rated Data is for bare lamp | 3.1 | 5940 | 110 | 54 | 20 | 0.9 | 3000 | 80
PV9D527X | Plusrite USA | Naturaled | LED27HID/EX39/300L/835 [E39 Base Only] | Mogul (E39) Screw-Base Replacements for HID Lamps | Low Output | Replacement Lamps for Outdoor Pole/Arm-mounted Decorative Luminaires (Type B) |  | Standard | FALSE | [9 empty] | 42548 |  | No |  | 3.1 | 2970 | 110 | 27 | 20 | 0.9 | 3000 | 80
PXJJU7AX | Topaz Lighting Corp. | Topaz | LPT20/HOR/830/E39-81 | Mogul (E39) Screw-Base Replacements for HID Lamps | Low Output | Replacement Lamps for Outdoor Full-Cutoff Wall-mounted Area Luminaires (Type B) |  | Standard | TRUE | 1971.5 | 95.75 | 20.59 | 17.2 | 0.897 | 3129 | 82.5 | 5 | 50000 | 42544 |  | No |  | 3.1 | 1971.5 | 95.75 | 20.59 | 17.2 | 0.897 | 3000 | 82.5
P6TZSZ4W | SHENZHEN DAILUX ENERGY-SAVING TECHNOLOGY CO LTD | DAILUX | F8S120-80W(3000K) | Mogul (E39) Screw-Base Replacements for HID Lamps | Mid Output | Replacement Lamps for Outdoor Pole/Arm-mounted Decorative Luminaires (Type B) |  | Standard | TRUE | 9805.504 | 122.876 | 79.8 | 19.7 | 0.91 | 2933 | 72.7 | 5 | 50000 | 42544 |  | No |  | 4 | 9805.5 | 122.8 | 79.8 | 19.7 | 0.91 | 2933 | 72.7
P8S1N343 | SHENZHEN DAILUX ENERGY-SAVING TECHNOLOGY CO LTD | DAILUX | F8S120-100W(3000K) | Mogul (E39) Screw-Base Replacements for HID Lamps | High Output | Replacement Lamps for Outdoor Pole/Arm-mounted Decorative Luminaires (Type B) |  | Standard | TRUE | 9805.504 | 122.876 | 79.8 | 19.7 | 0.91 | 2933 | 72.7 | 5 | 50000 | 42544 |  | No |  | 4 | 12254.5 | 121.8 | 100.6 | 19.3 | 0.904 | 2931 | 72.8
PE9NJQGG | SHENZHEN DAILUX ENERGY-SAVING TECHNOLOGY CO LTD | DAILUX | F8S120-60W(3000K) | Mogul (E39) Screw-Base Replacements for HID Lamps | Mid Output | Replacement Lamps for Outdoor Pole/Arm-mounted Decorative Luminaires (Type B) |  | Standard | TRUE | 7421.248 | 122.06 | 60.8 | 19.1 | 0.905 | 2947 | 72.8 | 5 | 50000 | 42544 |  | No |  | 4 | 7421.2 | 122 | 60.8 | 19.1 | 0.905 | 2947 | 72.8
PY57TZGK | SHENZHEN DAILUX ENERGY-SAVING TECHNOLOGY CO LTD | DAILUX | F8S120-100W(5700K) | Mogul (E39) Screw-Base Replacements for HID Lamps | High Output | Replacement Lamps for Outdoor Pole/Arm-mounted Decorative Luminaires (Type B) |  | Standard | FALSE | [9 empty] | 42544 |  | No |  | 4 | 13202.2 | 131.3 | 100.5 | 19.5 | 0.905 | 5536 | 73.6
P6G5M8HP | SHENZHEN DAILUX ENERGY-SAVING TECHNOLOGY CO LTD | DAILUX | F8S120-60W(5700K) | Mogul (E39) Screw-Base Replacements for HID Lamps | Mid Output | Replacement Lamps for Outdoor Pole/Arm-mounted Decorative Luminaires (Type B) |  | Standard | FALSE | [9 empty] | 42544 |  | No |  | 4 | 7972.5 | 131.5 | 60.6 | 19.3 | 0.907 | 5516 | 73.5
P8PUT443 | SHENZHEN DAILUX ENERGY-SAVING TECHNOLOGY CO LTD | DAILUX | F8S120-80W(5700K) | Mogul (E39) Screw-Base Replacements for HID Lamps | Mid Output | Replacement Lamps for Outdoor Pole/Arm-mounted Decorative Luminaires (Type B) |  | Standard | FALSE | [9 empty] | 42544 |  | No |  | 4 | 10738.2 | 134.9 | 79.6 | 19.8 | 0.911 | 5480 | 73.2
PT6N9R8B | SHENZHEN DAILUX ENERGY-SAVING TECHNOLOGY CO LTD | DAILUX | F8S120-100W(5000K) | Mogul (E39) Screw-Base Replacements for HID Lamps | High Output | Replacement Lamps for Outdoor Pole/Arm-mounted Decorative Luminaires (Type B) |  | Standard | FALSE | [9 empty] | 42544 |  | No |  | 4 | 12254.5 | 121.8 | 100.6 | 19.3 | 0.904 | 5000 | 72.8
P3QTA6ZE | SHENZHEN DAILUX ENERGY-SAVING TECHNOLOGY CO LTD | DAILUX | F8S120-60W(5000K) | Mogul (E39) Screw-Base Replacements for HID Lamps | Mid Output | Replacement Lamps for Outdoor Pole/Arm-mounted Decorative Luminaires (Type B) |  | Standard | FALSE | [9 empty] | 42544 |  | No |  | 4 | 7421.2 | 122 | 60.8 | 19.1 | 0.905 | 5000 | 72.8
PEVJKUA6 | SHENZHEN DAILUX ENERGY-SAVING TECHNOLOGY CO LTD | DAILUX | F8S120-80W(5000K) | Mogul (E39) Screw-Base Replacements for HID Lamps | Mid Output | Replacement Lamps for Outdoor Pole/Arm-mounted Decorative Luminaires (Type B) |  | Standard | FALSE | [9 empty] | 42544 |  | No |  | 4 | 9805.5 | 122.8 | 79.8 | 19.7 | 0.91 | 5000 | 72.7
PJ5VE2FQ | SHENZHEN DAILUX ENERGY-SAVING TECHNOLOGY CO LTD | DAILUX | F8S120-100W(4500K) | Mogul (E39) Screw-Base Replacements for HID Lamps | High Output | Replacement Lamps for Outdoor Pole/Arm-mounted Decorative Luminaires (Type B) |  | Standard | FALSE | [9 empty] | 42544 |  | No |  | 4 | 12254.5 | 121.8 | 100.6 | 19.3 | 0.904 | 4500 | 72.8
P6BG2RW8 | SHENZHEN DAILUX ENERGY-SAVING TECHNOLOGY CO LTD | DAILUX | F8S120-60W(4500K) | Mogul (E39) Screw-Base Replacements for HID Lamps | Mid Output | Replacement Lamps for Outdoor Pole/Arm-mounted Decorative Luminaires (Type B) |  | Standard | FALSE | [9 empty] | 42544 |  | No |  | 4 | 7421.2 | 122 | 60.8 | 19.1 | 0.905 | 4500 | 72.8
PK1KKSQ9 | SHENZHEN DAILUX ENERGY-SAVING TECHNOLOGY CO LTD | DAILUX | F8S120-80W(4500K) | Mogul (E39) Screw-Base Replacements for HID Lamps | Mid Output | Replacement Lamps for Outdoor Pole/Arm-mounted Decorative Luminaires (Type B) |  | Standard | FALSE | [9 empty] | 42544 |  | No |  | 4 | 9805.5 | 122.8 | 79.8 | 19.7 | 0.91 | 4500 | 72.7
PWYMBZDA | SHENZHEN DAILUX ENERGY-SAVING TECHNOLOGY CO LTD | DAILUX | F8S120-100W(4000K) | Mogul (E39) Screw-Base Replacements for HID Lamps | High Output | Replacement Lamps for Outdoor Pole/Arm-mounted Decorative Luminaires (Type B) |  | Standard | FALSE | [9 empty] | 42544 |  | No |  | 4 | 12254.5 | 121.8 | 100.6 | 19.3 | 0.904 | 4000 | 72.8
PWFGAYPC | SHENZHEN DAILUX ENERGY-SAVING TECHNOLOGY CO LTD | DAILUX | F8S120-60W(4000K) | Mogul (E39) Screw-Base Replacements for HID Lamps | Mid Output | Replacement Lamps for Outdoor Pole/Arm-mounted Decorative Luminaires (Type B) |  | Standard | FALSE | [9 empty] | 42544 |  | No |  | 4 | 7421.2 | 122 | 60.8 | 19.1 | 0.905 | 4000 | 72.8
PHHDXVAG | SHENZHEN DAILUX ENERGY-SAVING TECHNOLOGY CO LTD | DAILUX | F8S120-80W(4000K) | Mogul (E39) Screw-Base Replacements for HID Lamps | Mid Output | Replacement Lamps for Outdoor Pole/Arm-mounted Decorative Luminaires (Type B) |  | Standard | FALSE | [9 empty] | 42544 |  | No |  | 4 | 9805.5 | 122.8 | 79.8 | 19.7 | 0.91 | 4000 | 72.7
PV3PFHQX | SHENZHEN DAILUX ENERGY-SAVING TECHNOLOGY CO LTD | DAILUX | F8S120-100W(3500K) | Mogul (E39) Screw-Base Replacements for HID Lamps | High Output | Replacement Lamps for Outdoor Pole/Arm-mounted Decorative Luminaires (Type B) |  | Standard | FALSE | [9 empty] | 42544 |  | No |  | 4 | 12254.5 | 121.8 | 100.6 | 19.3 | 0.904 | 3500 | 72.8
PES7W7RY | SHENZHEN DAILUX ENERGY-SAVING TECHNOLOGY CO LTD | DAILUX | F8S120-60W(3500K) | Mogul (E39) Screw-Base Replacements for HID Lamps | Mid Output | Replacement Lamps for Outdoor Pole/Arm-mounted Decorative Luminaires (Type B) |  | Standard | FALSE | [9 empty] | 42544 |  | No |  | 4 | 7421.2 | 122 | 60.8 | 19.1 | 0.905 | 3500 | 72.8
P2JWMJE6 | SHENZHEN DAILUX ENERGY-SAVING TECHNOLOGY CO LTD | DAILUX | F8S120-80W(3500K) | Mogul (E39) Screw-Base Replacements for HID Lamps | Mid Output | Replacement Lamps for Outdoor Pole/Arm-mounted Decorative Luminaires (Type B) |  | Standard | FALSE | [9 empty] | 42544 |  | No |  | 4 | 9805.5 | 122.8 | 79.8 | 19.7 | 0.91 | 3500 | 72.7
PA46PVWP | Topaz Lighting Corp. | Topaz | LPT20/HOR/850/E39-81 | Mogul (E39) Screw-Base Replacements for HID Lamps | Low Output | Replacement Lamps for Outdoor Full-Cutoff Wall-mounted Area Luminaires (Type B) |  | Standard | FALSE | [9 empty] | 42544 |  | No |  | 3.1 | 2064 | 98.66 | 20.92 | 17.01 | 0.8992 | 5000 | 84.6
PQ2U5CPT | Ecomax Lighting | ECOMAX LIGHTING | SUN-CBRHD-30W (3000K) [E39] | Mogul (E39) Screw-Base Replacements for HID Lamps | Low Output | Replacement Lamps for Outdoor Pole/Arm-mounted Area and Roadway Luminaires (Type B) |  | Standard | TRUE | 2969.64 | 106.25 | 27.97 | 17.34 | 0.925 | 3109 | 84.2 | 5 | 50000 | 42543 |  | No |  | 3.1 | 3397.04 | 121.453 | 27.97 | 17.34 | 0.9441 | 3000 | 84.2
PAFZV4FA | Ecomax Lighting | ECOMAX LIGHTING | SUN-CBRHD-40W (3000K) [E39] | Mogul (E39) Screw-Base Replacements for HID Lamps | Low Output | Replacement Lamps for Outdoor Pole/Arm-mounted Area and Roadway Luminaires (Type B) |  | Standard | TRUE | 3148.36 | 85.81 | 36.73 | 16.45 | 0.951 | 3122 | 84.2 | 5 | 50000 | 42543 |  | No |  | 3.1 | 5094.855 | 138.711 | 36.73 | 16.45 | 0.911 | 3000 | 84.2
PJFP7UKF | Ecomax Lighting | ECOMAX LIGHTING | SUN30-100W (3000K) [E39] | Mogul (E39) Screw-Base Replacements for HID Lamps | Mid Output | Replacement Lamps for Outdoor Pole/Arm-mounted Area and Roadway Luminaires (Type B) |  | Standard | TRUE | 8931.97 | 90.97 | 98.19 | 13.86 | 0.942 | 3119 | 83.5 | 5 | 50000 | 42543 |  | No |  | 3.1 | 10864.682 | 110.582 | 98.25 | 13.86 | 0.976 | 3000 | 83.5
PEDTSQUF | Ecomax Lighting | ECOMAX LIGHTING | SUN23-50W (3000K) [E39] | Mogul (E39) Screw-Base Replacements for HID Lamps | Low Output | Replacement Lamps for Outdoor Pole/Arm-mounted Decorative Luminaires (Type B) |  | Standard | TRUE | 4365.3 | 93.3 | 46.8 | 19.18 | 0.93 | 3033 | 82 | 5 | 50000 | 42543 |  | No |  | 3.1 | 5625 | 112.5 | 50 | 20 | 0.9 | 3000 | 80
PRXFK263 | MAVERICK ENERGY SOLUTIONS INTERNATIONAL | Maverick Energy Solutions International | MES-CLW-E39-60W 4000K | Mogul (E39) Screw-Base Replacements for HID Lamps | Low Output | Replacement Lamps for Outdoor Pole/Arm-mounted Decorative Luminaires (Type B) |  | Standard | TRUE | 3942.4 | 69.73 | 56.54 | 14.46 | 0.9159 | 4058 | 83.5 | 5 | 50000 | 42543 |  | No |  | 3.1 | 4061.8 | 69.88 | 58.12 | 14.46 | 0.9159 | 4000 | 83.5
P8ZNYAXE | MAVERICK ENERGY SOLUTIONS INTERNATIONAL | Maverick Energy Solutions International | MES-CLW-100W 4000K | Mogul (E39) Screw-Base Replacements for HID Lamps | Mid Output | Replacement Lamps for Outdoor Pole/Arm-mounted Decorative Luminaires (Type B) |  | Standard | TRUE | 7678.1 | 77.6 | 98.95 | 13.66 | 0.9148 | 5496 | 84 | 5 | 50000 | 42543 |  | No |  | 3.1 | 7678.1 | 77.6 | 98.95 | 13.66 | 0.9148 | 4000 | 83.4
PZAEKZS5 | MAVERICK ENERGY SOLUTIONS INTERNATIONAL | Maverick Energy Solutions International | MES-CLW-80W 4000K | Mogul (E39) Screw-Base Replacements for HID Lamps | Mid Output | Replacement Lamps for Outdoor Pole/Arm-mounted Decorative Luminaires (Type B) |  | Standard | TRUE | 6435 | 80.08 | 80.36 | 13.27 | 0.914 | 5563 | 84.4 | 5 | 50000 | 42543 |  | No |  | 3.1 | 6291.2 | 78.11 | 80.54 | 10.32 | 0.914 | 4000 | 83.4
PB3Z9CQU | MAVERICK ENERGY SOLUTIONS INTERNATIONAL | Maverick Energy Solutions International | MES-CLW-E39-40W 4000K | Mogul (E39) Screw-Base Replacements for HID Lamps | Low Output | Replacement Lamps for Outdoor Pole/Arm-mounted Decorative Luminaires (Type B) |  | Standard | TRUE | 2558.1 | 63.36 | 40.37 | 14.6 | 0.9103 | 4085 | 83.6 | 5 | 50000 | 42543 |  | No |  | 3.1 | 2558.1 | 63.36 | 40.37 | 14.6 | 0.9103 | 4000 | 83.6
PV83XMYM | MAVERICK ENERGY SOLUTIONS INTERNATIONAL | Maverick Energy Solutions International | MES-CLW-E39-30W 4000K | Mogul (E39) Screw-Base Replacements for HID Lamps | Low Output | Replacement Lamps for Outdoor Pole/Arm-mounted Decorative Luminaires (Type B) |  | Standard | TRUE | 1947.1 | 64.18 | 30.34 | 14.27 | 0.9048 | 4065 | 83.6 | 5 |  | 42543 |  | No |  | 3.1 | 1947.1 | 64.18 | 30.34 | 14.27 | 0.9048 | 4000 | 83.6
PD24UH2W | Ecomax Lighting | ECOMAX LIGHTING | SUN23-30W (3000K) [E39] | Mogul (E39) Screw-Base Replacements for HID Lamps | Low Output | Replacement Lamps for Outdoor Pole/Arm-mounted Decorative Luminaires (Type B) |  | Standard | TRUE | 2546.5 | 93.7 | 27.18 | 17.3 | 0.9014 | 3007 | 81.8 | 5 | 50000 | 42543 |  | No |  | 3.1 | 3500 | 116.7 | 30 | 20 | 0.9 | 3000 | 80
PT2ZHTZW | Ecomax Lighting | ECOMAX LIGHTING | SUN23-40W (3000K) [E39] | Mogul (E39) Screw-Base Replacements for HID Lamps | Low Output | Replacement Lamps for Outdoor Pole/Arm-mounted Decorative Luminaires (Type B) |  | Standard | TRUE | 3448.8 | 94.2 | 36.63 | 17.79 | 0.8981 | 3006 | 81.9 | 5 | 50000 | 42543 |  | No |  | 3.1 | 4500 | 112.5 | 40 | 20 | 0.9 | 3000 | 80
PD4N1CK8 | Ecomax Lighting | ECOMAX LIGHTING | SUN30-100W (5000K) [E39] | Mogul (E39) Screw-Base Replacements for HID Lamps | Mid Output | Replacement Lamps for Outdoor Pole/Arm-mounted Area and Roadway Luminaires (Type B) |  | Standard | FALSE | [9 empty] | 42543 | Not Dimmable | No |  | 3.1 | 11644.498 | 118.507 | 98.26 | 13.49 | 0.975 | 5000 | 83
PEPYUZDM | Ecomax Lighting | ECOMAX LIGHTING | SUN-CBRHD-30W (5000K) [E39] | Mogul (E39) Screw-Base Replacements for HID Lamps | Low Output | Replacement Lamps for Outdoor Pole/Arm-mounted Area and Roadway Luminaires (Type B) |  | Standard | FALSE | [9 empty] | 42543 | Not Dimmable | No |  | 3.1 | 3743.939 | 133.569 | 28.03 | 17.21 | 0.944 | 5000 | 82.9
PSS4S3XF | Ecomax Lighting | ECOMAX LIGHTING | SUN-CBRHD-40W (5000K) [E39] | Mogul (E39) Screw-Base Replacements for HID Lamps | Low Output | Replacement Lamps for Outdoor Pole/Arm-mounted Area and Roadway Luminaires (Type B) |  | Standard | FALSE | [9 empty] | 42543 | Not Dimmable | No |  | 3.1 | 5498.379 | 149.738 | 36.72 | 16.08 | 0.902 | 5000 | 82.4
PVVSJ1Q6 | Ecomax Lighting | ECOMAX LIGHTING | SUN23-50W (5000K) [E39] | Mogul (E39) Screw-Base Replacements for HID Lamps | Low Output | Replacement Lamps for Outdoor Pole/Arm-mounted Decorative Luminaires (Type B) |  | Standard | FALSE | [9 empty] | 42543 | Not Dimmable | No |  | 3.1 | 5625 | 112.5 | 50 | 20 | 0.9 | 5000 | 80
PH4KTDBA | Ecomax Lighting | ECOMAX LIGHTING | SUN23-40W (5000K) [E39] | Mogul (E39) Screw-Base Replacements for HID Lamps | Low Output | Replacement Lamps for Outdoor Pole/Arm-mounted Decorative Luminaires (Type B) |  | Standard | FALSE | [9 empty] | 42543 | Not Dimmable | No |  | 3.1 | 4500 | 112.5 | 40 | 20 | 0.9 | 5000 | 80
PUXK1V8Z | Ecomax Lighting | ECOMAX LIGHTING | SUN23-30W (5000K) [E39] | Mogul (E39) Screw-Base Replacements for HID Lamps | Low Output | Replacement Lamps for Outdoor Pole/Arm-mounted Decorative Luminaires (Type B) |  | Standard | FALSE | [9 empty] | 42543 | Not Dimmable | No |  | 3.1 | 3500 | 116.7 | 30 | 20 | 0.9 | 5000 | 80
P331UYHY | Ecomax Lighting | ECOMAX LIGHTING | SUN-CBRHD-30W (4500K) [E39] | Mogul (E39) Screw-Base Replacements for HID Lamps | Low Output | Replacement Lamps for Outdoor Pole/Arm-mounted Area and Roadway Luminaires (Type B) |  | Standard | FALSE | [9 empty] | 42543 | Not Dimmable | No |  | 3.1 | 3397.04 | 121.453 | 27.97 | 17.34 | 0.9441 | 4500 | 84.2
PYKRPPP2 | Ecomax Lighting | ECOMAX LIGHTING | SUN-CBRHD-40W (4500K) [E39] | Mogul (E39) Screw-Base Replacements for HID Lamps | Low Output | Replacement Lamps for Outdoor Pole/Arm-mounted Area and Roadway Luminaires (Type B) |  | Standard | FALSE | [9 empty] | 42543 | Not Dimmable | No |  | 3.1 | 5094.855 | 138.711 | 36.73 | 16.45 | 0.911 | 4500 | 84.2
PKVESPPV | Ecomax Lighting | ECOMAX LIGHTING | SUN30-100W (4500K) [E39] | Mogul (E39) Screw-Base Replacements for HID Lamps | Mid Output | Replacement Lamps for Outdoor Pole/Arm-mounted Area and Roadway Luminaires (Type B) |  | Standard | FALSE | [9 empty] | 42543 | Not Dimmable | No |  | 3.1 | 10864.682 | 110.582 | 98.25 | 13.86 | 0.976 | 4500 | 83.5
PNX4NYRN | Ecomax Lighting | ECOMAX LIGHTING | SUN23-50W (4500K) [E39] | Mogul (E39) Screw-Base Replacements for HID Lamps | Low Output | Replacement Lamps for Outdoor Pole/Arm-mounted Decorative Luminaires (Type B) |  | Standard | FALSE | [9 empty] | 42543 | Not Dimmable | No |  | 3.1 | 5625 | 112.5 | 50 | 20 | 0.9 | 4500 | 80
PY732ADF | Ecomax Lighting | ECOMAX LIGHTING | SUN23-40W (4500K) [E39] | Mogul (E39) Screw-Base Replacements for HID Lamps | Low Output | Replacement Lamps for Outdoor Pole/Arm-mounted Decorative Luminaires (Type B) |  | Standard | FALSE | [9 empty] | 42543 | Not Dimmable | No |  | 3.1 | 4500 | 112.5 | 40 | 20 | 0.9 | 4500 | 80
PBJWJSJK | Ecomax Lighting | ECOMAX LIGHTING | SUN23-30W (4500K) [E39] | Mogul (E39) Screw-Base Replacements for HID Lamps | Low Output | Replacement Lamps for Outdoor Pole/Arm-mounted Decorative Luminaires (Type B) |  | Standard | FALSE | [9 empty] | 42543 | Not Dimmable | No |  | 3.1 | 3500 | 116.7 | 30 | 20 | 0.9 | 4500 | 80
PSAS3THD | Ecomax Lighting | ECOMAX LIGHTING | SUN-CBRHD-30W (4000K) [E39] | Mogul (E39) Screw-Base Replacements for HID Lamps | Low Output | Replacement Lamps for Outdoor Pole/Arm-mounted Area and Roadway Luminaires (Type B) |  | Standard | FALSE | [9 empty] | 42543 | Not Dimmable | No |  | 3.1 | 3397.04 | 121.453 | 27.97 | 17.34 | 0.9441 | 4000 | 84.2
PE6EACB2 | Ecomax Lighting | ECOMAX LIGHTING | SUN-CBRHD-40W (4000K) [E39] | Mogul (E39) Screw-Base Replacements for HID Lamps | Low Output | Replacement Lamps for Outdoor Pole/Arm-mounted Area and Roadway Luminaires (Type B) |  | Standard | FALSE | [9 empty] | 42543 | Not Dimmable | No |  | 3.1 | 5094.855 | 138.711 | 36.73 | 16.45 | 0.911 | 4000 | 84.2
PY5FNG68 | Ecomax Lighting | ECOMAX LIGHTING | SUN30-100W (4000K) [E39] | Mogul (E39) Screw-Base Replacements for HID Lamps | Mid Output | Replacement Lamps for Outdoor Pole/Arm-mounted Area and Roadway Luminaires (Type B) |  | Standard | FALSE | [9 empty] | 42543 | Not Dimmable | No |  | 3.1 | 10864.682 | 110.582 | 98.25 | 13.86 | 0.976 | 4000 | 83.5
P8JC4EW6 | Ecomax Lighting | ECOMAX LIGHTING | SUN23-50W (4000K) [E39] | Mogul (E39) Screw-Base Replacements for HID Lamps | Low Output | Replacement Lamps for Outdoor Pole/Arm-mounted Decorative Luminaires (Type B) |  | Standard | FALSE | [9 empty] | 42543 | Not Dimmable | No |  | 3.1 | 5625 | 112.5 | 50 | 20 | 0.9 | 4000 | 80
P24VSPW9 | Ecomax Lighting | ECOMAX LIGHTING | SUN23-40W (4000K) [E39] | Mogul (E39) Screw-Base Replacements for HID Lamps | Low Output | Replacement Lamps for Outdoor Pole/Arm-mounted Decorative Luminaires (Type B) |  | Standard | FALSE | [9 empty] | 42543 | Not Dimmable | No |  | 3.1 | 4500 | 112.5 | 40 | 20 | 0.9 | 4000 | 80
P5Q5AN2Q | Ecomax Lighting | ECOMAX LIGHTING | SUN23-30W (4000K) [E39] | Mogul (E39) Screw-Base Replacements for HID Lamps | Low Output | Replacement Lamps for Outdoor Pole/Arm-mounted Decorative Luminaires (Type B) |  | Standard | FALSE | [9 empty] | 42543 | Not Dimmable | No |  | 3.1 | 3500 | 116.7 | 30 | 20 | 0.9 | 4000 | 80
PPM1AX5B | Ecomax Lighting | ECOMAX LIGHTING | SUN-CBRHD-30W (3500K) [E39] | Mogul (E39) Screw-Base Replacements for HID Lamps | Low Output | Replacement Lamps for Outdoor Pole/Arm-mounted Area and Roadway Luminaires (Type B) |  | Standard | FALSE | [9 empty] | 42543 | Not Dimmable | No |  | 3.1 | 3397.04 | 121.453 | 27.97 | 17.34 | 0.9441 | 3500 | 84.2
PB8UBHJP | Ecomax Lighting | ECOMAX LIGHTING | SUN-CBRHD-40W (3500K) [E39] | Mogul (E39) Screw-Base Replacements for HID Lamps | Low Output | Replacement Lamps for Outdoor Pole/Arm-mounted Area and Roadway Luminaires (Type B) |  | Standard | FALSE | [9 empty] | 42543 | Not Dimmable | No |  | 3.1 | 5094.855 | 138.711 | 36.73 | 16.45 | 0.911 | 3500 | 84.2
P9RAABXC | Ecomax Lighting | ECOMAX LIGHTING | SUN30-100W (3500K) [E39] | Mogul (E39) Screw-Base Replacements for HID Lamps | Mid Output | Replacement Lamps for Outdoor Pole/Arm-mounted Area and Roadway Luminaires (Type B) |  | Standard | FALSE | [9 empty] | 42543 | Not Dimmable | No |  | 3.1 | 10864.682 | 110.582 | 98.25 | 13.86 | 0.976 | 3500 | 83.5
P9EK78CF | Ecomax Lighting | ECOMAX LIGHTING | SUN23-50W (3500K) [E39] | Mogul (E39) Screw-Base Replacements for HID Lamps | Low Output | Replacement Lamps for Outdoor Pole/Arm-mounted Decorative Luminaires (Type B) |  | Standard | FALSE | [9 empty] | 42543 | Not Dimmable | No |  | 3.1 | 5625 | 112.5 | 50 | 20 | 0.9 | 3500 | 80
PN5EGFC8 | Ecomax Lighting | ECOMAX LIGHTING | SUN23-40W (3500K) [E39] | Mogul (E39) Screw-Base Replacements for HID Lamps | Low Output | Replacement Lamps for Outdoor Pole/Arm-mounted Decorative Luminaires (Type B) |  | Standard | FALSE | [9 empty] | 42543 | Not Dimmable | No |  | 3.1 | 4500 | 112.5 | 40 | 20 | 0.9 | 3500 | 80
PUKRVN3X | Ecomax Lighting | ECOMAX LIGHTING | SUN23-30W (3500K) [E39] | Mogul (E39) Screw-Base Replacements for HID Lamps | Low Output | Replacement Lamps for Outdoor Pole/Arm-mounted Decorative Luminaires (Type B) |  | Standard | FALSE | [9 empty] | 42543 | Not Dimmable | No |  | 3.1 | 3500 | 116.7 | 30 | 20 | 0.9 | 3500 | 80
P6CZ531C | MAVERICK ENERGY SOLUTIONS INTERNATIONAL | Maverick Energy Solutions International | MES-CLW-E39-40W 5700K | Mogul (E39) Screw-Base Replacements for HID Lamps | Low Output | Replacement Lamps for Outdoor Pole/Arm-mounted Decorative Luminaires (Type B) |  | Standard | FALSE | [9 empty] | 42543 | Not Dimmable | No |  | 3.1 | 2634 | 64.77 | 40.67 | 14.94 | 0.9116 | 5700 | 84.9
PJYR8C5F | MAVERICK ENERGY SOLUTIONS INTERNATIONAL | Maverick Energy Solutions International | MES-CLW-E39-60W 5700K | Mogul (E39) Screw-Base Replacements for HID Lamps | Low Output | Replacement Lamps for Outdoor Pole/Arm-mounted Decorative Luminaires (Type B) |  | Standard | FALSE | [9 empty] | 42543 | Not Dimmable | No |  | 3.1 | 4190 | 71.8 | 58.36 | 14.06 | 0.9196 | 5700 | 84.9
PTTFSA6Q | MAVERICK ENERGY SOLUTIONS INTERNATIONAL | Maverick Energy Solutions International | MES-CLW-E39-30W 5700K | Mogul (E39) Screw-Base Replacements for HID Lamps | Low Output | Replacement Lamps for Outdoor Pole/Arm-mounted Decorative Luminaires (Type B) |  | Standard | FALSE | [9 empty] | 42543 | Not Dimmable | No |  | 3.1 | 2009 | 66.04 | 30.42 | 14.81 | 0.9056 | 5700 | 84.5
PYRTZDJF | MAVERICK ENERGY SOLUTIONS INTERNATIONAL | Maverick Energy Solutions International | MES-CLW-80W 5700K | Mogul (E39) Screw-Base Replacements for HID Lamps | Mid Output | Replacement Lamps for Outdoor Pole/Arm-mounted Decorative Luminaires (Type B) |  | Standard | FALSE | [9 empty] | 42543 | Not Dimmable | No |  | 3.1 | 6435 | 80.08 | 80.36 | 10.32 | 0.9133 | 5700 | 84.4
PY8H6MUB | MAVERICK ENERGY SOLUTIONS INTERNATIONAL | Maverick Energy Solutions International | MES-CLW-100W 5700K | Mogul (E39) Screw-Base Replacements for HID Lamps | Mid Output | Replacement Lamps for Outdoor Pole/Arm-mounted Decorative Luminaires (Type B) |  | Standard | FALSE | [9 empty] | 42543 | Not Dimmable | No |  | 3.1 | 7849 | 79.58 | 98.63 | 13.66 | 0.9129 | 5700 | 84
P1JSAC3V | MAVERICK ENERGY SOLUTIONS INTERNATIONAL | Maverick Energy Solutions International | MES-CLW-E39-40W 5000K | Mogul (E39) Screw-Base Replacements for HID Lamps | Low Output | Replacement Lamps for Outdoor Pole/Arm-mounted Decorative Luminaires (Type B) |  | Standard | FALSE | [9 empty] | 42543 | Not Dimmable | No |  | 3.1 | 2609 | 64.38 | 40.52 | 14.6 | 0.9103 | 5000 | 83.6
PNV6ABRG | MAVERICK ENERGY SOLUTIONS INTERNATIONAL | Maverick Energy Solutions International | MES-CLW-E39-30W 5000K | Mogul (E39) Screw-Base Replacements for HID Lamps | Low Output | Replacement Lamps for Outdoor Pole/Arm-mounted Decorative Luminaires (Type B) |  | Standard | FALSE | [9 empty] | 42543 | Not Dimmable | No |  | 3.1 | 1988 | 65.45 | 30.38 | 14.27 | 0.9048 | 5000 | 83.6
PKQHNDW3 | MAVERICK ENERGY SOLUTIONS INTERNATIONAL | Maverick Energy Solutions International | MES-CLW-E39-60W 5000K | Mogul (E39) Screw-Base Replacements for HID Lamps | Low Output | Replacement Lamps for Outdoor Pole/Arm-mounted Decorative Luminaires (Type B) |  | Standard | FALSE | [9 empty] | 42543 | Not Dimmable | No |  | 3.1 | 4147 | 71.21 | 58.24 | 14.46 | 0.9159 | 5000 | 83.5
PC2QW37X | MAVERICK ENERGY SOLUTIONS INTERNATIONAL | Maverick Energy Solutions International | MES-CLW-100W 5000K | Mogul (E39) Screw-Base Replacements for HID Lamps | Mid Output | Replacement Lamps for Outdoor Pole/Arm-mounted Decorative Luminaires (Type B) |  | Standard | FALSE | [9 empty] | 42543 | Not Dimmable | No |  | 3.1 | 7792 | 78.87 | 98.79 | 13.66 | 0.9148 | 5000 | 83.4
PWATZGTW | MAVERICK ENERGY SOLUTIONS INTERNATIONAL | Maverick Energy Solutions International | MES-CLW-80W 5000K | Mogul (E39) Screw-Base Replacements for HID Lamps | Mid Output | Replacement Lamps for Outdoor Pole/Arm-mounted Decorative Luminaires (Type B) |  | Standard | FALSE | [9 empty] | 42543 | Not Dimmable | No |  | 3.1 | 6387 | 79.39 | 80.45 | 10.32 | 0.914 | 5000 | 83.4
PKKS2ZNW | MAVERICK ENERGY SOLUTIONS INTERNATIONAL | Maverick Energy Solutions International | MES-CLW-E39-40W 4500K | Mogul (E39) Screw-Base Replacements for HID Lamps | Low Output | Replacement Lamps for Outdoor Pole/Arm-mounted Decorative Luminaires (Type B) |  | Standard | FALSE | [9 empty] | 42543 | Not Dimmable | No |  | 3.1 | 2583 | 63.76 | 40.52 | 14.6 | 0.9103 | 4500 | 83.6
P5XNRV2D | MAVERICK ENERGY SOLUTIONS INTERNATIONAL | Maverick Energy Solutions International | MES-CLW-E39-30W 4500K | Mogul (E39) Screw-Base Replacements for HID Lamps | Low Output | Replacement Lamps for Outdoor Pole/Arm-mounted Decorative Luminaires (Type B) |  | Standard | FALSE | [9 empty] | 42543 | Not Dimmable | No |  | 3.1 | 1968 | 64.77 | 30.38 | 14.27 | 0.9048 | 4500 | 83.6
P5XRSNVB | MAVERICK ENERGY SOLUTIONS INTERNATIONAL | Maverick Energy Solutions International | MES-CLW-E39-60W 4500K | Mogul (E39) Screw-Base Replacements for HID Lamps | Low Output | Replacement Lamps for Outdoor Pole/Arm-mounted Decorative Luminaires (Type B) |  | Standard | FALSE | [9 empty] | 42543 | Not Dimmable | No |  | 3.1 | 4105 | 70.48 | 58.24 | 14.46 | 0.9159 | 4500 | 83.5
PXMGYDFW | MAVERICK ENERGY SOLUTIONS INTERNATIONAL | Maverick Energy Solutions International | MES-CLW-100W 4500K | Mogul (E39) Screw-Base Replacements for HID Lamps | Mid Output | Replacement Lamps for Outdoor Pole/Arm-mounted Decorative Luminaires (Type B) |  | Standard | FALSE | [9 empty] | 42543 | Not Dimmable | No |  | 3.1 | 7735 | 78.3 | 98.79 | 13.66 | 0.9148 | 4500 | 83.4
PYMR7S35 | MAVERICK ENERGY SOLUTIONS INTERNATIONAL | Maverick Energy Solutions International | MES-CLW-80W 4500K | Mogul (E39) Screw-Base Replacements for HID Lamps | Mid Output | Replacement Lamps for Outdoor Pole/Arm-mounted Decorative Luminaires (Type B) |  | Standard | FALSE | [9 empty] | 42543 | Not Dimmable | No |  | 3.1 | 6339 | 78.79 | 80.45 | 10.32 | 0.914 | 4500 | 83.4
PQ2U48RF | Shenzhen guanke technologies Co. Ltd | GK | GKS09-36W-03D3 E39 (3000K) | Mogul (E39) Screw-Base Replacements for HID Lamps | Low Output | Replacement Lamps for Outdoor Pole/Arm-mounted Decorative Luminaires (Type B) |  | Standard | TRUE | 3059.1 | 87.7 | 34.88 | 17.74 | 0.9117 | 2983 | 81.1 | 5 | 50000 | 42542 |  | NotYetVerified |  | 4 | 4320 | 120 | 36 | 17.74 | 0.9 | 3000 | 85
PDQJMFXB | Shenzhen guanke technologies Co. Ltd | GK | GKS09-54W-10D3 E39 (3000K) | Mogul (E39) Screw-Base Replacements for HID Lamps | Mid Output | Replacement Lamps for Outdoor Pole/Arm-mounted Decorative Luminaires (Type B) |  | Standard | TRUE | 5225.7 | 99.9 | 52.33 | 20.38 | 0.903 | 3171 | 83.6 | 5 | 50000 | 42542 |  | No | Rated data is bare lamp data | 4 | 7600 | 140.7407 | 54 | 20.38 | 0.9 | 3000 | 80
P9QGHYN8 | Shenzhen guanke technologies Co. Ltd | GK | GKS09-27W-10D3 E39 (3000K) | Mogul (E39) Screw-Base Replacements for HID Lamps | Low Output | Replacement Lamps for Outdoor Pole/Arm-mounted Decorative Luminaires (Type B) |  | Standard | TRUE | 2939.8 | 114.7 | 25.63 | 16.15 | 0.901 | 3098 | 82.3 | 5 | 50000 | 42542 |  | No | Rated data is bare lamp data | 4 | 3942 | 146 | 27 | 16.15 | 0.9 | 3000 | 80
P8XZQG8Q | Shenzhen guanke technologies Co. Ltd | GK | GKS09-45W-10D3 E39 (3000K) | Mogul (E39) Screw-Base Replacements for HID Lamps | Low Output | Replacement Lamps for Outdoor Pole/Arm-mounted Decorative Luminaires (Type B) |  | Standard | TRUE | 4251.2 | 100.1 | 42.47 | 20.44 | 0.8822 | 3109 | 82.4 | 5 | 50000 | 42542 |  | No | Rated data is bare lamp data | 4 | 6525 | 145 | 45 | 20.44 | 0.9 | 3000 | 80
P8DBCSQW | Shenzhen guanke technologies Co. Ltd | GK | GKS09-36W-10D3 E39 (3000K) | Mogul (E39) Screw-Base Replacements for HID Lamps | Low Output | Replacement Lamps for Outdoor Pole/Arm-mounted Decorative Luminaires (Type B) |  | Standard | TRUE | 3716.7 | 107 | 34.74 | 21.14 | 0.8786 | 3099 | 82.3 | 5 | 50000 | 42542 |  | No | Rated data is bare lamp data | 4 | 5256 | 146 | 36 | 21.14 | 0.9 | 3000 | 80
PWKMPQYN | Shenzhen guanke technologies Co. Ltd | GK | GKS09-36W-03D3 E39 (5000K) | Mogul (E39) Screw-Base Replacements for HID Lamps | Low Output | Replacement Lamps for Outdoor Pole/Arm-mounted Decorative Luminaires (Type B) |  | Standard | FALSE | [9 empty] | 42542 | Not Dimmable | NotYetVerified |  | 4 | 4320 | 120 | 36 | 17.74 | 0.9 | 5000 | 85
PPEZB68F | Shenzhen guanke technologies Co. Ltd | GK | GKS09-36W-10D3 E39 (5000K) | Mogul (E39) Screw-Base Replacements for HID Lamps | Low Output | Replacement Lamps for Outdoor Pole/Arm-mounted Decorative Luminaires (Type B) |  | Standard | FALSE | [9 empty] | 42542 | Not Dimmable | No | Rated data is bare lamp data | 4 | 5256 | 146 | 36 | 21.14 | 0.9 | 5000 | 80
PBR96DEK | Shenzhen guanke technologies Co. Ltd | GK | GKS09-45W-10D3 E39 (5000K) | Mogul (E39) Screw-Base Replacements for HID Lamps | Low Output | Replacement Lamps for Outdoor Pole/Arm-mounted Decorative Luminaires (Type B) |  | Standard | FALSE | [9 empty] | 42542 | Not Dimmable | No | Rated data is bare lamp data | 4 | 6525 | 145 | 45 | 20.44 | 0.9 | 5000 | 80
PRE2P9PK | Shenzhen guanke technologies Co. Ltd | GK | GKS09-54W-10D3 E39 (5000K) | Mogul (E39) Screw-Base Replacements for HID Lamps | Mid Output | Replacement Lamps for Outdoor Pole/Arm-mounted Decorative Luminaires (Type B) |  | Standard | FALSE | [9 empty] | 42542 | Not Dimmable | No | Rated data is bare lamp data | 4 | 7600 | 141 | 54 | 20.38 | 0.9 | 5000 | 80
P8EFXJKK | Shenzhen guanke technologies Co. Ltd | GK | GKS09-27W-10D3 E39 (5000K) | Mogul (E39) Screw-Base Replacements for HID Lamps | Low Output | Replacement Lamps for Outdoor Pole/Arm-mounted Decorative Luminaires (Type B) |  | Standard | FALSE | [9 empty] | 42542 | Not Dimmable | No | Rated data is bare lamp data | 4 | 3942 | 146 | 27 | 16.15 | 0.9 | 5000 | 80
P91421MX | Shenzhen guanke technologies Co. Ltd | GK | GKS09-36W-03D3 E39 (4500K) | Mogul (E39) Screw-Base Replacements for HID Lamps | Low Output | Replacement Lamps for Outdoor Pole/Arm-mounted Decorative Luminaires (Type B) |  | Standard | FALSE | [9 empty] | 42542 | Not Dimmable | NotYetVerified |  | 4 | 4320 | 120 | 36 | 17.74 | 0.9 | 4500 | 85
PDMDCRUE | Shenzhen guanke technologies Co. Ltd | GK | GKS09-36W-10D3 E39 (4500K) | Mogul (E39) Screw-Base Replacements for HID Lamps | Low Output | Replacement Lamps for Outdoor Pole/Arm-mounted Decorative Luminaires (Type B) |  | Standard | FALSE | [9 empty] | 42542 | Not Dimmable | No | Rated data is bare lamp data | 4 | 5256 | 146 | 36 | 21.14 | 0.9 | 4500 | 80
P389B6SV | Shenzhen guanke technologies Co. Ltd | GK | GKS09-45W-10D3 E39 (4500K) | Mogul (E39) Screw-Base Replacements for HID Lamps | Low Output | Replacement Lamps for Outdoor Pole/Arm-mounted Decorative Luminaires (Type B) |  | Standard | FALSE | [9 empty] | 42542 | Not Dimmable | No | Rated data is bare lamp data | 4 | 6525 | 145 | 45 | 20.44 | 0.9 | 4500 | 80
PZZPMS4A | Shenzhen guanke technologies Co. Ltd | GK | GKS09-54W-10D3 E39 (4500K) | Mogul (E39) Screw-Base Replacements for HID Lamps | Mid Output | Replacement Lamps for Outdoor Pole/Arm-mounted Decorative Luminaires (Type B) |  | Standard | FALSE | [9 empty] | 42542 | Not Dimmable | No | Rated data is bare lamp data | 4 | 7600 | 141 | 54 | 20.38 | 0.9 | 4500 | 80
PQHCEQUQ | Shenzhen guanke technologies Co. Ltd | GK | GKS09-27W-10D3 E39 (4500K) | Mogul (E39) Screw-Base Replacements for HID Lamps | Low Output | Replacement Lamps for Outdoor Pole/Arm-mounted Decorative Luminaires (Type B) |  | Standard | FALSE | [9 empty] | 42542 | Not Dimmable | No | Rated data is bare lamp data | 4 | 3942 | 146 | 27 | 16.15 | 0.9 | 4500 | 80
PFG6548V | Shenzhen guanke technologies Co. Ltd | GK | GKS09-36W-03D3 E39 (4000K) | Mogul (E39) Screw-Base Replacements for HID Lamps | Low Output | Replacement Lamps for Outdoor Pole/Arm-mounted Decorative Luminaires (Type B) |  | Standard | FALSE | [9 empty] | 42542 | Not Dimmable | NotYetVerified |  | 4 | 4320 | 120 | 36 | 17.74 | 0.9 | 4000 | 85
PJ1DZUEB | Shenzhen guanke technologies Co. Ltd | GK | GKS09-36W-10D3 E39 (4000K) | Mogul (E39) Screw-Base Replacements for HID Lamps | Low Output | Replacement Lamps for Outdoor Pole/Arm-mounted Decorative Luminaires (Type B) |  | Standard | FALSE | [9 empty] | 42542 | Not Dimmable | No | Rated data is bare lamp data | 4 | 5256 | 146 | 36 | 21.14 | 0.9 | 4000 | 80
PPB81FH4 | Shenzhen guanke technologies Co. Ltd | GK | GKS09-45W-10D3 E39 (4000K) | Mogul (E39) Screw-Base Replacements for HID Lamps | Low Output | Replacement Lamps for Outdoor Pole/Arm-mounted Decorative Luminaires (Type B) |  | Standard | FALSE | [9 empty] | 42542 | Not Dimmable | No | Rated data is bare lamp data | 4 | 6525 | 145 | 45 | 20.44 | 0.9 | 4000 | 80
PC2M1ZMF | Shenzhen guanke technologies Co. Ltd | GK | GKS09-54W-10D3 E39 (4000K) | Mogul (E39) Screw-Base Replacements for HID Lamps | Mid Output | Replacement Lamps for Outdoor Pole/Arm-mounted Decorative Luminaires (Type B) |  | Standard | FALSE | [9 empty] | 42542 | Not Dimmable | No | Rated data is bare lamp data | 4 | 7600 | 141 | 54 | 20.38 | 0.9 | 4000 | 80
PRNQJT98 | Shenzhen guanke technologies Co. Ltd | GK | GKS09-27W-10D3 E39 (4000K) | Mogul (E39) Screw-Base Replacements for HID Lamps | Low Output | Replacement Lamps for Outdoor Pole/Arm-mounted Decorative Luminaires (Type B) |  | Standard | FALSE | [9 empty] | 42542 | Not Dimmable | No | Rated data is bare lamp data | 4 | 3942 | 146 | 27 | 16.15 | 0.9 | 4000 | 80
PAKEHVXX | Shenzhen guanke technologies Co. Ltd | GK | GKS09-36W-03D3 E39 (3500K) | Mogul (E39) Screw-Base Replacements for HID Lamps | Low Output | Replacement Lamps for Outdoor Pole/Arm-mounted Decorative Luminaires (Type B) |  | Standard | FALSE | [9 empty] | 42542 | Not Dimmable | NotYetVerified |  | 4 | 4320 | 120 | 36 | 17.74 | 0.9 | 3500 | 85
P9FFA2BK | Shenzhen guanke technologies Co. Ltd | GK | GKS09-36W-10D3 E39 (3500K) | Mogul (E39) Screw-Base Replacements for HID Lamps | Low Output | Replacement Lamps for Outdoor Pole/Arm-mounted Decorative Luminaires (Type B) |  | Standard | FALSE | [9 empty] | 42542 | Not Dimmable | No | Rated data is bare lamp data | 4 | 5256 | 146 | 36 | 21.14 | 0.9 | 3500 | 80
PC7DXSDY | Shenzhen guanke technologies Co. Ltd | GK | GKS09-45W-10D3 E39 (3500K) | Mogul (E39) Screw-Base Replacements for HID Lamps | Low Output | Replacement Lamps for Outdoor Pole/Arm-mounted Decorative Luminaires (Type B) |  | Standard | FALSE | [9 empty] | 42542 | Not Dimmable | No | Rated data is bare lamp data | 4 | 6525 | 145 | 45 | 20.44 | 0.9 | 3500 | 80
PP9R8QR9 | Shenzhen guanke technologies Co. Ltd | GK | GKS09-54W-10D3 E39 (3500K) | Mogul (E39) Screw-Base Replacements for HID Lamps | Mid Output | Replacement Lamps for Outdoor Pole/Arm-mounted Decorative Luminaires (Type B) |  | Standard | FALSE | [9 empty] | 42542 | Not Dimmable | No | Rated data is bare lamp data | 4 | 7600 | 141 | 54 | 20.38 | 0.9 | 3500 | 80
PQMR6XF1 | Shenzhen guanke technologies Co. Ltd | GK | GKS09-27W-10D3 E39 (3500K) | Mogul (E39) Screw-Base Replacements for HID Lamps | Low Output | Replacement Lamps for Outdoor Pole/Arm-mounted Decorative Luminaires (Type B) |  | Standard | FALSE | [9 empty] | 42542 | Not Dimmable | No | Rated data is bare lamp data | 4 | 3942 | 146 | 27 | 16.15 | 0.9 | 3500 | 80
P6R6URHV | iGlo LLC | IGLO | GL150WCCE39WCSNC4000KUDX | Mogul (E39) Screw-Base Replacements for HID Lamps | High Output | Replacement Lamps for Outdoor Pole/Arm-mounted Decorative Luminaires (Type B) |  | Standard | TRUE | 11281 | 76.87 | 146.8 | 13.54 | 0.9327 | 4046 | 83.6 | 5 | 50000 | 42541 |  | No |  | 3.1 | 11281 | 76.87 | 146.8 | 13.54 | 0.9327 | 4000 | 83.6
P6SBKVPP | iGlo LLC | IGLO | GL80WCCE39NCSNC4000KUDX | Mogul (E39) Screw-Base Replacements for HID Lamps | Mid Output | Replacement Lamps for Outdoor Pole/Arm-mounted Decorative Luminaires (Type B) |  | Standard | TRUE | 5527.9 | 72.03 | 77.16 | 14.55 | 0.9204 | 5700 | 81.7 | 5 | 50000 | 42541 |  | No |  | 3.1 | 5557.9 | 72.03 | 77.16 | 14.55 | 0.9204 | 4000 | 81.7
P24UHZYQ | iGlo LLC | IGLO | GL60WCCE39WCSNC4000KUDX | Mogul (E39) Screw-Base Replacements for HID Lamps | Low Output | Replacement Lamps for Outdoor Pole/Arm-mounted Decorative Luminaires (Type B) |  | Standard | TRUE | 3942.4 | 69.73 | 56.54 | 14.46 | 0.9159 | 4058 | 83.5 | 5 | 50000 | 42541 |  | No |  | 3.1 | 4061.8 | 69.88 | 58.12 | 14.46 | 0.9159 | 4000 | 83.5
PMMJZ8B6 | iGlo LLC | IGLO | GL100WCCE39WCSNC4000KUDX | Mogul (E39) Screw-Base Replacements for HID Lamps | Mid Output | Replacement Lamps for Outdoor Pole/Arm-mounted Decorative Luminaires (Type B) |  | Standard | TRUE | 7678.1 | 77.6 | 98.95 | 13.66 | 0.9148 | 5496 | 84 | 5 | 50000 | 42541 |  | No |  | 3.1 | 7678.1 | 77.6 | 98.95 | 13.66 | 0.9148 | 4000 | 83.4
P5QV4VXK | Zlight Technology | Zlight | ZL-CL-40K-80W | Mogul (E39) Screw-Base Replacements for HID Lamps | Mid Output | Replacement Lamps for Outdoor Pole/Arm-mounted Decorative Luminaires (Type B) |  | Standard | TRUE | 6435 | 80.08 | 80.36 | 13.27 | 0.914 | 5563 | 84.4 | 5 | 50000 | 42541 |  | No |  | 3.1 | 6291.2 | 78.11 | 80.54 | 10.32 | 0.914 | 4000 | 83.4
PA365ZCF | iGlo LLC | IGLO | GL80WCCE39WCSNC4000KUDX | Mogul (E39) Screw-Base Replacements for HID Lamps | Mid Output | Replacement Lamps for Outdoor Pole/Arm-mounted Decorative Luminaires (Type B) |  | Standard | TRUE | 6435 | 80.08 | 80.36 | 13.27 | 0.914 | 5563 | 84.4 | 5 | 50000 | 42541 |  | No |  | 3.1 | 6291.2 | 78.11 | 80.54 | 10.32 | 0.914 | 4000 | 83.4
PEUH2PZD | iGlo LLC | IGLO | GL40WCCE39NCSNC4000KUDX | Mogul (E39) Screw-Base Replacements for HID Lamps | Low Output | Replacement Lamps for Outdoor Pole/Arm-mounted Decorative Luminaires (Type B) |  | Standard | TRUE | 2821.2 | 71.65 | 39.38 | 14.16 | 0.9106 | 4146 | 81.6 | 5 |  | 42541 |  | No |  | 3.1 | 2846.8 | 72.43 | 39.3 | 14.16 | 0.9106 | 4000 | 81.6
PQFYJ5DK | iGlo LLC | IGLO | GL40WCCE39WCSNC4000KUDX | Mogul (E39) Screw-Base Replacements for HID Lamps | Low Output | Replacement Lamps for Outdoor Pole/Arm-mounted Decorative Luminaires (Type B) |  | Standard | TRUE | 2558.1 | 63.36 | 40.37 | 14.6 | 0.9103 | 4085 | 83.6 | 5 | 50000 | 42541 |  | No |  | 3.1 | 2558.1 | 63.36 | 40.37 | 14.6 | 0.9103 | 4000 | 83.6
PPSKW5X4 | iGlo LLC | IGLO | GL60WCCE39NCSNC4000KUDX | Mogul (E39) Screw-Base Replacements for HID Lamps | Low Output | Replacement Lamps for Outdoor Pole/Arm-mounted Decorative Luminaires (Type B) |  | Standard | TRUE | 3987.9 | 69.24 | 57.59 | 14.09 | 0.9095 | 4149 | 81.7 | 5 | 50000 | 42541 |  | No |  | 3.1 | 4027 | 70.34 | 57.25 | 14.09 | 0.9095 | 4000 | 81.7
PP2TX79Y | iGlo LLC | IGLO | GL30WCCE39NCSNC4000KUDX | Mogul (E39) Screw-Base Replacements for HID Lamps | Low Output | Replacement Lamps for Outdoor Pole/Arm-mounted Decorative Luminaires (Type B) |  | Standard | TRUE | 2109.2 | 73.06 | 28.87 | 14.16 | 0.9084 | 4154 | 81.8 | 5 |  | 42541 |  | No |  | 3.1 | 2122.4 | 74.4 | 28.53 | 14.16 | 0.9084 | 4000 | 81.8
PE6Y9CN7 | Shenzhen guanke technologies Co. Ltd | GK | GKS09-45W-03D3 E39 (3000K) | Mogul (E39) Screw-Base Replacements for HID Lamps | Low Output | Replacement Lamps for Outdoor Pole/Arm-mounted Decorative Luminaires (Type B) |  | Standard | TRUE | 3643.7 | 82.4 | 44.2 | 15.73 | 0.9071 | 2983 | 81.1 | 5 | 50000 | 42541 |  | NotYetVerified |  | 3.1 | 5400 | 120 | 45 | 15.8 | 0.9 | 3000 | 85
PCH8BQMG | iGlo LLC | IGLO | GL30WCCE39WCSNC4000KUDX | Mogul (E39) Screw-Base Replacements for HID Lamps | Low Output | Replacement Lamps for Outdoor Pole/Arm-mounted Decorative Luminaires (Type B) |  | Standard | TRUE | 1947.1 | 64.18 | 30.34 | 14.27 | 0.9048 | 4065 | 83.6 | 5 |  | 42541 |  | No |  | 3.1 | 1947.1 | 64.18 | 30.34 | 14.27 | 0.9048 | 4000 | 83.6
PF4B28GV | MHT Lighting | GK | GKS09-27W-03D3 E39 (3000K) | Mogul (E39) Screw-Base Replacements for HID Lamps | Low Output | Replacement Lamps for Outdoor Pole/Arm-mounted Decorative Luminaires (Type B) |  | Standard | TRUE | 2473.9 | 90.4 | 27.37 | 19.8 | 0.899 | 2980 | 81.1 | 5 | 50000 | 42541 |  | NotYetVerified |  | 4 | 3200 | 118.5185 | 27 | 19.8 | 0.9 | 3000 | 85
PE3EMC8J | Shenzhen guanke technologies Co. Ltd | GK | GKS09-54W-03D3 E39 (3000K) | Mogul (E39) Screw-Base Replacements for HID Lamps | Low Output | Replacement Lamps for Outdoor Pole/Arm-mounted Decorative Luminaires (Type B) |  | Standard | TRUE | 4093 | 84.2 | 48.59 | 21.12 | 0.8783 | 2985 | 81 | 5 | 50000 | 42541 |  | NotYetVerified |  | 3.1 | 6480 | 120 | 54 | 21.2 | 0.9 | 3000 | 85
PVQJW8H8 | Zlight Technology | Zlight | ZL-CL-57K-80W | Mogul (E39) Screw-Base Replacements for HID Lamps | Mid Output | Replacement Lamps for Outdoor Pole/Arm-mounted Decorative Luminaires (Type B) |  | Standard | FALSE | [9 empty] | 42541 |  | No |  | 3.1 | 6435 | 80.08 | 80.36 | 10.32 | 0.9133 | 5700 | 84.4
PAWVJFHV | Zlight Technology | Zlight | ZL-CL-50K-80W | Mogul (E39) Screw-Base Replacements for HID Lamps | Mid Output | Replacement Lamps for Outdoor Pole/Arm-mounted Decorative Luminaires (Type B) |  | Standard | FALSE | [9 empty] | 42541 |  | No |  | 3.1 | 6387 | 79.39 | 80.45 | 10.32 | 0.914 | 5000 | 83.4
PMNRDDSS | Zlight Technology | Zlight | ZL-CL-45K-80W | Mogul (E39) Screw-Base Replacements for HID Lamps | Mid Output | Replacement Lamps for Outdoor Pole/Arm-mounted Decorative Luminaires (Type B) |  | Standard | FALSE | [9 empty] | 42541 |  | No |  | 3.1 | 6339 | 78.79 | 80.45 | 10.32 | 0.914 | 4500 | 83.4
PTE6PAQG | iGlo LLC | IGLO | GL40WCCE39WCSNC5700KUDX | Mogul (E39) Screw-Base Replacements for HID Lamps | Low Output | Replacement Lamps for Outdoor Pole/Arm-mounted Decorative Luminaires (Type B) |  | Standard | FALSE | [9 empty] | 42541 |  | No |  | 3.1 | 2634 | 64.77 | 40.67 | 14.94 | 0.9116 | 5700 | 84.9
PY6DFUD6 | iGlo LLC | IGLO | GL60WCCE39WCSNC5700KUDX | Mogul (E39) Screw-Base Replacements for HID Lamps | Low Output | Replacement Lamps for Outdoor Pole/Arm-mounted Decorative Luminaires (Type B) |  | Standard | FALSE | [9 empty] | 42541 |  | No |  | 3.1 | 4190 | 71.8 | 58.36 | 14.06 | 0.9196 | 5700 | 84.9
PNY11CE1 | iGlo LLC | IGLO | GL40WCCE39NCSNC5700KUDX | Mogul (E39) Screw-Base Replacements for HID Lamps | Low Output | Replacement Lamps for Outdoor Pole/Arm-mounted Decorative Luminaires (Type B) |  | Standard | FALSE | [9 empty] | 42541 |  | No |  | 3.1 | 2931 | 74.22 | 39.49 | 14.73 | 0.9114 | 5700 | 84.8
PNBZ5FPS | iGlo LLC | IGLO | GL150WCCE39WCSNC5700KUDX | Mogul (E39) Screw-Base Replacements for HID Lamps | High Output | Replacement Lamps for Outdoor Pole/Arm-mounted Decorative Luminaires (Type B) |  | Standard | FALSE | [9 empty] | 42541 |  | No |  | 3.1 | 11624 | 78.75 | 147.6 | 13.77 | 0.9344 | 5700 | 84.7
PXNBMMDB | iGlo LLC | IGLO | GL30WCCE39NCSNC5700KUDX | Mogul (E39) Screw-Base Replacements for HID Lamps | Low Output | Replacement Lamps for Outdoor Pole/Arm-mounted Decorative Luminaires (Type B) |  | Standard | FALSE | [9 empty] | 42541 |  | No |  | 3.1 | 2196 | 76.28 | 28.79 | 14.22 | 0.9098 | 5700 | 84.6
P5SDSFXU | iGlo LLC | IGLO | GL30WCCE39WCSNC5700KUDX | Mogul (E39) Screw-Base Replacements for HID Lamps | Low Output | Replacement Lamps for Outdoor Pole/Arm-mounted Decorative Luminaires (Type B) |  | Standard | FALSE | [9 empty] | 42541 |  | No |  | 3.1 | 2009 | 66.04 | 30.42 | 14.81 | 0.9056 | 5700 | 84.5
PH1F891M | iGlo LLC | IGLO | GL80WCCE39NCSNC5700KUDX | Mogul (E39) Screw-Base Replacements for HID Lamps | Mid Output | Replacement Lamps for Outdoor Pole/Arm-mounted Decorative Luminaires (Type B) |  | Standard | FALSE | [9 empty] | 42541 |  | No |  | 3.1 | 5746 | 74.38 | 77.25 | 14.69 | 0.9218 | 5700 | 84.5
PED5KZZD | iGlo LLC | IGLO | GL80WCCE39WCSNC5700KUDX | Mogul (E39) Screw-Base Replacements for HID Lamps | Mid Output | Replacement Lamps for Outdoor Pole/Arm-mounted Decorative Luminaires (Type B) |  | Standard | FALSE | [9 empty] | 42541 |  | No |  | 3.1 | 6435 | 80.08 | 80.36 | 10.32 | 0.9133 | 5700 | 84.4
PCF9NFY2 | iGlo LLC | IGLO | GL60WCCE39NCSNC5700KUDX | Mogul (E39) Screw-Base Replacements for HID Lamps | Low Output | Replacement Lamps for Outdoor Pole/Arm-mounted Decorative Luminaires (Type B) |  | Standard | FALSE | [9 empty] | 42541 |  | No |  | 3.1 | 4170 | 72.49 | 57.53 | 11.7 | 0.9118 | 5700 | 84.3
PUQ34QWX | iGlo LLC | IGLO | GL100WCCE39WCSNC5700KUDX | Mogul (E39) Screw-Base Replacements for HID Lamps | Mid Output | Replacement Lamps for Outdoor Pole/Arm-mounted Decorative Luminaires (Type B) |  | Standard | FALSE | [9 empty] | 42541 |  | No |  | 3.1 | 7849 | 79.58 | 98.63 | 13.66 | 0.9129 | 5700 | 84
PN4GN9DR | iGlo LLC | IGLO | GL40WCCE39WCSNC5000KUDX | Mogul (E39) Screw-Base Replacements for HID Lamps | Low Output | Replacement Lamps for Outdoor Pole/Arm-mounted Decorative Luminaires (Type B) |  | Standard | FALSE | [9 empty] | 42541 |  | No |  | 3.1 | 2609 | 64.38 | 40.52 | 14.6 | 0.9103 | 5000 | 83.6
P6UU83PC | iGlo LLC | IGLO | GL30WCCE39WCSNC5000KUDX | Mogul (E39) Screw-Base Replacements for HID Lamps | Low Output | Replacement Lamps for Outdoor Pole/Arm-mounted Decorative Luminaires (Type B) |  | Standard | FALSE | [9 empty] | 42541 |  | No |  | 3.1 | 1988 | 65.45 | 30.38 | 14.27 | 0.9048 | 5000 | 83.6
PG7VUETE | iGlo LLC | IGLO | GL150WCCE39WCSNC5000KUDX | Mogul (E39) Screw-Base Replacements for HID Lamps | High Output | Replacement Lamps for Outdoor Pole/Arm-mounted Decorative Luminaires (Type B) |  | Standard | FALSE | [9 empty] | 42541 |  | No |  | 3.1 | 11509 | 78.19 | 147.2 | 13.54 | 0.9327 | 5000 | 83.6
PKA2T1ZT | iGlo LLC | IGLO | GL60WCCE39WCSNC5000KUDX | Mogul (E39) Screw-Base Replacements for HID Lamps | Low Output | Replacement Lamps for Outdoor Pole/Arm-mounted Decorative Luminaires (Type B) |  | Standard | FALSE | [9 empty] | 42541 |  | No |  | 3.1 | 4147 | 71.21 | 58.24 | 14.46 | 0.9159 | 5000 | 83.5
P9SP6MEX | iGlo LLC | IGLO | GL100WCCE39WCSNC5000KUDX | Mogul (E39) Screw-Base Replacements for HID Lamps | Mid Output | Replacement Lamps for Outdoor Pole/Arm-mounted Decorative Luminaires (Type B) |  | Standard | FALSE | [9 empty] | 42541 |  | No |  | 3.1 | 7792 | 78.87 | 98.79 | 13.66 | 0.9148 | 5000 | 83.4
P2FSUNSH | iGlo LLC | IGLO | GL80WCCE39WCSNC5000KUDX | Mogul (E39) Screw-Base Replacements for HID Lamps | Mid Output | Replacement Lamps for Outdoor Pole/Arm-mounted Decorative Luminaires (Type B) |  | Standard | FALSE | [9 empty] | 42541 |  | No |  | 3.1 | 6387 | 79.39 | 80.45 | 10.32 | 0.914 | 5000 | 83.4
P6EEFUA4 | iGlo LLC | IGLO | GL30WCCE39NCSNC5000KUDX | Mogul (E39) Screw-Base Replacements for HID Lamps | Low Output | Replacement Lamps for Outdoor Pole/Arm-mounted Decorative Luminaires (Type B) |  | Standard | FALSE | [9 empty] | 42541 |  | No |  | 3.1 | 2171 | 75.77 | 28.66 | 14.16 | 0.9084 | 5000 | 81.8
PRWVVNJF | iGlo LLC | IGLO | GL80WCCE39NCSNC5000KUDX | Mogul (E39) Screw-Base Replacements for HID Lamps | Mid Output | Replacement Lamps for Outdoor Pole/Arm-mounted Decorative Luminaires (Type B) |  | Standard | FALSE | [9 empty] | 42541 |  | No |  | 3.1 | 5683 | 73.61 | 77.21 | 14.55 | 0.9204 | 5000 | 81.7
PGQAUDEA | iGlo LLC | IGLO | GL60WCCE39NCSNC5000KUDX | Mogul (E39) Screw-Base Replacements for HID Lamps | Low Output | Replacement Lamps for Outdoor Pole/Arm-mounted Decorative Luminaires (Type B) |  | Standard | FALSE | [9 empty] | 42541 |  | No |  | 3.1 | 4122 | 71.83 | 57.39 | 14.09 | 0.9095 | 5000 | 81.7
PXJ6N88N | iGlo LLC | IGLO | GL40WCCE39NCSNC5000KUDX | Mogul (E39) Screw-Base Replacements for HID Lamps | Low Output | Replacement Lamps for Outdoor Pole/Arm-mounted Decorative Luminaires (Type B) |  | Standard | FALSE | [9 empty] | 42541 |  | No |  | 3.1 | 2903 | 73.69 | 39.4 | 14.16 | 0.9106 | 5000 | 81.6
P7JUGKYN | iGlo LLC | IGLO | GL40WCCE39WCSNC4500KUDX | Mogul (E39) Screw-Base Replacements for HID Lamps | Low Output | Replacement Lamps for Outdoor Pole/Arm-mounted Decorative Luminaires (Type B) |  | Standard | FALSE | [9 empty] | 42541 |  | No |  | 3.1 | 2583 | 63.76 | 40.52 | 14.6 | 0.9103 | 4500 | 83.6
P4V2M2TB | iGlo LLC | IGLO | GL30WCCE39WCSNC4500KUDX | Mogul (E39) Screw-Base Replacements for HID Lamps | Low Output | Replacement Lamps for Outdoor Pole/Arm-mounted Decorative Luminaires (Type B) |  | Standard | FALSE | [9 empty] | 42541 |  | No |  | 3.1 | 1968 | 64.77 | 30.38 | 14.27 | 0.9048 | 4500 | 83.6
PNFGVWW5 | iGlo LLC | IGLO | GL150WCCE39WCSNC4500KUDX | Mogul (E39) Screw-Base Replacements for HID Lamps | High Output | Replacement Lamps for Outdoor Pole/Arm-mounted Decorative Luminaires (Type B) |  | Standard | FALSE | [9 empty] | 42541 |  | No |  | 3.1 | 11395 | 77.41 | 147.2 | 13.54 | 0.9327 | 4500 | 83.6
PPCB6Q18 | iGlo LLC | IGLO | GL60WCCE39WCSNC4500KUDX | Mogul (E39) Screw-Base Replacements for HID Lamps | Low Output | Replacement Lamps for Outdoor Pole/Arm-mounted Decorative Luminaires (Type B) |  | Standard | FALSE | [9 empty] | 42541 |  | No |  | 3.1 | 4105 | 70.48 | 58.24 | 14.46 | 0.9159 | 4500 | 83.5
PMHT4HZ1 | iGlo LLC | IGLO | GL100WCCE39WCSNC4500KUDX | Mogul (E39) Screw-Base Replacements for HID Lamps | Mid Output | Replacement Lamps for Outdoor Pole/Arm-mounted Decorative Luminaires (Type B) |  | Standard | FALSE | [9 empty] | 42541 |  | No |  | 3.1 | 7735 | 78.3 | 98.79 | 13.66 | 0.9148 | 4500 | 83.4
PQ98VA88 | iGlo LLC | IGLO | GL80WCCE39WCSNC4500KUDX | Mogul (E39) Screw-Base Replacements for HID Lamps | Mid Output | Replacement Lamps for Outdoor Pole/Arm-mounted Decorative Luminaires (Type B) |  | Standard | FALSE | [9 empty] | 42541 |  | No |  | 3.1 | 6339 | 78.79 | 80.45 | 10.32 | 0.914 | 4500 | 83.4
P8MBAFD1 | iGlo LLC | IGLO | GL30WCCE39NCSNC4500KUDX | Mogul (E39) Screw-Base Replacements for HID Lamps | Low Output | Replacement Lamps for Outdoor Pole/Arm-mounted Decorative Luminaires (Type B) |  | Standard | FALSE | [9 empty] | 42541 |  | No |  | 3.1 | 2147 | 74.91 | 28.66 | 14.16 | 0.9084 | 4500 | 81.8
PRQUEH46 | iGlo LLC | IGLO | GL80WCCE39NCSNC4500KUDX | Mogul (E39) Screw-Base Replacements for HID Lamps | Mid Output | Replacement Lamps for Outdoor Pole/Arm-mounted Decorative Luminaires (Type B) |  | Standard | FALSE | [9 empty] | 42541 |  | No |  | 3.1 | 5621 | 72.8 | 77.21 | 14.55 | 0.9204 | 4500 | 81.7
P24J3PWD | iGlo LLC | IGLO | GL60WCCE39NCSNC4500KUDX | Mogul (E39) Screw-Base Replacements for HID Lamps | Low Output | Replacement Lamps for Outdoor Pole/Arm-mounted Decorative Luminaires (Type B) |  | Standard | FALSE | [9 empty] | 42541 |  | No |  | 3.1 | 4075 | 71.01 | 57.39 | 14.09 | 0.9095 | 4500 | 81.7
P371EA6Y | iGlo LLC | IGLO | GL40WCCE39NCSNC4500KUDX | Mogul (E39) Screw-Base Replacements for HID Lamps | Low Output | Replacement Lamps for Outdoor Pole/Arm-mounted Decorative Luminaires (Type B) |  | Standard | FALSE | [9 empty] | 42541 |  | No |  | 3.1 | 2875 | 72.98 | 39.4 | 14.16 | 0.9106 | 4500 | 81.6
P9FD6Z3D | MHT Lighting | GK | GKS09-27W-03D3 E39 (5000K) | Mogul (E39) Screw-Base Replacements for HID Lamps | Low Output | Replacement Lamps for Outdoor Pole/Arm-mounted Decorative Luminaires (Type B) |  | Standard | FALSE | [9 empty] | 42541 |  | NotYetVerified |  | 4 | 3200 | 118.5185 | 27 | 19.8 | 0.9 | 5000 | 85
PKRMB2D3 | MHT Lighting | GK | GKS09-27W-03D3 E39 (4500K) | Mogul (E39) Screw-Base Replacements for HID Lamps | Low Output | Replacement Lamps for Outdoor Pole/Arm-mounted Decorative Luminaires (Type B) |  | Standard | FALSE | [9 empty] | 42541 |  | NotYetVerified |  | 4 | 3200 | 118.5185 | 27 | 19.8 | 0.9 | 4500 | 85
PZ4BSMJ6 | MHT Lighting | GK | GKS09-27W-03D3 E39 (4000K) | Mogul (E39) Screw-Base Replacements for HID Lamps | Low Output | Replacement Lamps for Outdoor Pole/Arm-mounted Decorative Luminaires (Type B) |  | Standard | FALSE | [9 empty] | 42541 |  | NotYetVerified |  | 4 | 3200 | 118.5185 | 27 | 19.8 | 0.9 | 4000 | 85
P3MDDUFX | MHT Lighting | GK | GKS09-27W-03D3 E39 (3500K) | Mogul (E39) Screw-Base Replacements for HID Lamps | Low Output | Replacement Lamps for Outdoor Pole/Arm-mounted Decorative Luminaires (Type B) |  | Standard | FALSE | [9 empty] | 42541 |  | NotYetVerified |  | 4 | 3200 | 118.5185 | 27 | 19.8 | 0.9 | 3500 | 85
P3KKG8QY | Shenzhen guanke technologies Co. Ltd | GK | GKS09-54W-03D3 E39 (5000K) | Mogul (E39) Screw-Base Replacements for HID Lamps | Low Output | Replacement Lamps for Outdoor Pole/Arm-mounted Decorative Luminaires (Type B) |  | Standard | FALSE | [9 empty] | 42541 | Not Dimmable | NotYetVerified |  | 3.1 | 6480 | 120 | 54 | 21.2 | 0.9 | 5000 | 85
PWFDDHEB | Shenzhen guanke technologies Co. Ltd | GK | GKS09-45W-03D3 E39 (5000K) | Mogul (E39) Screw-Base Replacements for HID Lamps | Low Output | Replacement Lamps for Outdoor Pole/Arm-mounted Decorative Luminaires (Type B) |  | Standard | FALSE | [9 empty] | 42541 | Not Dimmable | NotYetVerified |  | 3.1 | 5400 | 120 | 45 | 15.8 | 0.9 | 5000 | 85
PPNDHE5C | Shenzhen guanke technologies Co. Ltd | GK | GKS09-54W-03D3 E39 (4500K) | Mogul (E39) Screw-Base Replacements for HID Lamps | Low Output | Replacement Lamps for Outdoor Pole/Arm-mounted Decorative Luminaires (Type B) |  | Standard | FALSE | [9 empty] | 42541 | Not Dimmable | NotYetVerified |  | 3.1 | 6480 | 120 | 54 | 21.2 | 0.9 | 4500 | 85
PQXJUJGQ | Shenzhen guanke technologies Co. Ltd | GK | GKS09-45W-03D3 E39 (4500K) | Mogul (E39) Screw-Base Replacements for HID Lamps | Low Output | Replacement Lamps for Outdoor Pole/Arm-mounted Decorative Luminaires (Type B) |  | Standard | FALSE | [9 empty] | 42541 | Not Dimmable | NotYetVerified |  | 3.1 | 5400 | 120 | 45 | 15.8 | 0.9 | 4500 | 85
P9JXRXME | Shenzhen guanke technologies Co. Ltd | GK | GKS09-54W-03D3 E39 (4000K) | Mogul (E39) Screw-Base Replacements for HID Lamps | Low Output | Replacement Lamps for Outdoor Pole/Arm-mounted Decorative Luminaires (Type B) |  | Standard | FALSE | [9 empty] | 42541 | Not Dimmable | NotYetVerified |  | 3.1 | 6480 | 120 | 54 | 21.2 | 0.9 | 4000 | 85
PCR2GNPG | Shenzhen guanke technologies Co. Ltd | GK | GKS09-45W-03D3 E39 (4000K) | Mogul (E39) Screw-Base Replacements for HID Lamps | Low Output | Replacement Lamps for Outdoor Pole/Arm-mounted Decorative Luminaires (Type B) |  | Standard | FALSE | [9 empty] | 42541 | Not Dimmable | NotYetVerified |  | 3.1 | 5400 | 120 | 45 | 15.8 | 0.9 | 4000 | 85
PXZQCTFB | Shenzhen guanke technologies Co. Ltd | GK | GKS09-54W-03D3 E39 (3500K) | Mogul (E39) Screw-Base Replacements for HID Lamps | Low Output | Replacement Lamps for Outdoor Pole/Arm-mounted Decorative Luminaires (Type B) |  | Standard | FALSE | [9 empty] | 42541 | Not Dimmable | NotYetVerified |  | 3.1 | 6480 | 120 | 54 | 21.2 | 0.9 | 3500 | 85
P8J9D91Z | Shenzhen guanke technologies Co. Ltd | GK | GKS09-45W-03D3 E39 (3500K) | Mogul (E39) Screw-Base Replacements for HID Lamps | Low Output | Replacement Lamps for Outdoor Pole/Arm-mounted Decorative Luminaires (Type B) |  | Standard | FALSE | [9 empty] | 42541 | Not Dimmable | NotYetVerified |  | 3.1 | 5400 | 120 | 45 | 15.8 | 0.9 | 3500 | 85
PZF63AGK | ShenZhen Seven Rainbow Lighting Co.LTD | Seven Rainbow | CH-CORN-54W(3000K) | Mogul (E39) Screw-Base Replacements for HID Lamps | Mid Output | Replacement Lamps for Outdoor Pole/Arm-mounted Decorative Luminaires (Type B) |  | Standard | TRUE | 5641.513 | 99.85 | 56.5 | 17.3 | 0.931 | 3027 | 84.1 | 5 | 50000 | 42538 |  | No |  | 3.1 | 5641.5 | 99.8 | 56.5 | 17.3 | 0.931 | 3027 | 84.1
PQ4MBPE2 | ShenZhen Seven Rainbow Lighting Co.LTD | Seven Rainbow | CH-CORN-36W(3000K) | Mogul (E39) Screw-Base Replacements for HID Lamps | Low Output | Replacement Lamps for Outdoor Pole/Arm-mounted Decorative Luminaires (Type B) |  | Standard | TRUE | 3835.025 | 101.725 | 37.7 | 17.1 | 0.925 | 3021 | 84 | 5 | 50000 | 42538 |  | No |  | 3.1 | 3835 | 101.7 | 37.7 | 17.1 | 0.925 | 3021 | 84
PC2R9V6S | ShenZhen Seven Rainbow Lighting Co.LTD | Seven Rainbow | CH-CORN-60W(3000K) | Mogul (E39) Screw-Base Replacements for HID Lamps | Mid Output | Replacement Lamps for Outdoor Pole/Arm-mounted Decorative Luminaires (Type B) |  | Standard | TRUE | 5795.353 | 101.673 | 57 | 17.2 | 0.923 | 3027 | 84.3 | 5 | 50000 | 42538 |  | No |  | 3.1 | 5795.3 | 101.6 | 57 | 17.2 | 0.923 | 3027 | 84.3
PEPBVXPK | Signcomplex Limited | Signcomplex | FR39-027-AW-WW-Y | Mogul (E39) Screw-Base Replacements for HID Lamps | Low Output | Replacement Lamps for Outdoor Pole/Arm-mounted Decorative Luminaires (Type B) |  | Standard | TRUE | 2381.412 | 90.548 | 26.3 | 13.8 | 0.904 | 2901 | 83.2 | 5 | 50000 | 42538 |  | No |  | 4 | 2381.4 | 90.5 | 26.3 | 13.3 | 0.905 | 2901 | 83.2
PEH5N8TW | ShenZhen Seven Rainbow Lighting Co.LTD | Seven Rainbow | CH-CORN-60W(5700K) | Mogul (E39) Screw-Base Replacements for HID Lamps | Mid Output | Replacement Lamps for Outdoor Pole/Arm-mounted Decorative Luminaires (Type B) |  | Standard | FALSE | [9 empty] | 42538 |  | No |  | 3.1 | 6542.7 | 107.9 | 60.6 | 17.3 | 0.925 | 5860 | 86.9
PA92XU7U | ShenZhen Seven Rainbow Lighting Co.LTD | Seven Rainbow | CH-CORN-36W(5700K) | Mogul (E39) Screw-Base Replacements for HID Lamps | Low Output | Replacement Lamps for Outdoor Pole/Arm-mounted Decorative Luminaires (Type B) |  | Standard | FALSE | [9 empty] | 42538 |  | No |  | 3.1 | 4155.9 | 110.2 | 37.7 | 17.3 | 0.927 | 5814 | 86.8
PS54TEAC | ShenZhen Seven Rainbow Lighting Co.LTD | Seven Rainbow | CH-CORN-54W(5700K) | Mogul (E39) Screw-Base Replacements for HID Lamps | Mid Output | Replacement Lamps for Outdoor Pole/Arm-mounted Decorative Luminaires (Type B) |  | Standard | FALSE | [9 empty] | 42538 |  | No |  | 3.1 | 5883.5 | 109.5 | 53.7 | 17.5 | 0.926 | 5786 | 86.6
PBYPZMR3 | ShenZhen Seven Rainbow Lighting Co.LTD | Seven Rainbow | CH-CORN-60W(5000K) | Mogul (E39) Screw-Base Replacements for HID Lamps | Mid Output | Replacement Lamps for Outdoor Pole/Arm-mounted Decorative Luminaires (Type B) |  | Standard | FALSE | [9 empty] | 42538 |  | No |  | 3.1 | 5795.3 | 101.6 | 57 | 17.2 | 0.923 | 5000 | 84.3
PSWYYZGF | ShenZhen Seven Rainbow Lighting Co.LTD | Seven Rainbow | CH-CORN-54W(5000K) | Mogul (E39) Screw-Base Replacements for HID Lamps | Mid Output | Replacement Lamps for Outdoor Pole/Arm-mounted Decorative Luminaires (Type B) |  | Standard | FALSE | [9 empty] | 42538 |  | No |  | 3.1 | 5641.5 | 99.8 | 56.5 | 17.3 | 0.931 | 5000 | 84.1
P566Z574 | ShenZhen Seven Rainbow Lighting Co.LTD | Seven Rainbow | CH-CORN-36W(5000K) | Mogul (E39) Screw-Base Replacements for HID Lamps | Low Output | Replacement Lamps for Outdoor Pole/Arm-mounted Decorative Luminaires (Type B) |  | Standard | FALSE | [9 empty] | 42538 |  | No |  | 3.1 | 3835 | 101.7 | 37.7 | 17.1 | 0.925 | 5000 | 84
P9S9Y5HR | ShenZhen Seven Rainbow Lighting Co.LTD | Seven Rainbow | CH-CORN-60W(4500K) | Mogul (E39) Screw-Base Replacements for HID Lamps | Mid Output | Replacement Lamps for Outdoor Pole/Arm-mounted Decorative Luminaires (Type B) |  | Standard | FALSE | [9 empty] | 42538 |  | No |  | 3.1 | 5795.3 | 101.6 | 57 | 17.2 | 0.923 | 4500 | 84.3
PSBBKMT1 | ShenZhen Seven Rainbow Lighting Co.LTD | Seven Rainbow | CH-CORN-54W(4500K) | Mogul (E39) Screw-Base Replacements for HID Lamps | Mid Output | Replacement Lamps for Outdoor Pole/Arm-mounted Decorative Luminaires (Type B) |  | Standard | FALSE | [9 empty] | 42538 |  | No |  | 3.1 | 5641.5 | 99.8 | 56.5 | 17.3 | 0.931 | 4500 | 84.1
PUN76RXV | ShenZhen Seven Rainbow Lighting Co.LTD | Seven Rainbow | CH-CORN-36W(4500K) | Mogul (E39) Screw-Base Replacements for HID Lamps | Low Output | Replacement Lamps for Outdoor Pole/Arm-mounted Decorative Luminaires (Type B) |  | Standard | FALSE | [9 empty] | 42538 |  | No |  | 3.1 | 3835 | 101.7 | 37.7 | 17.1 | 0.925 | 4500 | 84
P82JQN2V | ShenZhen Seven Rainbow Lighting Co.LTD | Seven Rainbow | CH-CORN-60W(4000K) | Mogul (E39) Screw-Base Replacements for HID Lamps | Mid Output | Replacement Lamps for Outdoor Pole/Arm-mounted Decorative Luminaires (Type B) |  | Standard | FALSE | [9 empty] | 42538 |  | No |  | 3.1 | 5795.3 | 101.6 | 57 | 17.2 | 0.923 | 4000 | 84.3
P94AHH7G | ShenZhen Seven Rainbow Lighting Co.LTD | Seven Rainbow | CH-CORN-54W(4000K) | Mogul (E39) Screw-Base Replacements for HID Lamps | Mid Output | Replacement Lamps for Outdoor Pole/Arm-mounted Decorative Luminaires (Type B) |  | Standard | FALSE | [9 empty] | 42538 |  | No |  | 3.1 | 5641.5 | 99.8 | 56.5 | 17.3 | 0.931 | 4000 | 84.1
P3V2DTVQ | ShenZhen Seven Rainbow Lighting Co.LTD | Seven Rainbow | CH-CORN-36W(4000K) | Mogul (E39) Screw-Base Replacements for HID Lamps | Low Output | Replacement Lamps for Outdoor Pole/Arm-mounted Decorative Luminaires (Type B) |  | Standard | FALSE | [9 empty] | 42538 |  | No |  | 3.1 | 3835 | 101.7 | 37.7 | 17.1 | 0.925 | 4000 | 84
PPE7TG2Y | ShenZhen Seven Rainbow Lighting Co.LTD | Seven Rainbow | CH-CORN-60W(3500K) | Mogul (E39) Screw-Base Replacements for HID Lamps | Mid Output | Replacement Lamps for Outdoor Pole/Arm-mounted Decorative Luminaires (Type B) |  | Standard | FALSE | [9 empty] | 42538 |  | No |  | 3.1 | 5795.3 | 101.6 | 57 | 17.2 | 0.923 | 3500 | 84.3
PWGNYANX | ShenZhen Seven Rainbow Lighting Co.LTD | Seven Rainbow | CH-CORN-54W(3500K) | Mogul (E39) Screw-Base Replacements for HID Lamps | Mid Output | Replacement Lamps for Outdoor Pole/Arm-mounted Decorative Luminaires (Type B) |  | Standard | FALSE | [9 empty] | 42538 |  | No |  | 3.1 | 5641.5 | 99.8 | 56.5 | 17.3 | 0.931 | 3500 | 84.1
PWV5RDNF | ShenZhen Seven Rainbow Lighting Co.LTD | Seven Rainbow | CH-CORN-36W(3500K) | Mogul (E39) Screw-Base Replacements for HID Lamps | Low Output | Replacement Lamps for Outdoor Pole/Arm-mounted Decorative Luminaires (Type B) |  | Standard | FALSE | [9 empty] | 42538 |  | No |  | 3.1 | 3835 | 101.7 | 37.7 | 17.1 | 0.925 | 3500 | 84
PQ9UHFEC | Signcomplex Limited | Signcomplex | FR39-027-AW-W-Y | Mogul (E39) Screw-Base Replacements for HID Lamps | Low Output | Replacement Lamps for Outdoor Pole/Arm-mounted Decorative Luminaires (Type B) |  | Standard | FALSE | [9 empty] | 42538 |  | No |  | 4 | 2515.8 | 94.2 | 26.7 | 13.8 | 0.906 | 4929 | 82.6
PMARUHD6 | Signcomplex Limited | Signcomplex | FR39-027-AW-NW-Y | Mogul (E39) Screw-Base Replacements for HID Lamps | Low Output | Replacement Lamps for Outdoor Pole/Arm-mounted Decorative Luminaires (Type B) |  | Standard | FALSE | [9 empty] | 42538 |  | No |  | 4 | 2573.9 | 98.6 | 26.1 | 13.5 | 0.904 | 3964 | 82.4
P6JRE37C | 3bl LED | 3BL LED | 3BL-LED-RCL-80W (2700K) | Mogul (E39) Screw-Base Replacements for HID Lamps | Mid Output | Replacement Lamps for Outdoor Pole/Arm-mounted Decorative Luminaires (Type B) |  | Standard | TRUE | 5805.8 | 72.75 | 79.8 | 15.27 | 0.9058 | 2795 | 83.4 | 5 |  | 42537 |  | No | E26 base adapter not qualified. | 3.1 | 6032.9 | 74.73 | 80.73 | 15.27 | 0.9058 | 2700 | 83.4
P323GXB5 | Signcomplex Limited | Signcomplex | FR39-036-AW-WW-Y | Mogul (E39) Screw-Base Replacements for HID Lamps | Low Output | Replacement Lamps for Outdoor Pole/Arm-mounted Decorative Luminaires (Type B) |  | Standard | TRUE | 3025.504 | 92.241 | 32.8 | 13.5 | 0.905 | 2893 | 83.3 | 5 | 50000 | 42537 |  | No |  | 4 | 3025.5 | 92.2 | 32.8 | 13.1 | 0.906 | 2893 | 83.3
PRE1Y6W5 | 3bl LED | 3BL LED | 3BL-LED-RCL-45W (2700K) | Mogul (E39) Screw-Base Replacements for HID Lamps | Low Output | Replacement Lamps for Outdoor Pole/Arm-mounted Decorative Luminaires (Type B) |  | Standard | TRUE | 3303 | 72.16 | 45.77 | 17.03 | 0.904 | 2864 | 84.9 | 5 | 50000 | 42537 |  | No | E26 base adapter not qualified. | 3.1 | 3303 | 72.16 | 45.77 | 17.03 | 0.904 | 2700 | 84.9
P4PVPVQ1 | Signcomplex Limited | Signcomplex | FR39-054-AW-WW-Y | Mogul (E39) Screw-Base Replacements for HID Lamps | Low Output | Replacement Lamps for Outdoor Pole/Arm-mounted Decorative Luminaires (Type B) |  | Standard | TRUE | 4695.184 | 90.292 | 52 | 13.9 | 0.902 | 2881 | 83.1 | 5 | 50000 | 42537 |  | No |  | 4 | 4695.1 | 90.2 | 52 | 13.6 | 0.902 | 2881 | 83.1
P8KV1FV8 | Signcomplex Limited | Signcomplex | FR39-045-AW-WW-Y | Mogul (E39) Screw-Base Replacements for HID Lamps | Low Output | Replacement Lamps for Outdoor Pole/Arm-mounted Decorative Luminaires (Type B) |  | Standard | TRUE | 3957.888 | 89.952 | 44 | 13.7 | 0.901 | 2890 | 83.1 | 5 | 50000 | 42537 |  | No |  | 4 | 3957.8 | 89.9 | 44 | 13.4 | 0.901 | 2890 | 83.1
P3FY2P3Y | Signcomplex Limited | Signcomplex | FR39-036-AW-W-Y | Mogul (E39) Screw-Base Replacements for HID Lamps | Low Output | Replacement Lamps for Outdoor Pole/Arm-mounted Decorative Luminaires (Type B) |  | Standard | FALSE | [9 empty] | 42537 |  | No |  | 4 | 3149.5 | 95.1 | 33.1 | 13.5 | 0.905 | 4924 | 82.6
P4EJ7UHM | Signcomplex Limited | Signcomplex | FR39-045-AW-W-Y | Mogul (E39) Screw-Base Replacements for HID Lamps | Low Output | Replacement Lamps for Outdoor Pole/Arm-mounted Decorative Luminaires (Type B) |  | Standard | FALSE | [9 empty] | 42537 |  | No |  | 4 | 4216.8 | 94.3 | 44.7 | 13.7 | 0.901 | 4898 | 82.5
PMPN1RS7 | Signcomplex Limited | Signcomplex | FR39-054-AW-W-Y | Mogul (E39) Screw-Base Replacements for HID Lamps | Low Output | Replacement Lamps for Outdoor Pole/Arm-mounted Decorative Luminaires (Type B) |  | Standard | FALSE | [9 empty] | 42537 |  | No |  | 4 | 4851.7 | 95.1 | 51 | 13.9 | 0.907 | 4866 | 82.3
PGCTA6MB | Signcomplex Limited | Signcomplex | FR39-036-AW-NW-Y | Mogul (E39) Screw-Base Replacements for HID Lamps | Low Output | Replacement Lamps for Outdoor Pole/Arm-mounted Decorative Luminaires (Type B) |  | Standard | FALSE | [9 empty] | 42537 |  | No |  | 4 | 3279.6 | 99 | 33.1 | 13.3 | 0.906 | 3960 | 82.4
PHF7GG2Y | Signcomplex Limited | Signcomplex | FR39-054-AW-NW-Y | Mogul (E39) Screw-Base Replacements for HID Lamps | Low Output | Replacement Lamps for Outdoor Pole/Arm-mounted Decorative Luminaires (Type B) |  | Standard | FALSE | [9 empty] | 42537 |  | No |  | 4 | 5261.2 | 100.4 | 52.4 | 13.8 | 0.906 | 3949 | 82.3
PDNEE669 | Signcomplex Limited | Signcomplex | FR39-045-AW-NW-Y | Mogul (E39) Screw-Base Replacements for HID Lamps | Low Output | Replacement Lamps for Outdoor Pole/Arm-mounted Decorative Luminaires (Type B) |  | Standard | FALSE | [9 empty] | 42537 |  | No |  | 4 | 4381.4 | 98.2 | 44.6 | 13.6 | 0.902 | 3941 | 82.2
PDVJJ2D3 | 3bl LED | 3BL LED | 3BL-LED-RCL-45W (5700K) | Mogul (E39) Screw-Base Replacements for HID Lamps | Low Output | Replacement Lamps for Outdoor Pole/Arm-mounted Decorative Luminaires (Type B) |  | Standard | FALSE | [9 empty] | 42537 | Not Dimmable | No | E26 base adapter not qualified. | 3.1 | 3561 | 77.96 | 45.68 | 17.12 | 0.9089 | 5700 | 85.9
PHJURDKH | 3bl LED | 3BL LED | 3BL-LED-RCL-80W (5700K) | Mogul (E39) Screw-Base Replacements for HID Lamps | Mid Output | Replacement Lamps for Outdoor Pole/Arm-mounted Decorative Luminaires (Type B) |  | Standard | FALSE | [9 empty] | 42537 | Not Dimmable | No | E26 base adapter not qualified. | 3.1 | 6412 | 79.89 | 80.26 | 15.39 | 0.9018 | 5700 | 85.9
PQ3KGXT2 | 3bl LED | 3BL LED | 3BL-LED-RCL-45W (5000K) | Mogul (E39) Screw-Base Replacements for HID Lamps | Low Output | Replacement Lamps for Outdoor Pole/Arm-mounted Decorative Luminaires (Type B) |  | Standard | FALSE | [9 empty] | 42537 | Not Dimmable | No | E26 base adapter not qualified. | 3.1 | 3518 | 76.94 | 45.73 | 17.03 | 0.904 | 5000 | 84.9
PUJQX6UE | 3bl LED | 3BL LED | 3BL-LED-RCL-80W (5000K) | Mogul (E39) Screw-Base Replacements for HID Lamps | Mid Output | Replacement Lamps for Outdoor Pole/Arm-mounted Decorative Luminaires (Type B) |  | Standard | FALSE | [9 empty] | 42537 | Not Dimmable | No | E26 base adapter not qualified. | 3.1 | 6348.8 | 78.87 | 80.5 | 15.27 | 0.9058 | 5000 | 83.4
PB3ZVQ3W | 3bl LED | 3BL LED | 3BL-LED-RCL-45W (4500K) | Mogul (E39) Screw-Base Replacements for HID Lamps | Low Output | Replacement Lamps for Outdoor Pole/Arm-mounted Decorative Luminaires (Type B) |  | Standard | FALSE | [9 empty] | 42537 | Not Dimmable | No | E26 base adapter not qualified. | 3.1 | 3475 | 76 | 45.73 | 17.03 | 0.904 | 4500 | 84.9
PJ6NSKXE | 3bl LED | 3BL LED | 3BL-LED-RCL-80W (4500K) | Mogul (E39) Screw-Base Replacements for HID Lamps | Mid Output | Replacement Lamps for Outdoor Pole/Arm-mounted Decorative Luminaires (Type B) |  | Standard | FALSE | [9 empty] | 42537 | Not Dimmable | No | E26 base adapter not qualified. | 3.1 | 6285.6 | 78.09 | 80.5 | 15.27 | 0.9058 | 4500 | 83.4
PP5FWJQR | 3bl LED | 3BL LED | 3BL-LED-RCL-45W (4000K) | Mogul (E39) Screw-Base Replacements for HID Lamps | Low Output | Replacement Lamps for Outdoor Pole/Arm-mounted Decorative Luminaires (Type B) |  | Standard | FALSE | [9 empty] | 42537 | Not Dimmable | No | E26 base adapter not qualified. | 3.1 | 3432 | 75.06 | 45.73 | 17.03 | 0.904 | 4000 | 84.9
PG4U68WJ | 3bl LED | 3BL LED | 3BL-LED-RCL-80W (4000K) | Mogul (E39) Screw-Base Replacements for HID Lamps | Mid Output | Replacement Lamps for Outdoor Pole/Arm-mounted Decorative Luminaires (Type B) |  | Standard | FALSE | [9 empty] | 42537 | Not Dimmable | No | E26 base adapter not qualified. | 3.1 | 6222.5 | 77.3 | 80.5 | 15.27 | 0.9058 | 4000 | 83.4
PQAE2USP | 3bl LED | 3BL LED | 3BL-LED-RCL-45W (3500K) | Mogul (E39) Screw-Base Replacements for HID Lamps | Low Output | Replacement Lamps for Outdoor Pole/Arm-mounted Decorative Luminaires (Type B) |  | Standard | FALSE | [9 empty] | 42537 | Not Dimmable | No | E26 base adapter not qualified. | 3.1 | 3389 | 74.12 | 45.73 | 17.03 | 0.904 | 3500 | 84.9
P6YUY6PA | 3bl LED | 3BL LED | 3BL-LED-RCL-80W (3500K) | Mogul (E39) Screw-Base Replacements for HID Lamps | Mid Output | Replacement Lamps for Outdoor Pole/Arm-mounted Decorative Luminaires (Type B) |  | Standard | FALSE | [9 empty] | 42537 | Not Dimmable | No | E26 base adapter not qualified. | 3.1 | 6159.3 | 76.52 | 80.5 | 15.27 | 0.9058 | 3500 | 83.4
PUYPDDZA | 3bl LED | 3BL LED | 3BL-LED-RCL-45W (3000K) | Mogul (E39) Screw-Base Replacements for HID Lamps | Low Output | Replacement Lamps for Outdoor Pole/Arm-mounted Decorative Luminaires (Type B) |  | Standard | FALSE | [9 empty] | 42537 | Not Dimmable | No | E26 base adapter not qualified. | 3.1 | 3346 | 73.18 | 45.73 | 17.03 | 0.904 | 3000 | 84.9
PKVBXGQS | 3bl LED | 3BL LED | 3BL-LED-RCL-80W (3000K) | Mogul (E39) Screw-Base Replacements for HID Lamps | Mid Output | Replacement Lamps for Outdoor Pole/Arm-mounted Decorative Luminaires (Type B) |  | Standard | FALSE | [9 empty] | 42537 | Not Dimmable | No | E26 base adapter not qualified. | 3.1 | 6096.1 | 75.73 | 80.5 | 15.27 | 0.9058 | 3000 | 83.4
PPGTNF2E | Shenzhen guanke technologies Co. Ltd | GK | GKS13-40W-05D3 E39(3000K) | Mogul (E39) Screw-Base Replacements for HID Lamps | Low Output | Replacement Lamps for Outdoor Full-Cutoff Wall-mounted Area Luminaires (Type B) |  | Standard | TRUE | 4041.5 | 101.42 | 39.85 | 18.89 | 0.9132 | 3077 | 80.6 | 5 | 50000 | 42535 |  | No |  | 3.1 | 4041.5 | 101.42 | 39.85 | 18.89 | 0.9132 | 3000 | 80.6
PVUJ9KYY | Shenzhen guanke technologies Co. Ltd | GK | GKS13-20W-05D3 E39(3000K) | Mogul (E39) Screw-Base Replacements for HID Lamps | Low Output | Replacement Lamps for Outdoor Full-Cutoff Wall-mounted Area Luminaires (Type B) |  | Standard | TRUE | 1971.5 | 95.75 | 20.59 | 17.2 | 0.897 | 3129 | 82.5 | 5 | 50000 | 42535 |  | No |  | 3.1 | 1971.5 | 95.75 | 20.59 | 17.2 | 0.897 | 3000 | 82.5
PPHA89NG | Shenzhen guanke technologies Co. Ltd | GK | GKS13-30W-05D3 E39(3000K) | Mogul (E39) Screw-Base Replacements for HID Lamps | Low Output | Replacement Lamps for Outdoor Full-Cutoff Wall-mounted Area Luminaires (Type B) |  | Standard | TRUE | 2841.2 | 104.46 | 27.2 | 16.61 | 0.8864 | 3134 | 82.1 | 5 | 50000 | 42535 |  | No |  | 3.1 | 2841.2 | 104.46 | 27.2 | 16.61 | 0.8864 | 3000 | 82.1
PXP8XPU8 | P.Q.L. Inc. | Superior Life® | 91134 | Mogul (E39) Screw-Base Replacements for HID Lamps | Low Output | Replacement Lamps for Outdoor Pole/Arm-mounted Decorative Luminaires (Type B) |  | Standard | TRUE | 4610.3 | 92.13 | 50.04 | 15.14 | 0.916 | 2753 | 83.7 | 5 | 50000 | 42535 |  | No | Updated on: 2/3/2017 | 4 | 4852.4 | 93.39 | 51.96 | 15.14 | 0.916 | 2700 | 83.7
PCUT65K5 | P.Q.L. Inc. | Superior Life® | 91131 | Mogul (E39) Screw-Base Replacements for HID Lamps | Low Output | Replacement Lamps for Outdoor Pole/Arm-mounted Decorative Luminaires (Type B) |  | Standard | TRUE | 4320.2 | 96.74 | 44.66 | 12.34 | 0.9131 | 2697 | 81.7 | 5 | 50000 | 42535 |  | No | Updated on: 2/3/2017 | 4 | 4473.9 | 96.98 | 46.13 | 12.34 | 0.91 | 2700 | 81.7
PAHRV6EA | P.Q.L. Inc. | Superior Life® | 91136 | Mogul (E39) Screw-Base Replacements for HID Lamps | Mid Output | Replacement Lamps for Outdoor Pole/Arm-mounted Decorative Luminaires (Type B) |  | Standard | TRUE | 7469.8 | 94.36 | 79.16 | 16.36 | 0.9158 | 2751 | 83.5 | 5 | 50000 | 42535 |  | No | Updated on: 2/3/2017 | 4 | 7674.5 | 95.97 | 79.97 | 16.36 | 0.92 | 2700 | 83.5
PBTNPEJQ | P.Q.L. Inc. | Superior Life® | 91135 | Mogul (E39) Screw-Base Replacements for HID Lamps | Mid Output | Replacement Lamps for Outdoor Pole/Arm-mounted Decorative Luminaires (Type B) |  | Standard | TRUE | 5541.3 | 103.85 | 53.36 | 16.85 | 0.9209 | 5033 | 83.6 | 5 | 50000 | 42535 |  | No | Updated on: 2/3/2017 | 4 | 4852.4 | 93.39 | 51.96 | 15.14 | 0.916 | 5000 | 83.7
P7N66MM5 | P.Q.L. Inc. | Superior Life® | 91137 | Mogul (E39) Screw-Base Replacements for HID Lamps | Mid Output | Replacement Lamps for Outdoor Pole/Arm-mounted Decorative Luminaires (Type B) |  | Standard | FALSE | [9 empty] | 42535 |  | No | Updated on: 2/3/2017 | 4 | 7674.5 | 95.97 | 79.97 | 16.36 | 0.92 | 5000 | 83.5
PXRYD9AH | P.Q.L. Inc. | Superior Life® | 91132 | Mogul (E39) Screw-Base Replacements for HID Lamps | Low Output | Replacement Lamps for Outdoor Pole/Arm-mounted Decorative Luminaires (Type B) |  | Standard | FALSE | [9 empty] | 42535 |  | No | Updated on: 2/3/2017 | 4 | 4473.9 | 96.98 | 46.13 | 12.34 | 0.91 | 5000 | 81.7
PK4ZKPR2 | Shenzhen guanke technologies Co. Ltd | GK | GKS13-20W-05D3 E39(5000K) | Mogul (E39) Screw-Base Replacements for HID Lamps | Low Output | Replacement Lamps for Outdoor Full-Cutoff Wall-mounted Area Luminaires (Type B) |  | Standard | FALSE | [9 empty] | 42535 | Not Dimmable | No |  | 3.1 | 2064 | 98.66 | 20.92 | 17.01 | 0.8992 | 5000 | 84.6
PX77G3VP | Shenzhen guanke technologies Co. Ltd | GK | GKS13-30W-05D3 E39(5000K) | Mogul (E39) Screw-Base Replacements for HID Lamps | Low Output | Replacement Lamps for Outdoor Full-Cutoff Wall-mounted Area Luminaires (Type B) |  | Standard | FALSE | [9 empty] | 42535 | Not Dimmable | No |  | 3.1 | 3016 | 109.83 | 27.46 | 16.37 | 0.8889 | 5000 | 84.6
P4992VSZ | Shenzhen guanke technologies Co. Ltd | GK | GKS13-40W-05D3 E39(5000K) | Mogul (E39) Screw-Base Replacements for HID Lamps | Low Output | Replacement Lamps for Outdoor Full-Cutoff Wall-mounted Area Luminaires (Type B) |  | Standard | FALSE | [9 empty] | 42535 | Not Dimmable | No |  | 3.1 | 4203 | 105.82 | 39.72 | 18.96 | 0.9125 | 5000 | 84.2
P8QBMDAB | Shenzhen guanke technologies Co. Ltd | GK | GKS13-20W-05D3 E39(4000K) | Mogul (E39) Screw-Base Replacements for HID Lamps | Low Output | Replacement Lamps for Outdoor Full-Cutoff Wall-mounted Area Luminaires (Type B) |  | Standard | FALSE | [9 empty] | 42535 | Not Dimmable | No |  | 3.1 | 2017.8 | 97.22 | 20.76 | 17.2 | 0.897 | 4000 | 82.5
PUPH8BJE | Shenzhen guanke technologies Co. Ltd | GK | GKS13-30W-05D3 E39(4000K) | Mogul (E39) Screw-Base Replacements for HID Lamps | Low Output | Replacement Lamps for Outdoor Full-Cutoff Wall-mounted Area Luminaires (Type B) |  | Standard | FALSE | [9 empty] | 42535 | Not Dimmable | No |  | 3.1 | 2928.6 | 107.16 | 27.33 | 16.61 | 0.8864 | 4000 | 82.1
P1ZBBFX8 | Shenzhen guanke technologies Co. Ltd | GK | GKS13-40W-05D3 E39(4000K) | Mogul (E39) Screw-Base Replacements for HID Lamps | Low Output | Replacement Lamps for Outdoor Full-Cutoff Wall-mounted Area Luminaires (Type B) |  | Standard | FALSE | [9 empty] | 42535 | Not Dimmable | No |  | 3.1 | 4122.3 | 103.61 | 39.79 | 18.89 | 0.9132 | 4000 | 80.6
PFA5PZ66 | LED Lighting EnterprisesLLC | LED Lighting Enterprises LLC | LLE-FRGS-100 E39/EX39 (3000K) | Mogul (E39) Screw-Base Replacements for HID Lamps | Mid Output | Replacement Lamps for Outdoor Pole/Arm-mounted Area and Roadway Luminaires (Type B) |  | Standard | TRUE | 8931.97 | 90.97 | 98.19 | 13.86 | 0.942 | 3119 | 83.5 | 5 | 50000 | 42534 |  | No |  | 3.1 | 10864.682 | 110.582 | 98.25 | 13.86 | 0.976 | 3000 | 83.5
PE3U4G9K | Shenzhen guanke technologies Co. Ltd | GK | GKS28-27W-02D3 E39 EX39 (3000K) [Qualified at 120V Only] | Mogul (E39) Screw-Base Replacements for HID Lamps | Low Output | Replacement Lamps for Outdoor Pole/Arm-mounted Decorative Luminaires (Type B) |  | Standard | TRUE | 2290.2 | 90.2 | 25.4 | 21.27 | 0.9838 | 2995 | 81 | 5 | 50000 | 42534 |  | Yes |  | 3.1 | 3240 | 120 | 27 | 21.27 | 0.9 | 3000 | 80
PGTSTAX3 | Shenzhen guanke technologies Co. Ltd | GK | GKS28-36W-02D3 E39 EX39 (3000K) | Mogul (E39) Screw-Base Replacements for HID Lamps | Low Output | Replacement Lamps for Outdoor Pole/Arm-mounted Decorative Luminaires (Type B) |  | Standard | TRUE | 2900.2 | 86.1 | 33.68 | 14.53 | 0.9153 | 2994 | 81.1 | 5 | 50000 | 42534 |  | Yes |  | 3.1 | 4320 | 120 | 36 | 14.53 | 0.9 | 3000 | 80
P9XRBBXF | LED Lighting EnterprisesLLC | LED Lighting Enterprises LLC | LLE-FRG-036 E39 (3000K) | Mogul (E39) Screw-Base Replacements for HID Lamps | Low Output | Replacement Lamps for Outdoor Pole/Arm-mounted Decorative Luminaires (Type B) |  | Standard | TRUE | 2845.8 | 81.4 | 34.95 | 17.04 | 0.9148 | 3138 | 84.9 | 5 | 50000 | 42534 |  | No | Rated data is for bare lamp | 3.1 | 4320 | 120 | 36 | 20 | 0.9 | 3000 | 80
PEZ55BUP | Shenzhen guanke technologies Co. Ltd | GK | GKS28-54W-02D3 E39 EX39 (3000K) | Mogul (E39) Screw-Base Replacements for HID Lamps | Low Output | Replacement Lamps for Outdoor Pole/Arm-mounted Decorative Luminaires (Type B) |  | Standard | TRUE | 3985.3 | 77.7 | 51.31 | 20.29 | 0.909 | 3038 | 81.4 | 5 | 50000 | 42534 |  | Yes |  | 3.1 | 6480 | 120 | 54 | 20.29 | 0.9 | 3000 | 80
PD9SW93T | LED Lighting EnterprisesLLC | LED Lighting Enterprises LLC | LLE-FRG-054 E39 (3000K) | Mogul (E39) Screw-Base Replacements for HID Lamps | Low Output | Replacement Lamps for Outdoor Pole/Arm-mounted Decorative Luminaires (Type B) |  | Standard | TRUE | 3835 | 78.4 | 48.89 | 15.16 | 0.908 | 3145 | 84.7 | 5 | 50000 | 42534 |  | No | Rated data is for bare lamp | 3.1 | 6480 | 120 | 54 | 20 | 0.9 | 3000 | 80
PFH5P52Z | LED Lighting EnterprisesLLC | LED Lighting Enterprises LLC | LLE-FRG-045 E39 (3000K) | Mogul (E39) Screw-Base Replacements for HID Lamps | Low Output | Replacement Lamps for Outdoor Pole/Arm-mounted Decorative Luminaires (Type B) |  | Standard | TRUE | 3400.1 | 76.8 | 44.25 | 15.91 | 0.9059 | 3139 | 85.1 | 5 | 50000 | 42534 |  | No | Rated data is for bare lamp | 3.1 | 5400 | 120 | 45 | 20 | 0.9 | 3000 | 80
PHCV9MMB | Shenzhen guanke technologies Co. Ltd | GK | GKS28-45W-02D3 E39 EX39 (3000K) | Mogul (E39) Screw-Base Replacements for HID Lamps | Low Output | Replacement Lamps for Outdoor Pole/Arm-mounted Decorative Luminaires (Type B) |  | Standard | TRUE | 3298.5 | 77.6 | 42.48 | 22.72 | 0.9042 | 3000 | 81.2 | 5 | 50000 | 42534 |  | Yes |  | 3.1 | 5400 | 120 | 45 | 22.72 | 0.9 | 3000 | 80
P7SARX6N | LED Lighting EnterprisesLLC | LED Lighting Enterprises LLC | LLE-FRG-027 E39 (3000K) | Mogul (E39) Screw-Base Replacements for HID Lamps | Low Output | Replacement Lamps for Outdoor Pole/Arm-mounted Decorative Luminaires (Type B) |  | Standard | TRUE | 2295.2 | 84.5 | 27.16 | 22.71 | 0.9041 | 3142 | 84.9 | 5 | 50000 | 42534 |  | No | Rated data is for bare lamp | 3.1 | 3200 | 118.5 | 27 | 20 | 0.9 | 3000 | 80
PVVDSX41 | LED Lighting EnterprisesLLC | LED Lighting Enterprises LLC | LLE-FRGS-100 E39/EX39(5000K) | Mogul (E39) Screw-Base Replacements for HID Lamps | Mid Output | Replacement Lamps for Outdoor Pole/Arm-mounted Area and Roadway Luminaires (Type B) |  | Standard | FALSE | [9 empty] | 42534 |  | No |  | 3.1 | 11644.498 | 118.507 | 98.26 | 13.49 | 0.975 | 5000 | 83
PPWXG5SE | LED Lighting EnterprisesLLC | LED Lighting Enterprises LLC | LLE-FRG-054 E39 (5000K) | Mogul (E39) Screw-Base Replacements for HID Lamps | Mid Output | Replacement Lamps for Outdoor Pole/Arm-mounted Decorative Luminaires (Type B) |  | Standard | FALSE | [9 empty] | 42534 |  | No | Rated data is for bare lamp | 3.1 | 6480 | 120 | 54 | 20 | 0.9 | 5000 | 80
P4UQVHGF | LED Lighting EnterprisesLLC | LED Lighting Enterprises LLC | LLE-FRG-045 E39 (5000K) | Mogul (E39) Screw-Base Replacements for HID Lamps | Low Output | Replacement Lamps for Outdoor Pole/Arm-mounted Decorative Luminaires (Type B) |  | Standard | FALSE | [9 empty] | 42534 |  | No | Rated data is for bare lamp | 3.1 | 5400 | 120 | 45 | 20 | 0.9 | 5000 | 80
PPPUEJGS | LED Lighting EnterprisesLLC | LED Lighting Enterprises LLC | LLE-FRG-036 E39 (5000K) | Mogul (E39) Screw-Base Replacements for HID Lamps | Low Output | Replacement Lamps for Outdoor Pole/Arm-mounted Decorative Luminaires (Type B) |  | Standard | FALSE | [9 empty] | 42534 |  | No | Rated data is for bare lamp | 3.1 | 4320 | 120 | 36 | 20 | 0.9 | 5000 | 80
P69MM9Z3 | LED Lighting EnterprisesLLC | LED Lighting Enterprises LLC | LLE-FRG-027 E39 (5000K) | Mogul (E39) Screw-Base Replacements for HID Lamps | Low Output | Replacement Lamps for Outdoor Pole/Arm-mounted Decorative Luminaires (Type B) |  | Standard | FALSE | [9 empty] | 42534 |  | No | Rated data is for bare lamp | 3.1 | 3200 | 118.5 | 27 | 20 | 0.9 | 5000 | 80
PPBG7X4H | LED Lighting EnterprisesLLC | LED Lighting Enterprises LLC | LLE-FRGS-100 E39/EX39(4500K) | Mogul (E39) Screw-Base Replacements for HID Lamps | Mid Output | Replacement Lamps for Outdoor Pole/Arm-mounted Area and Roadway Luminaires (Type B) |  | Standard | FALSE | [9 empty] | 42534 |  | No |  | 3.1 | 10864.682 | 110.582 | 98.25 | 13.86 | 0.976 | 4500 | 83.5
PV5PA3EV | LED Lighting EnterprisesLLC | LED Lighting Enterprises LLC | LLE-FRGS-100 E39/EX39 (4000K) | Mogul (E39) Screw-Base Replacements for HID Lamps | Mid Output | Replacement Lamps for Outdoor Pole/Arm-mounted Area and Roadway Luminaires (Type B) |  | Standard | FALSE | [9 empty] | 42534 |  | No |  | 3.1 | 10864.682 | 110.582 | 98.25 | 13.86 | 0.976 | 4000 | 83.5
PW2F1SK3 | LED Lighting EnterprisesLLC | LED Lighting Enterprises LLC | LLE-FRG-054 E39 (4000K) | Mogul (E39) Screw-Base Replacements for HID Lamps | Mid Output | Replacement Lamps for Outdoor Pole/Arm-mounted Decorative Luminaires (Type B) |  | Standard | FALSE | [9 empty] | 42534 |  | No | Rated data is for bare lamp | 3.1 | 6480 | 120 | 54 | 20 | 0.9 | 4000 | 80
PW2FYE88 | LED Lighting EnterprisesLLC | LED Lighting Enterprises LLC | LLE-FRG-045 E39 (4000K) | Mogul (E39) Screw-Base Replacements for HID Lamps | Low Output | Replacement Lamps for Outdoor Pole/Arm-mounted Decorative Luminaires (Type B) |  | Standard | FALSE | [9 empty] | 42534 |  | No | Rated data is for bare lamp | 3.1 | 5400 | 120 | 45 | 20 | 0.9 | 4000 | 80
P219VYAY | LED Lighting EnterprisesLLC | LED Lighting Enterprises LLC | LLE-FRG-036 E39 (4000K) | Mogul (E39) Screw-Base Replacements for HID Lamps | Low Output | Replacement Lamps for Outdoor Pole/Arm-mounted Decorative Luminaires (Type B) |  | Standard | FALSE | [9 empty] | 42534 |  | No | Rated data is for bare lamp | 3.1 | 4320 | 120 | 36 | 20 | 0.9 | 4000 | 80
P758CJ9R | LED Lighting EnterprisesLLC | LED Lighting Enterprises LLC | LLE-FRG-027 E39 (4000K) | Mogul (E39) Screw-Base Replacements for HID Lamps | Low Output | Replacement Lamps for Outdoor Pole/Arm-mounted Decorative Luminaires (Type B) |  | Standard | FALSE | [9 empty] | 42534 |  | No | Rated data is for bare lamp | 3.1 | 3200 | 118.5 | 27 | 20 | 0.9 | 4000 | 80
P2M4SHT1 | LED Lighting EnterprisesLLC | LED Lighting Enterprises LLC | LLE-FRGS-100 E39/EX39 (3500K) | Mogul (E39) Screw-Base Replacements for HID Lamps | Mid Output | Replacement Lamps for Outdoor Pole/Arm-mounted Area and Roadway Luminaires (Type B) |  | Standard | FALSE | [9 empty] | 42534 |  | No |  | 3.1 | 10864.682 | 110.582 | 98.25 | 13.86 | 0.976 | 3500 | 83.5
P6S81RJV | Shenzhen guanke technologies Co. Ltd | GK | GKS28-45W-02D3 E39 EX39 (5000K) | Mogul (E39) Screw-Base Replacements for HID Lamps | Low Output | Replacement Lamps for Outdoor Pole/Arm-mounted Decorative Luminaires (Type B) |  | Standard | FALSE | [9 empty] | 42534 | Not Yet Verified | Yes |  | 3.1 | 5400 | 120 | 45 | 22.72 | 0.9 | 5000 | 80
PNYXTB43 | Shenzhen guanke technologies Co. Ltd | GK | GKS28-27W-02D3 E39 EX39 (5000K) [Qualified at 120V Only] | Mogul (E39) Screw-Base Replacements for HID Lamps | Low Output | Replacement Lamps for Outdoor Pole/Arm-mounted Decorative Luminaires (Type B) |  | Standard | FALSE | [9 empty] | 42534 | Not Dimmable | Yes |  | 3.1 | 3240 | 120 | 27 | 21.27 | 0.9 | 5000 | 80
P1V977ES | Shenzhen guanke technologies Co. Ltd | GK | GKS28-54W-02D3 E39 EX39 (5000K) | Mogul (E39) Screw-Base Replacements for HID Lamps | Low Output | Replacement Lamps for Outdoor Pole/Arm-mounted Decorative Luminaires (Type B) |  | Standard | FALSE | [9 empty] | 42534 | Not Dimmable | Yes |  | 3.1 | 6480 | 120 | 54 | 20.29 | 0.9 | 5000 | 80
P3F7MG75 | Shenzhen guanke technologies Co. Ltd | GK | GKS28-36W-02D3 E39 EX39 (5000K) | Mogul (E39) Screw-Base Replacements for HID Lamps | Low Output | Replacement Lamps for Outdoor Pole/Arm-mounted Decorative Luminaires (Type B) |  | Standard | FALSE | [9 empty] | 42534 | Not Dimmable | Yes |  | 3.1 | 4320 | 120 | 36 | 14.53 | 0.9 | 5000 | 80
PNHYMP8A | Shenzhen guanke technologies Co. Ltd | GK | GKS28-45W-02D3 E39 EX39 (4500K) | Mogul (E39) Screw-Base Replacements for HID Lamps | Low Output | Replacement Lamps for Outdoor Pole/Arm-mounted Decorative Luminaires (Type B) |  | Standard | FALSE | [9 empty] | 42534 | Not Yet Verified | Yes |  | 3.1 | 5400 | 120 | 45 | 22.72 | 0.9 | 4500 | 80
PV4WXWDJ | Shenzhen guanke technologies Co. Ltd | GK | GKS28-27W-02D3 E39 EX39 (4500K) [Qualified at 120V Only] | Mogul (E39) Screw-Base Replacements for HID Lamps | Low Output | Replacement Lamps for Outdoor Pole/Arm-mounted Decorative Luminaires (Type B) |  | Standard | FALSE | [9 empty] | 42534 | Not Dimmable | Yes |  | 3.1 | 3240 | 120 | 27 | 21.27 | 0.9 | 4500 | 80
PNNWG1FR | Shenzhen guanke technologies Co. Ltd | GK | GKS28-54W-02D3 E39 EX39 (4500K) | Mogul (E39) Screw-Base Replacements for HID Lamps | Low Output | Replacement Lamps for Outdoor Pole/Arm-mounted Decorative Luminaires (Type B) |  | Standard | FALSE | [9 empty] | 42534 | Not Dimmable | Yes |  | 3.1 | 6480 | 120 | 54 | 20.29 | 0.9 | 4500 | 80
P47Y7PBY | Shenzhen guanke technologies Co. Ltd | GK | GKS28-36W-02D3 E39 EX39 (4500K) | Mogul (E39) Screw-Base Replacements for HID Lamps | Low Output | Replacement Lamps for Outdoor Pole/Arm-mounted Decorative Luminaires (Type B) |  | Standard | FALSE | [9 empty] | 42534 | Not Dimmable | Yes |  | 3.1 | 4320 | 120 | 36 | 14.53 | 0.9 | 4500 | 80
PBXKC542 | Shenzhen guanke technologies Co. Ltd | GK | GKS28-45W-02D3 E39 EX39 (4000K) | Mogul (E39) Screw-Base Replacements for HID Lamps | Low Output | Replacement Lamps for Outdoor Pole/Arm-mounted Decorative Luminaires (Type B) |  | Standard | FALSE | [9 empty] | 42534 | Not Yet Verified | Yes |  | 3.1 | 5400 | 120 | 45 | 22.72 | 0.9 | 4000 | 80
P4DXFVZN | Shenzhen guanke technologies Co. Ltd | GK | GKS28-27W-02D3 E39 EX39 (4000K) [Qualified at 120V Only] | Mogul (E39) Screw-Base Replacements for HID Lamps | Low Output | Replacement Lamps for Outdoor Pole/Arm-mounted Decorative Luminaires (Type B) |  | Standard | FALSE | [9 empty] | 42534 | Not Dimmable | Yes |  | 3.1 | 3240 | 120 | 27 | 21.27 | 0.9 | 4000 | 80
P3JDS5NZ | Shenzhen guanke technologies Co. Ltd | GK | GKS28-54W-02D3 E39 EX39 (4000K) | Mogul (E39) Screw-Base Replacements for HID Lamps | Low Output | Replacement Lamps for Outdoor Pole/Arm-mounted Decorative Luminaires (Type B) |  | Standard | FALSE | [9 empty] | 42534 | Not Dimmable | Yes |  | 3.1 | 6480 | 120 | 54 | 20.29 | 0.9 | 4000 | 80
P7Y4CKZ6 | Shenzhen guanke technologies Co. Ltd | GK | GKS28-36W-02D3 E39 EX39 (4000K) | Mogul (E39) Screw-Base Replacements for HID Lamps | Low Output | Replacement Lamps for Outdoor Pole/Arm-mounted Decorative Luminaires (Type B) |  | Standard | FALSE | [9 empty] | 42534 | Not Dimmable | Yes |  | 3.1 | 4320 | 120 | 36 | 14.53 | 0.9 | 4000 | 80
PVKDX2RS | Shenzhen guanke technologies Co. Ltd | GK | GKS28-45W-02D3 E39 EX39 (3500K) | Mogul (E39) Screw-Base Replacements for HID Lamps | Low Output | Replacement Lamps for Outdoor Pole/Arm-mounted Decorative Luminaires (Type B) |  | Standard | FALSE | [9 empty] | 42534 | Not Yet Verified | Yes |  | 3.1 | 5400 | 120 | 45 | 22.72 | 0.9 | 3500 | 80
P1CNY9M8 | Shenzhen guanke technologies Co. Ltd | GK | GKS28-27W-02D3 E39 EX39 (3500K) [Qualified at 120V Only] | Mogul (E39) Screw-Base Replacements for HID Lamps | Low Output | Replacement Lamps for Outdoor Pole/Arm-mounted Decorative Luminaires (Type B) |  | Standard | FALSE | [9 empty] | 42534 | Not Dimmable | Yes |  | 3.1 | 3240 | 120 | 27 | 21.27 | 0.9 | 3500 | 80
P2RR5XV2 | Shenzhen guanke technologies Co. Ltd | GK | GKS28-54W-02D3 E39 EX39 (3500K) | Mogul (E39) Screw-Base Replacements for HID Lamps | Low Output | Replacement Lamps for Outdoor Pole/Arm-mounted Decorative Luminaires (Type B) |  | Standard | FALSE | [9 empty] | 42534 | Not Dimmable | Yes |  | 3.1 | 6480 | 120 | 54 | 20.29 | 0.9 | 3500 | 80
PBTV8Z9Z | Shenzhen guanke technologies Co. Ltd | GK | GKS28-36W-02D3 E39 EX39 (3500K) | Mogul (E39) Screw-Base Replacements for HID Lamps | Low Output | Replacement Lamps for Outdoor Pole/Arm-mounted Decorative Luminaires (Type B) |  | Standard | FALSE | [9 empty] | 42534 | Not Dimmable | Yes |  | 3.1 | 4320 | 120 | 36 | 14.53 | 0.9 | 3500 | 80
PPECCZNR | E Lighting - RVLT | E Lighting - RVLT | CORN180-75W (2700K) [E39 Base Only] | Mogul (E39) Screw-Base Replacements for HID Lamps | Low Output | Replacement Lamps for Outdoor Full-Cutoff Wall-mounted Area Luminaires (Type B) |  | Standard | TRUE | 4821.912 | 66.601 | 72.4 | 13.3 | 0.912 | 2688 | 82.1 | 5 | 50000 | 42530 |  | No |  | 3.1 | 4821.9 | 66.6 | 72.4 | 13.3 | 0.912 | 2688 | 82.1
PSJ2ZP17 | E Lighting - RVLT | E Lighting - RVLT | CORN180-36W (2700K) [E39 Base Only] | Mogul (E39) Screw-Base Replacements for HID Lamps | Low Output | Replacement Lamps for Outdoor Full-Cutoff Wall-mounted Area Luminaires (Type B) |  | Standard | TRUE | 2300.109 | 65.344 | 35.2 | 13.1 | 0.913 | 2695 | 82.3 | 5 | 50000 | 42530 |  | No |  | 3.1 | 2300.1 | 65.3 | 35.2 | 13.1 | 0.913 | 2695 | 82.3
PUVJX5M1 | E Lighting - RVLT | E Lighting - RVLT | CORN180-54W (2700K) [E39 Base Only] | Mogul (E39) Screw-Base Replacements for HID Lamps | Low Output | Replacement Lamps for Outdoor Full-Cutoff Wall-mounted Area Luminaires (Type B) |  | Standard | TRUE | 3376.075 | 66.068 | 51.1 | 13.2 | 0.911 | 2698 | 82.2 | 5 | 50000 | 42530 |  | No |  | 3.1 | 3376 | 66 | 51.1 | 13.2 | 0.911 | 2698 | 82.2
P88NQNT9 | E Lighting - RVLT | E Lighting - RVLT | CORN360-75W (3000K) [E39 Base Only] | Mogul (E39) Screw-Base Replacements for HID Lamps | Low Output | Replacement Lamps for Outdoor Pole/Arm-mounted Decorative Luminaires (Type B) |  | Standard | TRUE | 4719.7 | 67.3 | 70.18 | 18.58 | 0.904 | 3156 | 84.5 | 5 | 50000 | 42530 |  | No | Rated Data is for bare lamp | 3.1 | 8250 | 110 | 75 | 20 | 0.9 | 3000 | 80
P2Z8G37J | E Lighting - RVLT | E Lighting - RVLT | CORN360-36W (2700K) [E39 Base Only] | Mogul (E39) Screw-Base Replacements for HID Lamps | Low Output | Replacement Lamps for Outdoor Pole/Arm-mounted Decorative Luminaires (Type B) |  | Standard | TRUE | 2843.6 | 76.6 | 37.1 | 16.51 | 0.89 | 2800 | 84.3 | 5 | 50000 | 42530 |  | No | Rated Data is for bare lamp | 3.1 | 3960 | 110 | 36 | 20 | 0.9 | 2700 | 80
P84VZCGR | E Lighting - RVLT | E Lighting - RVLT | CORN360-45W (2700K) [E39 Base Only] | Mogul (E39) Screw-Base Replacements for HID Lamps | Low Output | Replacement Lamps for Outdoor Pole/Arm-mounted Decorative Luminaires (Type B) |  | Standard | TRUE | 3407.2 | 75.6 | 45.09 | 12.66 | 0.8767 | 2802 | 84.6 | 5 | 50000 | 42530 |  | No | Rated Data is for bare lamp | 3.1 | 4950 | 110 | 45 | 20 | 0.9 | 2700 | 80
P29J923H | E Lighting - RVLT | E Lighting - RVLT | CORN360-54W (2700K) [E39 Base Only] | Mogul (E39) Screw-Base Replacements for HID Lamps | Low Output | Replacement Lamps for Outdoor Pole/Arm-mounted Decorative Luminaires (Type B) |  | Standard | TRUE | 3445 | 68.5 | 50.29 | 17.32 | 0.875 | 2819 | 84.5 | 5 | 50000 | 42530 |  | No | Rated Data is for bare lamp | 3.1 | 5940 | 110 | 54 | 20 | 0.9 | 2700 | 80
P6NT1Z4H | E Lighting - RVLT | E Lighting - RVLT | CORN360-54W (5000K) [E39 Base Only] | Mogul (E39) Screw-Base Replacements for HID Lamps | Low Output | Replacement Lamps for Outdoor Pole/Arm-mounted Decorative Luminaires (Type B) |  | Standard | FALSE | [9 empty] | 42530 |  | No | Rated Data is for bare lamp | 3.1 | 5940 | 110 | 54 | 20 | 0.9 | 5000 | 80
PRE57QFW | E Lighting - RVLT | E Lighting - RVLT | CORN360-45W (5000K) [100-120V Only] [E39 Base Only] | Mogul (E39) Screw-Base Replacements for HID Lamps | Low Output | Replacement Lamps for Outdoor Pole/Arm-mounted Decorative Luminaires (Type B) |  | Standard | FALSE | [9 empty] | 42530 |  | No | Rated Data is for bare lamp | 3.1 | 4950 | 110 | 45 | 20 | 0.9 | 5000 | 80
PYTBUPGP | E Lighting - RVLT | E Lighting - RVLT | CORN180-75W (5000K) [E39 Base Only] | Mogul (E39) Screw-Base Replacements for HID Lamps | Low Output | Replacement Lamps for Outdoor Full-Cutoff Wall-mounted Area Luminaires (Type B) |  | Standard | FALSE | [9 empty] | 42530 |  | No |  | 3.1 | 5075.8 | 71.9 | 70.5 | 13.5 | 0.91 | 4985 | 82.7
PPQTFUKW | E Lighting - RVLT | E Lighting - RVLT | CORN180-36W (5000K) [E39 Base Only] | Mogul (E39) Screw-Base Replacements for HID Lamps | Low Output | Replacement Lamps for Outdoor Full-Cutoff Wall-mounted Area Luminaires (Type B) |  | Standard | FALSE | [9 empty] | 42530 |  | No |  | 3.1 | 2491.2 | 70.5 | 35.3 | 13.2 | 0.912 | 4985 | 82.5
PDN3P3AM | E Lighting - RVLT | E Lighting - RVLT | CORN180-54W (5000K) [E39 Base Only] | Mogul (E39) Screw-Base Replacements for HID Lamps | Low Output | Replacement Lamps for Outdoor Full-Cutoff Wall-mounted Area Luminaires (Type B) |  | Standard | FALSE | [9 empty] | 42530 |  | No |  | 3.1 | 3843.2 | 71.1 | 54 | 13.4 | 0.91 | 4977 | 82.5
PAFMVF7C | E Lighting - RVLT | E Lighting - RVLT | CORN180-36W (4000K) [E39 Base Only] | Mogul (E39) Screw-Base Replacements for HID Lamps | Low Output | Replacement Lamps for Outdoor Full-Cutoff Wall-mounted Area Luminaires (Type B) |  | Standard | FALSE | [9 empty] | 42530 |  | No |  | 3.1 | 2300.1 | 65.3 | 35.2 | 13.1 | 0.913 | 4000 | 82.3
PWQWW8DE | E Lighting - RVLT | E Lighting - RVLT | CORN180-54W (4000K) [E39 Base Only] | Mogul (E39) Screw-Base Replacements for HID Lamps | Low Output | Replacement Lamps for Outdoor Full-Cutoff Wall-mounted Area Luminaires (Type B) |  | Standard | FALSE | [9 empty] | 42530 |  | No |  | 3.1 | 3376 | 66 | 51.1 | 13.2 | 0.911 | 4000 | 82.2
PYR3BHB8 | E Lighting - RVLT | E Lighting - RVLT | CORN180-75W (4000K) [E39 Base Only] | Mogul (E39) Screw-Base Replacements for HID Lamps | Low Output | Replacement Lamps for Outdoor Full-Cutoff Wall-mounted Area Luminaires (Type B) |  | Standard | FALSE | [9 empty] | 42530 |  | No |  | 3.1 | 4821.9 | 66.6 | 72.4 | 13.3 | 0.912 | 4000 | 82.1
P5K1MQGS | E Lighting - RVLT | E Lighting - RVLT | CORN360-75W (5000K) [E39 Base Only] | Mogul (E39) Screw-Base Replacements for HID Lamps | Low Output | Replacement Lamps for Outdoor Pole/Arm-mounted Decorative Luminaires (Type B) |  | Standard | FALSE | [9 empty] | 42530 |  | No | Rated Data is for bare lamp | 3.1 | 8250 | 110 | 75 | 20 | 0.9 | 4000 | 80
PNSPP7Q3 | E Lighting - RVLT | E Lighting - RVLT | CORN360-54W (4000K) [E39 Base Only] | Mogul (E39) Screw-Base Replacements for HID Lamps | Low Output | Replacement Lamps for Outdoor Pole/Arm-mounted Decorative Luminaires (Type B) |  | Standard | FALSE | [9 empty] | 42530 |  | No | Rated Data is for bare lamp | 3.1 | 5940 | 110 | 54 | 20 | 0.9 | 4000 | 80
P424P47X | E Lighting - RVLT | E Lighting - RVLT | CORN360-45W (4000K) [E39 Base Only] | Mogul (E39) Screw-Base Replacements for HID Lamps | Low Output | Replacement Lamps for Outdoor Pole/Arm-mounted Decorative Luminaires (Type B) |  | Standard | FALSE | [9 empty] | 42530 |  | No | Rated Data is for bare lamp | 3.1 | 4950 | 110 | 45 | 20 | 0.9 | 4000 | 80
PQFUE9J8 | E Lighting - RVLT | E Lighting - RVLT | CORN360-36W (5000K) [E39 Base Only] | Mogul (E39) Screw-Base Replacements for HID Lamps | Low Output | Replacement Lamps for Outdoor Pole/Arm-mounted Decorative Luminaires (Type B) |  | Standard | FALSE | [9 empty] | 42530 |  | No | Rated Data is for bare lamp | 3.1 | 3960 | 110 | 36 | 20 | 0.9 | 4000 | 80
PBZHVDNG | E Lighting - RVLT | E Lighting - RVLT | CORN360-75W (4000K) [E39 Base Only] | Mogul (E39) Screw-Base Replacements for HID Lamps | Low Output | Replacement Lamps for Outdoor Pole/Arm-mounted Decorative Luminaires (Type B) |  | Standard | FALSE | [9 empty] | 42530 |  | No | Rated Data is for bare lamp | 3.1 | 8250 | 110 | 75 | 20 | 0.9 | 3500 | 80
PCZ32JKE | E Lighting - RVLT | E Lighting - RVLT | CORN360-36W (4000K) [E39 Base Only] | Mogul (E39) Screw-Base Replacements for HID Lamps | Low Output | Replacement Lamps for Outdoor Pole/Arm-mounted Decorative Luminaires (Type B) |  | Standard | FALSE | [9 empty] | 42530 |  | No | Rated Data is for bare lamp | 3.1 | 3960 | 110 | 36 | 20 | 0.9 | 3500 | 80
P4QVZVV5 | Truly Green Solutions | Truly Green Solutions | 320813-G4 | Mogul (E39) Screw-Base Replacements for HID Lamps | Low Output | Replacement Lamps for Outdoor Pole/Arm-mounted Area and Roadway Luminaires (Type B) |  | Standard | TRUE | 2975.625 | 137.633 | 21.62 | 13.42 | 0.945 | 3043 | 83.3 | 5 | 50000 | 42528 |  | No |  | 3.1 | 2975.625 | 137.633 | 21.62 | 13.42 | 0.907 | 3000 | 83.3
P5WASJR9 | Truly Green Solutions | Truly Green Solutions | 310850-03 | Mogul (E39) Screw-Base Replacements for HID Lamps | Low Output | Replacement Lamps for Outdoor Pole/Arm-mounted Decorative Luminaires (Type B) |  | Standard | TRUE | 4365.3 | 93.3 | 46.8 | 19.18 | 0.93 | 3033 | 82 | 5 | 50000 | 42528 |  | No |  | 3.1 | 5625 | 112.5 | 50 | 20 | 0.9 | 3000 | 80
PPCGE47Q | Torshare Ltd | TORSHARE | TS-CL-54W (2700K) | Mogul (E39) Screw-Base Replacements for HID Lamps | Low Output | Replacement Lamps for Outdoor Pole/Arm-mounted Decorative Luminaires (Type B) |  | Standard | TRUE | 4063.3 | 73.93 | 54.96 | 16.37 | 0.9269 | 2743 | 83 | 5 | 50000 | 42528 |  | No |  | 3.1 | 4063.3 | 73.93 | 54.96 | 16.37 | 0.9269 | 2700 | 83
PJSK9SKY | Torshare Ltd | TORSHARE | TS-CL-54W (2700K) | Mogul (E39) Screw-Base Replacements for HID Lamps | Low Output | Replacement Lamps for Parking Garage Luminaires (Type B) |  | Standard | TRUE | 3443 | 64.68 | 54.98 | 16.72 | 0.9254 | 2693 | 81.1 | 5 |  | 42528 |  | No |  | 3.1 | 3578.3 | 65.08 | 54.98 | 16.34 | 0.909 | 2700 | 81.1
PD6MUEWV | Torshare Ltd | TORSHARE | TS-CL-100W (2700K) | Mogul (E39) Screw-Base Replacements for HID Lamps | Mid Output | Replacement Lamps for Outdoor Pole/Arm-mounted Decorative Luminaires (Type B) |  | Standard | TRUE | 6836.2 | 68.23 | 100.2 | 10.73 | 0.9087 | 2784 | 83.4 | 5 | 50000 | 42528 |  | No |  | 3.1 | 6836.2 | 68.23 | 100.2 | 10.73 | 0.9087 | 2700 | 83.4
PAYAW1RA | Torshare Ltd | TORSHARE | TS-CL-27W (2700K) | Mogul (E39) Screw-Base Replacements for HID Lamps | Low Output | Replacement Lamps for Parking Garage Luminaires (Type B) |  | Standard | TRUE | 1803.9 | 67.21 | 26.84 | 18.33 | 0.9075 | 2788 | 83.6 | 5 | 50000 | 42528 |  | No |  | 3.1 | 1861.6 | 68.87 | 27.03 | 18.33 | 0.9075 | 2700 | 83.6
PBFZEY99 | Torshare Ltd | TORSHARE | TS-CL-120W (2700K) | Mogul (E39) Screw-Base Replacements for HID Lamps | Mid Output | Replacement Lamps for Outdoor Pole/Arm-mounted Decorative Luminaires (Type B) |  | Standard | TRUE | 8677.1 | 72.07 | 120.4 | 9.27 | 0.9075 | 2788 | 83.4 | 5 | 50000 | 42528 |  | No |  | 3.1 | 8677.1 | 72.07 | 120.4 | 9.27 | 0.9075 | 2700 | 83.4
P3JPNP1M | Torshare Ltd | TORSHARE | TS-CL-80W (2700K) | Mogul (E39) Screw-Base Replacements for HID Lamps | Mid Output | Replacement Lamps for Outdoor Pole/Arm-mounted Decorative Luminaires (Type B) |  | Standard | TRUE | 5805.8 | 72.75 | 79.8 | 15.27 | 0.9058 | 2795 | 83.4 | 5 |  | 42528 |  | No |  | 3.1 | 6032.9 | 74.73 | 80.73 | 15.27 | 0.9058 | 2700 | 83.4
P5APJYW9 | Truly Green Solutions | Truly Green Solutions | 310830-03 | Mogul (E39) Screw-Base Replacements for HID Lamps | Low Output | Replacement Lamps for Outdoor Pole/Arm-mounted Decorative Luminaires (Type B) |  | Standard | TRUE | 2546.5 | 93.7 | 27.18 | 17.3 | 0.9014 | 3007 | 81.8 | 5 | 50000 | 42528 |  | No |  | 3.1 | 3500 | 116.7 | 30 | 20 | 0.9 | 3000 | 80
P3RUC3T2 | Truly Green Solutions | Truly Green Solutions | 310840-03 | Mogul (E39) Screw-Base Replacements for HID Lamps | Low Output | Replacement Lamps for Outdoor Pole/Arm-mounted Decorative Luminaires (Type B) |  | Standard | TRUE | 3448.8 | 94.2 | 36.63 | 17.79 | 0.8981 | 3006 | 81.9 | 5 | 50000 | 42528 |  | No |  | 3.1 | 4500 | 112.5 | 40 | 20 | 0.9 | 3000 | 80
PSN9E21Z | Truly Green Solutions | Truly Green Solutions | 320811-G4 | Mogul (E39) Screw-Base Replacements for HID Lamps | Low Output | Replacement Lamps for Outdoor Pole/Arm-mounted Area and Roadway Luminaires (Type B) |  | Standard | FALSE | [9 empty] | 42528 |  | No |  | 3.1 | 3023.216 | 139.705 | 21.64 | 13.21 | 0.908 | 5000 | 82.7
PU5F5DHX | Truly Green Solutions | Truly Green Solutions | 310850-01 | Mogul (E39) Screw-Base Replacements for HID Lamps | Low Output | Replacement Lamps for Outdoor Pole/Arm-mounted Decorative Luminaires (Type B) |  | Standard | FALSE | [9 empty] | 42528 |  | No |  | 3.1 | 5625 | 112.5 | 50 | 20 | 0.9 | 5000 | 80
PPGR6856 | Truly Green Solutions | Truly Green Solutions | 310840-01 | Mogul (E39) Screw-Base Replacements for HID Lamps | Low Output | Replacement Lamps for Outdoor Pole/Arm-mounted Decorative Luminaires (Type B) |  | Standard | FALSE | [9 empty] | 42528 |  | No |  | 3.1 | 4500 | 112.5 | 40 | 20 | 0.9 | 5000 | 80
PTS9G4ST | Truly Green Solutions | Truly Green Solutions | 310830-01 | Mogul (E39) Screw-Base Replacements for HID Lamps | Low Output | Replacement Lamps for Outdoor Pole/Arm-mounted Decorative Luminaires (Type B) |  | Standard | FALSE | [9 empty] | 42528 |  | No |  | 3.1 | 3500 | 116.7 | 30 | 20 | 0.9 | 5000 | 80
P8GV83F6 | Truly Green Solutions | Truly Green Solutions | 320812-G4 | Mogul (E39) Screw-Base Replacements for HID Lamps | Low Output | Replacement Lamps for Outdoor Pole/Arm-mounted Area and Roadway Luminaires (Type B) |  | Standard | FALSE | [9 empty] | 42528 |  | No |  | 3.1 | 2975.625 | 137.633 | 21.62 | 13.42 | 0.907 | 4000 | 83.3
P6987JGC | Truly Green Solutions | Truly Green Solutions | 310850-02 | Mogul (E39) Screw-Base Replacements for HID Lamps | Low Output | Replacement Lamps for Outdoor Pole/Arm-mounted Decorative Luminaires (Type B) |  | Standard | FALSE | [9 empty] | 42528 |  | No |  | 3.1 | 5625 | 112.5 | 50 | 20 | 0.9 | 4000 | 80
PQBHHMM8 | Truly Green Solutions | Truly Green Solutions | 310840-02 | Mogul (E39) Screw-Base Replacements for HID Lamps | Low Output | Replacement Lamps for Outdoor Pole/Arm-mounted Decorative Luminaires (Type B) |  | Standard | FALSE | [9 empty] | 42528 |  | No |  | 3.1 | 4500 | 112.5 | 40 | 20 | 0.9 | 4000 | 80
PCM98K7R | Truly Green Solutions | Truly Green Solutions | 310830-02 | Mogul (E39) Screw-Base Replacements for HID Lamps | Low Output | Replacement Lamps for Outdoor Pole/Arm-mounted Decorative Luminaires (Type B) |  | Standard | FALSE | [9 empty] | 42528 |  | No |  | 3.1 | 3500 | 116.7 | 30 | 20 | 0.9 | 4000 | 80
PQ589VYP | Torshare Ltd | TORSHARE | TS-CL-80W (5700K) | Mogul (E39) Screw-Base Replacements for HID Lamps | Mid Output | Replacement Lamps for Outdoor Pole/Arm-mounted Decorative Luminaires (Type B) |  | Standard | FALSE | [9 empty] | 42528 |  | No |  | 3.1 | 6412 | 79.89 | 80.26 | 15.39 | 0.9018 | 5700 | 85.9
PKAG4C9A | Torshare Ltd | TORSHARE | TS-CL-100W (5700K) | Mogul (E39) Screw-Base Replacements for HID Lamps | Mid Output | Replacement Lamps for Outdoor Pole/Arm-mounted Decorative Luminaires (Type B) |  | Standard | FALSE | [9 empty] | 42528 |  | No |  | 3.1 | 7274 | 72.38 | 100.5 | 10.48 | 0.9095 | 5700 | 85.9
P98KC43X | Torshare Ltd | TORSHARE | TS-CL-120W (5700K) | Mogul (E39) Screw-Base Replacements for HID Lamps | Mid Output | Replacement Lamps for Outdoor Pole/Arm-mounted Decorative Luminaires (Type B) |  | Standard | FALSE | [9 empty] | 42528 |  | No |  | 3.1 | 9203 | 76.12 | 120.9 | 9.11 | 0.9036 | 5700 | 85.8
PN8PFDVA | Torshare Ltd | TORSHARE | TS-CL-27W (5700K) | Mogul (E39) Screw-Base Replacements for HID Lamps | Low Output | Replacement Lamps for Parking Garage Luminaires (Type B) |  | Standard | FALSE | [9 empty] | 42528 |  | No |  | 3.1 | 2009 | 74.24 | 27.06 | 18.35 | 0.9068 | 5700 | 82.9
P21JPMV7 | Torshare Ltd | TORSHARE | TS-CL-54W (5700K) | Mogul (E39) Screw-Base Replacements for HID Lamps | Low Output | Replacement Lamps for Parking Garage Luminaires (Type B) |  | Standard | FALSE | [9 empty] | 42528 |  | No |  | 3.1 | 3759 | 68.96 | 54.51 | 16.72 | 0.9254 | 5700 | 82.9
P1QX6UA3 | Torshare Ltd | TORSHARE | TS-CL-54W (5700K) | Mogul (E39) Screw-Base Replacements for HID Lamps | Low Output | Replacement Lamps for Outdoor Pole/Arm-mounted Decorative Luminaires (Type B) |  | Standard | FALSE | [9 empty] | 42528 |  | No |  | 3.1 | 4267 | 78.25 | 54.53 | 16.53 | 0.9239 | 5700 | 82.8
PGKUH7RB | Torshare Ltd | TORSHARE | TS-CL-27W (5000K) | Mogul (E39) Screw-Base Replacements for HID Lamps | Low Output | Replacement Lamps for Parking Garage Luminaires (Type B) |  | Standard | FALSE | [9 empty] | 42528 |  | No |  | 3.1 | 1984.4 | 73.38 | 27.05 | 18.33 | 0.9075 | 5000 | 83.6
PVU7YRMS | Torshare Ltd | TORSHARE | TS-CL-80W (5000K) | Mogul (E39) Screw-Base Replacements for HID Lamps | Mid Output | Replacement Lamps for Outdoor Pole/Arm-mounted Decorative Luminaires (Type B) |  | Standard | FALSE | [9 empty] | 42528 |  | No |  | 3.1 | 6348.8 | 78.87 | 80.5 | 15.27 | 0.9058 | 5000 | 83.4
PUQF8M1J | Torshare Ltd | TORSHARE | TS-CL-100W (5000K) | Mogul (E39) Screw-Base Replacements for HID Lamps | Mid Output | Replacement Lamps for Outdoor Pole/Arm-mounted Decorative Luminaires (Type B) |  | Standard | FALSE | [9 empty] | 42528 |  | No |  | 3.1 | 7201 | 71.76 | 100.4 | 10.73 | 0.9087 | 5000 | 83.4
PMEJGV9N | Torshare Ltd | TORSHARE | TS-CL-120W (5000K) | Mogul (E39) Screw-Base Replacements for HID Lamps | Mid Output | Replacement Lamps for Outdoor Pole/Arm-mounted Decorative Luminaires (Type B) |  | Standard | FALSE | [9 empty] | 42528 |  | No |  | 3.1 | 9115.4 | 75.55 | 120.7 | 9.27 | 0.9075 | 5000 | 83.4
PCKPWJ7Q | Torshare Ltd | TORSHARE | TS-CL-54W (5000K) | Mogul (E39) Screw-Base Replacements for HID Lamps | Low Output | Replacement Lamps for Outdoor Pole/Arm-mounted Decorative Luminaires (Type B) |  | Standard | FALSE | [9 empty] | 42528 |  | No |  | 3.1 | 4233.1 | 77.32 | 54.75 | 16.37 | 0.9269 | 5000 | 83
PF7CTVCA | Torshare Ltd | TORSHARE | TS-CL-54W (5000K) | Mogul (E39) Screw-Base Replacements for HID Lamps | Low Output | Replacement Lamps for Parking Garage Luminaires (Type B) |  | Standard | FALSE | [9 empty] | 42528 |  | No |  | 3.1 | 3728.9 | 68.11 | 54.75 | 17.62 | 0.909 | 5000 | 81.1
P4U3FFZQ | Torshare Ltd | TORSHARE | TS-CL-27W (4500K) | Mogul (E39) Screw-Base Replacements for HID Lamps | Low Output | Replacement Lamps for Parking Garage Luminaires (Type B) |  | Standard | FALSE | [9 empty] | 42528 |  | No |  | 3.1 | 1959.9 | 72.47 | 27.05 | 18.33 | 0.9075 | 4500 | 83.6
PBY2WWKG | Torshare Ltd | TORSHARE | TS-CL-80W (4500K) | Mogul (E39) Screw-Base Replacements for HID Lamps | Mid Output | Replacement Lamps for Outdoor Pole/Arm-mounted Decorative Luminaires (Type B) |  | Standard | FALSE | [9 empty] | 42528 |  | No |  | 3.1 | 6285.6 | 78.09 | 80.5 | 15.27 | 0.9058 | 4500 | 83.4
PPQNYQAX | Torshare Ltd | TORSHARE | TS-CL-100W (4500K) | Mogul (E39) Screw-Base Replacements for HID Lamps | Mid Output | Replacement Lamps for Outdoor Pole/Arm-mounted Decorative Luminaires (Type B) |  | Standard | FALSE | [9 empty] | 42528 |  | No |  | 3.1 | 7128.1 | 71.03 | 100.4 | 10.73 | 0.9087 | 4500 | 83.4
P8WF19RW | Torshare Ltd | TORSHARE | TS-CL-120W (4500K) | Mogul (E39) Screw-Base Replacements for HID Lamps | Mid Output | Replacement Lamps for Outdoor Pole/Arm-mounted Decorative Luminaires (Type B) |  | Standard | FALSE | [9 empty] | 42528 |  | No |  | 3.1 | 9027.7 | 74.83 | 120.7 | 9.27 | 0.9075 | 4500 | 83.4
PA58JBGY | Torshare Ltd | TORSHARE | TS-CL-54W (4500K) | Mogul (E39) Screw-Base Replacements for HID Lamps | Low Output | Replacement Lamps for Outdoor Pole/Arm-mounted Decorative Luminaires (Type B) |  | Standard | FALSE | [9 empty] | 42528 |  | No |  | 3.1 | 4199.1 | 76.7 | 54.75 | 16.37 | 0.9269 | 4500 | 83
PBFTTQFM | Torshare Ltd | TORSHARE | TS-CL-54W (4500K) | Mogul (E39) Screw-Base Replacements for HID Lamps | Low Output | Replacement Lamps for Parking Garage Luminaires (Type B) |  | Standard | FALSE | [9 empty] | 42528 |  | No |  | 3.1 | 3698.8 | 67.56 | 54.75 | 17.62 | 0.909 | 4500 | 81.1
PDUAPEW6 | Torshare Ltd | TORSHARE | TS-CL-27W (4000K) | Mogul (E39) Screw-Base Replacements for HID Lamps | Low Output | Replacement Lamps for Parking Garage Luminaires (Type B) |  | Standard | FALSE | [9 empty] | 42528 |  | No |  | 3.1 | 1935.3 | 71.56 | 27.05 | 18.33 | 0.9075 | 4000 | 83.6
PXWP1J2M | Torshare Ltd | TORSHARE | TS-CL-80W (4000K) | Mogul (E39) Screw-Base Replacements for HID Lamps | Mid Output | Replacement Lamps for Outdoor Pole/Arm-mounted Decorative Luminaires (Type B) |  | Standard | FALSE | [9 empty] | 42528 |  | No |  | 3.1 | 6222.5 | 77.3 | 80.5 | 15.27 | 0.9058 | 4000 | 83.4
PHYZYS5V | Torshare Ltd | TORSHARE | TS-CL-100W (4000K) | Mogul (E39) Screw-Base Replacements for HID Lamps | Mid Output | Replacement Lamps for Outdoor Pole/Arm-mounted Decorative Luminaires (Type B) |  | Standard | FALSE | [9 empty] | 42528 |  | No |  | 3.1 | 7055.1 | 70.3 | 100.4 | 10.73 | 0.9087 | 4000 | 83.4
PJWSUUXY | Torshare Ltd | TORSHARE | TS-CL-120W (4000K) | Mogul (E39) Screw-Base Replacements for HID Lamps | Mid Output | Replacement Lamps for Outdoor Pole/Arm-mounted Decorative Luminaires (Type B) |  | Standard | FALSE | [9 empty] | 42528 |  | No |  | 3.1 | 8940.1 | 74.1 | 120.7 | 9.27 | 0.9075 | 4000 | 83.4
PBSMXEXC | Torshare Ltd | TORSHARE | TS-CL-54W (4000K) | Mogul (E39) Screw-Base Replacements for HID Lamps | Low Output | Replacement Lamps for Outdoor Pole/Arm-mounted Decorative Luminaires (Type B) |  | Standard | FALSE | [9 empty] | 42528 |  | No |  | 3.1 | 4165.2 | 76.08 | 54.75 | 16.37 | 0.9269 | 4000 | 83
P41DMWWD | Torshare Ltd | TORSHARE | TS-CL-54W (4000K) | Mogul (E39) Screw-Base Replacements for HID Lamps | Low Output | Replacement Lamps for Parking Garage Luminaires (Type B) |  | Standard | FALSE | [9 empty] | 42528 |  | No |  | 3.1 | 3668.7 | 67.01 | 54.75 | 17.62 | 0.909 | 4000 | 81.1
P7Z8ASNU | Torshare Ltd | TORSHARE | TS-CL-27W (3500K) | Mogul (E39) Screw-Base Replacements for HID Lamps | Low Output | Replacement Lamps for Parking Garage Luminaires (Type B) |  | Standard | FALSE | [9 empty] | 42528 |  | No |  | 3.1 | 1910.7 | 70.65 | 27.05 | 18.33 | 0.9075 | 3500 | 83.6
PNZWYMM5 | Torshare Ltd | TORSHARE | TS-CL-80W (3500K) | Mogul (E39) Screw-Base Replacements for HID Lamps | Mid Output | Replacement Lamps for Outdoor Pole/Arm-mounted Decorative Luminaires (Type B) |  | Standard | FALSE | [9 empty] | 42528 |  | No |  | 3.1 | 6159.3 | 76.52 | 80.5 | 15.27 | 0.9058 | 3500 | 83.4
PU5Q5CGV | Torshare Ltd | TORSHARE | TS-CL-100W (3500K) | Mogul (E39) Screw-Base Replacements for HID Lamps | Mid Output | Replacement Lamps for Outdoor Pole/Arm-mounted Decorative Luminaires (Type B) |  | Standard | FALSE | [9 empty] | 42528 |  | No |  | 3.1 | 6982.1 | 69.58 | 100.4 | 10.73 | 0.9087 | 3500 | 83.4
PEAJ5R9U | Torshare Ltd | TORSHARE | TS-CL-120W (3500K) | Mogul (E39) Screw-Base Replacements for HID Lamps | Mid Output | Replacement Lamps for Outdoor Pole/Arm-mounted Decorative Luminaires (Type B) |  | Standard | FALSE | [9 empty] | 42528 |  | No |  | 3.1 | 8852.4 | 73.37 | 120.7 | 9.27 | 0.9075 | 3500 | 83.4
P87999GG | Torshare Ltd | TORSHARE | TS-CL-54W (3500K) | Mogul (E39) Screw-Base Replacements for HID Lamps | Low Output | Replacement Lamps for Outdoor Pole/Arm-mounted Decorative Luminaires (Type B) |  | Standard | FALSE | [9 empty] | 42528 |  | No |  | 3.1 | 4131.2 | 75.46 | 54.75 | 16.37 | 0.9269 | 3500 | 83
PN9U5GHY | Torshare Ltd | TORSHARE | TS-CL-54W (3500K) | Mogul (E39) Screw-Base Replacements for HID Lamps | Low Output | Replacement Lamps for Parking Garage Luminaires (Type B) |  | Standard | FALSE | [9 empty] | 42528 |  | No |  | 3.1 | 3638.5 | 66.46 | 54.75 | 17.62 | 0.909 | 3500 | 81.1
P3MSCB4T | Torshare Ltd | TORSHARE | TS-CL-27W (3000K) | Mogul (E39) Screw-Base Replacements for HID Lamps | Low Output | Replacement Lamps for Parking Garage Luminaires (Type B) |  | Standard | FALSE | [9 empty] | 42528 |  | No |  | 3.1 | 1886.2 | 69.74 | 27.05 | 18.33 | 0.9075 | 3000 | 83.6
PV6TYJM1 | Torshare Ltd | TORSHARE | TS-CL-80W (3000K) | Mogul (E39) Screw-Base Replacements for HID Lamps | Mid Output | Replacement Lamps for Outdoor Pole/Arm-mounted Decorative Luminaires (Type B) |  | Standard | FALSE | [9 empty] | 42528 |  | No |  | 3.1 | 6096.1 | 75.73 | 80.5 | 15.27 | 0.9058 | 3000 | 83.4
PNHNZU87 | Torshare Ltd | TORSHARE | TS-CL-100W (3000K) | Mogul (E39) Screw-Base Replacements for HID Lamps | Mid Output | Replacement Lamps for Outdoor Pole/Arm-mounted Decorative Luminaires (Type B) |  | Standard | FALSE | [9 empty] | 42528 |  | No |  | 3.1 | 6909.2 | 68.85 | 100.4 | 10.73 | 0.9087 | 3000 | 83.4
P61SMK7U | Torshare Ltd | TORSHARE | TS-CL-120W (3000K) | Mogul (E39) Screw-Base Replacements for HID Lamps | Mid Output | Replacement Lamps for Outdoor Pole/Arm-mounted Decorative Luminaires (Type B) |  | Standard | FALSE | [9 empty] | 42528 |  | No |  | 3.1 | 8764.8 | 72.65 | 120.7 | 9.27 | 0.9075 | 3000 | 83.4
P1GX5ZUA | Torshare Ltd | TORSHARE | TS-CL-54W (3000K) | Mogul (E39) Screw-Base Replacements for HID Lamps | Low Output | Replacement Lamps for Outdoor Pole/Arm-mounted Decorative Luminaires (Type B) |  | Standard | FALSE | [9 empty] | 42528 |  | No |  | 3.1 | 4097.3 | 74.84 | 54.75 | 16.37 | 0.9269 | 3000 | 83
PBDRTQFT | Torshare Ltd | TORSHARE | TS-CL-54W (3000K) | Mogul (E39) Screw-Base Replacements for HID Lamps | Low Output | Replacement Lamps for Parking Garage Luminaires (Type B) |  | Standard | FALSE | [9 empty] | 42528 |  | No |  | 3.1 | 3608.4 | 65.91 | 54.75 | 17.62 | 0.909 | 3000 | 81.1
PC3W2PQW | Shenzhen Lighting Inc | Shenzhen Lighting | SZ-LR120W(4100K) | Mogul (E39) Screw-Base Replacements for HID Lamps | High Output | Replacement Lamps for Outdoor Pole/Arm-mounted Area and Roadway Luminaires (Type C) |  | Standard | TRUE | 12918 | 109.08 | 118.4 | 12.57 | 0.9358 | 4197 | 83.3 | 8 | 50000 | 42527 |  | No |  | 3.1 | 12918 | 109.08 | 118.4 | 12.57 | 0.9358 | 4100 | 83.3
PQ3QNG8A | Shenzhen Lighting Inc | Shenzhen Lighting | SZ-LR75W(4100K) | Mogul (E39) Screw-Base Replacements for HID Lamps | Mid Output | Replacement Lamps for Outdoor Pole/Arm-mounted Area and Roadway Luminaires (Type C) |  | Standard | TRUE | 8124.4 | 99.73 | 81.47 | 14.53 | 0.901 | 4183 | 83.2 | 8 | 50000 | 42527 |  | No |  | 3.1 | 8092.5 | 99.92 | 80.99 | 14.53 | 0.901 | 4100 | 83.2
PQMVMT11 | Shenzhen Lighting Inc | Shenzhen Lighting | SZ-LR150W(4100K) | Mogul (E39) Screw-Base Replacements for HID Lamps | High Output | Replacement Lamps for Outdoor Pole/Arm-mounted Area and Roadway Luminaires (Type C) |  | Standard | TRUE | 16021 | 105.5 | 151.9 | 10.92 | 0.9261 | 4229 | 83.7 | 5 | 50000 | 42527 |  | No |  | 3.1 | 16021 | 105.5 | 151.9 | 10.92 | 0.9261 | 4100 | 83.7
PX6GEX9Z | Shenzhen Lighting Inc | Shenzhen Lighting | SZ-LR45W(4100K) | Mogul (E39) Screw-Base Replacements for HID Lamps | Low Output | Replacement Lamps for Outdoor Pole/Arm-mounted Area and Roadway Luminaires (Type C) |  | Standard | TRUE | 2692.7 | 63.85 | 42.17 | 16.48 | 0.8934 | 4227 | 83.7 | 8 | 50000 | 42527 |  | No |  | 3.1 | 2692.7 | 63.85 | 42.17 | 16.48 | 0.8934 | 4100 | 83.7
PSH2CCKJ | Shenzhen Lighting Inc | Shenzhen Lighting | SZ-LR150W(5500K) | Mogul (E39) Screw-Base Replacements for HID Lamps | High Output | Replacement Lamps for Outdoor Pole/Arm-mounted Area and Roadway Luminaires (Type C) |  | Standard | FALSE | [9 empty] | 42527 |  | No |  | 3.1 | 16342 | 108.01 | 151.3 | 11.03 | 0.9254 | 5500 | 72.4
PRPC35QJ | Shenzhen Lighting Inc | Shenzhen Lighting | SZ-LR75W(5500K) | Mogul (E39) Screw-Base Replacements for HID Lamps | Mid Output | Replacement Lamps for Outdoor Pole/Arm-mounted Area and Roadway Luminaires (Type C) |  | Standard | FALSE | [9 empty] | 42527 |  | No |  | 3.1 | 8253 | 102.23 | 80.73 | 14.74 | 0.9036 | 5500 | 72.3
P3FZUJ2X | Shenzhen Lighting Inc | Shenzhen Lighting | SZ-LR120W(5500K) | Mogul (E39) Screw-Base Replacements for HID Lamps | High Output | Replacement Lamps for Outdoor Pole/Arm-mounted Area and Roadway Luminaires (Type C) |  | Standard | FALSE | [9 empty] | 42527 |  | No |  | 3.1 | 13276 | 111.47 | 119.1 | 12.43 | 0.9347 | 5500 | 71.4
PN7MCJ28 | Shenzhen Lighting Inc | Shenzhen Lighting | SZ-LR45W(5500K) | Mogul (E39) Screw-Base Replacements for HID Lamps | Low Output | Replacement Lamps for Outdoor Pole/Arm-mounted Area and Roadway Luminaires (Type C) |  | Standard | FALSE | [9 empty] | 42527 |  | No |  | 3.1 | 2796 | 66.18 | 42.25 | 16.43 | 0.8978 | 5500 | 71.3
PA65B2N8 | Shenzhen Lighting Inc | Shenzhen Lighting | SZ-LR45W(5000K) | Mogul (E39) Screw-Base Replacements for HID Lamps | Low Output | Replacement Lamps for Outdoor Pole/Arm-mounted Area and Roadway Luminaires (Type C) |  | Standard | FALSE | [9 empty] | 42527 |  | No |  | 3.1 | 2761.6 | 65.42 | 42.21 | 16.48 | 0.8934 | 5000 | 83.7
PZFJKMNR | Shenzhen Lighting Inc | Shenzhen Lighting | SZ-LR150W(5000K) | Mogul (E39) Screw-Base Replacements for HID Lamps | High Output | Replacement Lamps for Outdoor Pole/Arm-mounted Area and Roadway Luminaires (Type C) |  | Standard | FALSE | [9 empty] | 42527 |  | No |  | 3.1 | 16235 | 107.09 | 151.6 | 10.92 | 0.9261 | 5000 | 83.7
P4RN2J6T | Shenzhen Lighting Inc | Shenzhen Lighting | SZ-LR120W(5000K) | Mogul (E39) Screw-Base Replacements for HID Lamps | High Output | Replacement Lamps for Outdoor Pole/Arm-mounted Area and Roadway Luminaires (Type C) |  | Standard | FALSE | [9 empty] | 42527 |  | No |  | 3.1 | 13157 | 110.79 | 118.8 | 12.57 | 0.9358 | 5000 | 83.3
P543HFS5 | Shenzhen Lighting Inc | Shenzhen Lighting | SZ-LR75W(5000K) | Mogul (E39) Screw-Base Replacements for HID Lamps | Mid Output | Replacement Lamps for Outdoor Pole/Arm-mounted Area and Roadway Luminaires (Type C) |  | Standard | FALSE | [9 empty] | 42527 |  | No |  | 3.1 | 8199.5 | 101.4 | 80.86 | 14.53 | 0.901 | 5000 | 83.2
P3DW86FS | Shenzhen Lighting Inc | Shenzhen Lighting | SZ-LR45W(4500K) | Mogul (E39) Screw-Base Replacements for HID Lamps | Low Output | Replacement Lamps for Outdoor Pole/Arm-mounted Area and Roadway Luminaires (Type C) |  | Standard | FALSE | [9 empty] | 42527 |  | No |  | 3.1 | 2727.1 | 64.61 | 42.21 | 16.48 | 0.8934 | 4500 | 83.7
PUJ3VERB | Shenzhen Lighting Inc | Shenzhen Lighting | SZ-LR150W(4500K) | Mogul (E39) Screw-Base Replacements for HID Lamps | High Output | Replacement Lamps for Outdoor Pole/Arm-mounted Area and Roadway Luminaires (Type C) |  | Standard | FALSE | [9 empty] | 42527 |  | No |  | 3.1 | 16128 | 106.39 | 151.6 | 10.92 | 0.9261 | 4500 | 83.7
PEWU9E4F | Shenzhen Lighting Inc | Shenzhen Lighting | SZ-LR120W(4500K) | Mogul (E39) Screw-Base Replacements for HID Lamps | High Output | Replacement Lamps for Outdoor Pole/Arm-mounted Area and Roadway Luminaires (Type C) |  | Standard | FALSE | [9 empty] | 42527 |  | No |  | 3.1 | 13037 | 109.79 | 118.8 | 12.57 | 0.9358 | 4500 | 83.3
PNQS7HEE | Shenzhen Lighting Inc | Shenzhen Lighting | SZ-LR75W(4500K) | Mogul (E39) Screw-Base Replacements for HID Lamps | Mid Output | Replacement Lamps for Outdoor Pole/Arm-mounted Area and Roadway Luminaires (Type C) |  | Standard | FALSE | [9 empty] | 42527 |  | No |  | 3.1 | 8146 | 100.74 | 80.86 | 14.53 | 0.901 | 4500 | 83.2
P84ZD4QQ | Shenzhen guanke technologies Co. Ltd | GK | GKS13-30W-05D3(3000K) | Mogul (E39) Screw-Base Replacements for HID Lamps | Low Output | Replacement Lamps for Outdoor Pole/Arm-mounted Area and Roadway Luminaires (Type B) |  | Standard | TRUE | 3172.553 | 111.631 | 28.42 | 13.34 | 0.952 | 3131 | 81.9 | 5 | 87600 | 42523 |  | No |  | 3.1 | 3172.55 | 111.63 | 28.42 | 13.34 | 0.986 | 3000 | 81.9
PUZVGEX7 | Shenzhen guanke technologies Co. Ltd | GK | GKS13-20W-05D3(3000K) | Mogul (E39) Screw-Base Replacements for HID Lamps | Low Output | Replacement Lamps for Outdoor Pole/Arm-mounted Area and Roadway Luminaires (Type B) |  | Standard | TRUE | 2149.03 | 108.482 | 19.81 | 13.65 | 0.944 | 3138 | 82.1 | 5 | 87600 | 42523 |  | No |  | 3.1 | 2149.03 | 108.48 | 19.81 | 13.65 | 0.975 | 3000 | 82.1
PCWTN3Y2 | Shenzhen guanke technologies Co. Ltd | GK | GKS13-40W-05D3(3000K) | Mogul (E39) Screw-Base Replacements for HID Lamps | Low Output | Replacement Lamps for Outdoor Pole/Arm-mounted Area and Roadway Luminaires (Type B) |  | Standard | TRUE | 3314.906 | 85.238 | 38.89 | 13.06 | 0.957 | 3128 | 82 | 5 | 87600 | 42523 |  | No |  | 3.1 | 3314.91 | 85.24 | 38.89 | 13.06 | 0.979 | 3000 | 82
PVSJUPRT | Truly Green Solutions | Truly Green Solutions | 310833-G4(3000K) | Mogul (E39) Screw-Base Replacements for HID Lamps | Low Output | Replacement Lamps for Outdoor Pole/Arm-mounted Decorative Luminaires (Type B) |  | Standard | TRUE | 3986 | 91.4 | 43.63 | 20.39 | 0.9341 | 3008 | 82.7 | 5 | 50000 | 42523 |  | No | Updated 11/4/2016 | 3.1 | 3984 | 88.5 | 45 | 20 | 0.9 | 3000 | 85
PA3M38UH | Truly Green Solutions | Truly Green Solutions | 310843-G4(3000K) | Mogul (E39) Screw-Base Replacements for HID Lamps | Low Output | Replacement Lamps for Outdoor Pole/Arm-mounted Decorative Luminaires (Type B) |  | Standard | TRUE | 4392 | 93.1 | 47.18 | 20.89 | 0.9243 | 2986 | 82.6 | 5 | 50000 | 42523 |  | No | Updated 11/4/2016 | 3.1 | 4485 | 83.1 | 54 | 20 | 0.9 | 3000 | 85
PKTQBHHR | Truly Green Solutions | Truly Green Solutions | 310831-G4(5000K) | Mogul (E39) Screw-Base Replacements for HID Lamps | Low Output | Replacement Lamps for Outdoor Pole/Arm-mounted Decorative Luminaires (Type B) |  | Standard | FALSE | [9 empty] | 42523 |  | No | Updated 11/4/2016 | 3.1 | 4142 | 92 | 45 | 20 | 0.9 | 5000 | 85
PXQBNDNV | Truly Green Solutions | Truly Green Solutions | 310832-G4(4000K) | Mogul (E39) Screw-Base Replacements for HID Lamps | Low Output | Replacement Lamps for Outdoor Pole/Arm-mounted Decorative Luminaires (Type B) |  | Standard | FALSE | [9 empty] | 42523 |  | No | Updated 11/4/2016 | 3.1 | 3984 | 88.5 | 45 | 20 | 0.9 | 4000 | 85
PS9RKNQ7 | Truly Green Solutions | Truly Green Solutions | 310841-G4(5000K) | Mogul (E39) Screw-Base Replacements for HID Lamps | Low Output | Replacement Lamps for Outdoor Pole/Arm-mounted Decorative Luminaires (Type B) |  | Standard | FALSE | [9 empty] | 42523 |  | No | Updated 11/4/2016 | 3.1 | 4873 | 90.2 | 54 | 20 | 0.9 | 5000 | 85
P2T79RZ8 | Truly Green Solutions | Truly Green Solutions | 310842-G4(4000K) | Mogul (E39) Screw-Base Replacements for HID Lamps | Low Output | Replacement Lamps for Outdoor Pole/Arm-mounted Decorative Luminaires (Type B) |  | Standard | FALSE | [9 empty] | 42523 |  | No | Updated 11/4/2016 | 3.1 | 4485 | 83.1 | 54 | 20 | 0.9 | 4000 | 85
PBE6JQ26 | Shenzhen guanke technologies Co. Ltd | GK | GKS13-30W-05D3(5000K) | Mogul (E39) Screw-Base Replacements for HID Lamps | Low Output | Replacement Lamps for Outdoor Pole/Arm-mounted Area and Roadway Luminaires (Type B) |  | Standard | FALSE | [9 empty] | 42523 | Not Dimmable | No |  | 3.1 | 3267.56 | 114.77 | 28.47 | 13.01 | 0.985 | 5000 | 83.1
PRGBF7DV | Shenzhen guanke technologies Co. Ltd | GK | GKS13-20W-05D3(5000K) | Mogul (E39) Screw-Base Replacements for HID Lamps | Low Output | Replacement Lamps for Outdoor Pole/Arm-mounted Area and Roadway Luminaires (Type B) |  | Standard | FALSE | [9 empty] | 42523 | Not Dimmable | No |  | 3.1 | 2201.69 | 111.37 | 19.77 | 13.35 | 0.976 | 5000 | 83
PU7KC5K8 | Shenzhen guanke technologies Co. Ltd | GK | GKS13-40W-05D3(5000K) | Mogul (E39) Screw-Base Replacements for HID Lamps | Low Output | Replacement Lamps for Outdoor Pole/Arm-mounted Area and Roadway Luminaires (Type B) |  | Standard | FALSE | [9 empty] | 42523 | Not Dimmable | No |  | 3.1 | 3414.28 | 87.66 | 38.95 | 12.71 | 0.979 | 5000 | 82.9
PB8J6X87 | Shenzhen guanke technologies Co. Ltd | GK | GKS13-20W-05D3(4500K) | Mogul (E39) Screw-Base Replacements for HID Lamps | Low Output | Replacement Lamps for Outdoor Pole/Arm-mounted Area and Roadway Luminaires (Type B) |  | Standard | FALSE | [9 empty] | 42523 | Not Dimmable | No |  | 3.1 | 2149.03 | 108.48 | 19.81 | 13.65 | 0.975 | 4500 | 82.1
PTPWDQCG | Shenzhen guanke technologies Co. Ltd | GK | GKS13-40W-05D3(4500K) | Mogul (E39) Screw-Base Replacements for HID Lamps | Low Output | Replacement Lamps for Outdoor Pole/Arm-mounted Area and Roadway Luminaires (Type B) |  | Standard | FALSE | [9 empty] | 42523 | Not Dimmable | No |  | 3.1 | 3314.91 | 85.24 | 38.89 | 13.06 | 0.979 | 4500 | 82
P1MMTZAN | Shenzhen guanke technologies Co. Ltd | GK | GKS13-30W-05D3(4500K) | Mogul (E39) Screw-Base Replacements for HID Lamps | Low Output | Replacement Lamps for Outdoor Pole/Arm-mounted Area and Roadway Luminaires (Type B) |  | Standard | FALSE | [9 empty] | 42523 | Not Dimmable | No |  | 3.1 | 3172.55 | 111.63 | 28.42 | 13.34 | 0.986 | 4500 | 81.9
P47MWFGC | Shenzhen guanke technologies Co. Ltd | GK | GKS13-20W-05D3(4000K) | Mogul (E39) Screw-Base Replacements for HID Lamps | Low Output | Replacement Lamps for Outdoor Pole/Arm-mounted Area and Roadway Luminaires (Type B) |  | Standard | FALSE | [9 empty] | 42523 | Not Dimmable | No |  | 3.1 | 2149.03 | 108.48 | 19.81 | 13.65 | 0.975 | 4000 | 82.1
PH5JERCH | Shenzhen guanke technologies Co. Ltd | GK | GKS13-40W-05D3(4000K) | Mogul (E39) Screw-Base Replacements for HID Lamps | Low Output | Replacement Lamps for Outdoor Pole/Arm-mounted Area and Roadway Luminaires (Type B) |  | Standard | FALSE | [9 empty] | 42523 | Not Dimmable | No |  | 3.1 | 3314.91 | 85.24 | 38.89 | 13.06 | 0.979 | 4000 | 82
PB9F62XS | Shenzhen guanke technologies Co. Ltd | GK | GKS13-30W-05D3(4000K) | Mogul (E39) Screw-Base Replacements for HID Lamps | Low Output | Replacement Lamps for Outdoor Pole/Arm-mounted Area and Roadway Luminaires (Type B) |  | Standard | FALSE | [9 empty] | 42523 | Not Dimmable | No |  | 3.1 | 3172.55 | 111.63 | 28.42 | 13.34 | 0.986 | 4000 | 81.9
P3JFBGTN | Shenzhen guanke technologies Co. Ltd | GK | GKS13-20W-05D3(3500K) | Mogul (E39) Screw-Base Replacements for HID Lamps | Low Output | Replacement Lamps for Outdoor Pole/Arm-mounted Area and Roadway Luminaires (Type B) |  | Standard | FALSE | [9 empty] | 42523 | Not Dimmable | No |  | 3.1 | 2149.03 | 108.48 | 19.81 | 13.65 | 0.975 | 3500 | 82.1
PKRKEM2P | Shenzhen guanke technologies Co. Ltd | GK | GKS13-40W-05D3(3500K) | Mogul (E39) Screw-Base Replacements for HID Lamps | Low Output | Replacement Lamps for Outdoor Pole/Arm-mounted Area and Roadway Luminaires (Type B) |  | Standard | FALSE | [9 empty] | 42523 | Not Dimmable | No |  | 3.1 | 3314.91 | 85.24 | 38.89 | 13.06 | 0.979 | 3500 | 82
PJY3VSXF | Shenzhen guanke technologies Co. Ltd | GK | GKS13-30W-05D3(3500K) | Mogul (E39) Screw-Base Replacements for HID Lamps | Low Output | Replacement Lamps for Outdoor Pole/Arm-mounted Area and Roadway Luminaires (Type B) |  | Standard | FALSE | [9 empty] | 42523 | Not Dimmable | No |  | 3.1 | 3172.55 | 111.63 | 28.42 | 13.34 | 0.986 | 3500 | 81.9
P1BUZEK3 | CAO Lighting Inc. | Dynasty | 803B-120W-27K-E39 | Mogul (E39) Screw-Base Replacements for HID Lamps | Mid Output | Replacement Lamps for Outdoor Pole/Arm-mounted Decorative Luminaires (Type B) |  | Standard | TRUE | 8312.9 | 70.91 | 117.2 | 9.13 | 0.9625 | 2685 | 83.5 | 5 |  | 42522 |  | No |  | 3.1 | 8312.9 | 70.91 | 117.2 | 9.13 | 0.9625 | 2700 | 83.5
PU12J1PN | CAO Lighting Inc. | Dynasty | 803B-100W-27K-E39 | Mogul (E39) Screw-Base Replacements for HID Lamps | Mid Output | Replacement Lamps for Outdoor Pole/Arm-mounted Decorative Luminaires (Type B) |  | Standard | TRUE | 6690.9 | 69.31 | 96.54 | 8.96 | 0.9501 | 2684 | 83.4 | 5 |  | 42522 |  | No |  | 3.1 | 6939 | 70.16 | 98.91 | 8.96 | 0.9501 | 2700 | 83.4
PVTWEYTE | CAO Lighting Inc. | Dynasty | 802-54W-27K-E39 | Mogul (E39) Screw-Base Replacements for HID Lamps | Low Output | Replacement Lamps for Outdoor Pole/Arm-mounted Area and Roadway Luminaires (Type B) |  | Standard | TRUE | 4947.97 | 88.15 | 56.13 | 15.2 | 0.924 | 2680 | 82.7 | 5 | 50000 | 42522 |  | No |  | 3.1 | 4860 | 90 | 54 | 15 | 0.9 | 2700 | 80
PSV1WKHF | Truly Green Solutions | Truly Green Solutions | 310813-G4(3000K) | Mogul (E39) Screw-Base Replacements for HID Lamps | Low Output | Replacement Lamps for Outdoor Pole/Arm-mounted Decorative Luminaires (Type B) |  | Standard | TRUE | 2593.4 | 102.6 | 25.29 | 13.78 | 0.9204 | 2995 | 82.5 | 5 | 50000 | 42522 |  | No | Updated 11/4/2016 | 3.1 | 2612 | 96.7 | 27 | 20 | 0.9 | 3000 | 85
P322PSFM | CAO Lighting Inc. | Dynasty | 802-45W-27K-E39 | Mogul (E39) Screw-Base Replacements for HID Lamps | Low Output | Replacement Lamps for Outdoor Pole/Arm-mounted Area and Roadway Luminaires (Type B) |  | Standard | TRUE | 4195.1 | 90.67 | 46.27 | 13.9 | 0.918 | 2687 | 83.1 | 5 | 50000 | 42522 |  | No |  | 3.1 | 4050 | 90 | 45 | 15 | 0.9 | 2700 | 80
PNM65JXH | Truly Green Solutions | Truly Green Solutions | 310823-G4(3000K) | Mogul (E39) Screw-Base Replacements for HID Lamps | Low Output | Replacement Lamps for Outdoor Pole/Arm-mounted Decorative Luminaires (Type B) |  | Standard | TRUE | 3249.6 | 96.3 | 33.7 | 20.26 | 0.9124 | 3003 | 82.7 | 5 | 50000 | 42522 |  | No | Updated 11/4/2016 | 3.1 | 3303 | 91.8 | 36 | 20 | 0.9 | 3000 | 85
PZKQXXCS | CAO Lighting Inc. | Dynasty | 802-27W-27K-E39 | Mogul (E39) Screw-Base Replacements for HID Lamps | Low Output | Replacement Lamps for Outdoor Pole/Arm-mounted Area and Roadway Luminaires (Type B) |  | Standard | TRUE | 2461.88 | 87.33 | 28.19 | 15.6 | 0.912 | 2675 | 82.8 | 5 | 50000 | 42522 |  | No |  | 3.1 | 2430 | 90 | 27 | 15 | 0.9 | 2700 | 80
PYXXDFQH | CAO Lighting Inc. | Dynasty | 802-36W-27K-E39 | Mogul (E39) Screw-Base Replacements for HID Lamps | Low Output | Replacement Lamps for Outdoor Pole/Arm-mounted Area and Roadway Luminaires (Type B) |  | Standard | TRUE | 3308.94 | 88.52 | 37.38 | 14.4 | 0.91 | 2677 | 82.7 | 5 | 50000 | 42522 |  | No |  | 3.1 | 3240 | 90 | 36 | 15 | 0.9 | 2700 | 80
PYU8SDP6 | CAO Lighting Inc. | Dynasty | 802B-36W-27K-E39 | Mogul (E39) Screw-Base Replacements for HID Lamps | Low Output | Replacement Lamps for Outdoor Pole/Arm-mounted Decorative Luminaires (Type B) |  | Standard | TRUE | 2453.7 | 68.87 | 35.63 | 13.61 | 0.9086 | 2684 | 83.8 | 5 | 50000 | 42522 |  | No |  | 3.1 | 2481.7 | 69.26 | 35.83 | 13.61 | 0.9086 | 2700 | 83.8
PBZ3HYSQ | CAO Lighting Inc. | Dynasty | 802B-54W-27K-E39 | Mogul (E39) Screw-Base Replacements for HID Lamps | Low Output | Replacement Lamps for Outdoor Pole/Arm-mounted Decorative Luminaires (Type B) |  | Standard | TRUE | 3607 | 67.92 | 53.1 | 15.34 | 0.9084 | 2630 | 81.8 | 5 |  | 42522 |  | No |  | 3.1 | 3681.4 | 67.95 | 54.18 | 15.34 | 0.9084 | 2700 | 81.8
PKDTMFT3 | CAO Lighting Inc. | Dynasty | 803B-080W-27K-E39 | Mogul (E39) Screw-Base Replacements for HID Lamps | Mid Output | Replacement Lamps for Outdoor Pole/Arm-mounted Decorative Luminaires (Type B) |  | Standard | TRUE | 5216.6 | 68.25 | 77.36 | 18.64 | 0.9043 | 2677 | 83.5 | 5 |  | 42522 |  | No |  | 3.1 | 5304.5 | 68.57 | 77.36 | 18.64 | 0.9043 | 2700 | 83.5
PFF45J1W | CAO Lighting Inc. | Dynasty | 802B-45W-27K-E39 | Mogul (E39) Screw-Base Replacements for HID Lamps | Low Output | Replacement Lamps for Outdoor Pole/Arm-mounted Decorative Luminaires (Type B) |  | Standard | TRUE | 3040.6 | 66.33 | 45.84 | 16.51 | 0.9042 | 2681 | 83.7 | 5 |  | 42522 |  | No |  | 3.1 | 3086.5 | 67.88 | 45.47 | 16.51 | 0.9042 | 2700 | 83.7
P91XM46K | CAO Lighting Inc. | Dynasty | 802B-27W-27K-E39 | Mogul (E39) Screw-Base Replacements for HID Lamps | Low Output | Replacement Lamps for Outdoor Pole/Arm-mounted Decorative Luminaires (Type B) |  | Standard | TRUE | 1841.6 | 67.96 | 27.1 | 13.67 | 0.9041 | 2679 | 83.5 | 5 | 50000 | 42522 |  | No |  | 3.1 | 1873.9 | 68.34 | 27.42 | 13.67 | 0.9041 | 2700 | 83.5
PVPRFDTT | Truly Green Solutions | Truly Green Solutions | 310811-G4(5000K) | Mogul (E39) Screw-Base Replacements for HID Lamps | Low Output | Replacement Lamps for Outdoor Pole/Arm-mounted Decorative Luminaires (Type B) |  | Standard | FALSE | [9 empty] | 42522 |  | No | Updated 11/4/2016 | 3.1 | 2758 | 102.1 | 27 | 20 | 0.9 | 5000 | 85
PPQ3MMPY | Truly Green Solutions | Truly Green Solutions | 310812-G4(4000K) | Mogul (E39) Screw-Base Replacements for HID Lamps | Low Output | Replacement Lamps for Outdoor Pole/Arm-mounted Decorative Luminaires (Type B) |  | Standard | FALSE | [9 empty] | 42522 |  | No | Updated 11/4/2016 | 3.1 | 2612 | 96.7 | 27 | 20 | 0.9 | 4000 | 85
P57ZRHSF | Truly Green Solutions | Truly Green Solutions | 310821-G4(5000K) | Mogul (E39) Screw-Base Replacements for HID Lamps | Low Output | Replacement Lamps for Outdoor Pole/Arm-mounted Decorative Luminaires (Type B) |  | Standard | FALSE | [9 empty] | 42522 |  | No | Updated 11/4/2016 | 3.1 | 3444 | 95.7 | 36 | 20 | 0.9 | 5000 | 85
PE5HNK3X | Truly Green Solutions | Truly Green Solutions | 310822-G4(4000K) | Mogul (E39) Screw-Base Replacements for HID Lamps | Low Output | Replacement Lamps for Outdoor Pole/Arm-mounted Decorative Luminaires (Type B) |  | Standard | FALSE | [9 empty] | 42522 |  | No | Updated 11/4/2016 | 3.1 | 3303 | 91.8 | 36 | 20 | 0.9 | 4000 | 85
PRKDZME6 | CAO Lighting Inc. | Dynasty | 802B-54W-57K-E39 | Mogul (E39) Screw-Base Replacements for HID Lamps | Low Output | Replacement Lamps for Outdoor Pole/Arm-mounted Decorative Luminaires (Type B) |  | Standard | FALSE | [9 empty] | 42522 | Not Dimmable | No |  | 3.1 | 4026 | 73.16 | 55.03 | 15.07 | 0.9065 | 5700 | 85
P4X1KUTZ | CAO Lighting Inc. | Dynasty | 802B-54W-57K-EX39 | Mogul (E39) Screw-Base Replacements for HID Lamps | Low Output | Replacement Lamps for Outdoor Pole/Arm-mounted Decorative Luminaires (Type B) |  | Standard | FALSE | [9 empty] | 42522 | Not Dimmable | No |  | 3.1 | 4026 | 73.16 | 55.03 | 15.07 | 0.9065 | 5700 | 85
P43TFTWN | CAO Lighting Inc. | Dynasty | 803B-080W-57K-E39 | Mogul (E39) Screw-Base Replacements for HID Lamps | Mid Output | Replacement Lamps for Outdoor Pole/Arm-mounted Decorative Luminaires (Type B) |  | Standard | FALSE | [9 empty] | 42522 | Not Dimmable | No |  | 3.1 | 6013 | 75.02 | 80.15 | 18.02 | 0.9056 | 5700 | 84.9
P33SFZK9 | CAO Lighting Inc. | Dynasty | 803B-080W-57K-EX39 | Mogul (E39) Screw-Base Replacements for HID Lamps | Mid Output | Replacement Lamps for Outdoor Pole/Arm-mounted Decorative Luminaires (Type B) |  | Standard | FALSE | [9 empty] | 42522 | Not Dimmable | No |  | 3.1 | 6013 | 75.02 | 80.15 | 18.02 | 0.9056 | 5700 | 84.9
PHCECSFY | CAO Lighting Inc. | Dynasty | 802B-36W-57K-E39 | Mogul (E39) Screw-Base Replacements for HID Lamps | Low Output | Replacement Lamps for Outdoor Pole/Arm-mounted Decorative Luminaires (Type B) |  | Standard | FALSE | [9 empty] | 42522 | Not Dimmable | No |  | 3.1 | 2884 | 78.39 | 36.79 | 13.61 | 0.9097 | 5700 | 84.8
PR5FHQFR | CAO Lighting Inc. | Dynasty | 802B-36W-57K-EX39 | Mogul (E39) Screw-Base Replacements for HID Lamps | Low Output | Replacement Lamps for Outdoor Pole/Arm-mounted Decorative Luminaires (Type B) |  | Standard | FALSE | [9 empty] | 42522 | Not Dimmable | No |  | 3.1 | 2884 | 78.39 | 36.79 | 13.28 | 0.9097 | 5700 | 84.8
PDRKNRMD | CAO Lighting Inc. | Dynasty | 803B-120W-57K-E39 | Mogul (E39) Screw-Base Replacements for HID Lamps | Mid Output | Replacement Lamps for Outdoor Pole/Arm-mounted Decorative Luminaires (Type B) |  | Standard | FALSE | [9 empty] | 42522 | Not Dimmable | No |  | 3.1 | 8942 | 73.42 | 121.8 | 8.76 | 0.9619 | 5700 | 84.8
PB7TP241 | CAO Lighting Inc. | Dynasty | 803B-120W-57K-EX39 | Mogul (E39) Screw-Base Replacements for HID Lamps | Mid Output | Replacement Lamps for Outdoor Pole/Arm-mounted Decorative Luminaires (Type B) |  | Standard | FALSE | [9 empty] | 42522 | Not Dimmable | No |  | 3.1 | 8942 | 73.42 | 121.8 | 8.76 | 0.9619 | 5700 | 84.8
PFGH8FZ9 | CAO Lighting Inc. | Dynasty | 802B-45W-57K-E39 | Mogul (E39) Screw-Base Replacements for HID Lamps | Low Output | Replacement Lamps for Outdoor Pole/Arm-mounted Decorative Luminaires (Type B) |  | Standard | FALSE | [9 empty] | 42522 | Not Dimmable | No |  | 3.1 | 3397 | 74.61 | 45.53 | 16.29 | 0.9058 | 5700 | 84.7
P65HWXYK | CAO Lighting Inc. | Dynasty | 802B-45W-57K-EX39 | Mogul (E39) Screw-Base Replacements for HID Lamps | Low Output | Replacement Lamps for Outdoor Pole/Arm-mounted Decorative Luminaires (Type B) |  | Standard | FALSE | [9 empty] | 42522 | Not Dimmable | No |  | 3.1 | 3397 | 74.61 | 45.53 | 16.29 | 0.9058 | 5700 | 84.7
P8GWGVVV | CAO Lighting Inc. | Dynasty | 802B-27W-57K-E39 | Mogul (E39) Screw-Base Replacements for HID Lamps | Low Output | Replacement Lamps for Outdoor Pole/Arm-mounted Decorative Luminaires (Type B) |  | Standard | FALSE | [9 empty] | 42522 | Not Dimmable | No |  | 3.1 | 2063 | 74.32 | 27.76 | 13.67 | 0.9054 | 5700 | 84.7
PWXF5NCK | CAO Lighting Inc. | Dynasty | 802B-27W-57K-EX39 | Mogul (E39) Screw-Base Replacements for HID Lamps | Low Output | Replacement Lamps for Outdoor Pole/Arm-mounted Decorative Luminaires (Type B) |  | Standard | FALSE | [9 empty] | 42522 | Not Dimmable | No |  | 3.1 | 2063 | 74.32 | 27.76 | 13.59 | 0.9054 | 5700 | 84.7
PRQC3CRC | CAO Lighting Inc. | Dynasty | 803B-100W-57K-E39 | Mogul (E39) Screw-Base Replacements for HID Lamps | Mid Output | Replacement Lamps for Outdoor Pole/Arm-mounted Decorative Luminaires (Type B) |  | Standard | FALSE | [9 empty] | 42522 | Not Dimmable | No |  | 3.1 | 7497 | 74.08 | 101.2 | 8.54 | 0.9482 | 5700 | 84.7
P8UGSVY9 | CAO Lighting Inc. | Dynasty | 803B-100W-57K-EX39 | Mogul (E39) Screw-Base Replacements for HID Lamps | Mid Output | Replacement Lamps for Outdoor Pole/Arm-mounted Decorative Luminaires (Type B) |  | Standard | FALSE | [9 empty] | 42522 | Not Dimmable | No |  | 3.1 | 7497 | 74.08 | 101.2 | 8.54 | 0.9482 | 5700 | 84.7
PYK73HJD | CAO Lighting Inc. | Dynasty | 802-54W-57K-E39 | Mogul (E39) Screw-Base Replacements for HID Lamps | Low Output | Replacement Lamps for Outdoor Pole/Arm-mounted Area and Roadway Luminaires (Type B) |  | Standard | FALSE | [9 empty] | 42522 | Not Dimmable | No |  | 3.1 | 5130 | 95 | 54 | 15 | 0.9 | 5700 | 80
PC3MZAHP | CAO Lighting Inc. | Dynasty | 802-45W-57K-E39 | Mogul (E39) Screw-Base Replacements for HID Lamps | Low Output | Replacement Lamps for Outdoor Pole/Arm-mounted Area and Roadway Luminaires (Type B) |  | Standard | FALSE | [9 empty] | 42522 | Not Dimmable | No |  | 3.1 | 4275 | 95 | 45 | 15 | 0.9 | 5700 | 80
P6N24AHW | CAO Lighting Inc. | Dynasty | 802-36W-57K-E39 | Mogul (E39) Screw-Base Replacements for HID Lamps | Low Output | Replacement Lamps for Outdoor Pole/Arm-mounted Area and Roadway Luminaires (Type B) |  | Standard | FALSE | [9 empty] | 42522 | Not Dimmable | No |  | 3.1 | 3420 | 95 | 36 | 15 | 0.9 | 5700 | 80
P6TJRDJ5 | CAO Lighting Inc. | Dynasty | 802-27W-57K-E39 | Mogul (E39) Screw-Base Replacements for HID Lamps | Low Output | Replacement Lamps for Outdoor Pole/Arm-mounted Area and Roadway Luminaires (Type B) |  | Standard | FALSE | [9 empty] | 42522 | Not Dimmable | No |  | 3.1 | 2565 | 95 | 27 | 15 | 0.9 | 5700 | 80
PWJCZ891 | CAO Lighting Inc. | Dynasty | 802B-36W-50K-EX39 | Mogul (E39) Screw-Base Replacements for HID Lamps | Low Output | Replacement Lamps for Outdoor Pole/Arm-mounted Decorative Luminaires (Type B) |  | Standard | FALSE | [9 empty] | 42522 | Not Dimmable | No |  | 3.1 | 2481.7 | 69.26 | 35.83 | 13.61 | 0.9086 | 5000 | 83.8
PADH6Y2K | CAO Lighting Inc. | Dynasty | 802B-36W-50K-E39 | Mogul (E39) Screw-Base Replacements for HID Lamps | Low Output | Replacement Lamps for Outdoor Pole/Arm-mounted Decorative Luminaires (Type B) |  | Standard | FALSE | [9 empty] | 42522 | Not Dimmable | No |  | 3.1 | 2481.7 | 69.26 | 35.83 | 13.61 | 0.9086 | 5000 | 83.8
P9GBUE23 | CAO Lighting Inc. | Dynasty | 802B-45W-50K-E39 | Mogul (E39) Screw-Base Replacements for HID Lamps | Low Output | Replacement Lamps for Outdoor Pole/Arm-mounted Decorative Luminaires (Type B) |  | Standard | FALSE | [9 empty] | 42522 | Not Dimmable | No |  | 3.1 | 3086.5 | 67.88 | 45.47 | 16.51 | 0.9042 | 5000 | 83.7
P6B9RVR1 | CAO Lighting Inc. | Dynasty | 802B-45W-50K-EX39 | Mogul (E39) Screw-Base Replacements for HID Lamps | Low Output | Replacement Lamps for Outdoor Pole/Arm-mounted Decorative Luminaires (Type B) |  | Standard | FALSE | [9 empty] | 42522 | Not Dimmable | No |  | 3.1 | 3086.5 | 67.88 | 45.47 | 16.51 | 0.9042 | 5000 | 83.7
PVAA75TB | CAO Lighting Inc. | Dynasty | 803B-080W-50K-EX39 | Mogul (E39) Screw-Base Replacements for HID Lamps | Mid Output | Replacement Lamps for Outdoor Pole/Arm-mounted Decorative Luminaires (Type B) |  | Standard | FALSE | [9 empty] | 42522 | Not Dimmable | No |  | 3.1 | 5304.5 | 68.57 | 77.36 | 18.64 | 0.9043 | 5000 | 83.5
PTE7R31T | CAO Lighting Inc. | Dynasty | 803B-080W-50K-E39 | Mogul (E39) Screw-Base Replacements for HID Lamps | Mid Output | Replacement Lamps for Outdoor Pole/Arm-mounted Decorative Luminaires (Type B) |  | Standard | FALSE | [9 empty] | 42522 | Not Dimmable | No |  | 3.1 | 5304.5 | 68.57 | 77.36 | 18.64 | 0.9043 | 5000 | 83.5
PN9388BF | CAO Lighting Inc. | Dynasty | 802B-27W-50K-EX39 | Mogul (E39) Screw-Base Replacements for HID Lamps | Low Output | Replacement Lamps for Outdoor Pole/Arm-mounted Decorative Luminaires (Type B) |  | Standard | FALSE | [9 empty] | 42522 | Not Dimmable | No |  | 3.1 | 1873.9 | 68.34 | 27.42 | 13.67 | 0.9041 | 5000 | 83.5
P8C1ZFA6 | CAO Lighting Inc. | Dynasty | 802B-27W-50K-E39 | Mogul (E39) Screw-Base Replacements for HID Lamps | Low Output | Replacement Lamps for Outdoor Pole/Arm-mounted Decorative Luminaires (Type B) |  | Standard | FALSE | [9 empty] | 42522 | Not Dimmable | No |  | 3.1 | 1873.9 | 68.34 | 27.42 | 13.67 | 0.9041 | 5000 | 83.5
PSZM3JQW | CAO Lighting Inc. | Dynasty | 803B-120W-50K-EX39 | Mogul (E39) Screw-Base Replacements for HID Lamps | Mid Output | Replacement Lamps for Outdoor Pole/Arm-mounted Decorative Luminaires (Type B) |  | Standard | FALSE | [9 empty] | 42522 | Not Dimmable | No |  | 3.1 | 8312.9 | 70.91 | 117.2 | 9.13 | 0.9625 | 5000 | 83.5
PPBVM6XZ | CAO Lighting Inc. | Dynasty | 803B-120W-50K-E39 | Mogul (E39) Screw-Base Replacements for HID Lamps | Mid Output | Replacement Lamps for Outdoor Pole/Arm-mounted Decorative Luminaires (Type B) |  | Standard | FALSE | [9 empty] | 42522 | Not Dimmable | No |  | 3.1 | 8312.9 | 70.91 | 117.2 | 9.13 | 0.9625 | 5000 | 83.5
P9D21N98 | CAO Lighting Inc. | Dynasty | 803B-100W-50K-EX39 | Mogul (E39) Screw-Base Replacements for HID Lamps | Mid Output | Replacement Lamps for Outdoor Pole/Arm-mounted Decorative Luminaires (Type B) |  | Standard | FALSE | [9 empty] | 42522 | Not Dimmable | No |  | 3.1 | 6939 | 70.16 | 98.91 | 8.96 | 0.9501 | 5000 | 83.4
P7HPU9XV | CAO Lighting Inc. | Dynasty | 803B-100W-50K-E39 | Mogul (E39) Screw-Base Replacements for HID Lamps | Mid Output | Replacement Lamps for Outdoor Pole/Arm-mounted Decorative Luminaires (Type B) |  | Standard | FALSE | [9 empty] | 42522 | Not Dimmable | No |  | 3.1 | 6939 | 70.16 | 98.91 | 8.96 | 0.9501 | 5000 | 83.4
PW7T4B1J | CAO Lighting Inc. | Dynasty | 802B-54W-50K-E39 | Mogul (E39) Screw-Base Replacements for HID Lamps | Low Output | Replacement Lamps for Outdoor Pole/Arm-mounted Decorative Luminaires (Type B) |  | Standard | FALSE | [9 empty] | 42522 | Not Dimmable | No |  | 3.1 | 3681.4 | 67.95 | 54.18 | 15.34 | 0.9084 | 5000 | 81.8
PEEMA32S | CAO Lighting Inc. | Dynasty | 802B-54W-50K-EX39 | Mogul (E39) Screw-Base Replacements for HID Lamps | Low Output | Replacement Lamps for Outdoor Pole/Arm-mounted Decorative Luminaires (Type B) |  | Standard | FALSE | [9 empty] | 42522 | Not Dimmable | No |  | 3.1 | 3681.4 | 67.95 | 54.18 | 15.34 | 0.9084 | 5000 | 81.8
PQXX6RD6 | CAO Lighting Inc. | Dynasty | 802-54W-50K-E39 | Mogul (E39) Screw-Base Replacements for HID Lamps | Low Output | Replacement Lamps for Outdoor Pole/Arm-mounted Area and Roadway Luminaires (Type B) |  | Standard | FALSE | [9 empty] | 42522 | Not Dimmable | No |  | 3.1 | 5000 | 92.59 | 54 | 15 | 0.9 | 5000 | 80
PBRJKGE3 | CAO Lighting Inc. | Dynasty | 802-45W-50K-E39 | Mogul (E39) Screw-Base Replacements for HID Lamps | Low Output | Replacement Lamps for Outdoor Pole/Arm-mounted Area and Roadway Luminaires (Type B) |  | Standard | FALSE | [9 empty] | 42522 | Not Dimmable | No |  | 3.1 | 4200 | 93.3 | 45 | 15 | 0.9 | 5000 | 80
PGA4ZMY6 | CAO Lighting Inc. | Dynasty | 802-36W-50K-E39 | Mogul (E39) Screw-Base Replacements for HID Lamps | Low Output | Replacement Lamps for Outdoor Pole/Arm-mounted Area and Roadway Luminaires (Type B) |  | Standard | FALSE | [9 empty] | 42522 | Not Dimmable | No |  | 3.1 | 3350 | 93.06 | 36 | 15 | 0.9 | 5000 | 80
PWHMX5KJ | CAO Lighting Inc. | Dynasty | 802-27W-50K-E39 | Mogul (E39) Screw-Base Replacements for HID Lamps | Low Output | Replacement Lamps for Outdoor Pole/Arm-mounted Area and Roadway Luminaires (Type B) |  | Standard | FALSE | [9 empty] | 42522 | Not Dimmable | No |  | 3.1 | 2500 | 92.59 | 27 | 15 | 0.9 | 5000 | 80
PGFB736N | CAO Lighting Inc. | Dynasty | 802B-36W-45K-EX39 | Mogul (E39) Screw-Base Replacements for HID Lamps | Low Output | Replacement Lamps for Outdoor Pole/Arm-mounted Decorative Luminaires (Type B) |  | Standard | FALSE | [9 empty] | 42522 | Not Dimmable | No |  | 3.1 | 2481.7 | 69.26 | 35.83 | 13.61 | 0.9086 | 4500 | 83.8
P7945W8D | CAO Lighting Inc. | Dynasty | 802B-36W-45K-E39 | Mogul (E39) Screw-Base Replacements for HID Lamps | Low Output | Replacement Lamps for Outdoor Pole/Arm-mounted Decorative Luminaires (Type B) |  | Standard | FALSE | [9 empty] | 42522 | Not Dimmable | No |  | 3.1 | 2481.7 | 69.26 | 35.83 | 13.61 | 0.9086 | 4500 | 83.8
PZJY845A | CAO Lighting Inc. | Dynasty | 802B-45W-45K-E39 | Mogul (E39) Screw-Base Replacements for HID Lamps | Low Output | Replacement Lamps for Outdoor Pole/Arm-mounted Decorative Luminaires (Type B) |  | Standard | FALSE | [9 empty] | 42522 | Not Dimmable | No |  | 3.1 | 3086.5 | 67.88 | 45.47 | 16.51 | 0.9042 | 4500 | 83.7
PYKZ2STE | CAO Lighting Inc. | Dynasty | 802B-45W-45K-EX39 | Mogul (E39) Screw-Base Replacements for HID Lamps | Low Output | Replacement Lamps for Outdoor Pole/Arm-mounted Decorative Luminaires (Type B) |  | Standard | FALSE | [9 empty] | 42522 | Not Dimmable | No |  | 3.1 | 3086.5 | 67.88 | 45.47 | 16.51 | 0.9042 | 4500 | 83.7
PPSHZG89 | CAO Lighting Inc. | Dynasty | 803B-080W-45K-E39 | Mogul (E39) Screw-Base Replacements for HID Lamps | Mid Output | Replacement Lamps for Outdoor Pole/Arm-mounted Decorative Luminaires (Type B) |  | Standard | FALSE | [9 empty] | 42522 | Not Dimmable | No |  | 3.1 | 5304.5 | 68.57 | 77.36 | 18.64 | 0.9043 | 4500 | 83.5
P5XAYJP9 | CAO Lighting Inc. | Dynasty | 803B-080W-45K-EX39 | Mogul (E39) Screw-Base Replacements for HID Lamps | Mid Output | Replacement Lamps for Outdoor Pole/Arm-mounted Decorative Luminaires (Type B) |  | Standard | FALSE | [9 empty] | 42522 | Not Dimmable | No |  | 3.1 | 5304.5 | 68.57 | 77.36 | 18.64 | 0.9043 | 4500 | 83.5
PZA6FAS5 | CAO Lighting Inc. | Dynasty | 802B-27W-45K-E39 | Mogul (E39) Screw-Base Replacements for HID Lamps | Low Output | Replacement Lamps for Outdoor Pole/Arm-mounted Decorative Luminaires (Type B) |  | Standard | FALSE | [9 empty] | 42522 | Not Dimmable | No |  | 3.1 | 1873.9 | 68.34 | 27.42 | 13.67 | 0.9041 | 4500 | 83.5
P2UB1ACY | CAO Lighting Inc. | Dynasty | 802B-27W-45K-EX39 | Mogul (E39) Screw-Base Replacements for HID Lamps | Low Output | Replacement Lamps for Outdoor Pole/Arm-mounted Decorative Luminaires (Type B) |  | Standard | FALSE | [9 empty] | 42522 | Not Dimmable | No |  | 3.1 | 1873.9 | 68.34 | 27.42 | 13.67 | 0.9041 | 4500 | 83.5
PNWGBB3V | CAO Lighting Inc. | Dynasty | 803B-120W-45K-E39 | Mogul (E39) Screw-Base Replacements for HID Lamps | Mid Output | Replacement Lamps for Outdoor Pole/Arm-mounted Decorative Luminaires (Type B) |  | Standard | FALSE | [9 empty] | 42522 | Not Dimmable | No |  | 3.1 | 8312.9 | 70.91 | 117.2 | 9.13 | 0.9625 | 4500 | 83.5
P4HY5S4D | CAO Lighting Inc. | Dynasty | 803B-120W-45K-EX39 | Mogul (E39) Screw-Base Replacements for HID Lamps | Mid Output | Replacement Lamps for Outdoor Pole/Arm-mounted Decorative Luminaires (Type B) |  | Standard | FALSE | [9 empty] | 42522 | Not Dimmable | No |  | 3.1 | 8312.9 | 70.91 | 117.2 | 9.13 | 0.9625 | 4500 | 83.5
PMQWKSGR | CAO Lighting Inc. | Dynasty | 803B-100W-45K-EX39 | Mogul (E39) Screw-Base Replacements for HID Lamps | Mid Output | Replacement Lamps for Outdoor Pole/Arm-mounted Decorative Luminaires (Type B) |  | Standard | FALSE | [9 empty] | 42522 | Not Dimmable | No |  | 3.1 | 6939 | 70.16 | 98.91 | 8.96 | 0.9501 | 4500 | 83.4
PDE732BK | CAO Lighting Inc. | Dynasty | 803B-100W-45K-E39 | Mogul (E39) Screw-Base Replacements for HID Lamps | Mid Output | Replacement Lamps for Outdoor Pole/Arm-mounted Decorative Luminaires (Type B) |  | Standard | FALSE | [9 empty] | 42522 | Not Dimmable | No |  | 3.1 | 6939 | 70.16 | 98.91 | 8.96 | 0.9501 | 4500 | 83.4
PJWYJXMT | CAO Lighting Inc. | Dynasty | 802B-54W-45K-EX39 | Mogul (E39) Screw-Base Replacements for HID Lamps | Low Output | Replacement Lamps for Outdoor Pole/Arm-mounted Decorative Luminaires (Type B) |  | Standard | FALSE | [9 empty] | 42522 | Not Dimmable | No |  | 3.1 | 3681.4 | 67.95 | 54.18 | 15.34 | 0.9084 | 4500 | 81.8
P64ZPZEX | CAO Lighting Inc. | Dynasty | 802B-54W-45K-E39 | Mogul (E39) Screw-Base Replacements for HID Lamps | Low Output | Replacement Lamps for Outdoor Pole/Arm-mounted Decorative Luminaires (Type B) |  | Standard | FALSE | [9 empty] | 42522 | Not Dimmable | No |  | 3.1 | 3681.4 | 67.95 | 54.18 | 15.34 | 0.9084 | 4500 | 81.8
P4Y1CUCK | CAO Lighting Inc. | Dynasty | 802-54W-45K-E39 | Mogul (E39) Screw-Base Replacements for HID Lamps | Low Output | Replacement Lamps for Outdoor Pole/Arm-mounted Area and Roadway Luminaires (Type B) |  | Standard | FALSE | [9 empty] | 42522 | Not Dimmable | No |  | 3.1 | 5000 | 92.59 | 54 | 15 | 0.9 | 4500 | 80
P68H2V9H | CAO Lighting Inc. | Dynasty | 802-45W-45K-E39 | Mogul (E39) Screw-Base Replacements for HID Lamps | Low Output | Replacement Lamps for Outdoor Pole/Arm-mounted Area and Roadway Luminaires (Type B) |  | Standard | FALSE | [9 empty] | 42522 | Not Dimmable | No |  | 3.1 | 4200 | 93.3 | 45 | 15 | 0.9 | 4500 | 80
PB4HX3PS | CAO Lighting Inc. | Dynasty | 802-36W-45K-E39 | Mogul (E39) Screw-Base Replacements for HID Lamps | Low Output | Replacement Lamps for Outdoor Pole/Arm-mounted Area and Roadway Luminaires (Type B) |  | Standard | FALSE | [9 empty] | 42522 | Not Dimmable | No |  | 3.1 | 3350 | 93.06 | 36 | 15 | 0.9 | 4500 | 80
PF5Y8527 | CAO Lighting Inc. | Dynasty | 802-27W-45K-E39 | Mogul (E39) Screw-Base Replacements for HID Lamps | Low Output | Replacement Lamps for Outdoor Pole/Arm-mounted Area and Roadway Luminaires (Type B) |  | Standard | FALSE | [9 empty] | 42522 | Not Dimmable | No |  | 3.1 | 2500 | 92.59 | 27 | 15 | 0.9 | 4500 | 80
PUKKEQ9U | CAO Lighting Inc. | Dynasty | 802B-36W-40K-E39 | Mogul (E39) Screw-Base Replacements for HID Lamps | Low Output | Replacement Lamps for Outdoor Pole/Arm-mounted Decorative Luminaires (Type B) |  | Standard | FALSE | [9 empty] | 42522 | Not Dimmable | No |  | 3.1 | 2481.7 | 69.26 | 35.83 | 13.61 | 0.9086 | 4000 | 83.8
P8VQ7P9M | CAO Lighting Inc. | Dynasty | 802B-36W-40K-EX39 | Mogul (E39) Screw-Base Replacements for HID Lamps | Low Output | Replacement Lamps for Outdoor Pole/Arm-mounted Decorative Luminaires (Type B) |  | Standard | FALSE | [9 empty] | 42522 | Not Dimmable | No |  | 3.1 | 2481.7 | 69.26 | 35.83 | 13.61 | 0.9086 | 4000 | 83.8
PW6TY7GS | CAO Lighting Inc. | Dynasty | 802B-45W-40K-E39 | Mogul (E39) Screw-Base Replacements for HID Lamps | Low Output | Replacement Lamps for Outdoor Pole/Arm-mounted Decorative Luminaires (Type B) |  | Standard | FALSE | [9 empty] | 42522 | Not Dimmable | No |  | 3.1 | 3086.5 | 67.88 | 45.47 | 16.51 | 0.9042 | 4000 | 83.7
PD1BKAPR | CAO Lighting Inc. | Dynasty | 802B-45W-40K-EX39 | Mogul (E39) Screw-Base Replacements for HID Lamps | Low Output | Replacement Lamps for Outdoor Pole/Arm-mounted Decorative Luminaires (Type B) |  | Standard | FALSE | [9 empty] | 42522 | Not Dimmable | No |  | 3.1 | 3086.5 | 67.88 | 45.47 | 16.51 | 0.9042 | 4000 | 83.7
PC7XCSCA | CAO Lighting Inc. | Dynasty | 803B-080W-40K-EX39 | Mogul (E39) Screw-Base Replacements for HID Lamps | Mid Output | Replacement Lamps for Outdoor Pole/Arm-mounted Decorative Luminaires (Type B) |  | Standard | FALSE | [9 empty] | 42522 | Not Dimmable | No |  | 3.1 | 5304.5 | 68.57 | 77.36 | 18.64 | 0.9043 | 4000 | 83.5
P4YFGG61 | CAO Lighting Inc. | Dynasty | 803B-080W-40K-E39 | Mogul (E39) Screw-Base Replacements for HID Lamps | Mid Output | Replacement Lamps for Outdoor Pole/Arm-mounted Decorative Luminaires (Type B) |  | Standard | FALSE | [9 empty] | 42522 | Not Dimmable | No |  | 3.1 | 5304.5 | 68.57 | 77.36 | 18.64 | 0.9043 | 4000 | 83.5
PFUFYGYH | CAO Lighting Inc. | Dynasty | 802B-27W-40K-EX39 | Mogul (E39) Screw-Base Replacements for HID Lamps | Low Output | Replacement Lamps for Outdoor Pole/Arm-mounted Decorative Luminaires (Type B) |  | Standard | FALSE | [9 empty] | 42522 | Not Dimmable | No |  | 3.1 | 1873.9 | 68.34 | 27.42 | 13.67 | 0.9041 | 4000 | 83.5
PF8FHKVX | CAO Lighting Inc. | Dynasty | 802B-27W-40K-E39 | Mogul (E39) Screw-Base Replacements for HID Lamps | Low Output | Replacement Lamps for Outdoor Pole/Arm-mounted Decorative Luminaires (Type B) |  | Standard | FALSE | [9 empty] | 42522 | Not Dimmable | No |  | 3.1 | 1873.9 | 68.34 | 27.42 | 13.67 | 0.9041 | 4000 | 83.5
PVKUBM47 | CAO Lighting Inc. | Dynasty | 803B-120W-40K-E39 | Mogul (E39) Screw-Base Replacements for HID Lamps | Mid Output | Replacement Lamps for Outdoor Pole/Arm-mounted Decorative Luminaires (Type B) |  | Standard | FALSE | [9 empty] | 42522 | Not Dimmable | No |  | 3.1 | 8312.9 | 70.91 | 117.2 | 9.13 | 0.9625 | 4000 | 83.5
PHSY932S | CAO Lighting Inc. | Dynasty | 803B-120W-40K-EX39 | Mogul (E39) Screw-Base Replacements for HID Lamps | Mid Output | Replacement Lamps for Outdoor Pole/Arm-mounted Decorative Luminaires (Type B) |  | Standard | FALSE | [9 empty] | 42522 | Not Dimmable | No |  | 3.1 | 8312.9 | 70.91 | 117.2 | 9.13 | 0.9625 | 4000 | 83.5
PH2SQN7K | CAO Lighting Inc. | Dynasty | 803B-100W-40K-E39 | Mogul (E39) Screw-Base Replacements for HID Lamps | Mid Output | Replacement Lamps for Outdoor Pole/Arm-mounted Decorative Luminaires (Type B) |  | Standard | FALSE | [9 empty] | 42522 | Not Dimmable | No |  | 3.1 | 6939 | 70.16 | 98.91 | 8.96 | 0.9501 | 4000 | 83.4
P673ZWZ3 | CAO Lighting Inc. | Dynasty | 803B-100W-40K-EX39 | Mogul (E39) Screw-Base Replacements for HID Lamps | Mid Output | Replacement Lamps for Outdoor Pole/Arm-mounted Decorative Luminaires (Type B) |  | Standard | FALSE | [9 empty] | 42522 | Not Dimmable | No |  | 3.1 | 6939 | 70.16 | 98.91 | 8.96 | 0.9501 | 4000 | 83.4
PVBHUH1Y | CAO Lighting Inc. | Dynasty | 802B-54W-40K-EX39 | Mogul (E39) Screw-Base Replacements for HID Lamps | Low Output | Replacement Lamps for Outdoor Pole/Arm-mounted Decorative Luminaires (Type B) |  | Standard | FALSE | [9 empty] | 42522 | Not Dimmable | No |  | 3.1 | 3681.4 | 67.95 | 54.18 | 15.34 | 0.9084 | 4000 | 81.8
PEUZNV2H | CAO Lighting Inc. | Dynasty | 802B-54W-40K-E39 | Mogul (E39) Screw-Base Replacements for HID Lamps | Low Output | Replacement Lamps for Outdoor Pole/Arm-mounted Decorative Luminaires (Type B) |  | Standard | FALSE | [9 empty] | 42522 | Not Dimmable | No |  | 3.1 | 3681.4 | 67.95 | 54.18 | 15.34 | 0.9084 | 4000 | 81.8
PK97ZQJV | CAO Lighting Inc. | Dynasty | 802-54W-40K-E39 | Mogul (E39) Screw-Base Replacements for HID Lamps | Low Output | Replacement Lamps for Outdoor Pole/Arm-mounted Area and Roadway Luminaires (Type B) |  | Standard | FALSE | [9 empty] | 42522 | Not Dimmable | No |  | 3.1 | 5000 | 92.59 | 54 | 15 | 0.9 | 4000 | 80
PYX9QD2R | CAO Lighting Inc. | Dynasty | 802-45W-40K-E39 | Mogul (E39) Screw-Base Replacements for HID Lamps | Low Output | Replacement Lamps for Outdoor Pole/Arm-mounted Area and Roadway Luminaires (Type B) |  | Standard | FALSE | [9 empty] | 42522 | Not Dimmable | No |  | 3.1 | 4200 | 93.3 | 45 | 15 | 0.9 | 4000 | 80
PMHZC33V | CAO Lighting Inc. | Dynasty | 802-36W-40K-E39 | Mogul (E39) Screw-Base Replacements for HID Lamps | Low Output | Replacement Lamps for Outdoor Pole/Arm-mounted Area and Roadway Luminaires (Type B) |  | Standard | FALSE | [9 empty] | 42522 | Not Dimmable | No |  | 3.1 | 3350 | 93.06 | 36 | 15 | 0.9 | 4000 | 80
PRVCY2BH | CAO Lighting Inc. | Dynasty | 802-27W-40K-E39 | Mogul (E39) Screw-Base Replacements for HID Lamps | Low Output | Replacement Lamps for Outdoor Pole/Arm-mounted Area and Roadway Luminaires (Type B) |  | Standard | FALSE | [9 empty] | 42522 | Not Dimmable | No |  | 3.1 | 2500 | 92.59 | 27 | 15 | 0.9 | 4000 | 80
P7C3KVFK | CAO Lighting Inc. | Dynasty | 802B-36W-35K-E39 | Mogul (E39) Screw-Base Replacements for HID Lamps | Low Output | Replacement Lamps for Outdoor Pole/Arm-mounted Decorative Luminaires (Type B) |  | Standard | FALSE | [9 empty] | 42522 | Not Dimmable | No |  | 3.1 | 2481.7 | 69.26 | 35.83 | 13.61 | 0.9086 | 3500 | 83.8
P269HW77 | CAO Lighting Inc. | Dynasty | 802B-36W-35K-EX39 | Mogul (E39) Screw-Base Replacements for HID Lamps | Low Output | Replacement Lamps for Outdoor Pole/Arm-mounted Decorative Luminaires (Type B) |  | Standard | FALSE | [9 empty] | 42522 | Not Dimmable | No |  | 3.1 | 2481.7 | 69.26 | 35.83 | 13.61 | 0.9086 | 3500 | 83.8
PSM3WR2F | CAO Lighting Inc. | Dynasty | 802B-45W-35K-E39 | Mogul (E39) Screw-Base Replacements for HID Lamps | Low Output | Replacement Lamps for Outdoor Pole/Arm-mounted Decorative Luminaires (Type B) |  | Standard | FALSE | [9 empty] | 42522 | Not Dimmable | No |  | 3.1 | 3086.5 | 67.88 | 45.47 | 16.51 | 0.9042 | 3500 | 83.7
P5FTF8AS | CAO Lighting Inc. | Dynasty | 802B-45W-35K-EX39 | Mogul (E39) Screw-Base Replacements for HID Lamps | Low Output | Replacement Lamps for Outdoor Pole/Arm-mounted Decorative Luminaires (Type B) |  | Standard | FALSE | [9 empty] | 42522 | Not Dimmable | No |  | 3.1 | 3086.5 | 67.88 | 45.47 | 16.51 | 0.9042 | 3500 | 83.7
PRG4C5GW | CAO Lighting Inc. | Dynasty | 803B-080W-35K-E39 | Mogul (E39) Screw-Base Replacements for HID Lamps | Mid Output | Replacement Lamps for Outdoor Pole/Arm-mounted Decorative Luminaires (Type B) |  | Standard | FALSE | [9 empty] | 42522 | Not Dimmable | No |  | 3.1 | 5304.5 | 68.57 | 77.36 | 18.64 | 0.9043 | 3500 | 83.5
P5J3PJ68 | CAO Lighting Inc. | Dynasty | 803B-080W-35K-EX39 | Mogul (E39) Screw-Base Replacements for HID Lamps | Mid Output | Replacement Lamps for Outdoor Pole/Arm-mounted Decorative Luminaires (Type B) |  | Standard | FALSE | [9 empty] | 42522 | Not Dimmable | No |  | 3.1 | 5304.5 | 68.57 | 77.36 | 18.64 | 0.9043 | 3500 | 83.5
PYUCJCRF | CAO Lighting Inc. | Dynasty | 802B-27W-35K-EX39 | Mogul (E39) Screw-Base Replacements for HID Lamps | Low Output | Replacement Lamps for Outdoor Pole/Arm-mounted Decorative Luminaires (Type B) |  | Standard | FALSE | [9 empty] | 42522 | Not Dimmable | No |  | 3.1 | 1873.9 | 68.34 | 27.42 | 13.67 | 0.9041 | 3500 | 83.5
PDHK54HV | CAO Lighting Inc. | Dynasty | 802B-27W-35K-E39 | Mogul (E39) Screw-Base Replacements for HID Lamps | Low Output | Replacement Lamps for Outdoor Pole/Arm-mounted Decorative Luminaires (Type B) |  | Standard | FALSE | [9 empty] | 42522 | Not Dimmable | No |  | 3.1 | 1873.9 | 68.34 | 27.42 | 13.67 | 0.9041 | 3500 | 83.5
PPEP81BS | CAO Lighting Inc. | Dynasty | 803B-120W-35K-EX39 | Mogul (E39) Screw-Base Replacements for HID Lamps | Mid Output | Replacement Lamps for Outdoor Pole/Arm-mounted Decorative Luminaires (Type B) |  | Standard | FALSE | [9 empty] | 42522 | Not Dimmable | No |  | 3.1 | 8312.9 | 70.91 | 117.2 | 9.13 | 0.9625 | 3500 | 83.5
P5JCA5RR | CAO Lighting Inc. | Dynasty | 803B-120W-35K-E39 | Mogul (E39) Screw-Base Replacements for HID Lamps | Mid Output | Replacement Lamps for Outdoor Pole/Arm-mounted Decorative Luminaires (Type B) |  | Standard | FALSE | [9 empty] | 42522 | Not Dimmable | No |  | 3.1 | 8312.9 | 70.91 | 117.2 | 9.13 | 0.9625 | 3500 | 83.5
PZDKNYHJ | CAO Lighting Inc. | Dynasty | 803B-100W-35K-E39 | Mogul (E39) Screw-Base Replacements for HID Lamps | Mid Output | Replacement Lamps for Outdoor Pole/Arm-mounted Decorative Luminaires (Type B) |  | Standard | FALSE | [9 empty] | 42522 | Not Dimmable | No |  | 3.1 | 6939 | 70.16 | 98.91 | 8.96 | 0.9501 | 3500 | 83.4
PRYBJPK2 | CAO Lighting Inc. | Dynasty | 803B-100W-35K-EX39 | Mogul (E39) Screw-Base Replacements for HID Lamps | Mid Output | Replacement Lamps for Outdoor Pole/Arm-mounted Decorative Luminaires (Type B) |  | Standard | FALSE | [9 empty] | 42522 | Not Dimmable | No |  | 3.1 | 6939 | 70.16 | 98.91 | 8.96 | 0.9501 | 3500 | 83.4
P9SVBV89 | CAO Lighting Inc. | Dynasty | 802B-54W-35K-E39 | Mogul (E39) Screw-Base Replacements for HID Lamps | Low Output | Replacement Lamps for Outdoor Pole/Arm-mounted Decorative Luminaires (Type B) |  | Standard | FALSE | [9 empty] | 42522 | Not Dimmable | No |  | 3.1 | 3681.4 | 67.95 | 54.18 | 15.34 | 0.9084 | 3500 | 81.8
P299F98P | CAO Lighting Inc. | Dynasty | 802B-54W-35K-EX39 | Mogul (E39) Screw-Base Replacements for HID Lamps | Low Output | Replacement Lamps for Outdoor Pole/Arm-mounted Decorative Luminaires (Type B) |  | Standard | FALSE | [9 empty] | 42522 | Not Dimmable | No |  | 3.1 | 3681.4 | 67.95 | 54.18 | 15.34 | 0.9084 | 3500 | 81.8
P94WBYQS | CAO Lighting Inc. | Dynasty | 802-54W-35K-E39 | Mogul (E39) Screw-Base Replacements for HID Lamps | Low Output | Replacement Lamps for Outdoor Pole/Arm-mounted Area and Roadway Luminaires (Type B) |  | Standard | FALSE | [9 empty] | 42522 | Not Dimmable | No |  | 3.1 | 4860 | 90 | 54 | 15 | 0.9 | 3500 | 80
PT2HH6UC | CAO Lighting Inc. | Dynasty | 802-45W-35K-E39 | Mogul (E39) Screw-Base Replacements for HID Lamps | Low Output | Replacement Lamps for Outdoor Pole/Arm-mounted Area and Roadway Luminaires (Type B) |  | Standard | FALSE | [9 empty] | 42522 | Not Dimmable | No |  | 3.1 | 4050 | 90 | 45 | 15 | 0.9 | 3500 | 80
PJZSY13Y | CAO Lighting Inc. | Dynasty | 802-36W-35K-E39 | Mogul (E39) Screw-Base Replacements for HID Lamps | Low Output | Replacement Lamps for Outdoor Pole/Arm-mounted Area and Roadway Luminaires (Type B) |  | Standard | FALSE | [9 empty] | 42522 | Not Dimmable | No |  | 3.1 | 3240 | 90 | 36 | 15 | 0.9 | 3500 | 80
PJVVN8CC | CAO Lighting Inc. | Dynasty | 802-27W-35K-E39 | Mogul (E39) Screw-Base Replacements for HID Lamps | Low Output | Replacement Lamps for Outdoor Pole/Arm-mounted Area and Roadway Luminaires (Type B) |  | Standard | FALSE | [9 empty] | 42522 | Not Dimmable | No |  | 3.1 | 2430 | 90 | 27 | 15 | 0.9 | 3500 | 80
PJXNZQME | CAO Lighting Inc. | Dynasty | 802B-36W-30K-EX39 | Mogul (E39) Screw-Base Replacements for HID Lamps | Low Output | Replacement Lamps for Outdoor Pole/Arm-mounted Decorative Luminaires (Type B) |  | Standard | FALSE | [9 empty] | 42522 | Not Dimmable | No |  | 3.1 | 2481.7 | 69.26 | 35.83 | 13.61 | 0.9086 | 3000 | 83.8
PC2Z45VA | CAO Lighting Inc. | Dynasty | 802B-36W-30K-E39 | Mogul (E39) Screw-Base Replacements for HID Lamps | Low Output | Replacement Lamps for Outdoor Pole/Arm-mounted Decorative Luminaires (Type B) |  | Standard | FALSE | [9 empty] | 42522 | Not Dimmable | No |  | 3.1 | 2481.7 | 69.26 | 35.83 | 13.61 | 0.9086 | 3000 | 83.8
PJKGMUDD | CAO Lighting Inc. | Dynasty | 802B-45W-30K-EX39 | Mogul (E39) Screw-Base Replacements for HID Lamps | Low Output | Replacement Lamps for Outdoor Pole/Arm-mounted Decorative Luminaires (Type B) |  | Standard | FALSE | [9 empty] | 42522 | Not Dimmable | No |  | 3.1 | 3086.5 | 67.88 | 45.47 | 16.51 | 0.9042 | 3000 | 83.7
P3D5S93B | CAO Lighting Inc. | Dynasty | 802B-45W-30K-E39 | Mogul (E39) Screw-Base Replacements for HID Lamps | Low Output | Replacement Lamps for Outdoor Pole/Arm-mounted Decorative Luminaires (Type B) |  | Standard | FALSE | [9 empty] | 42522 | Not Dimmable | No |  | 3.1 | 3086.5 | 67.88 | 45.47 | 16.51 | 0.9042 | 3000 | 83.7
PXMTSWH5 | CAO Lighting Inc. | Dynasty | 803B-080W-30K-E39 | Mogul (E39) Screw-Base Replacements for HID Lamps | Mid Output | Replacement Lamps for Outdoor Pole/Arm-mounted Decorative Luminaires (Type B) |  | Standard | FALSE | [9 empty] | 42522 | Not Dimmable | No |  | 3.1 | 5304.5 | 68.57 | 77.36 | 18.64 | 0.9043 | 3000 | 83.5
PRNE9XBH | CAO Lighting Inc. | Dynasty | 803B-080W-30K-EX39 | Mogul (E39) Screw-Base Replacements for HID Lamps | Mid Output | Replacement Lamps for Outdoor Pole/Arm-mounted Decorative Luminaires (Type B) |  | Standard | FALSE | [9 empty] | 42522 | Not Dimmable | No |  | 3.1 | 5304.5 | 68.57 | 77.36 | 18.64 | 0.9043 | 3000 | 83.5
PTYRJJUM | CAO Lighting Inc. | Dynasty | 802B-27W-30K-E39 | Mogul (E39) Screw-Base Replacements for HID Lamps | Low Output | Replacement Lamps for Outdoor Pole/Arm-mounted Decorative Luminaires (Type B) |  | Standard | FALSE | [9 empty] | 42522 | Not Dimmable | No |  | 3.1 | 1873.9 | 68.34 | 27.42 | 13.67 | 0.9041 | 3000 | 83.5
P2SDUMX4 | CAO Lighting Inc. | Dynasty | 802B-27W-30K-EX39 | Mogul (E39) Screw-Base Replacements for HID Lamps | Low Output | Replacement Lamps for Outdoor Pole/Arm-mounted Decorative Luminaires (Type B) |  | Standard | FALSE | [9 empty] | 42522 | Not Dimmable | No |  | 3.1 | 1873.9 | 68.34 | 27.42 | 13.67 | 0.9041 | 3000 | 83.5
PJ9MQ9TX | CAO Lighting Inc. | Dynasty | 803B-120W-30K-E39 | Mogul (E39) Screw-Base Replacements for HID Lamps | Mid Output | Replacement Lamps for Outdoor Pole/Arm-mounted Decorative Luminaires (Type B) |  | Standard | FALSE | [9 empty] | 42522 | Not Dimmable | No |  | 3.1 | 8312.9 | 70.91 | 117.2 | 9.13 | 0.9625 | 3000 | 83.5
P2AY4S56 | CAO Lighting Inc. | Dynasty | 803B-120W-30K-EX39 | Mogul (E39) Screw-Base Replacements for HID Lamps | Mid Output | Replacement Lamps for Outdoor Pole/Arm-mounted Decorative Luminaires (Type B) |  | Standard | FALSE | [9 empty] | 42522 | Not Dimmable | No |  | 3.1 | 8312.9 | 70.91 | 117.2 | 9.13 | 0.9625 | 3000 | 83.5
PAVV4BQW | CAO Lighting Inc. | Dynasty | 803B-100W-30K-E39 | Mogul (E39) Screw-Base Replacements for HID Lamps | Mid Output | Replacement Lamps for Outdoor Pole/Arm-mounted Decorative Luminaires (Type B) |  | Standard | FALSE | [9 empty] | 42522 | Not Dimmable | No |  | 3.1 | 6939 | 70.16 | 98.91 | 8.96 | 0.9501 | 3000 | 83.4
P8J5NSB6 | CAO Lighting Inc. | Dynasty | 803B-100W-30K-EX39 | Mogul (E39) Screw-Base Replacements for HID Lamps | Mid Output | Replacement Lamps for Outdoor Pole/Arm-mounted Decorative Luminaires (Type B) |  | Standard | FALSE | [9 empty] | 42522 | Not Dimmable | No |  | 3.1 | 6939 | 70.16 | 98.91 | 8.96 | 0.9501 | 3000 | 83.4
PXVZN6EW | CAO Lighting Inc. | Dynasty | 802B-54W-30K-E39 | Mogul (E39) Screw-Base Replacements for HID Lamps | Low Output | Replacement Lamps for Outdoor Pole/Arm-mounted Decorative Luminaires (Type B) |  | Standard | FALSE | [9 empty] | 42522 | Not Dimmable | No |  | 3.1 | 3681.4 | 67.95 | 54.18 | 15.34 | 0.9084 | 3000 | 81.8
PEC6C1G1 | CAO Lighting Inc. | Dynasty | 802B-54W-30K-EX39 | Mogul (E39) Screw-Base Replacements for HID Lamps | Low Output | Replacement Lamps for Outdoor Pole/Arm-mounted Decorative Luminaires (Type B) |  | Standard | FALSE | [9 empty] | 42522 | Not Dimmable | No |  | 3.1 | 3681.4 | 67.95 | 54.18 | 15.34 | 0.9084 | 3000 | 81.8
PE28PQ6T | CAO Lighting Inc. | Dynasty | 802-54W-30K-E39 | Mogul (E39) Screw-Base Replacements for HID Lamps | Low Output | Replacement Lamps for Outdoor Pole/Arm-mounted Area and Roadway Luminaires (Type B) |  | Standard | FALSE | [9 empty] | 42522 | Not Dimmable | No |  | 3.1 | 4860 | 90 | 54 | 15 | 0.9 | 3000 | 80
PQ7BNWYX | CAO Lighting Inc. | Dynasty | 802-45W-30K-E39 | Mogul (E39) Screw-Base Replacements for HID Lamps | Low Output | Replacement Lamps for Outdoor Pole/Arm-mounted Area and Roadway Luminaires (Type B) |  | Standard | FALSE | [9 empty] | 42522 | Not Dimmable | No |  | 3.1 | 4050 | 90 | 45 | 15 | 0.9 | 3000 | 80
PZN96BJB | CAO Lighting Inc. | Dynasty | 802-36W-30K-E39 | Mogul (E39) Screw-Base Replacements for HID Lamps | Low Output | Replacement Lamps for Outdoor Pole/Arm-mounted Area and Roadway Luminaires (Type B) |  | Standard | FALSE | [9 empty] | 42522 | Not Dimmable | No |  | 3.1 | 3240 | 90 | 36 | 15 | 0.9 | 3000 | 80
PGEPQTSZ | CAO Lighting Inc. | Dynasty | 802-27W-30K-E39 | Mogul (E39) Screw-Base Replacements for HID Lamps | Low Output | Replacement Lamps for Outdoor Pole/Arm-mounted Area and Roadway Luminaires (Type B) |  | Standard | FALSE | [9 empty] | 42522 | Not Dimmable | No |  | 3.1 | 2430 | 90 | 27 | 15 | 0.9 | 3000 | 80
PVPU269D | CAO Lighting Inc. | Dynasty | 802B-36W-27K-EX39 | Mogul (E39) Screw-Base Replacements for HID Lamps | Low Output | Replacement Lamps for Outdoor Pole/Arm-mounted Decorative Luminaires (Type B) |  | Standard | FALSE | [9 empty] | 42522 | Not Dimmable | No |  | 3.1 | 2481.7 | 69.26 | 35.83 | 13.61 | 0.9086 | 2700 | 83.8
PUPX9PJV | CAO Lighting Inc. | Dynasty | 802B-45W-27K-EX39 | Mogul (E39) Screw-Base Replacements for HID Lamps | Low Output | Replacement Lamps for Outdoor Pole/Arm-mounted Decorative Luminaires (Type B) |  | Standard | FALSE | [9 empty] | 42522 | Not Dimmable | No |  | 3.1 | 3086.5 | 67.88 | 45.47 | 16.51 | 0.9042 | 2700 | 83.7
PQ7HYKDR | CAO Lighting Inc. | Dynasty | 803B-080W-27K-EX39 | Mogul (E39) Screw-Base Replacements for HID Lamps | Mid Output | Replacement Lamps for Outdoor Pole/Arm-mounted Decorative Luminaires (Type B) |  | Standard | FALSE | [9 empty] | 42522 | Not Dimmable | No |  | 3.1 | 5304.5 | 68.57 | 77.36 | 18.64 | 0.9043 | 2700 | 83.5
PBX7PBU3 | CAO Lighting Inc. | Dynasty | 802B-27W-27K-EX39 | Mogul (E39) Screw-Base Replacements for HID Lamps | Low Output | Replacement Lamps for Outdoor Pole/Arm-mounted Decorative Luminaires (Type B) |  | Standard | FALSE | [9 empty] | 42522 | Not Dimmable | No |  | 3.1 | 1873.9 | 68.34 | 27.42 | 13.67 | 0.9041 | 2700 | 83.5
PJESZHUF | CAO Lighting Inc. | Dynasty | 803B-120W-27K-EX39 | Mogul (E39) Screw-Base Replacements for HID Lamps | Mid Output | Replacement Lamps for Outdoor Pole/Arm-mounted Decorative Luminaires (Type B) |  | Standard | FALSE | [9 empty] | 42522 | Not Dimmable | No |  | 3.1 | 8312.9 | 70.91 | 117.2 | 9.13 | 0.9625 | 2700 | 83.5
PYF3ABZM | CAO Lighting Inc. | Dynasty | 803B-100W-27K-EX39 | Mogul (E39) Screw-Base Replacements for HID Lamps | Mid Output | Replacement Lamps for Outdoor Pole/Arm-mounted Decorative Luminaires (Type B) |  | Standard | FALSE | [9 empty] | 42522 | Not Dimmable | No |  | 3.1 | 6939 | 70.16 | 98.91 | 8.96 | 0.9501 | 2700 | 83.4
PNYUBZM6 | CAO Lighting Inc. | Dynasty | 802B-54W-27K-EX39 | Mogul (E39) Screw-Base Replacements for HID Lamps | Low Output | Replacement Lamps for Outdoor Pole/Arm-mounted Decorative Luminaires (Type B) |  | Standard | FALSE | [9 empty] | 42522 | Not Dimmable | No |  | 3.1 | 3681.4 | 67.95 | 54.18 | 15.34 | 0.9084 | 2700 | 81.8
PGXA3NS1 | Truly Green Solutions | Truly Green | 320823-G4 E39 | Mogul (E39) Screw-Base Replacements for HID Lamps | Low Output | Replacement Lamps for Outdoor Pole/Arm-mounted Area and Roadway Luminaires (Type B) |  | Standard | TRUE | 2969.64 | 106.25 | 27.97 | 17.34 | 0.925 | 3109 | 84.2 | 5 | 50000 | 42517 |  | No |  | 3.1 | 3397.04 | 121.453 | 27.97 | 17.34 | 0.9441 | 3000 | 84.2
PHDC8R5W | Truly Green Solutions | Truly Green | 320843-G4 E39 | Mogul (E39) Screw-Base Replacements for HID Lamps | Low Output | Replacement Lamps for Outdoor Pole/Arm-mounted Area and Roadway Luminaires (Type B) |  | Standard | TRUE | 3148.36 | 85.81 | 36.73 | 16.45 | 0.951 | 3122 | 84.2 | 5 | 50000 | 42517 |  | No |  | 3.1 | 5094.855 | 138.711 | 36.73 | 16.45 | 0.911 | 3000 | 84.2
PVAGH2G5 | Hengdian Group Tospo Lighting Co.Ltd | TOSPO | TPCB-120W 4500K | Mogul (E39) Screw-Base Replacements for HID Lamps | High Output | Replacement Lamps for Outdoor Pole/Arm-mounted Decorative Luminaires (Type B) |  | Standard | TRUE | 10979 | 97.5 | 112.6 | 9.52 | 0.9424 | 4319 | 85.1 | 5 | 50000 | 42517 |  | No | Updated 10/24/2016 | 4 | 10717 | 93.52 | 114.6 | 13.75 | 0.91 | 4500 | 83.4
P36F9JKS | Hengdian Group Tospo Lighting Co.Ltd | TOSPO | TPCB-54W 5000K | Mogul (E39) Screw-Base Replacements for HID Lamps | Mid Output | Replacement Lamps for Outdoor Pole/Arm-mounted Decorative Luminaires (Type B) |  | Standard | TRUE | 5541.3 | 103.85 | 53.36 | 16.85 | 0.9209 | 5033 | 83.6 | 5 | 50000 | 42517 |  | No | Updated 10/19/2016 | 4 | 4852.4 | 93.39 | 51.96 | 15.14 | 0.916 | 5000 | 83.7
P26QUCJ7 | Hengdian Group Tospo Lighting Co.Ltd | TOSPO | TPCB-54W 2700K | Mogul (E39) Screw-Base Replacements for HID Lamps | Low Output | Replacement Lamps for Parking Garage Luminaires (Type B) |  | Standard | TRUE | 3740.5 | 68.87 | 54.31 | 15.98 | 0.9207 | 2738 | 83.4 | 5 | 50000 | 42517 |  | No |  | 3.1 | 3740.5 | 68.87 | 54.31 | 15.98 | 0.9207 | 2700 | 83.4
PKFZEERZ | Hengdian Group Tospo Lighting Co.Ltd | TOSPO | TPCB-54W 2700K | Mogul (E39) Screw-Base Replacements for HID Lamps | Low Output | Replacement Lamps for Outdoor Pole/Arm-mounted Decorative Luminaires (Type B) |  | Standard | TRUE | 4610.3 | 92.13 | 50.04 | 15.14 | 0.916 | 2753 | 83.7 | 5 | 50000 | 42517 |  | No | Updated 10/19/2016 | 4 | 4852.4 | 93.39 | 51.96 | 15.14 | 0.916 | 2700 | 83.7
PB9WCU6U | Hengdian Group Tospo Lighting Co.Ltd | TOSPO | TPCB-80W(2700K) | Mogul (E39) Screw-Base Replacements for HID Lamps | Mid Output | Replacement Lamps for Outdoor Pole/Arm-mounted Decorative Luminaires (Type B) |  | Standard | TRUE | 7469.8 | 94.36 | 79.16 | 16.36 | 0.9158 | 2751 | 83.5 | 5 | 50000 | 42517 |  | No | Updated on 9/20/2016 | 4 | 7674.5 | 95.97 | 79.97 | 16.36 | 0.92 | 2700 | 83.5
PZ9EXRHV | Hengdian Group Tospo Lighting Co.Ltd | TOSPO | TPCB-120W 2700K | Mogul (E39) Screw-Base Replacements for HID Lamps | Mid Output | Replacement Lamps for Outdoor Pole/Arm-mounted Decorative Luminaires (Type B) |  | Standard | TRUE | 10452 | 93.07 | 112.3 | 13.75 | 0.9135 | 2725 | 83.4 | 5 | 50000 | 42517 |  | No | Updated 9/7/2016 | 4 | 10717 | 93.52 | 114.6 | 13.75 | 0.91 | 2700 | 83.4
PDKTMJ8P | Hengdian Group Tospo Lighting Co.Ltd | TOSPO | TPCB-45W(2700K) | Mogul (E39) Screw-Base Replacements for HID Lamps | Low Output | Replacement Lamps for Outdoor Pole/Arm-mounted Decorative Luminaires (Type B) |  | Standard | TRUE | 4320.2 | 96.74 | 44.66 | 12.34 | 0.9131 | 2697 | 81.7 | 5 | 50000 | 42517 |  | No | Updated on 9/20/2016 | 4 | 4473.9 | 96.98 | 46.13 | 12.34 | 0.91 | 2700 | 81.7
PCAC2Z6Q | Hengdian Group Tospo Lighting Co.Ltd | TOSPO | TPCB-100W(2700K) | Mogul (E39) Screw-Base Replacements for HID Lamps | High Output | Replacement Lamps for Outdoor Pole/Arm-mounted Decorative Luminaires (Type B) |  | Standard | TRUE | 9996.8 | 98.78 | 101.2 | 11.49 | 0.9104 | 2723 | 83.5 | 5 | 50000 | 42517 |  | No | Updated on 9/20/2016 | 4 | 10358 | 99.98 | 103.6 | 11.49 | 0.91 | 2700 | 83.5
P7XJ3BJ4 | Hengdian Group Tospo Lighting Co.Ltd | TOSPO | TPCB-36W 2700K | Mogul (E39) Screw-Base Replacements for HID Lamps | Low Output | Replacement Lamps for Parking Garage Luminaires (Type B) |  | Standard | TRUE | 2380.5 | 69.14 | 34.43 | 17.96 | 0.9103 | 2741 | 82.8 | 5 | 50000 | 42517 |  | No |  | 3.1 | 2380.5 | 69.14 | 34.43 | 17.96 | 0.9103 | 2700 | 82.8
PZTHHVHA | Torshare Ltd | TORSHARE | TS-CL-36W (2700K) | Mogul (E39) Screw-Base Replacements for HID Lamps | Low Output | Replacement Lamps for Outdoor Pole/Arm-mounted Decorative Luminaires (Type B) |  | Standard | TRUE | 2627.6 | 73.01 | 35.99 | 17.59 | 0.9095 | 2790 | 83.3 | 5 | 50000 | 42517 |  | No |  | 3.1 | 2627.6 | 73.01 | 35.99 | 17.59 | 0.9095 | 2700 | 83.3
P3N36NCX | Torshare Ltd | TORSHARE | TS-CL-36W (2700K) | Mogul (E39) Screw-Base Replacements for HID Lamps | Low Output | Replacement Lamps for Parking Garage Luminaires (Type B) |  | Standard | TRUE | 2338.6 | 66.56 | 35.14 | 17.62 | 0.909 | 2809 | 83.9 | 5 | 50000 | 42517 |  | No |  | 3.1 | 2404.3 | 66.97 | 35.9 | 17.62 | 0.909 | 2700 | 83.9
PC7EPJ2R | Hengdian Group Tospo Lighting Co.Ltd | TOSPO | TPCB-36W(2700K) | Mogul (E39) Screw-Base Replacements for HID Lamps | Low Output | Replacement Lamps for Outdoor Pole/Arm-mounted Decorative Luminaires (Type B) |  | Standard | TRUE | 3169.3 | 93.68 | 33.83 | 15.29 | 0.9076 | 2744 | 83.5 | 5 | 50000 | 42517 |  | No | Updated on 9/20/2016 | 4 | 3236.9 | 93.99 | 34.44 | 15.29 | 0.91 | 2700 | 83.5
P5CDT4S4 | Hengdian Group Tospo Lighting Co.Ltd | TOSPO | TPCB-27W(2700K) | Mogul (E39) Screw-Base Replacements for HID Lamps | Low Output | Replacement Lamps for Outdoor Pole/Arm-mounted Decorative Luminaires (Type B) |  | Standard | TRUE | 2568.9 | 94.44 | 27.2 | 17.06 | 0.9046 | 2763 | 83.8 | 5 | 50000 | 42517 |  | No | Updated on 9/20/2016 | 4 | 2629.4 | 95.93 | 27.41 | 17.06 | 0.9 | 2700 | 83.8
PFJX5UCM | Torshare Ltd | TORSHARE | TS-CL-45W (2700K) | Mogul (E39) Screw-Base Replacements for HID Lamps | Low Output | Replacement Lamps for Outdoor Pole/Arm-mounted Decorative Luminaires (Type B) |  | Standard | TRUE | 3303 | 72.16 | 45.77 | 17.03 | 0.904 | 2864 | 84.9 | 5 | 50000 | 42517 |  | No |  | 3.1 | 3303 | 72.16 | 45.77 | 17.03 | 0.904 | 2700 | 84.9
PBS45CZC | Hengdian Group Tospo Lighting Co.Ltd | TOSPO | TPCB-27W 2700K | Mogul (E39) Screw-Base Replacements for HID Lamps | Low Output | Replacement Lamps for Parking Garage Luminaires (Type B) |  | Standard | TRUE | 1807.8 | 69.88 | 25.87 | 18.86 | 0.9039 | 2720 | 82.5 | 5 | 50000 | 42517 |  | No |  | 3.1 | 1807.8 | 69.88 | 25.87 | 18.86 | 0.9039 | 2700 | 82.5
PVDK1ZS1 | Truly Green Solutions | Truly Green | 320821-G4 E39 | Mogul (E39) Screw-Base Replacements for HID Lamps | Low Output | Replacement Lamps for Outdoor Pole/Arm-mounted Area and Roadway Luminaires (Type B) |  | Standard | FALSE | [9 empty] | 42517 |  | No |  | 3.1 | 3743.939 | 133.569 | 28.03 | 17.21 | 0.944 | 5000 | 82.9
P33UAX1N | Truly Green Solutions | Truly Green | 320841-G4 E39 | Mogul (E39) Screw-Base Replacements for HID Lamps | Low Output | Replacement Lamps for Outdoor Pole/Arm-mounted Area and Roadway Luminaires (Type B) |  | Standard | FALSE | [9 empty] | 42517 |  | No |  | 3.1 | 5498.379 | 149.738 | 36.72 | 16.08 | 0.902 | 5000 | 82.4
PTAH2Q9C | Truly Green Solutions | Truly Green | 320822-G4 E39 | Mogul (E39) Screw-Base Replacements for HID Lamps | Low Output | Replacement Lamps for Outdoor Pole/Arm-mounted Area and Roadway Luminaires (Type B) |  | Standard | FALSE | [9 empty] | 42517 |  | No |  | 3.1 | 3397.04 | 121.453 | 27.97 | 17.34 | 0.9441 | 4000 | 84.2
P48UKS69 | Truly Green Solutions | Truly Green | 320842-G4 E39 | Mogul (E39) Screw-Base Replacements for HID Lamps | Low Output | Replacement Lamps for Outdoor Pole/Arm-mounted Area and Roadway Luminaires (Type B) |  | Standard | FALSE | [9 empty] | 42517 |  | No |  | 3.1 | 5094.855 | 138.711 | 36.73 | 16.45 | 0.911 | 4000 | 84.2
PJNSZABD | Torshare Ltd | TORSHARE | TS-CL-45W (5700K) | Mogul (E39) Screw-Base Replacements for HID Lamps | Low Output | Replacement Lamps for Outdoor Pole/Arm-mounted Decorative Luminaires (Type B) |  | Standard | FALSE | [9 empty] | 42517 |  | No |  | 3.1 | 3561 | 77.96 | 45.68 | 17.12 | 0.9089 | 5700 | 85.9
PGCH3KRD | Torshare Ltd | TORSHARE | TS-CL-36W (5700K) | Mogul (E39) Screw-Base Replacements for HID Lamps | Low Output | Replacement Lamps for Parking Garage Luminaires (Type B) |  | Standard | FALSE | [9 empty] | 42517 |  | No |  | 3.1 | 2532 | 70.04 | 36.15 | 17.49 | 0.9053 | 5700 | 83
P49N421D | Torshare Ltd | TORSHARE | TS-CL-36W (5700K) | Mogul (E39) Screw-Base Replacements for HID Lamps | Low Output | Replacement Lamps for Outdoor Pole/Arm-mounted Decorative Luminaires (Type B) |  | Standard | FALSE | [9 empty] | 42517 |  | No |  | 3.1 | 2765 | 76.53 | 36.13 | 17.42 | 0.9082 | 5700 | 82.9
PXAGX8SY | Torshare Ltd | TORSHARE | TS-CL-45W (5000K) | Mogul (E39) Screw-Base Replacements for HID Lamps | Low Output | Replacement Lamps for Outdoor Pole/Arm-mounted Decorative Luminaires (Type B) |  | Standard | FALSE | [9 empty] | 42517 |  | No |  | 3.1 | 3518 | 76.94 | 45.73 | 17.03 | 0.904 | 5000 | 84.9
PASQNKJN | Torshare Ltd | TORSHARE | TS-CL-36W (5000K) | Mogul (E39) Screw-Base Replacements for HID Lamps | Low Output | Replacement Lamps for Parking Garage Luminaires (Type B) |  | Standard | FALSE | [9 empty] | 42517 |  | No |  | 3.1 | 2510.7 | 69.69 | 36.03 | 17.62 | 0.909 | 5000 | 83.9
P17H6NR7 | Torshare Ltd | TORSHARE | TS-CL-36W (5000K) | Mogul (E39) Screw-Base Replacements for HID Lamps | Low Output | Replacement Lamps for Outdoor Pole/Arm-mounted Decorative Luminaires (Type B) |  | Standard | FALSE | [9 empty] | 42517 |  | No |  | 3.1 | 2742.1 | 76.04 | 36.06 | 17.59 | 0.9095 | 5000 | 83.3
PSGTQ5SA | Torshare Ltd | TORSHARE | TS-CL-45W (4500K) | Mogul (E39) Screw-Base Replacements for HID Lamps | Low Output | Replacement Lamps for Outdoor Pole/Arm-mounted Decorative Luminaires (Type B) |  | Standard | FALSE | [9 empty] | 42517 |  | No |  | 3.1 | 3475 | 76 | 45.73 | 17.03 | 0.904 | 4500 | 84.9
PTHFRRWR | Torshare Ltd | TORSHARE | TS-CL-36W (4500K) | Mogul (E39) Screw-Base Replacements for HID Lamps | Low Output | Replacement Lamps for Parking Garage Luminaires (Type B) |  | Standard | FALSE | [9 empty] | 42517 |  | No |  | 3.1 | 2489.4 | 69.1 | 36.03 | 17.62 | 0.909 | 4500 | 83.9
PG7XBGB3 | Torshare Ltd | TORSHARE | TS-CL-36W (4500K) | Mogul (E39) Screw-Base Replacements for HID Lamps | Low Output | Replacement Lamps for Outdoor Pole/Arm-mounted Decorative Luminaires (Type B) |  | Standard | FALSE | [9 empty] | 42517 |  | No |  | 3.1 | 2719.2 | 75.41 | 36.06 | 17.59 | 0.9095 | 4500 | 83.3
P91JCRCV | Torshare Ltd | TORSHARE | TS-CL-45W (4000K) | Mogul (E39) Screw-Base Replacements for HID Lamps | Low Output | Replacement Lamps for Outdoor Pole/Arm-mounted Decorative Luminaires (Type B) |  | Standard | FALSE | [9 empty] | 42517 |  | No |  | 3.1 | 3432 | 75.06 | 45.73 | 17.03 | 0.904 | 4000 | 84.9
P3JERNXE | Torshare Ltd | TORSHARE | TS-CL-36W (4000K) | Mogul (E39) Screw-Base Replacements for HID Lamps | Low Output | Replacement Lamps for Parking Garage Luminaires (Type B) |  | Standard | FALSE | [9 empty] | 42517 |  | No |  | 3.1 | 2468.2 | 68.51 | 36.03 | 17.62 | 0.909 | 4000 | 83.9
PPRVNFVV | Torshare Ltd | TORSHARE | TS-CL-36W (4000K) | Mogul (E39) Screw-Base Replacements for HID Lamps | Low Output | Replacement Lamps for Outdoor Pole/Arm-mounted Decorative Luminaires (Type B) |  | Standard | FALSE | [9 empty] | 42517 |  | No |  | 3.1 | 2696.3 | 74.77 | 36.06 | 17.59 | 0.9095 | 4000 | 83.3
PZ28JS4N | Torshare Ltd | TORSHARE | TS-CL-45W (3500K) | Mogul (E39) Screw-Base Replacements for HID Lamps | Low Output | Replacement Lamps for Outdoor Pole/Arm-mounted Decorative Luminaires (Type B) |  | Standard | FALSE | [9 empty] | 42517 |  | No |  | 3.1 | 3389 | 74.12 | 45.73 | 17.03 | 0.904 | 3500 | 84.9
PA567XQ7 | Torshare Ltd | TORSHARE | TS-CL-36W (3500K) | Mogul (E39) Screw-Base Replacements for HID Lamps | Low Output | Replacement Lamps for Parking Garage Luminaires (Type B) |  | Standard | FALSE | [9 empty] | 42517 |  | No |  | 3.1 | 2446.9 | 67.92 | 36.03 | 17.62 | 0.909 | 3500 | 83.9
PD78FQ6A | Torshare Ltd | TORSHARE | TS-CL-36W (3500K) | Mogul (E39) Screw-Base Replacements for HID Lamps | Low Output | Replacement Lamps for Outdoor Pole/Arm-mounted Decorative Luminaires (Type B) |  | Standard | FALSE | [9 empty] | 42517 |  | No |  | 3.1 | 2673.4 | 74.14 | 36.06 | 17.59 | 0.9095 | 3500 | 83.3
PBY5PYQ6 | Torshare Ltd | TORSHARE | TS-CL-45W (3000K) | Mogul (E39) Screw-Base Replacements for HID Lamps | Low Output | Replacement Lamps for Outdoor Pole/Arm-mounted Decorative Luminaires (Type B) |  | Standard | FALSE | [9 empty] | 42517 |  | No |  | 3.1 | 3346 | 73.18 | 45.73 | 17.03 | 0.904 | 3000 | 84.9
PEMCPXBN | Torshare Ltd | TORSHARE | TS-CL-36W (3000K) | Mogul (E39) Screw-Base Replacements for HID Lamps | Low Output | Replacement Lamps for Parking Garage Luminaires (Type B) |  | Standard | FALSE | [9 empty] | 42517 |  | No |  | 3.1 | 2425.6 | 67.33 | 36.03 | 17.62 | 0.909 | 3000 | 83.9
PCXQARTX | Torshare Ltd | TORSHARE | TS-CL-36W (3000K) | Mogul (E39) Screw-Base Replacements for HID Lamps | Low Output | Replacement Lamps for Outdoor Pole/Arm-mounted Decorative Luminaires (Type B) |  | Standard | FALSE | [9 empty] | 42517 |  | No |  | 3.1 | 2650.5 | 73.5 | 36.06 | 17.59 | 0.9095 | 3000 | 83.3
P9BE4AQU | Hengdian Group Tospo Lighting Co.Ltd | TOSPO | TPCB-54W 5700K | Mogul (E39) Screw-Base Replacements for HID Lamps | Mid Output | Replacement Lamps for Outdoor Pole/Arm-mounted Decorative Luminaires (Type B) |  | Standard | FALSE | [9 empty] | 42517 |  | No | Updated 10/19/2016 | 4 | 5570 | 104.07 | 53.52 | 18.17 | 0.9179 | 5700 | 82.1
P45KYDP1 | Hengdian Group Tospo Lighting Co.Ltd | TOSPO | TPCB-120W 5700K | Mogul (E39) Screw-Base Replacements for HID Lamps | High Output | Replacement Lamps for Outdoor Pole/Arm-mounted Decorative Luminaires (Type B) |  | Standard | FALSE | [9 empty] | 42517 |  | No | Updated 9/7/2016 | 4 | 12132 | 104.95 | 115.6 | 14.37 | 0.91 | 5700 | 81.5
PZC1WA94 | Hengdian Group Tospo Lighting Co.Ltd | TOSPO | TPCB-36W(5700K) | Mogul (E39) Screw-Base Replacements for HID Lamps | Low Output | Replacement Lamps for Outdoor Pole/Arm-mounted Decorative Luminaires (Type B) |  | Standard | FALSE | [9 empty] | 42517 |  | No | Updated on 9/20/2016 | 4 | 3807 | 108.31 | 35.15 | 16.19 | 0.91 | 5700 | 82.9
PBFZE6QY | Hengdian Group Tospo Lighting Co.Ltd | TOSPO | TPCB-36W 5700K | Mogul (E39) Screw-Base Replacements for HID Lamps | Low Output | Replacement Lamps for Parking Garage Luminaires (Type B) |  | Standard | FALSE | [9 empty] | 42517 |  | No |  | 3.1 | 2615 | 75.64 | 34.57 | 17.92 | 0.9111 | 5700 | 82.7
PWMQEEFU | Hengdian Group Tospo Lighting Co.Ltd | TOSPO | TPCB-27W 5700K | Mogul (E39) Screw-Base Replacements for HID Lamps | Low Output | Replacement Lamps for Parking Garage Luminaires (Type B) |  | Standard | FALSE | [9 empty] | 42517 |  | No |  | 3.1 | 1992 | 76.47 | 26.05 | 18.81 | 0.9041 | 5700 | 82.6
P585TS1D | Hengdian Group Tospo Lighting Co.Ltd | TOSPO | TPCB-27W(5700K) | Mogul (E39) Screw-Base Replacements for HID Lamps | Low Output | Replacement Lamps for Outdoor Pole/Arm-mounted Decorative Luminaires (Type B) |  | Standard | FALSE | [9 empty] | 42517 |  | No | Updated on 9/20/2016 | 4 | 3136 | 108.78 | 28.83 | 18.37 | 0.92 | 5700 | 82.4
PFB44H31 | Hengdian Group Tospo Lighting Co.Ltd | TOSPO | TPCB-54W 5700K | Mogul (E39) Screw-Base Replacements for HID Lamps | Low Output | Replacement Lamps for Parking Garage Luminaires (Type B) |  | Standard | FALSE | [9 empty] | 42517 |  | No |  | 3.1 | 4047 | 74.34 | 54.44 | 15.93 | 0.9195 | 5700 | 82.4
P9VWGMR4 | Hengdian Group Tospo Lighting Co.Ltd | TOSPO | TPCB-45W(5700K) | Mogul (E39) Screw-Base Replacements for HID Lamps | Low Output | Replacement Lamps for Outdoor Pole/Arm-mounted Decorative Luminaires (Type B) |  | Standard | FALSE | [9 empty] | 42517 |  | No | Updated on 9/20/2016 | 4 | 5212 | 110.14 | 47.32 | 14.37 | 0.91 | 5700 | 82.4
P77J6ANY | Hengdian Group Tospo Lighting Co.Ltd | TOSPO | TPCB-80W(5700K) | Mogul (E39) Screw-Base Replacements for HID Lamps | Mid Output | Replacement Lamps for Outdoor Pole/Arm-mounted Decorative Luminaires (Type B) |  | Standard | FALSE | [9 empty] | 42517 |  | No | Updated on 9/20/2016 | 4 | 8917 | 107.84 | 82.69 | 18.67 | 0.92 | 5700 | 82.1
PR17353T | Hengdian Group Tospo Lighting Co.Ltd | TOSPO | TPCB-100W(5700K) | Mogul (E39) Screw-Base Replacements for HID Lamps | High Output | Replacement Lamps for Outdoor Pole/Arm-mounted Decorative Luminaires (Type B) |  | Standard | FALSE | [9 empty] | 42517 |  | No | Updated on 9/20/2016 | 4 | 13030 | 125.05 | 104.2 | 12.39 | 0.91 | 5700 | 81.6
PN87X526 | Hengdian Group Tospo Lighting Co.Ltd | TOSPO | TPCB-120W 5000K | Mogul (E39) Screw-Base Replacements for HID Lamps | High Output | Replacement Lamps for Outdoor Pole/Arm-mounted Decorative Luminaires (Type B) |  | Standard | FALSE | [9 empty] | 42517 |  | No | Updated 9/7/2016 | 4 | 10717 | 93.52 | 114.6 | 13.75 | 0.91 | 5000 | 83.4
PN1SY84Y | Hengdian Group Tospo Lighting Co.Ltd | TOSPO | TPCB-27W(5000K) | Mogul (E39) Screw-Base Replacements for HID Lamps | Low Output | Replacement Lamps for Outdoor Pole/Arm-mounted Decorative Luminaires (Type B) |  | Standard | FALSE | [9 empty] | 42517 |  | No | Updated on 9/20/2016 | 4 | 2629.4 | 95.93 | 27.41 | 17.06 | 0.9 | 5000 | 83.8
P4S44JXC | Hengdian Group Tospo Lighting Co.Ltd | TOSPO | TPCB-80W(5000K) | Mogul (E39) Screw-Base Replacements for HID Lamps | Mid Output | Replacement Lamps for Outdoor Pole/Arm-mounted Decorative Luminaires (Type B) |  | Standard | FALSE | [9 empty] | 42517 |  | No | Updated on 9/20/2016 | 4 | 7674.5 | 95.97 | 79.97 | 16.36 | 0.92 | 5000 | 83.5
PYQ1U5JM | Hengdian Group Tospo Lighting Co.Ltd | TOSPO | TPCB-36W(5000K) | Mogul (E39) Screw-Base Replacements for HID Lamps | Low Output | Replacement Lamps for Outdoor Pole/Arm-mounted Decorative Luminaires (Type B) |  | Standard | FALSE | [9 empty] | 42517 |  | No | Updated on 9/20/2016 | 4 | 3236.9 | 93.99 | 34.44 | 15.29 | 0.91 | 5000 | 83.5
PV9X793M | Hengdian Group Tospo Lighting Co.Ltd | TOSPO | TPCB-100W(5000K) | Mogul (E39) Screw-Base Replacements for HID Lamps | High Output | Replacement Lamps for Outdoor Pole/Arm-mounted Decorative Luminaires (Type B) |  | Standard | FALSE | [9 empty] | 42517 |  | No | Updated on 9/20/2016 | 4 | 10358 | 99.98 | 103.6 | 11.49 | 0.91 | 5000 | 83.5
PEUBFCCJ | Hengdian Group Tospo Lighting Co.Ltd | TOSPO | TPCB-54W 5000K | Mogul (E39) Screw-Base Replacements for HID Lamps | Low Output | Replacement Lamps for Parking Garage Luminaires (Type B) |  | Standard | FALSE | [9 empty] | 42517 |  | No |  | 3.1 | 3995.9 | 73.49 | 54.38 | 15.98 | 0.9207 | 5000 | 83.4
PU25PYG3 | Hengdian Group Tospo Lighting Co.Ltd | TOSPO | TPCB-36W 5000K | Mogul (E39) Screw-Base Replacements for HID Lamps | Low Output | Replacement Lamps for Parking Garage Luminaires (Type B) |  | Standard | FALSE | [9 empty] | 42517 |  | No |  | 3.1 | 2575.9 | 74.66 | 34.5 | 17.96 | 0.9103 | 5000 | 82.8
PSB18S5K | Hengdian Group Tospo Lighting Co.Ltd | TOSPO | TPCB-27W 5000K | Mogul (E39) Screw-Base Replacements for HID Lamps | Low Output | Replacement Lamps for Parking Garage Luminaires (Type B) |  | Standard | FALSE | [9 empty] | 42517 |  | No |  | 3.1 | 1961.3 | 75.55 | 25.96 | 18.86 | 0.9039 | 5000 | 82.5
P7CCF9QM | Hengdian Group Tospo Lighting Co.Ltd | TOSPO | TPCB-45W(5000K) | Mogul (E39) Screw-Base Replacements for HID Lamps | Low Output | Replacement Lamps for Outdoor Pole/Arm-mounted Decorative Luminaires (Type B) |  | Standard | FALSE | [9 empty] | 42517 |  | No | Updated on 9/20/2016 | 4 | 4473.9 | 96.98 | 46.13 | 12.34 | 0.91 | 5000 | 81.7
PK4C6NEF | Hengdian Group Tospo Lighting Co.Ltd | TOSPO | TPCB-54W 4500K | Mogul (E39) Screw-Base Replacements for HID Lamps | Low Output | Replacement Lamps for Outdoor Pole/Arm-mounted Decorative Luminaires (Type B) |  | Standard | FALSE | [9 empty] | 42517 |  | No | Updated 10/19/2016 | 4 | 4852.4 | 93.39 | 51.96 | 15.14 | 0.916 | 4500 | 83.7
P6VUD4X1 | Hengdian Group Tospo Lighting Co.Ltd | TOSPO | TPCB-27W(4500K) | Mogul (E39) Screw-Base Replacements for HID Lamps | Low Output | Replacement Lamps for Outdoor Pole/Arm-mounted Decorative Luminaires (Type B) |  | Standard | FALSE | [9 empty] | 42517 |  | No | Updated on 9/20/2016 | 4 | 2629.4 | 95.93 | 27.41 | 17.06 | 0.9 | 4500 | 83.8
PQVBPX6H | Hengdian Group Tospo Lighting Co.Ltd | TOSPO | TPCB-80W(4500K) | Mogul (E39) Screw-Base Replacements for HID Lamps | Mid Output | Replacement Lamps for Outdoor Pole/Arm-mounted Decorative Luminaires (Type B) |  | Standard | FALSE | [9 empty] | 42517 |  | No | Updated on 9/20/2016 | 4 | 7674.5 | 95.97 | 79.97 | 16.36 | 0.92 | 4500 | 83.5
PDGWQQ74 | Hengdian Group Tospo Lighting Co.Ltd | TOSPO | TPCB-36W(4500K) | Mogul (E39) Screw-Base Replacements for HID Lamps | Low Output | Replacement Lamps for Outdoor Pole/Arm-mounted Decorative Luminaires (Type B) |  | Standard | FALSE | [9 empty] | 42517 |  | No | Updated on 9/20/2016 | 4 | 3236.9 | 93.99 | 34.44 | 15.29 | 0.91 | 4500 | 83.5
PUMDVCCN | Hengdian Group Tospo Lighting Co.Ltd | TOSPO | TPCB-100W(4500K) | Mogul (E39) Screw-Base Replacements for HID Lamps | High Output | Replacement Lamps for Outdoor Pole/Arm-mounted Decorative Luminaires (Type B) |  | Standard | FALSE | [9 empty] | 42517 |  | No | Updated on 9/20/2016 | 4 | 10358 | 99.98 | 103.6 | 11.49 | 0.91 | 4500 | 83.5
PG95VAG7 | Hengdian Group Tospo Lighting Co.Ltd | TOSPO | TPCB-54W 4500K | Mogul (E39) Screw-Base Replacements for HID Lamps | Low Output | Replacement Lamps for Parking Garage Luminaires (Type B) |  | Standard | FALSE | [9 empty] | 42517 |  | No |  | 3.1 | 3944.8 | 72.55 | 54.38 | 15.98 | 0.9207 | 4500 | 83.4
PYB8WHN9 | Hengdian Group Tospo Lighting Co.Ltd | TOSPO | TPCB-36W 4500K | Mogul (E39) Screw-Base Replacements for HID Lamps | Low Output | Replacement Lamps for Parking Garage Luminaires (Type B) |  | Standard | FALSE | [9 empty] | 42517 |  | No |  | 3.1 | 2536.8 | 73.53 | 34.5 | 17.96 | 0.9103 | 4500 | 82.8
PAY9BTHE | Hengdian Group Tospo Lighting Co.Ltd | TOSPO | TPCB-27W 4500K | Mogul (E39) Screw-Base Replacements for HID Lamps | Low Output | Replacement Lamps for Parking Garage Luminaires (Type B) |  | Standard | FALSE | [9 empty] | 42517 |  | No |  | 3.1 | 1930.6 | 74.37 | 25.96 | 18.86 | 0.9039 | 4500 | 82.5
PR9WMDZ9 | Hengdian Group Tospo Lighting Co.Ltd | TOSPO | TPCB-45W(4500K) | Mogul (E39) Screw-Base Replacements for HID Lamps | Low Output | Replacement Lamps for Outdoor Pole/Arm-mounted Decorative Luminaires (Type B) |  | Standard | FALSE | [9 empty] | 42517 |  | No | Updated on 9/20/2016 | 4 | 4473.9 | 96.98 | 46.13 | 12.34 | 0.91 | 4500 | 81.7
P1R16QCQ | Hengdian Group Tospo Lighting Co.Ltd | TOSPO | TPCB-54W 4000K | Mogul (E39) Screw-Base Replacements for HID Lamps | Low Output | Replacement Lamps for Outdoor Pole/Arm-mounted Decorative Luminaires (Type B) |  | Standard | FALSE | [9 empty] | 42517 |  | No | Updated 10/19/2016 | 4 | 4852.4 | 93.39 | 51.96 | 15.14 | 0.916 | 4000 | 83.7
PHY3PCDB | Hengdian Group Tospo Lighting Co.Ltd | TOSPO | TPCB-120W 4000K | Mogul (E39) Screw-Base Replacements for HID Lamps | Mid Output | Replacement Lamps for Outdoor Pole/Arm-mounted Decorative Luminaires (Type B) |  | Standard | FALSE | [9 empty] | 42517 |  | No | Updated 9/7/2016 | 4 | 10717 | 93.52 | 114.6 | 13.75 | 0.91 | 4000 | 83.4
PPCCD6FB | Hengdian Group Tospo Lighting Co.Ltd | TOSPO | TPCB-27W(4000K) | Mogul (E39) Screw-Base Replacements for HID Lamps | Low Output | Replacement Lamps for Outdoor Pole/Arm-mounted Decorative Luminaires (Type B) |  | Standard | FALSE | [9 empty] | 42517 |  | No | Updated on 9/20/2016 | 4 | 2629.4 | 95.93 | 27.41 | 17.06 | 0.9 | 4000 | 83.8
PWRW9WQ2 | Hengdian Group Tospo Lighting Co.Ltd | TOSPO | TPCB-80W(4000K) | Mogul (E39) Screw-Base Replacements for HID Lamps | Mid Output | Replacement Lamps for Outdoor Pole/Arm-mounted Decorative Luminaires (Type B) |  | Standard | FALSE | [9 empty] | 42517 |  | No | Updated on 9/20/2016 | 4 | 7674.5 | 95.97 | 79.97 | 16.36 | 0.92 | 4000 | 83.5
PYUZHMCT | Hengdian Group Tospo Lighting Co.Ltd | TOSPO | TPCB-36W(4000K) | Mogul (E39) Screw-Base Replacements for HID Lamps | Low Output | Replacement Lamps for Outdoor Pole/Arm-mounted Decorative Luminaires (Type B) |  | Standard | FALSE | [9 empty] | 42517 |  | No | Updated on 9/20/2016 | 4 | 3236.9 | 93.99 | 34.44 | 15.29 | 0.91 | 4000 | 83.5
PSM79CVZ | Hengdian Group Tospo Lighting Co.Ltd | TOSPO | TPCB-100W(4000K) | Mogul (E39) Screw-Base Replacements for HID Lamps | High Output | Replacement Lamps for Outdoor Pole/Arm-mounted Decorative Luminaires (Type B) |  | Standard | FALSE | [9 empty] | 42517 |  | No | Updated on 9/20/2016 | 4 | 10358 | 99.98 | 103.6 | 11.49 | 0.91 | 4000 | 83.5
PZBS4KK9 | Hengdian Group Tospo Lighting Co.Ltd | TOSPO | TPCB-54W 4000K | Mogul (E39) Screw-Base Replacements for HID Lamps | Low Output | Replacement Lamps for Parking Garage Luminaires (Type B) |  | Standard | FALSE | [9 empty] | 42517 |  | No |  | 3.1 | 3893.8 | 71.61 | 54.38 | 15.98 | 0.9207 | 4000 | 83.4
PANY9RR5 | Hengdian Group Tospo Lighting Co.Ltd | TOSPO | TPCB-36W 4000K | Mogul (E39) Screw-Base Replacements for HID Lamps | Low Output | Replacement Lamps for Parking Garage Luminaires (Type B) |  | Standard | FALSE | [9 empty] | 42517 |  | No |  | 3.1 | 2497.8 | 72.4 | 34.5 | 17.96 | 0.9103 | 4000 | 82.8
PVEE8JZT | Hengdian Group Tospo Lighting Co.Ltd | TOSPO | TPCB-27W 4000K | Mogul (E39) Screw-Base Replacements for HID Lamps | Low Output | Replacement Lamps for Parking Garage Luminaires (Type B) |  | Standard | FALSE | [9 empty] | 42517 |  | No |  | 3.1 | 1899.9 | 73.19 | 25.96 | 18.86 | 0.9039 | 4000 | 82.5
PQ5QJG49 | Hengdian Group Tospo Lighting Co.Ltd | TOSPO | TPCB-45W(4000K) | Mogul (E39) Screw-Base Replacements for HID Lamps | Low Output | Replacement Lamps for Outdoor Pole/Arm-mounted Decorative Luminaires (Type B) |  | Standard | FALSE | [9 empty] | 42517 |  | No | Updated on 9/20/2016 | 4 | 4473.9 | 96.98 | 46.13 | 12.34 | 0.91 | 4000 | 81.7
PRTXVJ77 | Hengdian Group Tospo Lighting Co.Ltd | TOSPO | TPCB-54W 3500K | Mogul (E39) Screw-Base Replacements for HID Lamps | Low Output | Replacement Lamps for Outdoor Pole/Arm-mounted Decorative Luminaires (Type B) |  | Standard | FALSE | [9 empty] | 42517 |  | No | Updated 10/19/2016 | 4 | 4852.4 | 93.39 | 51.96 | 15.14 | 0.916 | 3500 | 83.7
PZ8MPZ83 | Hengdian Group Tospo Lighting Co.Ltd | TOSPO | TPCB-120W 3500K | Mogul (E39) Screw-Base Replacements for HID Lamps | Mid Output | Replacement Lamps for Outdoor Pole/Arm-mounted Decorative Luminaires (Type B) |  | Standard | FALSE | [9 empty] | 42517 |  | No | Updated 9/7/2016 | 4 | 10717 | 93.52 | 114.6 | 13.75 | 0.91 | 3500 | 83.4
PTQBPGE2 | Hengdian Group Tospo Lighting Co.Ltd | TOSPO | TPCB-27W(3500K) | Mogul (E39) Screw-Base Replacements for HID Lamps | Low Output | Replacement Lamps for Outdoor Pole/Arm-mounted Decorative Luminaires (Type B) |  | Standard | FALSE | [9 empty] | 42517 |  | No | Updated on 9/20/2016 | 4 | 2629.4 | 95.93 | 27.41 | 17.06 | 0.9 | 3500 | 83.8
PK8E2JZX | Hengdian Group Tospo Lighting Co.Ltd | TOSPO | TPCB-80W(3500K) | Mogul (E39) Screw-Base Replacements for HID Lamps | Mid Output | Replacement Lamps for Outdoor Pole/Arm-mounted Decorative Luminaires (Type B) |  | Standard | FALSE | [9 empty] | 42517 |  | No | Updated on 9/20/2016 | 4 | 7674.5 | 95.97 | 79.97 | 16.36 | 0.92 | 3500 | 83.5
PB5V9ESF | Hengdian Group Tospo Lighting Co.Ltd | TOSPO | TPCB-36W(3500K) | Mogul (E39) Screw-Base Replacements for HID Lamps | Low Output | Replacement Lamps for Outdoor Pole/Arm-mounted Decorative Luminaires (Type B) |  | Standard | FALSE | [9 empty] | 42517 |  | No | Updated on 9/20/2016 | 4 | 3236.9 | 93.99 | 34.44 | 15.29 | 0.91 | 3500 | 83.5
PPGK1P6R | Hengdian Group Tospo Lighting Co.Ltd | TOSPO | TPCB-100W(3500K) | Mogul (E39) Screw-Base Replacements for HID Lamps | High Output | Replacement Lamps for Outdoor Pole/Arm-mounted Decorative Luminaires (Type B) |  | Standard | FALSE | [9 empty] | 42517 |  | No | Updated on 9/20/2016 | 4 | 10358 | 99.98 | 103.6 | 11.49 | 0.91 | 3500 | 83.5
PKDGMBN8 | Hengdian Group Tospo Lighting Co.Ltd | TOSPO | TPCB-54W 3500K | Mogul (E39) Screw-Base Replacements for HID Lamps | Low Output | Replacement Lamps for Parking Garage Luminaires (Type B) |  | Standard | FALSE | [9 empty] | 42517 |  | No |  | 3.1 | 3842.7 | 70.67 | 54.38 | 15.98 | 0.9207 | 3500 | 83.4
PSR76SSC | Hengdian Group Tospo Lighting Co.Ltd | TOSPO | TPCB-36W 3500K | Mogul (E39) Screw-Base Replacements for HID Lamps | Low Output | Replacement Lamps for Parking Garage Luminaires (Type B) |  | Standard | FALSE | [9 empty] | 42517 |  | No |  | 3.1 | 2458.7 | 71.27 | 34.5 | 17.96 | 0.9103 | 3500 | 82.8
PW8932CE | Hengdian Group Tospo Lighting Co.Ltd | TOSPO | TPCB-27W 3500K | Mogul (E39) Screw-Base Replacements for HID Lamps | Low Output | Replacement Lamps for Parking Garage Luminaires (Type B) |  | Standard | FALSE | [9 empty] | 42517 |  | No |  | 3.1 | 1869.2 | 72 | 25.96 | 18.86 | 0.9039 | 3500 | 82.5
P53U655P | Hengdian Group Tospo Lighting Co.Ltd | TOSPO | TPCB-45W(3500K) | Mogul (E39) Screw-Base Replacements for HID Lamps | Low Output | Replacement Lamps for Outdoor Pole/Arm-mounted Decorative Luminaires (Type B) |  | Standard | FALSE | [9 empty] | 42517 |  | No | Updated on 9/20/2016 | 4 | 4473.9 | 96.98 | 46.13 | 12.34 | 0.91 | 3500 | 81.7
PQDBBEQ6 | Hengdian Group Tospo Lighting Co.Ltd | TOSPO | TPCB-54W 3000K | Mogul (E39) Screw-Base Replacements for HID Lamps | Low Output | Replacement Lamps for Outdoor Pole/Arm-mounted Decorative Luminaires (Type B) |  | Standard | FALSE | [9 empty] | 42517 |  | No | Updated 10/19/2016 | 4 | 4852.4 | 93.39 | 51.96 | 15.14 | 0.916 | 3000 | 83.7
PYE2XMZ8 | Hengdian Group Tospo Lighting Co.Ltd | TOSPO | TPCB-120W 3000K | Mogul (E39) Screw-Base Replacements for HID Lamps | Mid Output | Replacement Lamps for Outdoor Pole/Arm-mounted Decorative Luminaires (Type B) |  | Standard | FALSE | [9 empty] | 42517 |  | No | Updated 9/7/2016 | 4 | 10717 | 93.52 | 114.6 | 13.75 | 0.91 | 3000 | 83.4
PVXPY43H | Hengdian Group Tospo Lighting Co.Ltd | TOSPO | TPCB-27W(3000K) | Mogul (E39) Screw-Base Replacements for HID Lamps | Low Output | Replacement Lamps for Outdoor Pole/Arm-mounted Decorative Luminaires (Type B) |  | Standard | FALSE | [9 empty] | 42517 |  | No | Updated on 9/20/2016 | 4 | 2629.4 | 95.93 | 27.41 | 17.06 | 0.9 | 3000 | 83.8
PZ9JZPJE | Hengdian Group Tospo Lighting Co.Ltd | TOSPO | TPCB-80W(3000K) | Mogul (E39) Screw-Base Replacements for HID Lamps | Mid Output | Replacement Lamps for Outdoor Pole/Arm-mounted Decorative Luminaires (Type B) |  | Standard | FALSE | [9 empty] | 42517 |  | No | Updated on 9/20/2016 | 4 | 7674.5 | 95.97 | 79.97 | 16.36 | 0.92 | 3000 | 83.5
PABQ8M3Y | Hengdian Group Tospo Lighting Co.Ltd | TOSPO | TPCB-36W(3000K) | Mogul (E39) Screw-Base Replacements for HID Lamps | Low Output | Replacement Lamps for Outdoor Pole/Arm-mounted Decorative Luminaires (Type B) |  | Standard | FALSE | [9 empty] | 42517 |  | No | Updated on 9/20/2016 | 4 | 3236.9 | 93.99 | 34.44 | 15.29 | 0.91 | 3000 | 83.5
PTAC7R3K | Hengdian Group Tospo Lighting Co.Ltd | TOSPO | TPCB-100W(3000K) | Mogul (E39) Screw-Base Replacements for HID Lamps | High Output | Replacement Lamps for Outdoor Pole/Arm-mounted Decorative Luminaires (Type B) |  | Standard | FALSE | [9 empty] | 42517 |  | No | Updated on 9/20/2016 | 4 | 10358 | 99.98 | 103.6 | 11.49 | 0.91 | 3000 | 83.5
PJV3V489 | Hengdian Group Tospo Lighting Co.Ltd | TOSPO | TPCB-54W 3000K | Mogul (E39) Screw-Base Replacements for HID Lamps | Low Output | Replacement Lamps for Parking Garage Luminaires (Type B) |  | Standard | FALSE | [9 empty] | 42517 |  | No |  | 3.1 | 3791.6 | 69.73 | 54.38 | 15.98 | 0.9207 | 3000 | 83.4
PYMC3VPN | Hengdian Group Tospo Lighting Co.Ltd | TOSPO | TPCB-36W 3000K | Mogul (E39) Screw-Base Replacements for HID Lamps | Low Output | Replacement Lamps for Parking Garage Luminaires (Type B) |  | Standard | FALSE | [9 empty] | 42517 |  | No |  | 3.1 | 2419.6 | 70.13 | 34.5 | 17.96 | 0.9103 | 3000 | 82.8
P471288C | Hengdian Group Tospo Lighting Co.Ltd | TOSPO | TPCB-27W 3000K | Mogul (E39) Screw-Base Replacements for HID Lamps | Low Output | Replacement Lamps for Parking Garage Luminaires (Type B) |  | Standard | FALSE | [9 empty] | 42517 |  | No |  | 3.1 | 1838.5 | 70.82 | 25.96 | 18.86 | 0.9039 | 3000 | 82.5
PNQE8Y86 | Hengdian Group Tospo Lighting Co.Ltd | TOSPO | TPCB-45W(3000K) | Mogul (E39) Screw-Base Replacements for HID Lamps | Low Output | Replacement Lamps for Outdoor Pole/Arm-mounted Decorative Luminaires (Type B) |  | Standard | FALSE | [9 empty] | 42517 |  | No | Updated on 9/20/2016 | 4 | 4473.9 | 96.98 | 46.13 | 12.34 | 0.91 | 3000 | 81.7
P1YN6SYM | Ledreit Manufacturing Co. Ltd | Ledreit | RK-300W-E39(2700K) | Mogul (E39) Screw-Base Replacements for HID Lamps | High Output | Replacement Lamps for Outdoor Pole/Arm-mounted Area and Roadway Luminaires (Type C) |  | Standard | TRUE | 23756 | 77.15 | 307.9 | 12.98 | 0.9333 | 2677 | 81.1 | 5 | 50000 | 42516 |  | No |  | 3.1 | 23756 | 77.15 | 307.9 | 12.98 | 0.9333 | 2700 | 81.1
P48Y7ZBD | Topaz Lighting Corp. | Topaz | LPT30/HOR/830/E39-81 | Mogul (E39) Screw-Base Replacements for HID Lamps | Low Output | Replacement Lamps for Outdoor Pole/Arm-mounted Area and Roadway Luminaires (Type B) |  | Standard | TRUE | 2969.64 | 106.25 | 27.97 | 17.34 | 0.925 | 3109 | 84.2 | 5 | 50000 | 42516 |  | No |  | 3.1 | 3397.04 | 121.453 | 27.97 | 17.34 | 0.9441 | 3000 | 84.2
P1822S5H | Ledreit Manufacturing Co. Ltd | Ledreit | RK-300WHV-E39(2700K) | Mogul (E39) Screw-Base Replacements for HID Lamps | High Output | Replacement Lamps for Outdoor Pole/Arm-mounted Area and Roadway Luminaires (Type C) |  | Standard | TRUE | 23623 | 75.3 | 313.7 | 19.19 | 0.9028 | 2676 | 81.1 | 5 | 50000 | 42516 |  | No |  | 3.1 | 23623 | 75.3 | 313.7 | 19.35 | 0.9023 | 2700 | 81.1
PVW96XBP | Topaz Lighting Corp. | Topaz | LPT40/HOR/830/E39-81 | Mogul (E39) Screw-Base Replacements for HID Lamps | Low Output | Replacement Lamps for Outdoor Pole/Arm-mounted Area and Roadway Luminaires (Type B) |  | Standard | TRUE | 3148.36 | 85.81 | 36.73 | 16.45 | 0.951 | 3122 | 84.2 | 5 | 50000 | 42516 |  | No |  | 3.1 | 5094.855 | 138.711 | 36.73 | 16.45 | 0.911 | 3000 | 84.2
P8WRTKAF | Ledreit Manufacturing Co. Ltd | Ledreit | RK-150W-E39(2700K) | Mogul (E39) Screw-Base Replacements for HID Lamps | High Output | Replacement Lamps for Outdoor Pole/Arm-mounted Area and Roadway Luminaires (Type C) |  | Standard | TRUE | 14283 | 97.1 | 147.1 | 13.02 | 0.9296 | 2763 | 81 | 5 | 50000 | 42516 |  | No |  | 3.1 | 14283 | 97.1 | 147.1 | 13.02 | 0.9296 | 2700 | 81
PT92T64U | MaxLite Inc | MaxLite | AR100LED30 (3000K) | Mogul (E39) Screw-Base Replacements for HID Lamps | Mid Output | Replacement Lamps for Outdoor Pole/Arm-mounted Area and Roadway Luminaires (Type B) |  | Standard | TRUE | 8931.97 | 90.97 | 98.19 | 13.86 | 0.942 | 3119 | 83.5 | 5 | 50000 | 42516 |  | No |  | 3.1 | 10864.682 | 110.582 | 98.25 | 13.86 | 0.976 | 3000 | 83.5
PBTK79WF | MaxLite Inc | MaxLite | SKPT50LEDU30E39 (3000K) | Mogul (E39) Screw-Base Replacements for HID Lamps | Low Output | Replacement Lamps for Outdoor Pole/Arm-mounted Decorative Luminaires (Type B) |  | Standard | TRUE | 4365.3 | 93.3 | 46.8 | 19.18 | 0.93 | 3033 | 82 | 5 | 50000 | 42516 |  | No |  | 3.1 | 5625 | 112.5 | 50 | 20 | 0.9 | 3000 | 80
PQFXTSEW | Renesola Zhejiang Ltd | Renesola | RCN045W30K360 [E39/EX39 Base Only] | Mogul (E39) Screw-Base Replacements for HID Lamps | Mid Output | Replacement Lamps for Outdoor Pole/Arm-mounted Decorative Luminaires (Type B) |  | Standard | TRUE | 4680.64 | 105.51 | 44.364 | 13.8 | 0.917 | 2992 | 84.1 | 5 | 50000 | 42516 |  | No |  | 3.1 | 5296.6 | 117.9 | 44.9 | 13.8 | 0.92 | 2992 | 84.1
PUQZ4QQB | Renesola Zhejiang Ltd | Renesola | RCN036W30K360 [E39/EX39 Base Only] | Mogul (E39) Screw-Base Replacements for HID Lamps | Low Output | Replacement Lamps for Outdoor Pole/Arm-mounted Decorative Luminaires (Type B) |  | Standard | TRUE | 3605.68 | 104.33 | 34.56 | 13.9 | 0.914 | 2961 | 84 | 5 | 50000 | 42516 |  | No |  | 3.1 | 4008.2 | 115.1 | 34.8 | 13.9 | 0.91 | 2961 | 80
P1AEXAZQ | MaxLite Inc | MaxLite | SKPT30LEDU30E39 (3000K) | Mogul (E39) Screw-Base Replacements for HID Lamps | Low Output | Replacement Lamps for Outdoor Pole/Arm-mounted Decorative Luminaires (Type B) |  | Standard | TRUE | 2546.5 | 93.7 | 27.18 | 17.3 | 0.9014 | 3007 | 81.8 | 5 | 50000 | 42516 |  | No |  | 3.1 | 3500 | 116.7 | 30 | 20 | 0.9 | 3000 | 80
PTBG76UJ | Ledreit Manufacturing Co. Ltd | Ledreit | RK-150W-E39(5700K) | Mogul (E39) Screw-Base Replacements for HID Lamps | High Output | Replacement Lamps for Outdoor Pole/Arm-mounted Area and Roadway Luminaires (Type C) |  | Standard | FALSE | [9 empty] | 42516 |  | No |  | 3.1 | 15998 | 105.74 | 151.3 | 12.93 | 0.9257 | 5700 | 83.8
P9VC3FCV | Ledreit Manufacturing Co. Ltd | Ledreit | RK-300WHV-E39(5700K) | Mogul (E39) Screw-Base Replacements for HID Lamps | High Output | Replacement Lamps for Outdoor Pole/Arm-mounted Area and Roadway Luminaires (Type C) |  | Standard | FALSE | [9 empty] | 42516 |  | No |  | 3.1 | 26224 | 83.38 | 314.5 | 19.19 | 0.9028 | 5700 | 71
PD9PRPQC | Ledreit Manufacturing Co. Ltd | Ledreit | RK-300W-E39(5700K) | Mogul (E39) Screw-Base Replacements for HID Lamps | High Output | Replacement Lamps for Outdoor Pole/Arm-mounted Area and Roadway Luminaires (Type C) |  | Standard | FALSE | [9 empty] | 42516 |  | No |  | 3.1 | 26372 | 85.51 | 308.4 | 12.87 | 0.9326 | 5700 | 70.8
PY5ADG34 | Ledreit Manufacturing Co. Ltd | Ledreit | RK-300WHV-E39(5000K) | Mogul (E39) Screw-Base Replacements for HID Lamps | High Output | Replacement Lamps for Outdoor Pole/Arm-mounted Area and Roadway Luminaires (Type C) |  | Standard | FALSE | [9 empty] | 42516 |  | No |  | 3.1 | 25791 | 82.11 | 314.1 | 19.35 | 0.9023 | 5000 | 81.1
P2JP3H4F | Ledreit Manufacturing Co. Ltd | Ledreit | RK-300W-E39(5000K) | Mogul (E39) Screw-Base Replacements for HID Lamps | High Output | Replacement Lamps for Outdoor Pole/Arm-mounted Area and Roadway Luminaires (Type C) |  | Standard | FALSE | [9 empty] | 42516 |  | No |  | 3.1 | 25936 | 84.17 | 308.2 | 12.98 | 0.9333 | 5000 | 81.1
PKRB1JRW | Ledreit Manufacturing Co. Ltd | Ledreit | RK-150W-E39(5000K) | Mogul (E39) Screw-Base Replacements for HID Lamps | High Output | Replacement Lamps for Outdoor Pole/Arm-mounted Area and Roadway Luminaires (Type C) |  | Standard | FALSE | [9 empty] | 42516 |  | No |  | 3.1 | 14283 | 97.1 | 147.1 | 13.02 | 0.9296 | 5000 | 81
PNRWJJ7F | Ledreit Manufacturing Co. Ltd | Ledreit | RK-300WHV-E39(4500K) | Mogul (E39) Screw-Base Replacements for HID Lamps | High Output | Replacement Lamps for Outdoor Pole/Arm-mounted Area and Roadway Luminaires (Type C) |  | Standard | FALSE | [9 empty] | 42516 |  | No |  | 3.1 | 25357 | 80.73 | 314.1 | 19.35 | 0.9023 | 4500 | 81.1
P577VAJX | Ledreit Manufacturing Co. Ltd | Ledreit | RK-300W-E39(4500K) | Mogul (E39) Screw-Base Replacements for HID Lamps | High Output | Replacement Lamps for Outdoor Pole/Arm-mounted Area and Roadway Luminaires (Type C) |  | Standard | FALSE | [9 empty] | 42516 |  | No |  | 3.1 | 25500 | 82.75 | 308.2 | 12.98 | 0.9333 | 4500 | 81.1
PUHDS8M7 | Ledreit Manufacturing Co. Ltd | Ledreit | RK-150W-E39(4500K) | Mogul (E39) Screw-Base Replacements for HID Lamps | High Output | Replacement Lamps for Outdoor Pole/Arm-mounted Area and Roadway Luminaires (Type C) |  | Standard | FALSE | [9 empty] | 42516 |  | No |  | 3.1 | 14283 | 97.1 | 147.1 | 13.02 | 0.9296 | 4500 | 81
PPRA12D4 | Ledreit Manufacturing Co. Ltd | Ledreit | RK-300WHV-E39(4000K) | Mogul (E39) Screw-Base Replacements for HID Lamps | High Output | Replacement Lamps for Outdoor Pole/Arm-mounted Area and Roadway Luminaires (Type C) |  | Standard | FALSE | [9 empty] | 42516 |  | No |  | 3.1 | 24924 | 79.35 | 314.1 | 19.35 | 0.9023 | 4000 | 81.1
PUTWU6NQ | Ledreit Manufacturing Co. Ltd | Ledreit | RK-300W-E39(4000K) | Mogul (E39) Screw-Base Replacements for HID Lamps | High Output | Replacement Lamps for Outdoor Pole/Arm-mounted Area and Roadway Luminaires (Type C) |  | Standard | FALSE | [9 empty] | 42516 |  | No |  | 3.1 | 25064 | 81.34 | 308.2 | 12.98 | 0.9333 | 4000 | 81.1
PNCUP8PR | Ledreit Manufacturing Co. Ltd | Ledreit | RK-150W-E39(4000K) | Mogul (E39) Screw-Base Replacements for HID Lamps | High Output | Replacement Lamps for Outdoor Pole/Arm-mounted Area and Roadway Luminaires (Type C) |  | Standard | FALSE | [9 empty] | 42516 |  | No |  | 3.1 | 14283 | 97.1 | 147.1 | 13.02 | 0.9296 | 4000 | 81
PHQU12ZG | Ledreit Manufacturing Co. Ltd | Ledreit | RK-300WHV-E39(3500K) | Mogul (E39) Screw-Base Replacements for HID Lamps | High Output | Replacement Lamps for Outdoor Pole/Arm-mounted Area and Roadway Luminaires (Type C) |  | Standard | FALSE | [9 empty] | 42516 |  | No |  | 3.1 | 24490 | 77.97 | 314.1 | 19.35 | 0.9023 | 3500 | 81.1
P6WSMX3V | Ledreit Manufacturing Co. Ltd | Ledreit | RK-300W-E39(3500K) | Mogul (E39) Screw-Base Replacements for HID Lamps | High Output | Replacement Lamps for Outdoor Pole/Arm-mounted Area and Roadway Luminaires (Type C) |  | Standard | FALSE | [9 empty] | 42516 |  | No |  | 3.1 | 24628 | 79.92 | 308.2 | 12.98 | 0.9333 | 3500 | 81.1
P4DE2E2D | Ledreit Manufacturing Co. Ltd | Ledreit | RK-150W-E39(3500K) | Mogul (E39) Screw-Base Replacements for HID Lamps | High Output | Replacement Lamps for Outdoor Pole/Arm-mounted Area and Roadway Luminaires (Type C) |  | Standard | FALSE | [9 empty] | 42516 |  | No |  | 3.1 | 14283 | 97.1 | 147.1 | 13.02 | 0.9296 | 3500 | 81
P2NH1WU8 | Ledreit Manufacturing Co. Ltd | Ledreit | RK-300WHV-E39(3000K) | Mogul (E39) Screw-Base Replacements for HID Lamps | High Output | Replacement Lamps for Outdoor Pole/Arm-mounted Area and Roadway Luminaires (Type C) |  | Standard | FALSE | [9 empty] | 42516 |  | No |  | 3.1 | 24057 | 76.59 | 314.1 | 19.35 | 0.9023 | 3000 | 81.1
PT2B12QP | Ledreit Manufacturing Co. Ltd | Ledreit | RK-300W-E39(3000K) | Mogul (E39) Screw-Base Replacements for HID Lamps | High Output | Replacement Lamps for Outdoor Pole/Arm-mounted Area and Roadway Luminaires (Type C) |  | Standard | FALSE | [9 empty] | 42516 |  | No |  | 3.1 | 24192 | 78.51 | 308.2 | 12.98 | 0.9333 | 3000 | 81.1
PF1MVM7X | Ledreit Manufacturing Co. Ltd | Ledreit | RK-150W-E39(3000K) | Mogul (E39) Screw-Base Replacements for HID Lamps | High Output | Replacement Lamps for Outdoor Pole/Arm-mounted Area and Roadway Luminaires (Type C) |  | Standard | FALSE | [9 empty] | 42516 |  | No |  | 3.1 | 14283 | 97.1 | 147.1 | 13.02 | 0.9296 | 3000 | 81
PU3B3T74 | Topaz Lighting Corp. | Topaz | LPT30/HOR/850/E39-81 | Mogul (E39) Screw-Base Replacements for HID Lamps | Low Output | Replacement Lamps for Outdoor Pole/Arm-mounted Area and Roadway Luminaires (Type B) |  | Standard | FALSE | [9 empty] | 42516 |  | No |  | 3.1 | 3743.939 | 133.569 | 28.03 | 17.21 | 0.944 | 5000 | 82.9
P9RMYN1V | Topaz Lighting Corp. | Topaz | LPT40/HOR/850/E39-81 | Mogul (E39) Screw-Base Replacements for HID Lamps | Low Output | Replacement Lamps for Outdoor Pole/Arm-mounted Area and Roadway Luminaires (Type B) |  | Standard | FALSE | [9 empty] | 42516 |  | No |  | 3.1 | 5498.379 | 149.738 | 36.72 | 16.08 | 0.902 | 5000 | 82.4
PR1KZRET | MaxLite Inc | MaxLite | AR100LED50 (5000K) | Mogul (E39) Screw-Base Replacements for HID Lamps | Mid Output | Replacement Lamps for Outdoor Pole/Arm-mounted Area and Roadway Luminaires (Type B) |  | Standard | FALSE | [9 empty] | 42516 |  | No |  | 3.1 | 11644.498 | 118.507 | 98.26 | 13.49 | 0.975 | 5000 | 83
P9X56DEH | MaxLite Inc | MaxLite | SKPT50LEDU50E39 (5000K) | Mogul (E39) Screw-Base Replacements for HID Lamps | Low Output | Replacement Lamps for Outdoor Pole/Arm-mounted Decorative Luminaires (Type B) |  | Standard | FALSE | [9 empty] | 42516 |  | No |  | 3.1 | 5625 | 112.5 | 50 | 20 | 0.9 | 5000 | 80
PZWYZ687 | MaxLite Inc | MaxLite | SKPT30LEDU50E39 (5000K) | Mogul (E39) Screw-Base Replacements for HID Lamps | Low Output | Replacement Lamps for Outdoor Pole/Arm-mounted Decorative Luminaires (Type B) |  | Standard | FALSE | [9 empty] | 42516 |  | No |  | 3.1 | 3500 | 116.7 | 30 | 20 | 0.9 | 5000 | 80
PKUSE85R | MaxLite Inc | MaxLite | AR100LED40 (4000K) | Mogul (E39) Screw-Base Replacements for HID Lamps | Mid Output | Replacement Lamps for Outdoor Pole/Arm-mounted Area and Roadway Luminaires (Type B) |  | Standard | FALSE | [9 empty] | 42516 |  | No |  | 3.1 | 10864.682 | 110.582 | 98.25 | 13.86 | 0.976 | 4000 | 83.5
PXTKFQU2 | MaxLite Inc | MaxLite | SKPT50LEDU40E39 (4000K) | Mogul (E39) Screw-Base Replacements for HID Lamps | Low Output | Replacement Lamps for Outdoor Pole/Arm-mounted Decorative Luminaires (Type B) |  | Standard | FALSE | [9 empty] | 42516 |  | No |  | 3.1 | 5625 | 112.5 | 50 | 20 | 0.9 | 4000 | 80
PCYCWNMP | MaxLite Inc | MaxLite | SKPT30LEDU40E39 (4000K) | Mogul (E39) Screw-Base Replacements for HID Lamps | Low Output | Replacement Lamps for Outdoor Pole/Arm-mounted Decorative Luminaires (Type B) |  | Standard | FALSE | [9 empty] | 42516 |  | No |  | 3.1 | 3500 | 116.7 | 30 | 20 | 0.9 | 4000 | 80
P5W1RGA2 | Renesola Zhejiang Ltd | Renesola | RCN045W50K360 [E39/EX39 Base Only] [100-120V Only] | Mogul (E39) Screw-Base Replacements for HID Lamps | Mid Output | Replacement Lamps for Outdoor Pole/Arm-mounted Decorative Luminaires (Type B) |  | Standard | FALSE | [9 empty] | 42516 | Dimmable | No |  | 3.1 | 5296.6 | 117.9 | 44.9 | 13.8 | 0.92 | 5000 | 84.1
P7CTTXSJ | Renesola Zhejiang Ltd | Renesola | RCN036W50K360 [E39/EX39 Base Only] | Mogul (E39) Screw-Base Replacements for HID Lamps | Low Output | Replacement Lamps for Outdoor Pole/Arm-mounted Decorative Luminaires (Type B) |  | Standard | FALSE | [9 empty] | 42516 | Dimmable | No |  | 3.1 | 4008.2 | 115.1 | 34.8 | 13.9 | 0.91 | 5000 | 80
PW4ZX99K | Renesola Zhejiang Ltd | Renesola | RCN045W45K360 [E39/EX39 Base Only] | Mogul (E39) Screw-Base Replacements for HID Lamps | Mid Output | Replacement Lamps for Outdoor Pole/Arm-mounted Decorative Luminaires (Type B) |  | Standard | FALSE | [9 empty] | 42516 | Dimmable | No |  | 3.1 | 5296.6 | 117.9 | 44.9 | 13.8 | 0.92 | 4500 | 84.1
PGB2NPHQ | Renesola Zhejiang Ltd | Renesola | RCN036W45K360 [E39/EX39 Base Only] | Mogul (E39) Screw-Base Replacements for HID Lamps | Low Output | Replacement Lamps for Outdoor Pole/Arm-mounted Decorative Luminaires (Type B) |  | Standard | FALSE | [9 empty] | 42516 | Dimmable | No |  | 3.1 | 4008.2 | 115.1 | 34.8 | 13.9 | 0.91 | 4500 | 80
PN7RBGWB | Renesola Zhejiang Ltd | Renesola | RCN045W40K360 [E39/EX39 Base Only] | Mogul (E39) Screw-Base Replacements for HID Lamps | Mid Output | Replacement Lamps for Outdoor Pole/Arm-mounted Decorative Luminaires (Type B) |  | Standard | FALSE | [9 empty] | 42516 | Dimmable | No |  | 3.1 | 5296.6 | 117.9 | 44.9 | 13.8 | 0.92 | 4000 | 84.1
PKYWGKTJ | Renesola Zhejiang Ltd | Renesola | RCN036W40K360 [E39/EX39 Base Only] | Mogul (E39) Screw-Base Replacements for HID Lamps | Low Output | Replacement Lamps for Outdoor Pole/Arm-mounted Decorative Luminaires (Type B) |  | Standard | FALSE | [9 empty] | 42516 | Dimmable | No |  | 3.1 | 4008.2 | 115.1 | 34.8 | 13.9 | 0.91 | 4000 | 80
PQQSA7RM | Renesola Zhejiang Ltd | Renesola | RCN045W35K360 [E39/EX39 Base Only] | Mogul (E39) Screw-Base Replacements for HID Lamps | Mid Output | Replacement Lamps for Outdoor Pole/Arm-mounted Decorative Luminaires (Type B) |  | Standard | FALSE | [9 empty] | 42516 | Dimmable | No |  | 3.1 | 5296.6 | 117.9 | 44.9 | 13.8 | 0.92 | 3500 | 84.1
P9ZMHKSH | Renesola Zhejiang Ltd | Renesola | RCN036W35K360 [E39/EX39 Base Only] | Mogul (E39) Screw-Base Replacements for HID Lamps | Low Output | Replacement Lamps for Outdoor Pole/Arm-mounted Decorative Luminaires (Type B) |  | Standard | FALSE | [9 empty] | 42516 | Dimmable | No |  | 3.1 | 4008.2 | 115.1 | 34.8 | 13.9 | 0.91 | 3500 | 80
P8J3BJN5 | Krut Systems LLC | KRUT LED | KL65SRRK4K | Mogul (E39) Screw-Base Replacements for HID Lamps | Mid Output | Replacement Lamps for Outdoor Pole/Arm-mounted Area and Roadway Luminaires (Type C) |  | Standard | TRUE | 5825.4 | 91.52 | 63.65 | 14.36 | 0.9042 | 4065 | 74.4 | 5 | 50000 | 42513 |  | No |  | 3.1 | 5879.4 | 92.92 | 63.7 | 14.36 | 0.9042 | 4000 | 74.4
PN7X3R12 | FUTURE ENERGY SYSTEMS | FES | CRN-150-30K-E39-GEN2 | Mogul (E39) Screw-Base Replacements for HID Lamps | Mid Output | Replacement Lamps for Outdoor Pole/Arm-mounted Decorative Luminaires (Type B) |  | Standard | TRUE | 9993.7 | 68.4 | 144.62 | 10.61 | 0.9428 | 3052 | 83 | 5 | 50000 | 42513 |  | No | Updated 8/9/2016 | 3.1 | 16500 | 110 | 150 | 20 | 0.95 | 3000 | 70
PU7HUKUT | FUTURE ENERGY SYSTEMS | FES | CRN-40-30K-E39-GEN2 | Mogul (E39) Screw-Base Replacements for HID Lamps | Low Output | Replacement Lamps for Outdoor Pole/Arm-mounted Decorative Luminaires (Type B) |  | Standard | TRUE | 3184.9 | 75.3 | 41.95 | 14.24 | 0.9313 | 3022 | 82.9 | 5 | 50000 | 42513 |  | No | Updated 8/9/2016 | 3.1 | 4400 | 110 | 40 | 20 | 0.95 | 3000 | 80
PBA3YXQ7 | FUTURE ENERGY SYSTEMS | FES | CRN-60-30K-E39-GEN2 | Mogul (E39) Screw-Base Replacements for HID Lamps | Mid Output | Replacement Lamps for Outdoor Pole/Arm-mounted Decorative Luminaires (Type B) |  | Standard | TRUE | 5124.7 | 79.9 | 64.11 | 14.36 | 0.9266 | 2998 | 83 | 5 | 50000 | 42513 |  | No | Updated 8/9/2016 | 3.1 | 6600 | 110 | 60 | 20 | 0.95 | 3000 | 80
P5YJDF2P | FUTURE ENERGY SYSTEMS | FES | CRN-120-30K-E39-GEN2 | Mogul (E39) Screw-Base Replacements for HID Lamps | Mid Output | Replacement Lamps for Outdoor Pole/Arm-mounted Decorative Luminaires (Type B) |  | Standard | TRUE | 8374.7 | 69.8 | 120.03 | 11.65 | 0.9171 | 3039 | 83.1 | 5 | 50000 | 42513 |  | No | Updated 8/9/2016 | 3.1 | 13200 | 110 | 120 | 20 | 0.95 | 3000 | 70
PZ3BDT6G | EarthTronics Inc. | Earth Tronics lnc | HL12050E39(2700K) | Mogul (E39) Screw-Base Replacements for HID Lamps | Mid Output | Replacement Lamps for Outdoor Pole/Arm-mounted Decorative Luminaires (Type B) |  | Standard | TRUE | 8677.1 | 72.07 | 120.4 | 9.27 | 0.9075 | 2788 | 83.4 | 5 | 50000 | 42513 |  | No |  | 3.1 | 8677.1 | 72.07 | 120.4 | 9.27 | 0.9075 | 2700 | 83.4
PTVTXFMX | FUTURE ENERGY SYSTEMS | FES | CRN-30-30K-E39-GEN2 | Mogul (E39) Screw-Base Replacements for HID Lamps | Low Output | Replacement Lamps for Outdoor Pole/Arm-mounted Decorative Luminaires (Type B) |  | Standard | TRUE | 2676.8 | 80.1 | 33.44 | 13.93 | 0.9006 | 3005 | 83 | 5 | 50000 | 42513 |  | No | Updated 8/9/2016 | 3.1 | 3300 | 110 | 30 | 20 | 0.95 | 3000 | 80
PM8S38JN | FUTURE ENERGY SYSTEMS | FES | CRN-80-30K-E39-GEN2 | Mogul (E39) Screw-Base Replacements for HID Lamps | Low Output | Replacement Lamps for Outdoor Pole/Arm-mounted Decorative Luminaires (Type B) |  | Standard | TRUE | 5281.7 | 64.2 | 82.27 | 13.97 | 0.8945 | 3035 | 83.4 | 5 | 50000 | 42513 |  | No | Updated 8/9/2016 | 3.1 | 8800 | 110 | 80 | 20 | 0.95 | 3000 | 70
PH7ZVBWY | FUTURE ENERGY SYSTEMS | Future Energy Systems | CRN-20-30K-E39-GEN2 | Mogul (E39) Screw-Base Replacements for HID Lamps | Low Output | Replacement Lamps for Outdoor Pole/Arm-mounted Decorative Luminaires (Type B) |  | Standard | TRUE | 1673.7 | 80.1 | 20.9 | 24.68 | 0.8796 | 3058 | 84.1 | 5 | 50000 | 42513 |  | No | Updated 8/3/2016 | 3.1 | 2200 | 110 | 20 | 20 | 0.95 | 3000 | 80
PBCXDXG7 | FUTURE ENERGY SYSTEMS | FES | CRN-100-30K-E39-GEN2 | Mogul (E39) Screw-Base Replacements for HID Lamps | Mid Output | Replacement Lamps for Outdoor Pole/Arm-mounted Decorative Luminaires (Type B) |  | Standard | TRUE | 6557.9 | 68 | 96.44 | 14.32 | 0.8724 | 3033 | 83.2 | 5 | 50000 | 42513 |  | No | Updated 8/9/2016 | 3.1 | 11000 | 110 | 100 | 20 | 0.95 | 3000 | 70
PMJ881NQ | Krut Systems LLC | KRUT LED | KL65SRRK5K7 | Mogul (E39) Screw-Base Replacements for HID Lamps | Mid Output | Replacement Lamps for Outdoor Pole/Arm-mounted Area and Roadway Luminaires (Type C) |  | Standard | FALSE | [9 empty] | 42513 |  | No |  | 3.1 | 6152 | 95.64 | 64.32 | 14.51 | 0.9053 | 5700 | 70.6
PX3VQGHD | Krut Systems LLC | KRUT LED | KL65SRRK5K | Mogul (E39) Screw-Base Replacements for HID Lamps | Mid Output | Replacement Lamps for Outdoor Pole/Arm-mounted Area and Roadway Luminaires (Type C) |  | Standard | FALSE | [9 empty] | 42513 |  | No |  | 3.1 | 6061 | 94.69 | 64.01 | 14.36 | 0.9042 | 5000 | 74.4
PUSD4NP2 | Krut Systems LLC | KRUT LED | KL65SRRK4K5 | Mogul (E39) Screw-Base Replacements for HID Lamps | Mid Output | Replacement Lamps for Outdoor Pole/Arm-mounted Area and Roadway Luminaires (Type C) |  | Standard | FALSE | [9 empty] | 42513 |  | No |  | 3.1 | 5970 | 93.27 | 64.01 | 14.36 | 0.9042 | 4500 | 74.4
PJFMMMF7 | FUTURE ENERGY SYSTEMS | FES | CRN-60-57K-E39-GEN2 | Mogul (E39) Screw-Base Replacements for HID Lamps | Mid Output | Replacement Lamps for Outdoor Pole/Arm-mounted Decorative Luminaires (Type B) |  | Standard | FALSE | [9 empty] | 42513 | Not Dimmable | No | Updated 8/9/2016 | 3.1 | 6600 | 110 | 60 | 20 | 0.95 | 5700 | 80
PS4WTGVV | FUTURE ENERGY SYSTEMS | FES | CRN-40-57K-E39-GEN2 | Mogul (E39) Screw-Base Replacements for HID Lamps | Low Output | Replacement Lamps for Outdoor Pole/Arm-mounted Decorative Luminaires (Type B) |  | Standard | FALSE | [9 empty] | 42513 | Not Dimmable | No | Updated 8/9/2016 | 3.1 | 4400 | 110 | 40 | 20 | 0.95 | 5700 | 80
P25YF169 | FUTURE ENERGY SYSTEMS | FES | CRN-30-57K-E39-GEN2 | Mogul (E39) Screw-Base Replacements for HID Lamps | Low Output | Replacement Lamps for Outdoor Pole/Arm-mounted Decorative Luminaires (Type B) |  | Standard | FALSE | [9 empty] | 42513 | Not Dimmable | No | Updated 8/9/2016 | 3.1 | 3300 | 110 | 30 | 20 | 0.95 | 5700 | 80
P6RW3AV1 | FUTURE ENERGY SYSTEMS | Future Energy Systems | CRN-20-57K-E39-GEN2 | Mogul (E39) Screw-Base Replacements for HID Lamps | Low Output | Replacement Lamps for Outdoor Pole/Arm-mounted Decorative Luminaires (Type B) |  | Standard | FALSE | [9 empty] | 42513 | Not Dimmable | No | Updated 8/3/2016 | 3.1 | 2200 | 110 | 20 | 20 | 0.95 | 5700 | 80
PRBA2A6C | FUTURE ENERGY SYSTEMS | FES | CRN-150-57K-E39-GEN2 | Mogul (E39) Screw-Base Replacements for HID Lamps | Mid Output | Replacement Lamps for Outdoor Pole/Arm-mounted Decorative Luminaires (Type B) |  | Standard | FALSE | [9 empty] | 42513 | Not Dimmable | No | Updated 8/9/2016 | 3.1 | 16500 | 110 | 150 | 20 | 0.95 | 5700 | 70
P6M87D3K | FUTURE ENERGY SYSTEMS | FES | CRN-120-57K-E39-GEN2 | Mogul (E39) Screw-Base Replacements for HID Lamps | Mid Output | Replacement Lamps for Outdoor Pole/Arm-mounted Decorative Luminaires (Type B) |  | Standard | FALSE | [9 empty] | 42513 | Not Dimmable | No | Updated 8/9/2016 | 3.1 | 13200 | 110 | 120 | 20 | 0.95 | 5700 | 70
PZ9XXFV7 | FUTURE ENERGY SYSTEMS | FES | CRN-100-57K-E39-GEN2 | Mogul (E39) Screw-Base Replacements for HID Lamps | Mid Output | Replacement Lamps for Outdoor Pole/Arm-mounted Decorative Luminaires (Type B) |  | Standard | FALSE | [9 empty] | 42513 | Not Dimmable | No | Updated 8/9/2016 | 3.1 | 11000 | 110 | 100 | 20 | 0.95 | 5700 | 70
PA6SMGQV | FUTURE ENERGY SYSTEMS | FES | CRN-80-57K-E39-GEN2 | Mogul (E39) Screw-Base Replacements for HID Lamps | Low Output | Replacement Lamps for Outdoor Pole/Arm-mounted Decorative Luminaires (Type B) |  | Standard | FALSE | [9 empty] | 42513 | Not Dimmable | No | Updated 8/9/2016 | 3.1 | 8800 | 110 | 80 | 20 | 0.95 | 5700 | 70
PMTKRWNX | FUTURE ENERGY SYSTEMS | FES | CRN-60-40K-E39-GEN2 | Mogul (E39) Screw-Base Replacements for HID Lamps | Mid Output | Replacement Lamps for Outdoor Pole/Arm-mounted Decorative Luminaires (Type B) |  | Standard | FALSE | [9 empty] | 42513 | Not Dimmable | No | Updated 8/9/2016 | 3.1 | 6600 | 110 | 60 | 20 | 0.95 | 4000 | 80
PWDY62AE | FUTURE ENERGY SYSTEMS | FES | CRN-40-40K-E39-GEN2 | Mogul (E39) Screw-Base Replacements for HID Lamps | Low Output | Replacement Lamps for Outdoor Pole/Arm-mounted Decorative Luminaires (Type B) |  | Standard | FALSE | [9 empty] | 42513 | Not Dimmable | No | Updated 8/9/2016 | 3.1 | 4400 | 110 | 40 | 20 | 0.95 | 4000 | 80
PTBN1YX2 | FUTURE ENERGY SYSTEMS | FES | CRN-30-40K-E39-GEN2 | Mogul (E39) Screw-Base Replacements for HID Lamps | Low Output | Replacement Lamps for Outdoor Pole/Arm-mounted Decorative Luminaires (Type B) |  | Standard | FALSE | [9 empty] | 42513 | Not Dimmable | No | Updated 8/9/2016 | 3.1 | 3300 | 110 | 30 | 20 | 0.95 | 4000 | 80
PA61A9FX | FUTURE ENERGY SYSTEMS | Future Energy Systems | CRN-20-40K-E39-GEN2 | Mogul (E39) Screw-Base Replacements for HID Lamps | Low Output | Replacement Lamps for Outdoor Pole/Arm-mounted Decorative Luminaires (Type B) |  | Standard | FALSE | [9 empty] | 42513 | Not Dimmable | No | Updated 8/3/2016 | 3.1 | 2200 | 110 | 20 | 20 | 0.95 | 4000 | 80
P1ZGGSGQ | FUTURE ENERGY SYSTEMS | FES | CRN-150-40K-E39-GEN2 | Mogul (E39) Screw-Base Replacements for HID Lamps | Mid Output | Replacement Lamps for Outdoor Pole/Arm-mounted Decorative Luminaires (Type B) |  | Standard | FALSE | [9 empty] | 42513 | Not Dimmable | No | Updated 8/9/2016 | 3.1 | 16500 | 110 | 150 | 20 | 0.95 | 4000 | 70
PBTAGSYV | FUTURE ENERGY SYSTEMS | FES | CRN-120-40K-E39-GEN2 | Mogul (E39) Screw-Base Replacements for HID Lamps | Mid Output | Replacement Lamps for Outdoor Pole/Arm-mounted Decorative Luminaires (Type B) |  | Standard | FALSE | [9 empty] | 42513 | Not Dimmable | No | Updated 8/9/2016 | 3.1 | 13200 | 110 | 120 | 20 | 0.95 | 4000 | 70
PJEBJPPS | FUTURE ENERGY SYSTEMS | FES | CRN-100-40K-E39-GEN2 | Mogul (E39) Screw-Base Replacements for HID Lamps | Mid Output | Replacement Lamps for Outdoor Pole/Arm-mounted Decorative Luminaires (Type B) |  | Standard | FALSE | [9 empty] | 42513 | Not Dimmable | No | Updated 8/9/2016 | 3.1 | 11000 | 110 | 100 | 20 | 0.95 | 4000 | 70
PGK73BNX | FUTURE ENERGY SYSTEMS | FES | CRN-80-40K-E39-GEN2 | Mogul (E39) Screw-Base Replacements for HID Lamps | Low Output | Replacement Lamps for Outdoor Pole/Arm-mounted Decorative Luminaires (Type B) |  | Standard | FALSE | [9 empty] | 42513 | Not Dimmable | No | Updated 8/9/2016 | 3.1 | 8800 | 110 | 80 | 20 | 0.95 | 4000 | 70
PJXMDGUS | EarthTronics Inc. | Earth Tronics lnc | HL12050E39(5700K) | Mogul (E39) Screw-Base Replacements for HID Lamps | Mid Output | Replacement Lamps for Outdoor Pole/Arm-mounted Decorative Luminaires (Type B) |  | Standard | FALSE | [9 empty] | 42513 | Not Dimmable | No |  | 3.1 | 9203 | 76.12 | 120.9 | 9.11 | 0.9036 | 5700 | 85.8
PBU97SUP | EarthTronics Inc. | Earth Tronics lnc | HL12050E39(5000K) | Mogul (E39) Screw-Base Replacements for HID Lamps | Mid Output | Replacement Lamps for Outdoor Pole/Arm-mounted Decorative Luminaires (Type B) |  | Standard | FALSE | [9 empty] | 42513 | Not Dimmable | No |  | 3.1 | 9115.4 | 75.55 | 120.7 | 9.27 | 0.9075 | 5000 | 83.4
P39KG4JH | EarthTronics Inc. | Earth Tronics lnc | HL12050E39(4500K) | Mogul (E39) Screw-Base Replacements for HID Lamps | Mid Output | Replacement Lamps for Outdoor Pole/Arm-mounted Decorative Luminaires (Type B) |  | Standard | FALSE | [9 empty] | 42513 | Not Dimmable | No |  | 3.1 | 9027.7 | 74.83 | 120.7 | 9.27 | 0.9075 | 4500 | 83.4
PFK9GB1P | EarthTronics Inc. | Earth Tronics lnc | HL12050E39(4000K) | Mogul (E39) Screw-Base Replacements for HID Lamps | Mid Output | Replacement Lamps for Outdoor Pole/Arm-mounted Decorative Luminaires (Type B) |  | Standard | FALSE | [9 empty] | 42513 | Not Dimmable | No |  | 3.1 | 8940.1 | 74.1 | 120.7 | 9.27 | 0.9075 | 4000 | 83.4
PEPEY2X5 | EarthTronics Inc. | Earth Tronics lnc | HL12050E39(3500K) | Mogul (E39) Screw-Base Replacements for HID Lamps | Mid Output | Replacement Lamps for Outdoor Pole/Arm-mounted Decorative Luminaires (Type B) |  | Standard | FALSE | [9 empty] | 42513 | Not Dimmable | No |  | 3.1 | 8852.4 | 73.37 | 120.7 | 9.27 | 0.9075 | 3500 | 83.4
P5CVTZWK | EarthTronics Inc. | Earth Tronics lnc | HL12050E39(3000K) | Mogul (E39) Screw-Base Replacements for HID Lamps | Mid Output | Replacement Lamps for Outdoor Pole/Arm-mounted Decorative Luminaires (Type B) |  | Standard | FALSE | [9 empty] | 42513 | Not Dimmable | No |  | 3.1 | 8764.8 | 72.65 | 120.7 | 9.27 | 0.9075 | 3000 | 83.4
P2TDW5C5 | Ledreit Manufacturing Co. Ltd | Ledreit | RK-120W-E39(2700K) | Mogul (E39) Screw-Base Replacements for HID Lamps | High Output | Replacement Lamps for Outdoor Pole/Arm-mounted Area and Roadway Luminaires (Type C) |  | Standard | TRUE | 12160 | 98.62 | 123.3 | 12.72 | 0.939 | 2762 | 81.1 | 5 | 50000 | 42509 |  | No |  | 3.1 | 12160 | 98.62 | 123.3 | 12.72 | 0.939 | 2700 | 81.1
PBEDV194 | Ledreit Manufacturing Co. Ltd | Ledreit | RK-100W-E39(2700K) | Mogul (E39) Screw-Base Replacements for HID Lamps | High Output | Replacement Lamps for Outdoor Pole/Arm-mounted Area and Roadway Luminaires (Type C) |  | Standard | TRUE | 9456.1 | 103.52 | 91.35 | 17.96 | 0.9205 | 2758 | 81.3 | 5 | 50000 | 42509 |  | No |  | 3.1 | 9456.1 | 103.52 | 91.35 | 17.96 | 0.921 | 2700 | 81.3
PFX79N7S | UPPLANDS Energy Inc. | UPPLANDS Energy Inc. | U-180L-54W-[ES]-2700 [E39 Base Only] | Mogul (E39) Screw-Base Replacements for HID Lamps | Low Output | Replacement Lamps for Outdoor Full-Cutoff Wall-mounted Area Luminaires (Type B) |  | Standard | TRUE | 3376.075 | 66.068 | 51.1 | 13.2 | 0.911 | 2698 | 82.2 | 5 | 50000 | 42509 |  | No |  | 3.1 | 3376 | 66 | 51.1 | 13.2 | 0.911 | 2698 | 82.2
PFQ4AWGW | Philips Lighting North America Corporation | Philips | 9290012261 | Mogul (E39) Screw-Base Replacements for HID Lamps | Low Output | Replacement Lamps for Outdoor Pole/Arm-mounted Decorative Luminaires (Type B) |  | Standard | TRUE | 4043.9 | 102 | 39.66 | 11.14 | 0.9283 | 2984 | 72 | 5 | 50000 | 42509 |  | No |  | 3.1 | 5000 | 125 | 40 | 20 | 0.99 | 3000 | 70
PWB8SAMQ | UPPLANDS Energy Inc. | UPPLANDS Energy Inc. | U-360L-75W-[ES]-3000 [E39 Base Only] | Mogul (E39) Screw-Base Replacements for HID Lamps | Low Output | Replacement Lamps for Outdoor Pole/Arm-mounted Decorative Luminaires (Type B) |  | Standard | TRUE | 4719.7 | 67.3 | 70.18 | 18.58 | 0.904 | 3156 | 84.5 | 5 | 50000 | 42509 |  | No |  | 3.1 | 8250 | 110 | 75 | 20 | 0.9 | 3000 | 80
PKKJ68ZQ | UPPLANDS Energy Inc. | UPPLANDS Energy Inc. | U-360L-36W-[ES]-2700 [E39 Base Only] | Mogul (E39) Screw-Base Replacements for HID Lamps | Low Output | Replacement Lamps for Outdoor Pole/Arm-mounted Decorative Luminaires (Type B) |  | Standard | TRUE | 2843.6 | 76.6 | 37.1 | 16.51 | 0.89 | 2800 | 84.3 | 5 | 50000 | 42509 |  | No |  | 3.1 | 3960 | 110 | 36 | 20 | 0.9 | 2700 | 80
P62U8MJ4 | UPPLANDS Energy Inc. | UPPLANDS Energy Inc. | U-360L-27W-[ES]-2700 [E39 Base Only] | Mogul (E39) Screw-Base Replacements for HID Lamps | Low Output | Replacement Lamps for Outdoor Pole/Arm-mounted Decorative Luminaires (Type B) |  | Standard | TRUE | 2247.4 | 80.3 | 28 | 22.35 | 0.8898 | 2811 | 84.6 | 5 | 50000 | 42509 |  | No |  | 3.1 | 2970 | 110 | 27 | 20 | 0.9 | 2700 | 80
PS2G8EYZ | UPPLANDS Energy Inc. | UPPLANDS Energy Inc. | U-360L-54W-[ES]-2700 [E39 Base Only] | Mogul (E39) Screw-Base Replacements for HID Lamps | Low Output | Replacement Lamps for Outdoor Pole/Arm-mounted Decorative Luminaires (Type B) |  | Standard | TRUE | 3445 | 68.5 | 50.29 | 17.32 | 0.875 | 2819 | 84.5 | 5 | 50000 | 42509 |  | No |  | 3.1 | 5940 | 110 | 54 | 20 | 0.9 | 2700 | 80
PUU4JVZ1 | Ledreit Manufacturing Co. Ltd | Ledreit | RK-100W-E39(5700K) | Mogul (E39) Screw-Base Replacements for HID Lamps | High Output | Replacement Lamps for Outdoor Pole/Arm-mounted Area and Roadway Luminaires (Type C) |  | Standard | FALSE | [9 empty] | 42509 |  | No |  | 3.1 | 10141 | 111.34 | 91.08 | 18.14 | 0.921 | 5700 | 83.8
PMC466TS | Ledreit Manufacturing Co. Ltd | Ledreit | RK-120W-E39(5700K) | Mogul (E39) Screw-Base Replacements for HID Lamps | High Output | Replacement Lamps for Outdoor Pole/Arm-mounted Area and Roadway Luminaires (Type C) |  | Standard | FALSE | [9 empty] | 42509 |  | No |  | 3.1 | 13385 | 109.18 | 122.6 | 13.06 | 0.938 | 5700 | 83.6
PSZ3YMUC | Ledreit Manufacturing Co. Ltd | Ledreit | RK-100W-E39(5000K) | Mogul (E39) Screw-Base Replacements for HID Lamps | High Output | Replacement Lamps for Outdoor Pole/Arm-mounted Area and Roadway Luminaires (Type C) |  | Standard | FALSE | [9 empty] | 42509 |  | No |  | 3.1 | 10027 | 109.93 | 91.22 | 17.96 | 0.921 | 5000 | 81.3
P8YDJ98S | Ledreit Manufacturing Co. Ltd | Ledreit | RK-120W-E39(5000K) | Mogul (E39) Screw-Base Replacements for HID Lamps | High Output | Replacement Lamps for Outdoor Pole/Arm-mounted Area and Roadway Luminaires (Type C) |  | Standard | FALSE | [9 empty] | 42509 |  | No |  | 3.1 | 13181 | 107.2 | 123 | 12.72 | 0.939 | 5000 | 81.1
PH6MEFQ6 | Ledreit Manufacturing Co. Ltd | Ledreit | RK-100W-E39(4500K) | Mogul (E39) Screw-Base Replacements for HID Lamps | High Output | Replacement Lamps for Outdoor Pole/Arm-mounted Area and Roadway Luminaires (Type C) |  | Standard | FALSE | [9 empty] | 42509 |  | No |  | 3.1 | 9912.7 | 108.67 | 91.22 | 17.96 | 0.921 | 4500 | 81.3
PMW49NZX | Ledreit Manufacturing Co. Ltd | Ledreit | RK-120W-E39(4500K) | Mogul (E39) Screw-Base Replacements for HID Lamps | High Output | Replacement Lamps for Outdoor Pole/Arm-mounted Area and Roadway Luminaires (Type C) |  | Standard | FALSE | [9 empty] | 42509 |  | No |  | 3.1 | 12977 | 105.54 | 123 | 12.72 | 0.939 | 4500 | 81.1
PYWX23FP | Ledreit Manufacturing Co. Ltd | Ledreit | RK-100W-E39(4000K) | Mogul (E39) Screw-Base Replacements for HID Lamps | High Output | Replacement Lamps for Outdoor Pole/Arm-mounted Area and Roadway Luminaires (Type C) |  | Standard | FALSE | [9 empty] | 42509 |  | No |  | 3.1 | 9798.6 | 107.42 | 91.22 | 17.96 | 0.921 | 4000 | 81.3
PYN3GFHQ | Ledreit Manufacturing Co. Ltd | Ledreit | RK-120W-E39(4000K) | Mogul (E39) Screw-Base Replacements for HID Lamps | High Output | Replacement Lamps for Outdoor Pole/Arm-mounted Area and Roadway Luminaires (Type C) |  | Standard | FALSE | [9 empty] | 42509 |  | No |  | 3.1 | 12773 | 103.88 | 123 | 12.72 | 0.939 | 4000 | 81.1
PQKTC3M3 | Ledreit Manufacturing Co. Ltd | Ledreit | RK-100W-E39(3500K) | Mogul (E39) Screw-Base Replacements for HID Lamps | High Output | Replacement Lamps for Outdoor Pole/Arm-mounted Area and Roadway Luminaires (Type C) |  | Standard | FALSE | [9 empty] | 42509 |  | No |  | 3.1 | 9684.4 | 106.17 | 91.22 | 17.96 | 0.921 | 3500 | 81.3
PCRYJSXM | Ledreit Manufacturing Co. Ltd | Ledreit | RK-120W-E39(3500K) | Mogul (E39) Screw-Base Replacements for HID Lamps | High Output | Replacement Lamps for Outdoor Pole/Arm-mounted Area and Roadway Luminaires (Type C) |  | Standard | FALSE | [9 empty] | 42509 |  | No |  | 3.1 | 12568 | 102.22 | 123 | 12.72 | 0.939 | 3500 | 81.1
PYV3DQCH | Ledreit Manufacturing Co. Ltd | Ledreit | RK-100W-E39(3000K) | Mogul (E39) Screw-Base Replacements for HID Lamps | High Output | Replacement Lamps for Outdoor Pole/Arm-mounted Area and Roadway Luminaires (Type C) |  | Standard | FALSE | [9 empty] | 42509 |  | No |  | 3.1 | 9570.3 | 104.92 | 91.22 | 17.96 | 0.921 | 3000 | 81.3
PA7N4NXZ | Ledreit Manufacturing Co. Ltd | Ledreit | RK-120W-E39(3000K) | Mogul (E39) Screw-Base Replacements for HID Lamps | High Output | Replacement Lamps for Outdoor Pole/Arm-mounted Area and Roadway Luminaires (Type C) |  | Standard | FALSE | [9 empty] | 42509 |  | No |  | 3.1 | 12364 | 100.56 | 123 | 12.72 | 0.939 | 3000 | 81.1
PET67HB1 | Philips Lighting North America Corporation | Philips | 9290012262 | Mogul (E39) Screw-Base Replacements for HID Lamps | Low Output | Replacement Lamps for Outdoor Pole/Arm-mounted Decorative Luminaires (Type B) |  | Standard | FALSE | [9 empty] | 42509 |  | No |  | 3.1 | 5000 | 125 | 40 | 20 | 0.99 | 4000 | 70
PY64D56P | UPPLANDS Energy Inc. | UPPLANDS Energy Inc. | U-360L-75W-[ES]-4500 [E39 Base Only] | Mogul (E39) Screw-Base Replacements for HID Lamps | Low Output | Replacement Lamps for Outdoor Pole/Arm-mounted Decorative Luminaires (Type B) |  | Standard | FALSE | [9 empty] | 42509 |  | No |  | 3.1 | 8250 | 110 | 75 | 20 | 0.9 | 5000 | 80
PSDRKYCB | UPPLANDS Energy Inc. | UPPLANDS Energy Inc. | U-360L-54W-[ES]-5000 [E39 Base Only] | Mogul (E39) Screw-Base Replacements for HID Lamps | Low Output | Replacement Lamps for Outdoor Pole/Arm-mounted Decorative Luminaires (Type B) |  | Standard | FALSE | [9 empty] | 42509 |  | No |  | 3.1 | 5940 | 110 | 54 | 20 | 0.9 | 5000 | 80
PX43ZXGB | UPPLANDS Energy Inc. | UPPLANDS Energy Inc. | U-360L-36W-[ES]-3500 [E39 Base Only] | Mogul (E39) Screw-Base Replacements for HID Lamps | Low Output | Replacement Lamps for Outdoor Pole/Arm-mounted Decorative Luminaires (Type B) |  | Standard | FALSE | [9 empty] | 42509 |  | No |  | 3.1 | 3960 | 110 | 36 | 20 | 0.9 | 5000 | 80
PASAF4EA | UPPLANDS Energy Inc. | UPPLANDS Energy Inc. | U-360L-27W-[ES]-5000 [E39 Base Only] | Mogul (E39) Screw-Base Replacements for HID Lamps | Low Output | Replacement Lamps for Outdoor Pole/Arm-mounted Decorative Luminaires (Type B) |  | Standard | FALSE | [9 empty] | 42509 |  | No |  | 3.1 | 2970 | 110 | 27 | 20 | 0.9 | 5000 | 80
P3ZZWCCZ | UPPLANDS Energy Inc. | UPPLANDS Energy Inc. | U-180L-54W-[ES]-5000 [E39 Base Only] | Mogul (E39) Screw-Base Replacements for HID Lamps | Low Output | Replacement Lamps for Outdoor Full-Cutoff Wall-mounted Area Luminaires (Type B) |  | Standard | FALSE | [9 empty] | 42509 |  | No |  | 3.1 | 3843.2 | 71.1 | 54 | 13.4 | 0.91 | 4977 | 82.5
PAPK7X8R | UPPLANDS Energy Inc. | UPPLANDS Energy Inc. | U-180L-54W-[ES]-4500 [E39 Base Only] | Mogul (E39) Screw-Base Replacements for HID Lamps | Low Output | Replacement Lamps for Outdoor Full-Cutoff Wall-mounted Area Luminaires (Type B) |  | Standard | FALSE | [9 empty] | 42509 |  | No |  | 3.1 | 3376 | 66 | 51.1 | 13.2 | 0.911 | 4500 | 82.2
PM1ZP38T | UPPLANDS Energy Inc. | UPPLANDS Energy Inc. | U-360L-75W-[ES]-3500 [E39 Base Only] | Mogul (E39) Screw-Base Replacements for HID Lamps | Low Output | Replacement Lamps for Outdoor Pole/Arm-mounted Decorative Luminaires (Type B) |  | Standard | FALSE | [9 empty] | 42509 |  | No |  | 3.1 | 8250 | 110 | 75 | 20 | 0.9 | 4500 | 80
PVG139RW | UPPLANDS Energy Inc. | UPPLANDS Energy Inc. | U-360L-54W-[ES]-4500 [E39 Base Only] | Mogul (E39) Screw-Base Replacements for HID Lamps | Low Output | Replacement Lamps for Outdoor Pole/Arm-mounted Decorative Luminaires (Type B) |  | Standard | FALSE | [9 empty] | 42509 |  | No |  | 3.1 | 5940 | 110 | 54 | 20 | 0.9 | 4500 | 80
P2K9JBEM | UPPLANDS Energy Inc. | UPPLANDS Energy Inc. | U-360L-36W-[ES]-3000 [E39 Base Only] | Mogul (E39) Screw-Base Replacements for HID Lamps | Low Output | Replacement Lamps for Outdoor Pole/Arm-mounted Decorative Luminaires (Type B) |  | Standard | FALSE | [9 empty] | 42509 |  | No |  | 3.1 | 3960 | 110 | 36 | 20 | 0.9 | 4500 | 80
PZUFKEHT | UPPLANDS Energy Inc. | UPPLANDS Energy Inc. | U-360L-27W-[ES]-4500 [E39 Base Only] | Mogul (E39) Screw-Base Replacements for HID Lamps | Low Output | Replacement Lamps for Outdoor Pole/Arm-mounted Decorative Luminaires (Type B) |  | Standard | FALSE | [9 empty] | 42509 |  | No |  | 3.1 | 2970 | 110 | 27 | 20 | 0.9 | 4500 | 80
PYUZY8SD | UPPLANDS Energy Inc. | UPPLANDS Energy Inc. | U-180L-54W-[ES]-4000 [E39 Base Only] | Mogul (E39) Screw-Base Replacements for HID Lamps | Low Output | Replacement Lamps for Outdoor Full-Cutoff Wall-mounted Area Luminaires (Type B) |  | Standard | FALSE | [9 empty] | 42509 |  | No |  | 3.1 | 3376 | 66 | 51.1 | 13.2 | 0.911 | 4000 | 82.2
P5FTX99B | UPPLANDS Energy Inc. | UPPLANDS Energy Inc. | U-360L-75W-[ES]-5000 [E39 Base Only] | Mogul (E39) Screw-Base Replacements for HID Lamps | Low Output | Replacement Lamps for Outdoor Pole/Arm-mounted Decorative Luminaires (Type B) |  | Standard | FALSE | [9 empty] | 42509 |  | No |  | 3.1 | 8250 | 110 | 75 | 20 | 0.9 | 4000 | 80
PFDPERBS | UPPLANDS Energy Inc. | UPPLANDS Energy Inc. | U-360L-54W-[ES]-4000 [E39 Base Only] | Mogul (E39) Screw-Base Replacements for HID Lamps | Low Output | Replacement Lamps for Outdoor Pole/Arm-mounted Decorative Luminaires (Type B) |  | Standard | FALSE | [9 empty] | 42509 |  | No |  | 3.1 | 5940 | 110 | 54 | 20 | 0.9 | 4000 | 80
P3DHTNC4 | UPPLANDS Energy Inc. | UPPLANDS Energy Inc. | U-360L-36W-[ES]-5000 [E39 Base Only] | Mogul (E39) Screw-Base Replacements for HID Lamps | Low Output | Replacement Lamps for Outdoor Pole/Arm-mounted Decorative Luminaires (Type B) |  | Standard | FALSE | [9 empty] | 42509 |  | No |  | 3.1 | 3960 | 110 | 36 | 20 | 0.9 | 4000 | 80
PUWGFHS5 | UPPLANDS Energy Inc. | UPPLANDS Energy Inc. | U-360L-27W-[ES]-4000 [E39 Base Only] | Mogul (E39) Screw-Base Replacements for HID Lamps | Low Output | Replacement Lamps for Outdoor Pole/Arm-mounted Decorative Luminaires (Type B) |  | Standard | FALSE | [9 empty] | 42509 |  | No |  | 3.1 | 2970 | 110 | 27 | 20 | 0.9 | 4000 | 80
PFU5E1CY | UPPLANDS Energy Inc. | UPPLANDS Energy Inc. | U-180L-54W-[ES]-3500 [E39 Base Only] | Mogul (E39) Screw-Base Replacements for HID Lamps | Low Output | Replacement Lamps for Outdoor Full-Cutoff Wall-mounted Area Luminaires (Type B) |  | Standard | FALSE | [9 empty] | 42509 |  | No |  | 3.1 | 3376 | 66 | 51.1 | 13.2 | 0.911 | 3500 | 82.2
PCHKPQN2 | UPPLANDS Energy Inc. | UPPLANDS Energy Inc. | U-360L-75W-[ES]-4000 [E39 Base Only] | Mogul (E39) Screw-Base Replacements for HID Lamps | Low Output | Replacement Lamps for Outdoor Pole/Arm-mounted Decorative Luminaires (Type B) |  | Standard | FALSE | [9 empty] | 42509 |  | No |  | 3.1 | 8250 | 110 | 75 | 20 | 0.9 | 3500 | 80
PRPHX187 | UPPLANDS Energy Inc. | UPPLANDS Energy Inc. | U-360L-54W-[ES]-3500 [E39 Base Only] | Mogul (E39) Screw-Base Replacements for HID Lamps | Low Output | Replacement Lamps for Outdoor Pole/Arm-mounted Decorative Luminaires (Type B) |  | Standard | FALSE | [9 empty] | 42509 |  | No |  | 3.1 | 5940 | 110 | 54 | 20 | 0.9 | 3500 | 80
PP2A9SD8 | UPPLANDS Energy Inc. | UPPLANDS Energy Inc. | U-360L-36W-[ES]-4000 [E39 Base Only] | Mogul (E39) Screw-Base Replacements for HID Lamps | Low Output | Replacement Lamps for Outdoor Pole/Arm-mounted Decorative Luminaires (Type B) |  | Standard | FALSE | [9 empty] | 42509 |  | No |  | 3.1 | 3960 | 110 | 36 | 20 | 0.9 | 3500 | 80
PKXVB596 | UPPLANDS Energy Inc. | UPPLANDS Energy Inc. | U-360L-27W-[ES]-3000 [E39 Base Only] | Mogul (E39) Screw-Base Replacements for HID Lamps | Low Output | Replacement Lamps for Outdoor Pole/Arm-mounted Decorative Luminaires (Type B) |  | Standard | FALSE | [9 empty] | 42509 |  | No |  | 3.1 | 2970 | 110 | 27 | 20 | 0.9 | 3500 | 80
P3CG114M | UPPLANDS Energy Inc. | UPPLANDS Energy Inc. | U-180L-54W-[ES]-3000 [E39 Base Only] | Mogul (E39) Screw-Base Replacements for HID Lamps | Low Output | Replacement Lamps for Outdoor Full-Cutoff Wall-mounted Area Luminaires (Type B) |  | Standard | FALSE | [9 empty] | 42509 |  | No |  | 3.1 | 3376 | 66 | 51.1 | 13.2 | 0.911 | 3000 | 82.2
PXVT498Z | UPPLANDS Energy Inc. | UPPLANDS Energy Inc. | U-360L-54W-[ES]-3000 [E39 Base Only] | Mogul (E39) Screw-Base Replacements for HID Lamps | Low Output | Replacement Lamps for Outdoor Pole/Arm-mounted Decorative Luminaires (Type B) |  | Standard | FALSE | [9 empty] | 42509 |  | No |  | 3.1 | 5940 | 110 | 54 | 20 | 0.9 | 3000 | 80
PK2NB565 | UPPLANDS Energy Inc. | UPPLANDS Energy Inc. | U-360L-36W-[ES]-4500 [E39 Base Only] | Mogul (E39) Screw-Base Replacements for HID Lamps | Low Output | Replacement Lamps for Outdoor Pole/Arm-mounted Decorative Luminaires (Type B) |  | Standard | FALSE | [9 empty] | 42509 |  | No |  | 3.1 | 3960 | 110 | 36 | 20 | 0.9 | 3000 | 80
PTH6RWRR | UPPLANDS Energy Inc. | UPPLANDS Energy Inc. | U-360L-27W-[ES]-3500 [E39 Base Only] | Mogul (E39) Screw-Base Replacements for HID Lamps | Low Output | Replacement Lamps for Outdoor Pole/Arm-mounted Decorative Luminaires (Type B) |  | Standard | FALSE | [9 empty] | 42509 |  | No |  | 3.1 | 2970 | 110 | 27 | 20 | 0.9 | 3000 | 80
P9HDUQW5 | Shenzhen guanke technologies Co. Ltd | GK | GKS13-20W E39(3000K) | Mogul (E39) Screw-Base Replacements for HID Lamps | Low Output | Replacement Lamps for Outdoor Pole/Arm-mounted Area and Roadway Luminaires (Type B) |  | Standard | TRUE | 2975.625 | 137.633 | 21.62 | 13.42 | 0.945 | 3043 | 83.3 | 5 | 50000 | 42507 |  | No |  | 3.1 | 2975.625 | 137.633 | 21.62 | 13.42 | 0.907 | 3000 | 83.3
PX4EGQHM | Differential Energy Global Ltd. | Hi-Lamp | DEG-250400 | Mogul (E39) Screw-Base Replacements for HID Lamps | Mid Output | Replacement Lamps for Outdoor Pole/Arm-mounted Area and Roadway Luminaires (Type B) |  | Standard | TRUE | 6998 | 70.46 | 99.32 | 13.01 | 0.941 | 4569 | 78 | 5 | 50000 | 42507 |  | No |  | 3.1 | 6998 | 70.46 | 99.32 | 13.01 | 0.941 | 4569 | 78.03
PJX3YKHF | Differential Energy Global Ltd. | Hi-Lamp | DEG-150175 | Mogul (E39) Screw-Base Replacements for HID Lamps | Low Output | Replacement Lamps for Outdoor Pole/Arm-mounted Area and Roadway Luminaires (Type B) |  | Standard | TRUE | 3499 | 66.9 | 52.3 | 12.15 | 0.876 | 4582 | 74.3 | 5 | 50000 | 42507 |  | No |  | 3.1 | 3499 | 66.9 | 52.51 | 17.95 | 0.876 | 4582 | 74.34
PE5NU2QP | Light Efficient Design | N/A | LED-8090M40C-A [Only 220-347V] | Mogul (E39) Screw-Base Replacements for HID Lamps | High Output | Replacement Lamps for Outdoor Full-Cutoff Wall-mounted Area Luminaires (Type B) |  | Standard | TRUE | 9551.5 | 83.84 | 113.9 | 16.53 | 0.9174 | 3821 | 74 | 5 | 50000 | 42507 |  | No |  | 3.1 | 9758.2 | 84.78 | 115.1 | 16.53 | 0.9174 | 4000 | 74
P61BJTM7 | Light Efficient Design | N/A | LED-8090M40-A | Mogul (E39) Screw-Base Replacements for HID Lamps | Mid Output | Replacement Lamps for Outdoor Pole/Arm-mounted Area and Roadway Luminaires (Type B) |  | Standard | TRUE | 8310.9 | 73.03 | 113.8 | 13.76 | 0.9098 | 3792 | 73.8 | 5 | 50000 | 42507 |  | NotYetVerified |  | 3.1 | 8310.9 | 73.03 | 113.8 | 13.76 | 0.9098 | 4000 | 73.8
PFEPWVHV | Light Efficient Design | N/A | LED-8089M40[C] | Mogul (E39) Screw-Base Replacements for HID Lamps | Mid Output | Replacement Lamps for Outdoor Full-Cutoff Wall-mounted Area Luminaires (Type B) |  | Standard | TRUE | 6731.1 | 80.66 | 83.45 | 17.42 | 0.9063 | 4051 | 71.4 | 5 | 50000 | 42507 |  | Yes |  | 3.1 | 6731.1 | 80.66 | 83.45 | 17.42 | 0.906 | 4000 | 71.4
PCA43J3A | Light Efficient Design | N/A | LED-8090M40-A [120-277V only] | Mogul (E39) Screw-Base Replacements for HID Lamps | Mid Output | Replacement Lamps for Outdoor Full-Cutoff Wall-mounted Area Luminaires (Type B) |  | Standard | TRUE | 9461.6 | 80.52 | 117.5 | 16.04 | 0.9025 | 3798 | 73.5 | 5 | 50000 | 42507 |  | No |  | 3.1 | 9461.6 | 80.52 | 117.5 | 16.04 | 0.9025 | 4000 | 73.5
PVR398FR | Light Efficient Design | N/A | LED-8090M40C-A | Mogul (E39) Screw-Base Replacements for HID Lamps | Mid Output | Replacement Lamps for Outdoor Pole/Arm-mounted Area and Roadway Luminaires (Type B) |  | Standard | TRUE | 8840.4 | 75.43 | 117.2 | 13.66 | 0.9019 | 3850 | 74 | 5 | 50000 | 42507 |  | Yes |  | 3.1 | 8939.8 | 75.83 | 117.9 | 13.66 | 0.902 | 4000 | 74
P9KDD1A7 | Light Efficient Design | N/A | LED-8090M40[C] | Mogul (E39) Screw-Base Replacements for HID Lamps | High Output | Replacement Lamps for Outdoor Full-Cutoff Wall-mounted Area Luminaires (Type B) |  | Standard | TRUE | 10204 | 85.32 | 119.6 | 16.13 | 0.9013 | 3796 | 73.5 | 5 | 50000 | 42507 |  | Yes |  | 3.1 | 9943.8 | 85.35 | 116.5 | 16.13 | 0.901 | 4000 | 73.5
PNM33GA6 | Light Efficient Design | N/A | LED-8090M50C-A | Mogul (E39) Screw-Base Replacements for HID Lamps | Mid Output | Replacement Lamps for Outdoor Pole/Arm-mounted Area and Roadway Luminaires (Type B) |  | Standard | FALSE | [9 empty] | 42507 |  | Yes |  | 3.1 | 9120.4 | 73.97 | 123.3 | 13.17 | 0.902 | 5000 | 71.3
P1UQWGFA | Light Efficient Design | N/A | LED-8090M50-A | Mogul (E39) Screw-Base Replacements for HID Lamps | Mid Output | Replacement Lamps for Outdoor Pole/Arm-mounted Area and Roadway Luminaires (Type B) |  | Standard | FALSE | [9 empty] | 42507 |  | NotYetVerified |  | 3.1 | 8889 | 76.11 | 116.3 | 13.58 | 0.9053 | 5000 | 71.2
PJ1FKB4R | Light Efficient Design | N/A | LED-8089M50[C] | Mogul (E39) Screw-Base Replacements for HID Lamps | Mid Output | Replacement Lamps for Outdoor Full-Cutoff Wall-mounted Area Luminaires (Type B) |  | Standard | FALSE | [9 empty] | 42507 |  | Yes |  | 3.1 | 6904 | 82.51 | 83.67 | 17.35 | 0.907 | 5000 | 71.6
PZHSHU6G | Light Efficient Design | N/A | LED-8090M50C-A [Only 220-347V] | Mogul (E39) Screw-Base Replacements for HID Lamps | High Output | Replacement Lamps for Outdoor Full-Cutoff Wall-mounted Area Luminaires (Type B) |  | Standard | FALSE | [9 empty] | 42507 |  | No |  | 3.1 | 10006 | 86.63 | 115.5 | 16.51 | 0.9182 | 5000 | 71.4
P7HNB2PA | Light Efficient Design | N/A | LED-8090M50-A [120-277V only] | Mogul (E39) Screw-Base Replacements for HID Lamps | Mid Output | Replacement Lamps for Outdoor Full-Cutoff Wall-mounted Area Luminaires (Type B) |  | Standard | FALSE | [9 empty] | 42507 |  | No |  | 3.1 | 9696 | 82.31 | 117.8 | 15.98 | 0.9016 | 5000 | 71.4
PJWCBG2U | Light Efficient Design | N/A | LED-8090M50[C] | Mogul (E39) Screw-Base Replacements for HID Lamps | High Output | Replacement Lamps for Outdoor Full-Cutoff Wall-mounted Area Luminaires (Type B) |  | Standard | FALSE | [9 empty] | 42507 |  | Yes |  | 3.1 | 10191 | 87.25 | 116.8 | 16.07 | 0.902 | 5000 | 71.2
PHTNWF8J | Light Efficient Design | N/A | LED-8090M45C-A | Mogul (E39) Screw-Base Replacements for HID Lamps | Mid Output | Replacement Lamps for Outdoor Pole/Arm-mounted Area and Roadway Luminaires (Type B) |  | Standard | FALSE | [9 empty] | 42507 |  | Yes |  | 3.1 | 8939.8 | 75.83 | 117.9 | 13.66 | 0.903 | 4500 | 74
P7MKPPEP | Light Efficient Design | N/A | LED-8090M45-A | Mogul (E39) Screw-Base Replacements for HID Lamps | Mid Output | Replacement Lamps for Outdoor Pole/Arm-mounted Area and Roadway Luminaires (Type B) |  | Standard | FALSE | [9 empty] | 42507 |  | NotYetVerified |  | 3.1 | 8310.9 | 73.03 | 113.8 | 13.76 | 0.9098 | 4500 | 73.8
PUXM4X83 | Light Efficient Design | N/A | LED-8090M45C-A [Only 220-347V] | Mogul (E39) Screw-Base Replacements for HID Lamps | High Output | Replacement Lamps for Outdoor Full-Cutoff Wall-mounted Area Luminaires (Type B) |  | Standard | FALSE | [9 empty] | 42507 |  | No |  | 3.1 | 9758.2 | 84.78 | 115.1 | 16.53 | 0.9174 | 4500 | 74
PNT9S48Y | Light Efficient Design | N/A | LED-8090M45[C] | Mogul (E39) Screw-Base Replacements for HID Lamps | High Output | Replacement Lamps for Outdoor Full-Cutoff Wall-mounted Area Luminaires (Type B) |  | Standard | FALSE | [9 empty] | 42507 |  | Yes |  | 3.1 | 9943.8 | 85.35 | 116.5 | 16.13 | 0.901 | 4500 | 73.5
P1VVF81V | Light Efficient Design | N/A | LED-8090M45-A [120-277V only] | Mogul (E39) Screw-Base Replacements for HID Lamps | Mid Output | Replacement Lamps for Outdoor Full-Cutoff Wall-mounted Area Luminaires (Type B) |  | Standard | FALSE | [9 empty] | 42507 |  | No |  | 3.1 | 9461.6 | 80.52 | 117.5 | 16.04 | 0.9025 | 4500 | 73.5
P2N485U2 | Light Efficient Design | N/A | LED-8089M45[C] | Mogul (E39) Screw-Base Replacements for HID Lamps | Mid Output | Replacement Lamps for Outdoor Full-Cutoff Wall-mounted Area Luminaires (Type B) |  | Standard | FALSE | [9 empty] | 42507 |  | Yes |  | 3.1 | 6731.1 | 80.66 | 83.45 | 17.42 | 0.906 | 4500 | 71.4
PE6QKHNM | Shenzhen guanke technologies Co. Ltd | GK | GKS13-20W E39(5000K) | Mogul (E39) Screw-Base Replacements for HID Lamps | Low Output | Replacement Lamps for Outdoor Pole/Arm-mounted Area and Roadway Luminaires (Type B) |  | Standard | FALSE | [9 empty] | 42507 | Not Dimmable | No |  | 3.1 | 3023.216 | 139.705 | 21.64 | 13.21 | 0.908 | 5000 | 82.7
P2F2QQDP | Shenzhen guanke technologies Co. Ltd | GK | GKS13-20W E39(4500K) | Mogul (E39) Screw-Base Replacements for HID Lamps | Low Output | Replacement Lamps for Outdoor Pole/Arm-mounted Area and Roadway Luminaires (Type B) |  | Standard | FALSE | [9 empty] | 42507 | Not Dimmable | No |  | 3.1 | 2975.625 | 137.633 | 21.62 | 13.42 | 0.907 | 4500 | 83.3
PDB14P5R | Shenzhen guanke technologies Co. Ltd | GK | GKS13-20W E39(4000K) | Mogul (E39) Screw-Base Replacements for HID Lamps | Low Output | Replacement Lamps for Outdoor Pole/Arm-mounted Area and Roadway Luminaires (Type B) |  | Standard | FALSE | [9 empty] | 42507 | Not Dimmable | No |  | 3.1 | 2975.625 | 137.633 | 21.62 | 13.42 | 0.907 | 4000 | 83.3
PET53QQM | Shenzhen guanke technologies Co. Ltd | GK | GKS13-20W E39(3500K) | Mogul (E39) Screw-Base Replacements for HID Lamps | Low Output | Replacement Lamps for Outdoor Pole/Arm-mounted Area and Roadway Luminaires (Type B) |  | Standard | FALSE | [9 empty] | 42507 | Not Dimmable | No |  | 3.1 | 2975.625 | 137.633 | 21.62 | 13.42 | 0.907 | 3500 | 83.3
P2C9G98S | Shenzhen Fulandy LED Co. Ltd | Fulandy | FLD-LRT-320W 4100K | Mogul (E39) Screw-Base Replacements for HID Lamps | High Output | Replacement Lamps for Outdoor Pole/Arm-mounted Area and Roadway Luminaires (Type C) |  | Standard | TRUE | 23696 | 77.51 | 305.7 | 12.69 | 0.9461 | 4206 | 83.3 | 5 | 50000 | 42501 |  | No |  | 3.1 | 23696 | 77.51 | 305.7 | 12.69 | 0.9461 | 4100 | 83.3
PEAT61QG | SHENZHEN R&Z LED WORLD CO.LTD | RZ | RZ-RT-400W-A(4100K) | Mogul (E39) Screw-Base Replacements for HID Lamps | High Output | Replacement Lamps for Outdoor Pole/Arm-mounted Area and Roadway Luminaires (Type C) |  | Standard | TRUE | 29795 | 72.94 | 408.5 | 8.76 | 0.9275 | 3955 | 74 | 8 | 50000 | 42501 |  | No |  | 3.1 | 29795 | 72.94 | 408.5 | 8.76 | 0.9275 | 4100 | 74
PPCX8SSU | Shenzhen Fulandy LED Co. Ltd | Fulandy | FLD-LRT-320W 5500K | Mogul (E39) Screw-Base Replacements for HID Lamps | High Output | Replacement Lamps for Outdoor Pole/Arm-mounted Area and Roadway Luminaires (Type C) |  | Standard | FALSE | [9 empty] | 42501 |  | No |  | 3.1 | 24395 | 80.08 | 304.8 | 12.3 | 0.9414 | 5500 | 71.3
PFB28KQC | Shenzhen Fulandy LED Co. Ltd | Fulandy | FLD-LRT-320W 5000K | Mogul (E39) Screw-Base Replacements for HID Lamps | High Output | Replacement Lamps for Outdoor Pole/Arm-mounted Area and Roadway Luminaires (Type C) |  | Standard | FALSE | [9 empty] | 42501 |  | No |  | 3.1 | 24162 | 79.15 | 305.3 | 12.69 | 0.9461 | 5000 | 83.3
PCVNFDNX | Shenzhen Fulandy LED Co. Ltd | Fulandy | FLD-LRT-320W 4500K | Mogul (E39) Screw-Base Replacements for HID Lamps | High Output | Replacement Lamps for Outdoor Pole/Arm-mounted Area and Roadway Luminaires (Type C) |  | Standard | FALSE | [9 empty] | 42501 |  | No |  | 3.1 | 23929 | 78.39 | 305.3 | 12.69 | 0.9461 | 4500 | 83.3
PA4WUBKT | SHENZHEN R&Z LED WORLD CO.LTD | RZ | RZ-RT-400W-A(5700K) | Mogul (E39) Screw-Base Replacements for HID Lamps | High Output | Replacement Lamps for Outdoor Pole/Arm-mounted Area and Roadway Luminaires (Type C) |  | Standard | FALSE | [9 empty] | 42501 | Not Yet Verified | No |  | 3.1 | 31284 | 76.06 | 411.3 | 8.67 | 0.9261 | 5700 | 72.4
PT9TSJWD | SHENZHEN R&Z LED WORLD CO.LTD | RZ | RZ-RT-400W-AD(5700K) | Mogul (E39) Screw-Base Replacements for HID Lamps | High Output | Replacement Lamps for Outdoor Pole/Arm-mounted Area and Roadway Luminaires (Type C) |  | Standard | FALSE | [9 empty] | 42501 | Dimmable | No |  | 3.1 | 31284 | 76.06 | 411.3 | 8.67 | 0.9261 | 5700 | 72.4
PZRXRHXE | SHENZHEN R&Z LED WORLD CO.LTD | RZ | RZ-RT-400W-A(5000K) | Mogul (E39) Screw-Base Replacements for HID Lamps | High Output | Replacement Lamps for Outdoor Pole/Arm-mounted Area and Roadway Luminaires (Type C) |  | Standard | FALSE | [9 empty] | 42501 | Not Dimmable | No |  | 3.1 | 30788 | 75.11 | 409.9 | 8.76 | 0.9275 | 5000 | 74
PHC11RCP | SHENZHEN R&Z LED WORLD CO.LTD | RZ | RZ-RT-400W-AD(5000K) | Mogul (E39) Screw-Base Replacements for HID Lamps | High Output | Replacement Lamps for Outdoor Pole/Arm-mounted Area and Roadway Luminaires (Type C) |  | Standard | FALSE | [9 empty] | 42501 | Dimmable | No |  | 3.1 | 30788 | 75.11 | 409.9 | 8.76 | 0.9275 | 5000 | 74
PAWB85WG | SHENZHEN R&Z LED WORLD CO.LTD | RZ | RZ-RT-400W-A(4500K) | Mogul (E39) Screw-Base Replacements for HID Lamps | High Output | Replacement Lamps for Outdoor Pole/Arm-mounted Area and Roadway Luminaires (Type C) |  | Standard | FALSE | [9 empty] | 42501 | Not Dimmable | No |  | 3.1 | 30291 | 73.9 | 409.9 | 8.76 | 0.9275 | 4500 | 74
PSZB1T5M | SHENZHEN R&Z LED WORLD CO.LTD | RZ | RZ-RT-400W-AD(4500K) | Mogul (E39) Screw-Base Replacements for HID Lamps | High Output | Replacement Lamps for Outdoor Pole/Arm-mounted Area and Roadway Luminaires (Type C) |  | Standard | FALSE | [9 empty] | 42501 | Dimmable | No |  | 3.1 | 30291 | 73.9 | 409.9 | 8.76 | 0.9275 | 4500 | 74
PTN5UEBH | SHENZHEN R&Z LED WORLD CO.LTD | RZ | RZ-RT-400W-AD(4100K) | Mogul (E39) Screw-Base Replacements for HID Lamps | High Output | Replacement Lamps for Outdoor Pole/Arm-mounted Area and Roadway Luminaires (Type C) |  | Standard | FALSE | [9 empty] | 42501 | Dimmable | No |  | 3.1 | 29795 | 72.94 | 408.5 | 8.76 | 0.9275 | 4100 | 74
P98T3US8 | Mastled Lighting Technology Co. Limited | Mastled | ML-CL150WG6 4000K | Mogul (E39) Screw-Base Replacements for HID Lamps | High Output | Replacement Lamps for Outdoor Pole/Arm-mounted Decorative Luminaires (Type B) |  | Standard | TRUE | 11281 | 76.87 | 146.8 | 13.54 | 0.9327 | 4046 | 83.6 | 5 | 50000 | 42500 |  | No |  | 3.1 | 11281 | 76.87 | 146.8 | 13.54 | 0.9327 | 4000 | 83.6
PM5BJ9SC | Mastled Lighting Technology Co. Limited | Mastled | ML-CL60WG6E39 4000K | Mogul (E39) Screw-Base Replacements for HID Lamps | Low Output | Replacement Lamps for Outdoor Pole/Arm-mounted Decorative Luminaires (Type B) |  | Standard | TRUE | 3942.4 | 69.73 | 56.54 | 14.46 | 0.9159 | 4058 | 83.5 | 5 | 50000 | 42500 |  | No |  | 3.1 | 4061.8 | 69.88 | 58.12 | 14.46 | 0.9159 | 4000 | 83.5
PK1T8ZC8 | Mastled Lighting Technology Co. Limited | Mastled | ML-CL100WG6 4000K | Mogul (E39) Screw-Base Replacements for HID Lamps | Mid Output | Replacement Lamps for Outdoor Pole/Arm-mounted Decorative Luminaires (Type B) |  | Standard | TRUE | 7678.1 | 77.6 | 98.95 | 13.66 | 0.9148 | 5496 | 84 | 5 | 50000 | 42500 |  | No |  | 3.1 | 7678.1 | 77.6 | 98.95 | 13.66 | 0.9148 | 4000 | 83.4
PEPN5SES | Mastled Lighting Technology Co. Limited | Mastled | ML-CL80WG6 4000K | Mogul (E39) Screw-Base Replacements for HID Lamps | Mid Output | Replacement Lamps for Outdoor Pole/Arm-mounted Decorative Luminaires (Type B) |  | Standard | TRUE | 6435 | 80.08 | 80.36 | 13.27 | 0.914 | 5563 | 84.4 | 5 | 50000 | 42500 |  | No |  | 3.1 | 6291.2 | 78.11 | 80.54 | 10.32 | 0.914 | 4000 | 83.4
PWVG59RZ | Mastled Lighting Technology Co. Limited | Mastled | ML-CL40WG6E39 4000K | Mogul (E39) Screw-Base Replacements for HID Lamps | Low Output | Replacement Lamps for Outdoor Pole/Arm-mounted Decorative Luminaires (Type B) |  | Standard | TRUE | 2558.1 | 63.36 | 40.37 | 14.6 | 0.9103 | 4085 | 83.6 | 5 | 50000 | 42500 |  | No |  | 3.1 | 2558.1 | 63.36 | 40.37 | 14.6 | 0.9103 | 4000 | 83.6
P68RGU1F | Mastled Lighting Technology Co. Limited | Mastled | ML-CL30WG6E39 4000K | Mogul (E39) Screw-Base Replacements for HID Lamps | Low Output | Replacement Lamps for Outdoor Pole/Arm-mounted Decorative Luminaires (Type B) |  | Standard | TRUE | 1947.1 | 64.18 | 30.34 | 14.27 | 0.9048 | 4065 | 83.6 | 5 |  | 42500 |  | No |  | 3.1 | 1947.1 | 64.18 | 30.34 | 14.27 | 0.9048 | 4000 | 83.6
PWQ3SE9V | Mastled Lighting Technology Co. Limited | Mastled | ML-CL40WG6E39 5700K | Mogul (E39) Screw-Base Replacements for HID Lamps | Low Output | Replacement Lamps for Outdoor Pole/Arm-mounted Decorative Luminaires (Type B) |  | Standard | FALSE | [9 empty] | 42500 |  | No |  | 3.1 | 2634 | 64.77 | 40.67 | 14.94 | 0.9116 | 5700 | 84.9
PPUK1A39 | Mastled Lighting Technology Co. Limited | Mastled | ML-CL60WG6E39 5700K | Mogul (E39) Screw-Base Replacements for HID Lamps | Low Output | Replacement Lamps for Outdoor Pole/Arm-mounted Decorative Luminaires (Type B) |  | Standard | FALSE | [9 empty] | 42500 |  | No |  | 3.1 | 4190 | 71.8 | 58.36 | 14.06 | 0.9196 | 5700 | 84.9
PXK4UBQA | Mastled Lighting Technology Co. Limited | Mastled | ML-CL150WG6 5700K | Mogul (E39) Screw-Base Replacements for HID Lamps | High Output | Replacement Lamps for Outdoor Pole/Arm-mounted Decorative Luminaires (Type B) |  | Standard | FALSE | [9 empty] | 42500 |  | No |  | 3.1 | 11624 | 78.75 | 147.6 | 13.77 | 0.9344 | 5700 | 84.7
PMWVFJ2Y | Mastled Lighting Technology Co. Limited | Mastled | ML-CL30WG6E39 5700K | Mogul (E39) Screw-Base Replacements for HID Lamps | Low Output | Replacement Lamps for Outdoor Pole/Arm-mounted Decorative Luminaires (Type B) |  | Standard | FALSE | [9 empty] | 42500 |  | No |  | 3.1 | 2009 | 66.04 | 30.42 | 14.81 | 0.9056 | 5700 | 84.5
PZHU9GS7 | Mastled Lighting Technology Co. Limited | Mastled | ML-CL80WG6 5700K | Mogul (E39) Screw-Base Replacements for HID Lamps | Mid Output | Replacement Lamps for Outdoor Pole/Arm-mounted Decorative Luminaires (Type B) |  | Standard | FALSE | [9 empty] | 42500 |  | No |  | 3.1 | 6435 | 80.08 | 80.36 | 10.32 | 0.9133 | 5700 | 84.4
PH1VQ6UR | Mastled Lighting Technology Co. Limited | Mastled | ML-CL100WG6 5700K | Mogul (E39) Screw-Base Replacements for HID Lamps | Mid Output | Replacement Lamps for Outdoor Pole/Arm-mounted Decorative Luminaires (Type B) |  | Standard | FALSE | [9 empty] | 42500 |  | No |  | 3.1 | 7849 | 79.58 | 98.63 | 13.66 | 0.9129 | 5700 | 84
PGGB5U16 | Mastled Lighting Technology Co. Limited | Mastled | ML-CL40WG6E39 5000K | Mogul (E39) Screw-Base Replacements for HID Lamps | Low Output | Replacement Lamps for Outdoor Pole/Arm-mounted Decorative Luminaires (Type B) |  | Standard | FALSE | [9 empty] | 42500 |  | No |  | 3.1 | 2609 | 64.38 | 40.52 | 14.6 | 0.9103 | 5000 | 83.6
P3H4KZG8 | Mastled Lighting Technology Co. Limited | Mastled | ML-CL30WG6E39 5000K | Mogul (E39) Screw-Base Replacements for HID Lamps | Low Output | Replacement Lamps for Outdoor Pole/Arm-mounted Decorative Luminaires (Type B) |  | Standard | FALSE | [9 empty] | 42500 |  | No |  | 3.1 | 1988 | 65.45 | 30.38 | 14.27 | 0.9048 | 5000 | 83.6
PEPZW4FJ | Mastled Lighting Technology Co. Limited | Mastled | ML-CL150WG6 5000K | Mogul (E39) Screw-Base Replacements for HID Lamps | High Output | Replacement Lamps for Outdoor Pole/Arm-mounted Decorative Luminaires (Type B) |  | Standard | FALSE | [9 empty] | 42500 |  | No |  | 3.1 | 11509 | 78.19 | 147.2 | 13.54 | 0.9327 | 5000 | 83.6
PF1U8E2D | Mastled Lighting Technology Co. Limited | Mastled | ML-CL60WG6E39 5000K | Mogul (E39) Screw-Base Replacements for HID Lamps | Low Output | Replacement Lamps for Outdoor Pole/Arm-mounted Decorative Luminaires (Type B) |  | Standard | FALSE | [9 empty] | 42500 |  | No |  | 3.1 | 4147 | 71.21 | 58.24 | 14.46 | 0.9159 | 5000 | 83.5
PYCGVX9Z | Mastled Lighting Technology Co. Limited | Mastled | ML-CL100WG6 5000K | Mogul (E39) Screw-Base Replacements for HID Lamps | Mid Output | Replacement Lamps for Outdoor Pole/Arm-mounted Decorative Luminaires (Type B) |  | Standard | FALSE | [9 empty] | 42500 |  | No |  | 3.1 | 7792 | 78.87 | 98.79 | 13.66 | 0.9148 | 5000 | 83.4
PYMVFW6R | Mastled Lighting Technology Co. Limited | Mastled | ML-CL80WG6 5000K | Mogul (E39) Screw-Base Replacements for HID Lamps | Mid Output | Replacement Lamps for Outdoor Pole/Arm-mounted Decorative Luminaires (Type B) |  | Standard | FALSE | [9 empty] | 42500 |  | No |  | 3.1 | 6387 | 79.39 | 80.45 | 10.32 | 0.914 | 5000 | 83.4
P3BD11BG | Mastled Lighting Technology Co. Limited | Mastled | ML-CL40WG6E39 4500K | Mogul (E39) Screw-Base Replacements for HID Lamps | Low Output | Replacement Lamps for Outdoor Pole/Arm-mounted Decorative Luminaires (Type B) |  | Standard | FALSE | [9 empty] | 42500 |  | No |  | 3.1 | 2583 | 63.76 | 40.52 | 14.6 | 0.9103 | 4500 | 83.6
PZY1VJ35 | Mastled Lighting Technology Co. Limited | Mastled | ML-CL30WG6E39 4500K | Mogul (E39) Screw-Base Replacements for HID Lamps | Low Output | Replacement Lamps for Outdoor Pole/Arm-mounted Decorative Luminaires (Type B) |  | Standard | FALSE | [9 empty] | 42500 |  | No |  | 3.1 | 1968 | 64.77 | 30.38 | 14.27 | 0.9048 | 4500 | 83.6
PUVWM9CM | Mastled Lighting Technology Co. Limited | Mastled | ML-CL150WG6 4500K | Mogul (E39) Screw-Base Replacements for HID Lamps | High Output | Replacement Lamps for Outdoor Pole/Arm-mounted Decorative Luminaires (Type B) |  | Standard | FALSE | [9 empty] | 42500 |  | No |  | 3.1 | 11395 | 77.41 | 147.2 | 13.54 | 0.9327 | 4500 | 83.6
PCUZKNEA | Mastled Lighting Technology Co. Limited | Mastled | ML-CL60WG6E39 4500K | Mogul (E39) Screw-Base Replacements for HID Lamps | Low Output | Replacement Lamps for Outdoor Pole/Arm-mounted Decorative Luminaires (Type B) |  | Standard | FALSE | [9 empty] | 42500 |  | No |  | 3.1 | 4105 | 70.48 | 58.24 | 14.46 | 0.9159 | 4500 | 83.5
PENR6AT8 | Mastled Lighting Technology Co. Limited | Mastled | ML-CL100WG6 4500K | Mogul (E39) Screw-Base Replacements for HID Lamps | Mid Output | Replacement Lamps for Outdoor Pole/Arm-mounted Decorative Luminaires (Type B) |  | Standard | FALSE | [9 empty] | 42500 |  | No |  | 3.1 | 7735 | 78.3 | 98.79 | 13.66 | 0.9148 | 4500 | 83.4
PGCR2VDD | Mastled Lighting Technology Co. Limited | Mastled | ML-CL80WG6 4500K | Mogul (E39) Screw-Base Replacements for HID Lamps | Mid Output | Replacement Lamps for Outdoor Pole/Arm-mounted Decorative Luminaires (Type B) |  | Standard | FALSE | [9 empty] | 42500 |  | No |  | 3.1 | 6339 | 78.79 | 80.45 | 10.32 | 0.914 | 4500 | 83.4
PE54PZ7C | ARVA LLC | HyLite | HL-AC-30W-E39-30K | Mogul (E39) Screw-Base Replacements for HID Lamps | Low Output | Replacement Lamps for Outdoor Pole/Arm-mounted Area and Roadway Luminaires (Type B) |  | Standard | TRUE | 2969.64 | 106.25 | 27.97 | 17.34 | 0.925 | 3109 | 84.2 | 5 |  | 42496 |  | No |  | 3.1 | 3397.04 | 121.453 | 27.97 | 17.34 | 0.9441 | 3000 | 84.2
PUWMDWWQ | ARVA LLC | HyLite | HL-AC-40W-E39-30K | Mogul (E39) Screw-Base Replacements for HID Lamps | Low Output | Replacement Lamps for Outdoor Pole/Arm-mounted Area and Roadway Luminaires (Type B) |  | Standard | TRUE | 3148.36 | 85.81 | 36.73 | 16.45 | 0.951 | 3122 | 84.2 | 5 |  | 42496 |  | No |  | 3.1 | 5094.855 | 138.711 | 36.73 | 16.45 | 0.911 | 3000 | 84.2
PT2A6CD5 | ARVA LLC | HyLite | HL-AC-100W-E39-30K | Mogul (E39) Screw-Base Replacements for HID Lamps | Mid Output | Replacement Lamps for Outdoor Pole/Arm-mounted Area and Roadway Luminaires (Type B) |  | Standard | TRUE | 8733.55 | 88.52 | 98.66 | 14.43 | 0.956 | 3138 | 83.3 | 5 |  | 42496 |  | No |  | 3.1 | 10861.781 | 110.015 | 98.73 | 14.43 | 0.974 | 3000 | 83.3
PC5EYSRJ | ARVA LLC | HyLite | HL-AC-30W-E39-50K | Mogul (E39) Screw-Base Replacements for HID Lamps | Low Output | Replacement Lamps for Outdoor Pole/Arm-mounted Area and Roadway Luminaires (Type B) |  | Standard | FALSE | [9 empty] | 42496 | Not Yet Verified | No |  | 3.1 | 3743.939 | 133.569 | 28.03 | 17.21 | 0.944 | 5000 | 82.9
PWJRC864 | ARVA LLC | HyLite | HL-AC-100W-E39-50K | Mogul (E39) Screw-Base Replacements for HID Lamps | Mid Output | Replacement Lamps for Outdoor Pole/Arm-mounted Area and Roadway Luminaires (Type B) |  | Standard | FALSE | [9 empty] | 42496 | Not Yet Verified | No |  | 3.1 | 12809.7 | 122.266 | 98.76 | 14.07 | 0.976 | 5000 | 82.8
PWXJ83GQ | ARVA LLC | HyLite | HL-AC-40W-E39-50K | Mogul (E39) Screw-Base Replacements for HID Lamps | Low Output | Replacement Lamps for Outdoor Pole/Arm-mounted Area and Roadway Luminaires (Type B) |  | Standard | FALSE | [9 empty] | 42496 | Not Yet Verified | No |  | 3.1 | 5498.379 | 149.738 | 36.72 | 16.08 | 0.902 | 5000 | 82.4
PH4TUU87 | ARVA LLC | HyLite | HL-AC-30W-E39-45K | Mogul (E39) Screw-Base Replacements for HID Lamps | Low Output | Replacement Lamps for Outdoor Pole/Arm-mounted Area and Roadway Luminaires (Type B) |  | Standard | FALSE | [9 empty] | 42496 | Not Yet Verified | No |  | 3.1 | 3397.04 | 121.453 | 27.97 | 17.34 | 0.9441 | 4500 | 84.2
PMNSWBCS | ARVA LLC | HyLite | HL-AC-40W-E39-45K | Mogul (E39) Screw-Base Replacements for HID Lamps | Low Output | Replacement Lamps for Outdoor Pole/Arm-mounted Area and Roadway Luminaires (Type B) |  | Standard | FALSE | [9 empty] | 42496 | Not Yet Verified | No |  | 3.1 | 5094.855 | 138.711 | 36.73 | 16.45 | 0.911 | 4500 | 84.2
PXQXPSB3 | ARVA LLC | HyLite | HL-AC-100W-E39-45K | Mogul (E39) Screw-Base Replacements for HID Lamps | Mid Output | Replacement Lamps for Outdoor Pole/Arm-mounted Area and Roadway Luminaires (Type B) |  | Standard | FALSE | [9 empty] | 42496 | Not Yet Verified | No |  | 3.1 | 10861.781 | 110.015 | 98.73 | 14.43 | 0.974 | 4500 | 83.3
PQ2A9P8G | ARVA LLC | HyLite | HL-AC-30W-E39-40K | Mogul (E39) Screw-Base Replacements for HID Lamps | Low Output | Replacement Lamps for Outdoor Pole/Arm-mounted Area and Roadway Luminaires (Type B) |  | Standard | FALSE | [9 empty] | 42496 | Not Yet Verified | No |  | 3.1 | 3397.04 | 121.453 | 27.97 | 17.34 | 0.9441 | 4000 | 84.2
PP5ZB9T6 | ARVA LLC | HyLite | HL-AC-40W-E39-40K | Mogul (E39) Screw-Base Replacements for HID Lamps | Low Output | Replacement Lamps for Outdoor Pole/Arm-mounted Area and Roadway Luminaires (Type B) |  | Standard | FALSE | [9 empty] | 42496 | Not Yet Verified | No |  | 3.1 | 5094.855 | 138.711 | 36.73 | 16.45 | 0.911 | 4000 | 84.2
P81G89MN | ARVA LLC | HyLite | HL-AC-100W-E39-40K | Mogul (E39) Screw-Base Replacements for HID Lamps | Mid Output | Replacement Lamps for Outdoor Pole/Arm-mounted Area and Roadway Luminaires (Type B) |  | Standard | FALSE | [9 empty] | 42496 | Not Yet Verified | No |  | 3.1 | 10861.781 | 110.015 | 98.73 | 14.43 | 0.974 | 4000 | 83.3
P1TJAP8G | ARVA LLC | HyLite | HL-AC-30W-E39-35K | Mogul (E39) Screw-Base Replacements for HID Lamps | Low Output | Replacement Lamps for Outdoor Pole/Arm-mounted Area and Roadway Luminaires (Type B) |  | Standard | FALSE | [9 empty] | 42496 | Not Yet Verified | No |  | 3.1 | 3397.04 | 121.453 | 27.97 | 17.34 | 0.9441 | 3500 | 84.2
PUZDDSY5 | ARVA LLC | HyLite | HL-AC-40W-E39-35K | Mogul (E39) Screw-Base Replacements for HID Lamps | Low Output | Replacement Lamps for Outdoor Pole/Arm-mounted Area and Roadway Luminaires (Type B) |  | Standard | FALSE | [9 empty] | 42496 | Not Yet Verified | No |  | 3.1 | 5094.855 | 138.711 | 36.73 | 16.45 | 0.911 | 3500 | 84.2
PC5CM7ZA | ARVA LLC | HyLite | HL-AC-100W-E39-35K | Mogul (E39) Screw-Base Replacements for HID Lamps | Mid Output | Replacement Lamps for Outdoor Pole/Arm-mounted Area and Roadway Luminaires (Type B) |  | Standard | FALSE | [9 empty] | 42496 | Not Yet Verified | No |  | 3.1 | 10861.781 | 110.015 | 98.73 | 14.43 | 0.974 | 3500 | 83.3
PU2Z7381 | Beyond LED Technology | Beyond | 106534-3 | Mogul (E39) Screw-Base Replacements for HID Lamps | High Output | Replacement Lamps for Outdoor Pole/Arm-mounted Decorative Luminaires (Type B) |  | Standard | TRUE | 11281 | 76.87 | 146.8 | 13.54 | 0.9327 | 4046 | 83.6 | 5 | 50000 | 42493 |  | No |  | 3.1 | 11281 | 76.87 | 146.8 | 13.54 | 0.9327 | 4000 | 83.6
PXZAWW7U | Shenzhen guanke technologies Co. Ltd | GK | GKS23-50W(3000K) [E39/EX39] | Mogul (E39) Screw-Base Replacements for HID Lamps | Low Output | Replacement Lamps for Outdoor Pole/Arm-mounted Decorative Luminaires (Type B) |  | Standard | TRUE | 4365.3 | 93.3 | 46.8 | 19.18 | 0.93 | 3033 | 82 | 5 | 50000 | 42493 |  | No | Updated on 3/17/2017 | 3.1 | 5625 | 112.5 | 50 | 20 | 0.9 | 3000 | 80
PFK2V8EZ | Beyond LED Technology | Beyond | 106575-3 | Mogul (E39) Screw-Base Replacements for HID Lamps | Mid Output | Replacement Lamps for Outdoor Pole/Arm-mounted Decorative Luminaires (Type B) |  | Standard | TRUE | 5527.9 | 72.03 | 77.16 | 14.55 | 0.9204 | 5700 | 81.7 | 5 | 50000 | 42493 |  | No |  | 3.1 | 5557.9 | 72.03 | 77.16 | 14.55 | 0.9204 | 4000 | 81.7
PYY4XFVX | Beyond LED Technology | Beyond | 106609-3 | Mogul (E39) Screw-Base Replacements for HID Lamps | Low Output | Replacement Lamps for Outdoor Pole/Arm-mounted Decorative Luminaires (Type B) |  | Standard | TRUE | 3942.4 | 69.73 | 56.54 | 14.46 | 0.9159 | 4058 | 83.5 | 5 | 50000 | 42493 |  | No |  | 3.1 | 4061.8 | 69.88 | 58.12 | 14.46 | 0.9159 | 4000 | 83.5
P6W7PFCU | Beyond LED Technology | Beyond | 106583-3 | Mogul (E39) Screw-Base Replacements for HID Lamps | Mid Output | Replacement Lamps for Outdoor Pole/Arm-mounted Decorative Luminaires (Type B) |  | Standard | TRUE | 7678.1 | 77.6 | 98.95 | 13.66 | 0.9148 | 5496 | 84 | 5 | 50000 | 42493 |  | No |  | 3.1 | 7678.1 | 77.6 | 98.95 | 13.66 | 0.9148 | 4000 | 83.4
P4RF591X | Beyond LED Technology | Beyond | 106567-3 | Mogul (E39) Screw-Base Replacements for HID Lamps | Mid Output | Replacement Lamps for Outdoor Pole/Arm-mounted Decorative Luminaires (Type B) |  | Standard | TRUE | 6435 | 80.08 | 80.36 | 13.27 | 0.914 | 5563 | 84.4 | 5 | 50000 | 42493 |  | No |  | 3.1 | 6291.2 | 78.11 | 80.54 | 10.32 | 0.914 | 4000 | 83.4
P12PV1C5 | Shenzhen guanke technologies Co. Ltd | GK | GKS23-30W(3000K) [E39/EX39] | Mogul (E39) Screw-Base Replacements for HID Lamps | Low Output | Replacement Lamps for Outdoor Pole/Arm-mounted Decorative Luminaires (Type B) |  | Standard | TRUE | 2546.5 | 93.7 | 27.18 | 17.3 | 0.9014 | 3007 | 81.8 | 5 | 50000 | 42493 |  | No | Updated on 3/17/2017 | 4.1 | 3500 | 116.7 | 30 | 20 | 0.9 | 3000 | 80
PR17DJTJ | Shenzhen guanke technologies Co. Ltd | GK | GKS23-40W(3000K) [E39/EX39] | Mogul (E39) Screw-Base Replacements for HID Lamps | Low Output | Replacement Lamps for Outdoor Pole/Arm-mounted Decorative Luminaires (Type B) |  | Standard | TRUE | 3448.8 | 94.2 | 36.63 | 17.79 | 0.8981 | 3006 | 81.9 | 5 | 50000 | 42493 |  | No | Updated on 3/17/2017 | 3.1 | 4500 | 112.5 | 40 | 20 | 0.9 | 3000 | 80
PD3HZ3PU | Beyond LED Technology | Beyond | 106609 | Mogul (E39) Screw-Base Replacements for HID Lamps | Low Output | Replacement Lamps for Outdoor Pole/Arm-mounted Decorative Luminaires (Type B) |  | Standard | FALSE | [9 empty] | 42493 | Not Dimmable | No |  | 3.1 | 4190 | 71.8 | 58.36 | 14.06 | 0.9196 | 5700 | 84.9
PY8TYABK | Beyond LED Technology | Beyond | 106534 | Mogul (E39) Screw-Base Replacements for HID Lamps | High Output | Replacement Lamps for Outdoor Pole/Arm-mounted Decorative Luminaires (Type B) |  | Standard | FALSE | [9 empty] | 42493 | Not Dimmable | No |  | 3.1 | 11624 | 78.75 | 147.6 | 13.77 | 0.9344 | 5700 | 84.7
PXRKPCE9 | Beyond LED Technology | Beyond | 106575 | Mogul (E39) Screw-Base Replacements for HID Lamps | Mid Output | Replacement Lamps for Outdoor Pole/Arm-mounted Decorative Luminaires (Type B) |  | Standard | FALSE | [9 empty] | 42493 | Not Dimmable | No |  | 3.1 | 5746 | 74.38 | 77.25 | 14.69 | 0.9218 | 5700 | 84.5
PHBKA9UU | Beyond LED Technology | Beyond | 106567 | Mogul (E39) Screw-Base Replacements for HID Lamps | Mid Output | Replacement Lamps for Outdoor Pole/Arm-mounted Decorative Luminaires (Type B) |  | Standard | FALSE | [9 empty] | 42493 | Not Dimmable | No |  | 3.1 | 6435 | 80.08 | 80.36 | 10.32 | 0.9133 | 5700 | 84.4
PBCFYJKW | Beyond LED Technology | Beyond | 106583 | Mogul (E39) Screw-Base Replacements for HID Lamps | Mid Output | Replacement Lamps for Outdoor Pole/Arm-mounted Decorative Luminaires (Type B) |  | Standard | FALSE | [9 empty] | 42493 | Not Dimmable | No |  | 3.1 | 7849 | 79.58 | 98.63 | 13.66 | 0.9129 | 5700 | 84
PUXMDD4S | Beyond LED Technology | Beyond | 106534-1 | Mogul (E39) Screw-Base Replacements for HID Lamps | High Output | Replacement Lamps for Outdoor Pole/Arm-mounted Decorative Luminaires (Type B) |  | Standard | FALSE | [9 empty] | 42493 | Not Dimmable | No |  | 3.1 | 11509 | 78.19 | 147.2 | 13.54 | 0.9327 | 5000 | 83.6
PPHJCCFQ | Beyond LED Technology | Beyond | 106609-1 | Mogul (E39) Screw-Base Replacements for HID Lamps | Low Output | Replacement Lamps for Outdoor Pole/Arm-mounted Decorative Luminaires (Type B) |  | Standard | FALSE | [9 empty] | 42493 | Not Dimmable | No |  | 3.1 | 4147 | 71.21 | 58.24 | 14.46 | 0.9159 | 5000 | 83.5
PY7FWWS7 | Beyond LED Technology | Beyond | 106583-1 | Mogul (E39) Screw-Base Replacements for HID Lamps | Mid Output | Replacement Lamps for Outdoor Pole/Arm-mounted Decorative Luminaires (Type B) |  | Standard | FALSE | [9 empty] | 42493 | Not Dimmable | No |  | 3.1 | 7792 | 78.87 | 98.79 | 13.66 | 0.9148 | 5000 | 83.4
PG1EUDDJ | Beyond LED Technology | Beyond | 106567-1 | Mogul (E39) Screw-Base Replacements for HID Lamps | Mid Output | Replacement Lamps for Outdoor Pole/Arm-mounted Decorative Luminaires (Type B) |  | Standard | FALSE | [9 empty] | 42493 | Not Dimmable | No |  | 3.1 | 6387 | 79.39 | 80.45 | 10.32 | 0.914 | 5000 | 83.4
PM3C263K | Beyond LED Technology | Beyond | 106575-1 | Mogul (E39) Screw-Base Replacements for HID Lamps | Mid Output | Replacement Lamps for Outdoor Pole/Arm-mounted Decorative Luminaires (Type B) |  | Standard | FALSE | [9 empty] | 42493 | Not Dimmable | No |  | 3.1 | 5683 | 73.61 | 77.21 | 14.55 | 0.9204 | 5000 | 81.7
PM6K2RTZ | Beyond LED Technology | Beyond | 106534-2 | Mogul (E39) Screw-Base Replacements for HID Lamps | High Output | Replacement Lamps for Outdoor Pole/Arm-mounted Decorative Luminaires (Type B) |  | Standard | FALSE | [9 empty] | 42493 | Not Dimmable | No |  | 3.1 | 11395 | 77.41 | 147.2 | 13.54 | 0.9327 | 4500 | 83.6
PPVMWMYF | Beyond LED Technology | Beyond | 106609-2 | Mogul (E39) Screw-Base Replacements for HID Lamps | Low Output | Replacement Lamps for Outdoor Pole/Arm-mounted Decorative Luminaires (Type B) |  | Standard | FALSE | [9 empty] | 42493 | Not Dimmable | No |  | 3.1 | 4105 | 70.48 | 58.24 | 14.46 | 0.9159 | 4500 | 83.5
PEF1M8T9 | Beyond LED Technology | Beyond | 106583-2 | Mogul (E39) Screw-Base Replacements for HID Lamps | Mid Output | Replacement Lamps for Outdoor Pole/Arm-mounted Decorative Luminaires (Type B) |  | Standard | FALSE | [9 empty] | 42493 | Not Dimmable | No |  | 3.1 | 7735 | 78.3 | 98.79 | 13.66 | 0.9148 | 4500 | 83.4
PPVM7SV8 | Beyond LED Technology | Beyond | 106567-2 | Mogul (E39) Screw-Base Replacements for HID Lamps | Mid Output | Replacement Lamps for Outdoor Pole/Arm-mounted Decorative Luminaires (Type B) |  | Standard | FALSE | [9 empty] | 42493 | Not Dimmable | No |  | 3.1 | 6339 | 78.79 | 80.45 | 10.32 | 0.914 | 4500 | 83.4
PKBP9CBG | Beyond LED Technology | Beyond | 106575-2 | Mogul (E39) Screw-Base Replacements for HID Lamps | Mid Output | Replacement Lamps for Outdoor Pole/Arm-mounted Decorative Luminaires (Type B) |  | Standard | FALSE | [9 empty] | 42493 | Not Dimmable | No |  | 3.1 | 5621 | 72.8 | 77.21 | 14.55 | 0.9204 | 4500 | 81.7
PDNR46RR | Shenzhen guanke technologies Co. Ltd | GK | GKS23-50W(5000K) [E39/EX39] | Mogul (E39) Screw-Base Replacements for HID Lamps | Low Output | Replacement Lamps for Outdoor Pole/Arm-mounted Decorative Luminaires (Type B) |  | Standard | FALSE | [9 empty] | 42493 | Not Dimmable | No | Updated on 3/17/2017 | 3.1 | 5625 | 112.5 | 50 | 20 | 0.9 | 5000 | 80
PX2JGGTE | Shenzhen guanke technologies Co. Ltd | GK | GKS23-40W(5000K) [E39/EX39] | Mogul (E39) Screw-Base Replacements for HID Lamps | Low Output | Replacement Lamps for Outdoor Pole/Arm-mounted Decorative Luminaires (Type B) |  | Standard | FALSE | [9 empty] | 42493 | Not Dimmable | No | Updated on 3/17/2017 | 3.1 | 4500 | 112.5 | 40 | 20 | 0.9 | 5000 | 80
PBKVNXUG | Shenzhen guanke technologies Co. Ltd | GK | GKS23-30W(5000K) [E39/EX39] | Mogul (E39) Screw-Base Replacements for HID Lamps | Low Output | Replacement Lamps for Outdoor Pole/Arm-mounted Decorative Luminaires (Type B) |  | Standard | FALSE | [9 empty] | 42493 | Not Dimmable | No | Updated on 3/17/2017 | 4.1 | 3500 | 116.7 | 30 | 20 | 0.9 | 5000 | 80
P927T36G | Shenzhen guanke technologies Co. Ltd | GK | GKS23-50W(4500K) [E39/EX39] | Mogul (E39) Screw-Base Replacements for HID Lamps | Low Output | Replacement Lamps for Outdoor Pole/Arm-mounted Decorative Luminaires (Type B) |  | Standard | FALSE | [9 empty] | 42493 | Not Dimmable | No | Updated on 3/17/2017 | 4.1 | 5625 | 112.5 | 50 | 20 | 0.9 | 4500 | 80
PCTZWCT4 | Shenzhen guanke technologies Co. Ltd | GK | GKS23-40W(4500K) [E39/EX39] | Mogul (E39) Screw-Base Replacements for HID Lamps | Low Output | Replacement Lamps for Outdoor Pole/Arm-mounted Decorative Luminaires (Type B) |  | Standard | FALSE | [9 empty] | 42493 | Not Dimmable | No | Updated on 3/17/2017 | 3.1 | 4500 | 112.5 | 40 | 20 | 0.9 | 4500 | 80
PN9ESHNH | Shenzhen guanke technologies Co. Ltd | GK | GKS23-30W(4500K) [E39/EX39] | Mogul (E39) Screw-Base Replacements for HID Lamps | Low Output | Replacement Lamps for Outdoor Pole/Arm-mounted Decorative Luminaires (Type B) |  | Standard | FALSE | [9 empty] | 42493 | Not Dimmable | No | Updated on 3/17/2017 | 3.1 | 3500 | 116.7 | 30 | 20 | 0.9 | 4500 | 80
PHZK7657 | Shenzhen guanke technologies Co. Ltd | GK | GKS23-50W(4000K) [E39/EX39] | Mogul (E39) Screw-Base Replacements for HID Lamps | Low Output | Replacement Lamps for Outdoor Pole/Arm-mounted Decorative Luminaires (Type B) |  | Standard | FALSE | [9 empty] | 42493 | Not Dimmable | No | Updated on 3/17/2017 | 3.1 | 5625 | 112.5 | 50 | 20 | 0.9 | 4000 | 80
P3X2DN3H | Shenzhen guanke technologies Co. Ltd | GK | GKS23-40W(4000K) [E39/EX39] | Mogul (E39) Screw-Base Replacements for HID Lamps | Low Output | Replacement Lamps for Outdoor Pole/Arm-mounted Decorative Luminaires (Type B) |  | Standard | FALSE | [9 empty] | 42493 | Not Dimmable | No | Updated on 3/17/2017 | 4.1 | 4500 | 112.5 | 40 | 20 | 0.9 | 4000 | 80
PJBWU7UG | Shenzhen guanke technologies Co. Ltd | GK | GKS23-30W(4000K) [E39/EX39] | Mogul (E39) Screw-Base Replacements for HID Lamps | Low Output | Replacement Lamps for Outdoor Pole/Arm-mounted Decorative Luminaires (Type B) |  | Standard | FALSE | [9 empty] | 42493 | Not Dimmable | No | Updated on 3/17/2017 | 3.1 | 3500 | 116.7 | 30 | 20 | 0.9 | 4000 | 80
P5JN21PJ | Shenzhen guanke technologies Co. Ltd | GK | GKS23-50W(3500K) [E39/EX39] | Mogul (E39) Screw-Base Replacements for HID Lamps | Low Output | Replacement Lamps for Outdoor Pole/Arm-mounted Decorative Luminaires (Type B) |  | Standard | FALSE | [9 empty] | 42493 | Not Dimmable | No | Updated on 3/17/2017 | 4.1 | 5625 | 112.5 | 50 | 20 | 0.9 | 3500 | 80
P3GBBUH5 | Shenzhen guanke technologies Co. Ltd | GK | GKS23-40W(3500K) [E39/EX39] | Mogul (E39) Screw-Base Replacements for HID Lamps | Low Output | Replacement Lamps for Outdoor Pole/Arm-mounted Decorative Luminaires (Type B) |  | Standard | FALSE | [9 empty] | 42493 | Not Dimmable | No | Updated on 3/17/2017 | 4.1 | 4500 | 112.5 | 40 | 20 | 0.9 | 3500 | 80
PE4QAP3P | Shenzhen guanke technologies Co. Ltd | GK | GKS23-30W(3500K) [E39/EX39] | Mogul (E39) Screw-Base Replacements for HID Lamps | Low Output | Replacement Lamps for Outdoor Pole/Arm-mounted Decorative Luminaires (Type B) |  | Standard | FALSE | [9 empty] | 42493 | Not Dimmable | No | Updated on 3/17/2017 | 3.1 | 3500 | 116.7 | 30 | 20 | 0.9 | 3500 | 80
PK2N9GCF | Shenzhen Fulandy LED Co. Ltd | Fulandy | FLD-LRT-120W 4100K | Mogul (E39) Screw-Base Replacements for HID Lamps | High Output | Replacement Lamps for Outdoor Pole/Arm-mounted Area and Roadway Luminaires (Type C) |  | Standard | TRUE | 12918 | 109.08 | 118.4 | 12.57 | 0.9358 | 4197 | 83.3 | 8 | 50000 | 42492 |  | No |  | 3.1 | 12918 | 109.08 | 118.4 | 12.57 | 0.9358 | 4100 | 83.3
P514KFDZ | Shenzhen Fulandy LED Co. Ltd | Fulandy | FLD-LRT-75W 4100K | Mogul (E39) Screw-Base Replacements for HID Lamps | Mid Output | Replacement Lamps for Outdoor Pole/Arm-mounted Area and Roadway Luminaires (Type C) |  | Standard | TRUE | 8124.4 | 99.73 | 81.47 | 14.53 | 0.901 | 4183 | 83.2 | 8 | 50000 | 42492 |  | No |  | 3.1 | 8092.5 | 99.92 | 80.99 | 14.53 | 0.901 | 4100 | 83.2
P26B46QT | Shenzhen Fulandy LED Co. Ltd | Fulandy | FLD-LRT-150W 4100K | Mogul (E39) Screw-Base Replacements for HID Lamps | High Output | Replacement Lamps for Outdoor Pole/Arm-mounted Area and Roadway Luminaires (Type C) |  | Standard | TRUE | 16021 | 105.5 | 151.9 | 10.92 | 0.9261 | 4229 | 83.7 | 5 | 50000 | 42492 |  | No |  | 3.1 | 16021 | 105.5 | 151.9 | 10.92 | 0.9261 | 4100 | 83.7
PZ58B2FH | Shenzhen Fulandy LED Co. Ltd | Fulandy | FLD-LRT-45W 4100K | Mogul (E39) Screw-Base Replacements for HID Lamps | Low Output | Replacement Lamps for Outdoor Pole/Arm-mounted Area and Roadway Luminaires (Type C) |  | Standard | TRUE | 2692.7 | 63.85 | 42.17 | 16.48 | 0.8934 | 4227 | 83.7 | 8 | 50000 | 42492 |  | No |  | 3.1 | 2692.7 | 63.85 | 42.17 | 16.48 | 0.8934 | 4100 | 83.7
PXY3DC3K | 3bl LED | 3BL LED | 3BL-LED-RCL-54W (2700K) | Mogul (E39) Screw-Base Replacements for HID Lamps | Low Output | Replacement Lamps for Outdoor Pole/Arm-mounted Decorative Luminaires (Type B) |  | Standard | TRUE | 4063.3 | 73.93 | 54.96 | 16.37 | 0.9269 | 2743 | 83 | 5 | 50000 | 42492 |  | No |  | 3.1 | 4063.3 | 73.93 | 54.96 | 16.37 | 0.9269 | 2700 | 83
PM4SBVW4 | 3bl LED | 3BL LED | 3BL-LED-RCL-54W (2700K) | Mogul (E39) Screw-Base Replacements for HID Lamps | Low Output | Replacement Lamps for Parking Garage Luminaires (Type B) |  | Standard | TRUE | 3443 | 64.68 | 54.98 | 16.72 | 0.9254 | 2693 | 81.1 | 5 |  | 42492 |  | No | Updated 11/4/2016 | 3.1 | 3578.3 | 65.08 | 54.98 | 16.34 | 0.909 | 2700 | 81.1
PUPCTQ2F | 3bl LED | 3BL LED | 3BL-LED-RCL-36W (2700K) | Mogul (E39) Screw-Base Replacements for HID Lamps | Low Output | Replacement Lamps for Outdoor Pole/Arm-mounted Decorative Luminaires (Type B) |  | Standard | TRUE | 2627.6 | 73.01 | 35.99 | 17.59 | 0.9095 | 2790 | 83.3 | 5 | 50000 | 42492 |  | No |  | 3.1 | 2627.6 | 73.01 | 35.99 | 17.59 | 0.9095 | 2700 | 83.3
P6Y39VDR | 3bl LED | 3BL LED | 3BL-LED-RCL-36W (2700K) | Mogul (E39) Screw-Base Replacements for HID Lamps | Low Output | Replacement Lamps for Parking Garage Luminaires (Type B) |  | Standard | TRUE | 2338.6 | 66.56 | 35.14 | 17.62 | 0.909 | 2809 | 83.9 | 5 | 50000 | 42492 |  | No |  | 3.1 | 2404.3 | 66.97 | 35.9 | 17.62 | 0.909 | 2700 | 83.9
P7XBUKDS | 3bl LED | 3BL LED | 3BL-LED-RCL-100W (2700K) | Mogul (E39) Screw-Base Replacements for HID Lamps | Mid Output | Replacement Lamps for Outdoor Pole/Arm-mounted Decorative Luminaires (Type B) |  | Standard | TRUE | 6836.2 | 68.23 | 100.2 | 10.73 | 0.9087 | 2784 | 83.4 | 5 | 50000 | 42492 |  | No |  | 3.1 | 6836.2 | 68.23 | 100.2 | 10.73 | 0.9087 | 2700 | 83.4
P95P3RK9 | 3bl LED | 3BL LED | 3BL-LED-RCL-27W (2700K) | Mogul (E39) Screw-Base Replacements for HID Lamps | Low Output | Replacement Lamps for Outdoor Pole/Arm-mounted Decorative Luminaires (Type B) |  | Standard | TRUE | 1949.8 | 72.51 | 26.89 | 18.46 | 0.9084 | 2792 | 83.9 | 5 | 50000 | 42492 |  | No |  | 3.1 | 1949.8 | 72.51 | 26.89 | 18.46 | 0.9084 | 2700 | 83.9
PBUPFQZY | 3bl LED | 3BL LED | 3BL-LED-RCL-27W (2700K) | Mogul (E39) Screw-Base Replacements for HID Lamps | Low Output | Replacement Lamps for Parking Garage Luminaires (Type B) |  | Standard | TRUE | 1803.9 | 67.21 | 26.84 | 18.33 | 0.9075 | 2788 | 83.6 | 5 | 50000 | 42492 |  | No |  | 3.1 | 1861.6 | 68.87 | 27.03 | 18.33 | 0.9075 | 2700 | 83.6
PPDZN3RQ | 3bl LED | 3BL LED | 3BL-LED-RCL-120W (2700K) | Mogul (E39) Screw-Base Replacements for HID Lamps | Mid Output | Replacement Lamps for Outdoor Pole/Arm-mounted Decorative Luminaires (Type B) |  | Standard | TRUE | 8677.1 | 72.07 | 120.4 | 9.27 | 0.9075 | 2788 | 83.4 | 5 | 50000 | 42492 |  | No | Updated 11/4/2016 | 3.1 | 8677.1 | 72.07 | 120.4 | 9.27 | 0.9075 | 2700 | 83.4
PZ2298MX | Shenzhen Fulandy LED Co. Ltd | Fulandy | FLD-LRT-150W 5500K | Mogul (E39) Screw-Base Replacements for HID Lamps | High Output | Replacement Lamps for Outdoor Pole/Arm-mounted Area and Roadway Luminaires (Type C) |  | Standard | FALSE | [9 empty] | 42492 |  | No |  | 3.1 | 16342 | 108.01 | 151.3 | 11.03 | 0.9254 | 5500 | 72.4
PZ88HMHK | Shenzhen Fulandy LED Co. Ltd | Fulandy | FLD-LRT-75W 5500K | Mogul (E39) Screw-Base Replacements for HID Lamps | Mid Output | Replacement Lamps for Outdoor Pole/Arm-mounted Area and Roadway Luminaires (Type C) |  | Standard | FALSE | [9 empty] | 42492 |  | No |  | 3.1 | 8253 | 102.23 | 80.73 | 14.74 | 0.9036 | 5500 | 72.3
PABTAFKA | Shenzhen Fulandy LED Co. Ltd | Fulandy | FLD-LRT-120W 5500K | Mogul (E39) Screw-Base Replacements for HID Lamps | High Output | Replacement Lamps for Outdoor Pole/Arm-mounted Area and Roadway Luminaires (Type C) |  | Standard | FALSE | [9 empty] | 42492 |  | No |  | 3.1 | 13276 | 111.47 | 119.1 | 12.43 | 0.9347 | 5500 | 71.4
PC5CAKKE | Shenzhen Fulandy LED Co. Ltd | Fulandy | FLD-LRT-45W 5500K | Mogul (E39) Screw-Base Replacements for HID Lamps | Low Output | Replacement Lamps for Outdoor Pole/Arm-mounted Area and Roadway Luminaires (Type C) |  | Standard | FALSE | [9 empty] | 42492 |  | No |  | 3.1 | 2796 | 66.18 | 42.25 | 16.43 | 0.8978 | 5500 | 71.3
PWJGSNJ8 | Shenzhen Fulandy LED Co. Ltd | Fulandy | FLD-LRT-45W 5000K | Mogul (E39) Screw-Base Replacements for HID Lamps | Low Output | Replacement Lamps for Outdoor Pole/Arm-mounted Area and Roadway Luminaires (Type C) |  | Standard | FALSE | [9 empty] | 42492 |  | No |  | 3.1 | 2761.6 | 65.42 | 42.21 | 16.48 | 0.8934 | 5000 | 83.7
P6SUCU4C | Shenzhen Fulandy LED Co. Ltd | Fulandy | FLD-LRT-150W 5000K | Mogul (E39) Screw-Base Replacements for HID Lamps | High Output | Replacement Lamps for Outdoor Pole/Arm-mounted Area and Roadway Luminaires (Type C) |  | Standard | FALSE | [9 empty] | 42492 |  | No |  | 3.1 | 16235 | 107.09 | 151.6 | 10.92 | 0.9261 | 5000 | 83.7
PCQCFCXZ | Shenzhen Fulandy LED Co. Ltd | Fulandy | FLD-LRT-120W 5000K | Mogul (E39) Screw-Base Replacements for HID Lamps | High Output | Replacement Lamps for Outdoor Pole/Arm-mounted Area and Roadway Luminaires (Type C) |  | Standard | FALSE | [9 empty] | 42492 |  | No |  | 3.1 | 13157 | 110.79 | 118.8 | 12.57 | 0.9358 | 5000 | 83.3
PB9X7E9Z | Shenzhen Fulandy LED Co. Ltd | Fulandy | FLD-LRT-75W 5000K | Mogul (E39) Screw-Base Replacements for HID Lamps | Mid Output | Replacement Lamps for Outdoor Pole/Arm-mounted Area and Roadway Luminaires (Type C) |  | Standard | FALSE | [9 empty] | 42492 |  | No |  | 3.1 | 8199.5 | 101.4 | 80.86 | 14.53 | 0.901 | 5000 | 83.2
PNDENCQ5 | Shenzhen Fulandy LED Co. Ltd | Fulandy | FLD-LRT-45W 4500K | Mogul (E39) Screw-Base Replacements for HID Lamps | Low Output | Replacement Lamps for Outdoor Pole/Arm-mounted Area and Roadway Luminaires (Type C) |  | Standard | FALSE | [9 empty] | 42492 |  | No |  | 3.1 | 2727.1 | 64.61 | 42.21 | 16.48 | 0.8934 | 4500 | 83.7
P7584DFZ | Shenzhen Fulandy LED Co. Ltd | Fulandy | FLD-LRT-150W 4500K | Mogul (E39) Screw-Base Replacements for HID Lamps | High Output | Replacement Lamps for Outdoor Pole/Arm-mounted Area and Roadway Luminaires (Type C) |  | Standard | FALSE | [9 empty] | 42492 |  | No |  | 3.1 | 16128 | 106.39 | 151.6 | 10.92 | 0.9261 | 4500 | 83.7
PCC7QUGE | Shenzhen Fulandy LED Co. Ltd | Fulandy | FLD-LRT-120W 4500K | Mogul (E39) Screw-Base Replacements for HID Lamps | High Output | Replacement Lamps for Outdoor Pole/Arm-mounted Area and Roadway Luminaires (Type C) |  | Standard | FALSE | [9 empty] | 42492 |  | No |  | 3.1 | 13037 | 109.79 | 118.8 | 12.57 | 0.9358 | 4500 | 83.3
PH349WKQ | Shenzhen Fulandy LED Co. Ltd | Fulandy | FLD-LRT-75W 4500K | Mogul (E39) Screw-Base Replacements for HID Lamps | Mid Output | Replacement Lamps for Outdoor Pole/Arm-mounted Area and Roadway Luminaires (Type C) |  | Standard | FALSE | [9 empty] | 42492 |  | No |  | 3.1 | 8146 | 100.74 | 80.86 | 14.53 | 0.901 | 4500 | 83.2
PB5EPPYJ | 3bl LED | 3BL LED | 3BL-LED-RCL-100W (5700K) | Mogul (E39) Screw-Base Replacements for HID Lamps | Mid Output | Replacement Lamps for Outdoor Pole/Arm-mounted Decorative Luminaires (Type B) |  | Standard | FALSE | [9 empty] | 42492 | Not Dimmable | No | Updated 11/4/2016 | 3.1 | 7274 | 72.38 | 100.5 | 10.48 | 0.9095 | 5700 | 85.9
PQ7W97U9 | 3bl LED | 3BL LED | 3BL-LED-RCL-120W (5700K) | Mogul (E39) Screw-Base Replacements for HID Lamps | Mid Output | Replacement Lamps for Outdoor Pole/Arm-mounted Decorative Luminaires (Type B) |  | Standard | FALSE | [9 empty] | 42492 | Not Dimmable | No | Updated 11/4/2016 | 3.1 | 9203 | 76.12 | 120.9 | 9.11 | 0.9036 | 5700 | 85.8
PNVGQKHP | 3bl LED | 3BL LED | 3BL-LED-RCL-27W (5700K) | Mogul (E39) Screw-Base Replacements for HID Lamps | Low Output | Replacement Lamps for Outdoor Pole/Arm-mounted Decorative Luminaires (Type B) |  | Standard | FALSE | [9 empty] | 42492 | Not Dimmable | No |  | 3.1 | 2105 | 78.19 | 26.92 | 18.41 | 0.9058 | 5700 | 83.4
PV55ST1E | 3bl LED | 3BL LED | 3BL-LED-RCL-36W (4000K) | Mogul (E39) Screw-Base Replacements for HID Lamps | Low Output | Replacement Lamps for Parking Garage Luminaires (Type B) |  | Standard | FALSE | [9 empty] | 42492 | Not Dimmable | No |  | 3.1 | 2532 | 70.04 | 36.15 | 17.49 | 0.9053 | 5700 | 83
PXXKXZEQ | 3bl LED | 3BL LED | 3BL-LED-RCL-27W (4500K) | Mogul (E39) Screw-Base Replacements for HID Lamps | Low Output | Replacement Lamps for Parking Garage Luminaires (Type B) |  | Standard | FALSE | [9 empty] | 42492 | Not Dimmable | No |  | 3.1 | 2009 | 74.24 | 27.06 | 18.35 | 0.9068 | 5700 | 82.9
P6T9S7XC | 3bl LED | 3BL LED | 3BL-LED-RCL-36W (5700K) | Mogul (E39) Screw-Base Replacements for HID Lamps | Low Output | Replacement Lamps for Outdoor Pole/Arm-mounted Decorative Luminaires (Type B) |  | Standard | FALSE | [9 empty] | 42492 | Not Dimmable | No |  | 3.1 | 2765 | 76.53 | 36.13 | 17.42 | 0.9082 | 5700 | 82.9
PHZU331B | 3bl LED | 3BL LED | 3BL-LED-RCL-54W (5700K) | Mogul (E39) Screw-Base Replacements for HID Lamps | Low Output | Replacement Lamps for Parking Garage Luminaires (Type B) |  | Standard | FALSE | [9 empty] | 42492 | Not Dimmable | No | Updated 11/4/2016 | 3.1 | 3759 | 68.96 | 54.51 | 16.72 | 0.9254 | 5700 | 82.9
P6XRMSZC | 3bl LED | 3BL LED | 3BL-LED-RCL-54W (5700K) | Mogul (E39) Screw-Base Replacements for HID Lamps | Low Output | Replacement Lamps for Outdoor Pole/Arm-mounted Decorative Luminaires (Type B) |  | Standard | FALSE | [9 empty] | 42492 | Not Dimmable | No |  | 3.1 | 4267 | 78.25 | 54.53 | 16.53 | 0.9239 | 5700 | 82.8
PJHADNXG | 3bl LED | 3BL LED | 3BL-LED-RCL-27W (5000K) | Mogul (E39) Screw-Base Replacements for HID Lamps | Low Output | Replacement Lamps for Outdoor Pole/Arm-mounted Decorative Luminaires (Type B) |  | Standard | FALSE | [9 empty] | 42492 | Not Dimmable | No |  | 3.1 | 2079.1 | 77.28 | 26.91 | 18.46 | 0.9084 | 5000 | 83.9
PMCUW8ZU | 3bl LED | 3BL LED | 3BL-LED-RCL-36W (4500K) | Mogul (E39) Screw-Base Replacements for HID Lamps | Low Output | Replacement Lamps for Parking Garage Luminaires (Type B) |  | Standard | FALSE | [9 empty] | 42492 | Not Dimmable | No |  | 3.1 | 2510.7 | 69.69 | 36.03 | 17.62 | 0.909 | 5000 | 83.9
PJRWMB47 | 3bl LED | 3BL LED | 3BL-LED-RCL-27W (5000K) | Mogul (E39) Screw-Base Replacements for HID Lamps | Low Output | Replacement Lamps for Parking Garage Luminaires (Type B) |  | Standard | FALSE | [9 empty] | 42492 | Not Dimmable | No |  | 3.1 | 1984.4 | 73.38 | 27.05 | 18.33 | 0.9075 | 5000 | 83.6
PYGGRCGD | 3bl LED | 3BL LED | 3BL-LED-RCL-100W (5000K) | Mogul (E39) Screw-Base Replacements for HID Lamps | Mid Output | Replacement Lamps for Outdoor Pole/Arm-mounted Decorative Luminaires (Type B) |  | Standard | FALSE | [9 empty] | 42492 | Not Dimmable | No | Updated 11/4/2016 | 3.1 | 7201 | 71.76 | 100.4 | 10.73 | 0.9087 | 5000 | 83.4
PTSS17NS | 3bl LED | 3BL LED | 3BL-LED-RCL-120W (5000K) | Mogul (E39) Screw-Base Replacements for HID Lamps | Mid Output | Replacement Lamps for Outdoor Pole/Arm-mounted Decorative Luminaires (Type B) |  | Standard | FALSE | [9 empty] | 42492 | Not Dimmable | No | Updated 11/4/2016 | 3.1 | 9115.4 | 75.55 | 120.7 | 9.27 | 0.9075 | 5000 | 83.4
PJHDJNJT | 3bl LED | 3BL LED | 3BL-LED-RCL-36W (5000K) | Mogul (E39) Screw-Base Replacements for HID Lamps | Low Output | Replacement Lamps for Outdoor Pole/Arm-mounted Decorative Luminaires (Type B) |  | Standard | FALSE | [9 empty] | 42492 | Not Dimmable | No |  | 3.1 | 2742.1 | 76.04 | 36.06 | 17.59 | 0.9095 | 5000 | 83.3
PP2S57H3 | 3bl LED | 3BL LED | 3BL-LED-RCL-54W (5000K) | Mogul (E39) Screw-Base Replacements for HID Lamps | Low Output | Replacement Lamps for Outdoor Pole/Arm-mounted Decorative Luminaires (Type B) |  | Standard | FALSE | [9 empty] | 42492 | Not Dimmable | No |  | 3.1 | 4233.1 | 77.32 | 54.75 | 16.37 | 0.9269 | 5000 | 83
P4UDDEF3 | 3bl LED | 3BL LED | 3BL-LED-RCL-54W (3500K) | Mogul (E39) Screw-Base Replacements for HID Lamps | Low Output | Replacement Lamps for Parking Garage Luminaires (Type B) |  | Standard | FALSE | [9 empty] | 42492 | Not Dimmable | No | Updated 11/4/2016 | 3.1 | 3728.9 | 68.11 | 54.75 | 17.62 | 0.909 | 5000 | 81.1
PRJXDE3J | 3bl LED | 3BL LED | 3BL-LED-RCL-27W (4500K) | Mogul (E39) Screw-Base Replacements for HID Lamps | Low Output | Replacement Lamps for Outdoor Pole/Arm-mounted Decorative Luminaires (Type B) |  | Standard | FALSE | [9 empty] | 42492 | Not Dimmable | No |  | 3.1 | 2053.3 | 76.32 | 26.91 | 18.46 | 0.9084 | 4500 | 83.9
P8D4UD6H | 3bl LED | 3BL LED | 3BL-LED-RCL-36W (3000K) | Mogul (E39) Screw-Base Replacements for HID Lamps | Low Output | Replacement Lamps for Parking Garage Luminaires (Type B) |  | Standard | FALSE | [9 empty] | 42492 | Not Dimmable | No |  | 3.1 | 2489.4 | 69.1 | 36.03 | 17.62 | 0.909 | 4500 | 83.9
P7Z5728W | 3bl LED | 3BL LED | 3BL-LED-RCL-27W (3000K) | Mogul (E39) Screw-Base Replacements for HID Lamps | Low Output | Replacement Lamps for Parking Garage Luminaires (Type B) |  | Standard | FALSE | [9 empty] | 42492 | Not Dimmable | No |  | 3.1 | 1959.9 | 72.47 | 27.05 | 18.33 | 0.9075 | 4500 | 83.6
P1XF5UN2 | 3bl LED | 3BL LED | 3BL-LED-RCL-100W (4500K) | Mogul (E39) Screw-Base Replacements for HID Lamps | Mid Output | Replacement Lamps for Outdoor Pole/Arm-mounted Decorative Luminaires (Type B) |  | Standard | FALSE | [9 empty] | 42492 | Not Dimmable | No | Updated 11/4/2016 | 3.1 | 7128.1 | 71.03 | 100.4 | 10.73 | 0.9087 | 4500 | 83.4
PWF6BP8N | 3bl LED | 3BL LED | 3BL-LED-RCL-120W (4500K) | Mogul (E39) Screw-Base Replacements for HID Lamps | Mid Output | Replacement Lamps for Outdoor Pole/Arm-mounted Decorative Luminaires (Type B) |  | Standard | FALSE | [9 empty] | 42492 | Not Dimmable | No | Updated 11/4/2016 | 3.1 | 9027.7 | 74.83 | 120.7 | 9.27 | 0.9075 | 4500 | 83.4
P81THQ2D | 3bl LED | 3BL LED | 3BL-LED-RCL-36W (4500K) | Mogul (E39) Screw-Base Replacements for HID Lamps | Low Output | Replacement Lamps for Outdoor Pole/Arm-mounted Decorative Luminaires (Type B) |  | Standard | FALSE | [9 empty] | 42492 | Not Dimmable | No |  | 3.1 | 2719.2 | 75.41 | 36.06 | 17.59 | 0.9095 | 4500 | 83.3
PYKJ22FZ | 3bl LED | 3BL LED | 3BL-LED-RCL-54W (4500K) | Mogul (E39) Screw-Base Replacements for HID Lamps | Low Output | Replacement Lamps for Outdoor Pole/Arm-mounted Decorative Luminaires (Type B) |  | Standard | FALSE | [9 empty] | 42492 | Not Dimmable | No |  | 3.1 | 4199.1 | 76.7 | 54.75 | 16.37 | 0.9269 | 4500 | 83
P6BG5FJX | 3bl LED | 3BL LED | 3BL-LED-RCL-54W (5000K) | Mogul (E39) Screw-Base Replacements for HID Lamps | Low Output | Replacement Lamps for Parking Garage Luminaires (Type B) |  | Standard | FALSE | [9 empty] | 42492 | Not Dimmable | No | Updated 11/4/2016 | 3.1 | 3698.8 | 67.56 | 54.75 | 17.62 | 0.909 | 4500 | 81.1
PT7J96FC | 3bl LED | 3BL LED | 3BL-LED-RCL-27W (4000K) | Mogul (E39) Screw-Base Replacements for HID Lamps | Low Output | Replacement Lamps for Outdoor Pole/Arm-mounted Decorative Luminaires (Type B) |  | Standard | FALSE | [9 empty] | 42492 | Not Dimmable | No |  | 3.1 | 2027.4 | 75.35 | 26.91 | 18.46 | 0.9084 | 4000 | 83.9
PDGVH198 | 3bl LED | 3BL LED | 3BL-LED-RCL-36W (5700K) | Mogul (E39) Screw-Base Replacements for HID Lamps | Low Output | Replacement Lamps for Parking Garage Luminaires (Type B) |  | Standard | FALSE | [9 empty] | 42492 | Not Dimmable | No |  | 3.1 | 2468.2 | 68.51 | 36.03 | 17.62 | 0.909 | 4000 | 83.9
PE5DU42A | 3bl LED | 3BL LED | 3BL-LED-RCL-27W (5700K) | Mogul (E39) Screw-Base Replacements for HID Lamps | Low Output | Replacement Lamps for Parking Garage Luminaires (Type B) |  | Standard | FALSE | [9 empty] | 42492 | Not Dimmable | No |  | 3.1 | 1935.3 | 71.56 | 27.05 | 18.33 | 0.9075 | 4000 | 83.6
PTRKKQBH | 3bl LED | 3BL LED | 3BL-LED-RCL-100W (4000K) | Mogul (E39) Screw-Base Replacements for HID Lamps | Mid Output | Replacement Lamps for Outdoor Pole/Arm-mounted Decorative Luminaires (Type B) |  | Standard | FALSE | [9 empty] | 42492 | Not Dimmable | No | Updated 11/4/2016 | 3.1 | 7055.1 | 70.3 | 100.4 | 10.73 | 0.9087 | 4000 | 83.4
PBEFCZUR | 3bl LED | 3BL LED | 3BL-LED-RCL-120W (4000K) | Mogul (E39) Screw-Base Replacements for HID Lamps | Mid Output | Replacement Lamps for Outdoor Pole/Arm-mounted Decorative Luminaires (Type B) |  | Standard | FALSE | [9 empty] | 42492 | Not Dimmable | No | Updated 11/4/2016 | 3.1 | 8940.1 | 74.1 | 120.7 | 9.27 | 0.9075 | 4000 | 83.4
P12DD1GZ | 3bl LED | 3BL LED | 3BL-LED-RCL-36W (4000K) | Mogul (E39) Screw-Base Replacements for HID Lamps | Low Output | Replacement Lamps for Outdoor Pole/Arm-mounted Decorative Luminaires (Type B) |  | Standard | FALSE | [9 empty] | 42492 | Not Dimmable | No |  | 3.1 | 2696.3 | 74.77 | 36.06 | 17.59 | 0.9095 | 4000 | 83.3
PEPCSMJR | 3bl LED | 3BL LED | 3BL-LED-RCL-54W (4000K) | Mogul (E39) Screw-Base Replacements for HID Lamps | Low Output | Replacement Lamps for Outdoor Pole/Arm-mounted Decorative Luminaires (Type B) |  | Standard | FALSE | [9 empty] | 42492 | Not Dimmable | No |  | 3.1 | 4165.2 | 76.08 | 54.75 | 16.37 | 0.9269 | 4000 | 83
PHEW3VXX | 3bl LED | 3BL LED | 3BL-LED-RCL-54W (4500K) | Mogul (E39) Screw-Base Replacements for HID Lamps | Low Output | Replacement Lamps for Parking Garage Luminaires (Type B) |  | Standard | FALSE | [9 empty] | 42492 | Not Dimmable | No | Updated 11/4/2016 | 3.1 | 3668.7 | 67.01 | 54.75 | 17.62 | 0.909 | 4000 | 81.1
P53694E8 | 3bl LED | 3BL LED | 3BL-LED-RCL-27W (3500K) | Mogul (E39) Screw-Base Replacements for HID Lamps | Low Output | Replacement Lamps for Outdoor Pole/Arm-mounted Decorative Luminaires (Type B) |  | Standard | FALSE | [9 empty] | 42492 | Not Dimmable | No |  | 3.1 | 2001.5 | 74.39 | 26.91 | 18.46 | 0.9084 | 3500 | 83.9
PV4EUZ3M | 3bl LED | 3BL LED | 3BL-LED-RCL-36W (5000K) | Mogul (E39) Screw-Base Replacements for HID Lamps | Low Output | Replacement Lamps for Parking Garage Luminaires (Type B) |  | Standard | FALSE | [9 empty] | 42492 | Not Dimmable | No |  | 3.1 | 2446.9 | 67.92 | 36.03 | 17.62 | 0.909 | 3500 | 83.9
P544CCF2 | 3bl LED | 3BL LED | 3BL-LED-RCL-27W (4000K) | Mogul (E39) Screw-Base Replacements for HID Lamps | Low Output | Replacement Lamps for Parking Garage Luminaires (Type B) |  | Standard | FALSE | [9 empty] | 42492 | Not Dimmable | No |  | 3.1 | 1910.7 | 70.65 | 27.05 | 18.33 | 0.9075 | 3500 | 83.6
PXHMXE7X | 3bl LED | 3BL LED | 3BL-LED-RCL-100W (3500K) | Mogul (E39) Screw-Base Replacements for HID Lamps | Mid Output | Replacement Lamps for Outdoor Pole/Arm-mounted Decorative Luminaires (Type B) |  | Standard | FALSE | [9 empty] | 42492 | Not Dimmable | No | Updated 11/4/2016 | 3.1 | 6982.1 | 69.58 | 100.4 | 10.73 | 0.9087 | 3500 | 83.4
PCS69SN9 | 3bl LED | 3BL LED | 3BL-LED-RCL-120W (3500K) | Mogul (E39) Screw-Base Replacements for HID Lamps | Mid Output | Replacement Lamps for Outdoor Pole/Arm-mounted Decorative Luminaires (Type B) |  | Standard | FALSE | [9 empty] | 42492 | Not Dimmable | No | Updated 11/4/2016 | 3.1 | 8852.4 | 73.37 | 120.7 | 9.27 | 0.9075 | 3500 | 83.4
PBUJC3FP | 3bl LED | 3BL LED | 3BL-LED-RCL-36W (3500K) | Mogul (E39) Screw-Base Replacements for HID Lamps | Low Output | Replacement Lamps for Outdoor Pole/Arm-mounted Decorative Luminaires (Type B) |  | Standard | FALSE | [9 empty] | 42492 | Not Dimmable | No |  | 3.1 | 2673.4 | 74.14 | 36.06 | 17.59 | 0.9095 | 3500 | 83.3
PBJ8FGY4 | 3bl LED | 3BL LED | 3BL-LED-RCL-54W (3500K) | Mogul (E39) Screw-Base Replacements for HID Lamps | Low Output | Replacement Lamps for Outdoor Pole/Arm-mounted Decorative Luminaires (Type B) |  | Standard | FALSE | [9 empty] | 42492 | Not Dimmable | No |  | 3.1 | 4131.2 | 75.46 | 54.75 | 16.37 | 0.9269 | 3500 | 83
PME4Q755 | 3bl LED | 3BL LED | 3BL-LED-RCL-54W (4000K) | Mogul (E39) Screw-Base Replacements for HID Lamps | Low Output | Replacement Lamps for Parking Garage Luminaires (Type B) |  | Standard | FALSE | [9 empty] | 42492 | Not Dimmable | No | Updated 11/4/2016 | 3.1 | 3638.5 | 66.46 | 54.75 | 17.62 | 0.909 | 3500 | 81.1
PYYWX19P | 3bl LED | 3BL LED | 3BL-LED-RCL-27W (3000K) | Mogul (E39) Screw-Base Replacements for HID Lamps | Low Output | Replacement Lamps for Outdoor Pole/Arm-mounted Decorative Luminaires (Type B) |  | Standard | FALSE | [9 empty] | 42492 | Not Dimmable | No |  | 3.1 | 1975.7 | 73.43 | 26.91 | 18.46 | 0.9084 | 3000 | 83.9
PQ8TWFEV | 3bl LED | 3BL LED | 3BL-LED-RCL-36W (3500K) | Mogul (E39) Screw-Base Replacements for HID Lamps | Low Output | Replacement Lamps for Parking Garage Luminaires (Type B) |  | Standard | FALSE | [9 empty] | 42492 | Not Dimmable | No |  | 3.1 | 2425.6 | 67.33 | 36.03 | 17.62 | 0.909 | 3000 | 83.9
PXGPQEUD | 3bl LED | 3BL LED | 3BL-LED-RCL-27W (3500K) | Mogul (E39) Screw-Base Replacements for HID Lamps | Low Output | Replacement Lamps for Parking Garage Luminaires (Type B) |  | Standard | FALSE | [9 empty] | 42492 | Not Dimmable | No |  | 3.1 | 1886.2 | 69.74 | 27.05 | 18.33 | 0.9075 | 3000 | 83.6
PKZX1U5D | 3bl LED | 3BL LED | 3BL-LED-RCL-100W (3000K) | Mogul (E39) Screw-Base Replacements for HID Lamps | Mid Output | Replacement Lamps for Outdoor Pole/Arm-mounted Decorative Luminaires (Type B) |  | Standard | FALSE | [9 empty] | 42492 | Not Dimmable | No | Updated 11/4/2016 | 3.1 | 6909.2 | 68.85 | 100.4 | 10.73 | 0.9087 | 3000 | 83.4
PF2J5CJU | 3bl LED | 3BL LED | 3BL-LED-RCL-120W (3000K) | Mogul (E39) Screw-Base Replacements for HID Lamps | Mid Output | Replacement Lamps for Outdoor Pole/Arm-mounted Decorative Luminaires (Type B) |  | Standard | FALSE | [9 empty] | 42492 | Not Dimmable | No | Updated 11/4/2016 | 3.1 | 8764.8 | 72.65 | 120.7 | 9.27 | 0.9075 | 3000 | 83.4
P1VCNU6J | 3bl LED | 3BL LED | 3BL-LED-RCL-36W (3000K) | Mogul (E39) Screw-Base Replacements for HID Lamps | Low Output | Replacement Lamps for Outdoor Pole/Arm-mounted Decorative Luminaires (Type B) |  | Standard | FALSE | [9 empty] | 42492 | Not Dimmable | No |  | 3.1 | 2650.5 | 73.5 | 36.06 | 17.59 | 0.9095 | 3000 | 83.3
P37TCPMW | 3bl LED | 3BL LED | 3BL-LED-RCL-54W (3000K) | Mogul (E39) Screw-Base Replacements for HID Lamps | Low Output | Replacement Lamps for Outdoor Pole/Arm-mounted Decorative Luminaires (Type B) |  | Standard | FALSE | [9 empty] | 42492 | Not Dimmable | No |  | 3.1 | 4097.3 | 74.84 | 54.75 | 16.37 | 0.9269 | 3000 | 83
PX9QZVR2 | 3bl LED | 3BL LED | 3BL-LED-RCL-54W (3000K) | Mogul (E39) Screw-Base Replacements for HID Lamps | Low Output | Replacement Lamps for Parking Garage Luminaires (Type B) |  | Standard | FALSE | [9 empty] | 42492 | Not Dimmable | No | Updated 11/4/2016 | 3.1 | 3608.4 | 65.91 | 54.75 | 17.62 | 0.909 | 3000 | 81.1
P7A4GM84 | The Straits Lighting Company LLC | STRAITS LIGHTING | SL915CBA-54W-E39 (2700K) | Mogul (E39) Screw-Base Replacements for HID Lamps | Low Output | Replacement Lamps for Parking Garage Luminaires (Type B) |  | Standard | TRUE | 3443 | 64.68 | 54.98 | 16.72 | 0.9254 | 2693 | 81.1 | 5 |  | 42489 |  | No | Updated 11/4/2016 | 3.1 | 3578.3 | 65.08 | 54.98 | 16.34 | 0.909 | 2700 | 81.1
PY11YNBM | The Straits Lighting Company LLC | STRAITS LIGHTING | SL915CBA-36W-E39 (2700K) | Mogul (E39) Screw-Base Replacements for HID Lamps | Low Output | Replacement Lamps for Parking Garage Luminaires (Type B) |  | Standard | TRUE | 2338.6 | 66.56 | 35.14 | 17.62 | 0.909 | 2809 | 83.9 | 5 | 50000 | 42489 |  | No |  | 3.1 | 2404.3 | 66.97 | 35.9 | 17.62 | 0.909 | 2700 | 83.9
PRJJ68WB | The Straits Lighting Company LLC | STRAITS LIGHTING | SL915CBA-27W-E39 (2700K) | Mogul (E39) Screw-Base Replacements for HID Lamps | Low Output | Replacement Lamps for Outdoor Pole/Arm-mounted Decorative Luminaires (Type B) |  | Standard | TRUE | 1949.8 | 72.51 | 26.89 | 18.46 | 0.9084 | 2792 | 83.9 | 5 | 50000 | 42489 |  | No |  | 3.1 | 1949.8 | 72.51 | 26.89 | 18.46 | 0.9084 | 2700 | 83.9
PEMQF65M | The Straits Lighting Company LLC | STRAITS LIGHTING | SL915CBA-27W-E39 (5700K) | Mogul (E39) Screw-Base Replacements for HID Lamps | Low Output | Replacement Lamps for Outdoor Pole/Arm-mounted Decorative Luminaires (Type B) |  | Standard | FALSE | [9 empty] | 42489 |  | No |  | 3.1 | 2105 | 78.19 | 26.92 | 18.41 | 0.9058 | 5700 | 83.4
PVRH4CT9 | The Straits Lighting Company LLC | STRAITS LIGHTING | SL915CBA-36W-E39 (4000K) | Mogul (E39) Screw-Base Replacements for HID Lamps | Low Output | Replacement Lamps for Parking Garage Luminaires (Type B) |  | Standard | FALSE | [9 empty] | 42489 |  | No |  | 3.1 | 2532 | 70.04 | 36.15 | 17.49 | 0.9053 | 5700 | 83
P8CZ4MS4 | The Straits Lighting Company LLC | STRAITS LIGHTING | SL915CBA-54W-E39 (5700K) | Mogul (E39) Screw-Base Replacements for HID Lamps | Low Output | Replacement Lamps for Parking Garage Luminaires (Type B) |  | Standard | FALSE | [9 empty] | 42489 |  | No | Updated 11/4/2016 | 3.1 | 3759 | 68.96 | 54.51 | 16.72 | 0.9254 | 5700 | 82.9
P2VZ72ZX | The Straits Lighting Company LLC | STRAITS LIGHTING | SL915CBA-27W-E39 (5000K) | Mogul (E39) Screw-Base Replacements for HID Lamps | Low Output | Replacement Lamps for Outdoor Pole/Arm-mounted Decorative Luminaires (Type B) |  | Standard | FALSE | [9 empty] | 42489 |  | No |  | 3.1 | 2079.1 | 77.28 | 26.91 | 18.46 | 0.9084 | 5000 | 83.9
PYYZM9QS | The Straits Lighting Company LLC | STRAITS LIGHTING | SL915CBA-36W-E39 (4500K) | Mogul (E39) Screw-Base Replacements for HID Lamps | Low Output | Replacement Lamps for Parking Garage Luminaires (Type B) |  | Standard | FALSE | [9 empty] | 42489 |  | No |  | 3.1 | 2510.7 | 69.69 | 36.03 | 17.62 | 0.909 | 5000 | 83.9
PV56PB23 | The Straits Lighting Company LLC | STRAITS LIGHTING | SL915CBA-54W-E39 (3500K) | Mogul (E39) Screw-Base Replacements for HID Lamps | Low Output | Replacement Lamps for Parking Garage Luminaires (Type B) |  | Standard | FALSE | [9 empty] | 42489 |  | No | Updated 11/4/2016 | 3.1 | 3728.9 | 68.11 | 54.75 | 17.62 | 0.909 | 5000 | 81.1
PEZWDPJQ | The Straits Lighting Company LLC | STRAITS LIGHTING | SL915CBA-27W-E39 (4500K) | Mogul (E39) Screw-Base Replacements for HID Lamps | Low Output | Replacement Lamps for Outdoor Pole/Arm-mounted Decorative Luminaires (Type B) |  | Standard | FALSE | [9 empty] | 42489 |  | No |  | 3.1 | 2053.3 | 76.32 | 26.91 | 18.46 | 0.9084 | 4500 | 83.9
PHFA12KY | The Straits Lighting Company LLC | STRAITS LIGHTING | SL915CBA-36W-E39 (3000K) | Mogul (E39) Screw-Base Replacements for HID Lamps | Low Output | Replacement Lamps for Parking Garage Luminaires (Type B) |  | Standard | FALSE | [9 empty] | 42489 |  | No |  | 3.1 | 2489.4 | 69.1 | 36.03 | 17.62 | 0.909 | 4500 | 83.9
PPXPN8EG | The Straits Lighting Company LLC | STRAITS LIGHTING | SL915CBA-54W-E39 (5000K) | Mogul (E39) Screw-Base Replacements for HID Lamps | Low Output | Replacement Lamps for Parking Garage Luminaires (Type B) |  | Standard | FALSE | [9 empty] | 42489 |  | No | Updated 11/4/2016 | 3.1 | 3698.8 | 67.56 | 54.75 | 17.62 | 0.909 | 4500 | 81.1
PDAC6G41 | The Straits Lighting Company LLC | STRAITS LIGHTING | SL915CBA-27W-E39 (4000K) | Mogul (E39) Screw-Base Replacements for HID Lamps | Low Output | Replacement Lamps for Outdoor Pole/Arm-mounted Decorative Luminaires (Type B) |  | Standard | FALSE | [9 empty] | 42489 |  | No |  | 3.1 | 2027.4 | 75.35 | 26.91 | 18.46 | 0.9084 | 4000 | 83.9
PQYFAP87 | The Straits Lighting Company LLC | STRAITS LIGHTING | SL915CBA-36W-E39 (5700K) | Mogul (E39) Screw-Base Replacements for HID Lamps | Low Output | Replacement Lamps for Parking Garage Luminaires (Type B) |  | Standard | FALSE | [9 empty] | 42489 |  | No |  | 3.1 | 2468.2 | 68.51 | 36.03 | 17.62 | 0.909 | 4000 | 83.9
PDAV8DUH | The Straits Lighting Company LLC | STRAITS LIGHTING | SL915CBA-54W-E39 (4500K) | Mogul (E39) Screw-Base Replacements for HID Lamps | Low Output | Replacement Lamps for Parking Garage Luminaires (Type B) |  | Standard | FALSE | [9 empty] | 42489 |  | No | Updated 11/4/2016 | 3.1 | 3668.7 | 67.01 | 54.75 | 17.62 | 0.909 | 4000 | 81.1
PPFFFW2E | The Straits Lighting Company LLC | STRAITS LIGHTING | SL915CBA-27W-E39 (3500K) | Mogul (E39) Screw-Base Replacements for HID Lamps | Low Output | Replacement Lamps for Outdoor Pole/Arm-mounted Decorative Luminaires (Type B) |  | Standard | FALSE | [9 empty] | 42489 |  | No |  | 3.1 | 2001.5 | 74.39 | 26.91 | 18.46 | 0.9084 | 3500 | 83.9
P86RAGCU | The Straits Lighting Company LLC | STRAITS LIGHTING | SL915CBA-36W-E39 (5000K) | Mogul (E39) Screw-Base Replacements for HID Lamps | Low Output | Replacement Lamps for Parking Garage Luminaires (Type B) |  | Standard | FALSE | [9 empty] | 42489 |  | No |  | 3.1 | 2446.9 | 67.92 | 36.03 | 17.62 | 0.909 | 3500 | 83.9
P8K8Q8H2 | The Straits Lighting Company LLC | STRAITS LIGHTING | SL915CBA-54W-E39 (4000K) | Mogul (E39) Screw-Base Replacements for HID Lamps | Low Output | Replacement Lamps for Parking Garage Luminaires (Type B) |  | Standard | FALSE | [9 empty] | 42489 |  | No | Updated 11/4/2016 | 3.1 | 3638.5 | 66.46 | 54.75 | 17.62 | 0.909 | 3500 | 81.1
P47PRDZK | The Straits Lighting Company LLC | STRAITS LIGHTING | SL915CBA-27W-E39 (3000K) | Mogul (E39) Screw-Base Replacements for HID Lamps | Low Output | Replacement Lamps for Outdoor Pole/Arm-mounted Decorative Luminaires (Type B) |  | Standard | FALSE | [9 empty] | 42489 |  | No |  | 3.1 | 1975.7 | 73.43 | 26.91 | 18.46 | 0.9084 | 3000 | 83.9
PH2NZQ6W | The Straits Lighting Company LLC | STRAITS LIGHTING | SL915CBA-36W-E39 (3500K) | Mogul (E39) Screw-Base Replacements for HID Lamps | Low Output | Replacement Lamps for Parking Garage Luminaires (Type B) |  | Standard | FALSE | [9 empty] | 42489 |  | No |  | 3.1 | 2425.6 | 67.33 | 36.03 | 17.62 | 0.909 | 3000 | 83.9
PVNE4P96 | The Straits Lighting Company LLC | STRAITS LIGHTING | SL915CBA-54W-E39 (3000K) | Mogul (E39) Screw-Base Replacements for HID Lamps | Low Output | Replacement Lamps for Parking Garage Luminaires (Type B) |  | Standard | FALSE | [9 empty] | 42489 |  | No | Updated 11/4/2016 | 3.1 | 3608.4 | 65.91 | 54.75 | 17.62 | 0.909 | 3000 | 81.1
PWVM664Q | Renesola Zhejiang Ltd | Renesola | RCN054W30K360 [E39/EX39 Base Only] | Mogul (E39) Screw-Base Replacements for HID Lamps | Mid Output | Replacement Lamps for Outdoor Pole/Arm-mounted Decorative Luminaires (Type B) |  | Standard | TRUE | 5416.55 | 104.21 | 51.975 | 13.3 | 0.918 | 3056 | 84.2 | 5 | 50000 | 42488 |  | No |  | 3.1 | 5930.2 | 114.2 | 51.9 | 13.3 | 0.92 | 3000 | 84.2
PD93AF3J | Renesola Zhejiang Ltd | Renesola | RCN075W30K360 [E39/EX39 Base Only] | Mogul (E39) Screw-Base Replacements for HID Lamps | Mid Output | Replacement Lamps for Outdoor Pole/Arm-mounted Decorative Luminaires (Type B) |  | Standard | TRUE | 7244.94 | 104.33 | 69.444 | 14.2 | 0.917 | 3034 | 83.8 | 5 | 50000 | 42488 |  | No |  | 3.1 | 8153.2 | 114.3 | 71.3 | 14.2 | 0.92 | 3000 | 83.8
P3UQHPW2 | Renesola Zhejiang Ltd | Renesola | RCN054W50K360 [E39/EX39 Base Only] | Mogul (E39) Screw-Base Replacements for HID Lamps | Mid Output | Replacement Lamps for Outdoor Pole/Arm-mounted Decorative Luminaires (Type B) |  | Standard | FALSE | [9 empty] | 42488 | Dimmable | No |  | 3.1 | 5930.2 | 114.2 | 51.9 | 13.3 | 0.92 | 5000 | 84.2
PNJA56G4 | Renesola Zhejiang Ltd | Renesola | RCN075W50K360 [E39/EX39 Base Only] | Mogul (E39) Screw-Base Replacements for HID Lamps | Mid Output | Replacement Lamps for Outdoor Pole/Arm-mounted Decorative Luminaires (Type B) |  | Standard | FALSE | [9 empty] | 42488 | Dimmable | No |  | 3.1 | 8153.2 | 114.3 | 71.3 | 14.2 | 0.92 | 5000 | 83.8
PY67EPZH | Renesola Zhejiang Ltd | Renesola | RCN054W45K360 [E39/EX39 Base Only] | Mogul (E39) Screw-Base Replacements for HID Lamps | Mid Output | Replacement Lamps for Outdoor Pole/Arm-mounted Decorative Luminaires (Type B) |  | Standard | FALSE | [9 empty] | 42488 | Dimmable | No |  | 3.1 | 5930.2 | 114.2 | 51.9 | 13.3 | 0.92 | 4500 | 84.2
PYP2SDGM | Renesola Zhejiang Ltd | Renesola | RCN075W45K360 [E39/EX39 Base Only] | Mogul (E39) Screw-Base Replacements for HID Lamps | Mid Output | Replacement Lamps for Outdoor Pole/Arm-mounted Decorative Luminaires (Type B) |  | Standard | FALSE | [9 empty] | 42488 | Dimmable | No |  | 3.1 | 8153.2 | 114.3 | 71.3 | 14.2 | 0.92 | 4500 | 83.8
P87JBVDJ | Renesola Zhejiang Ltd | Renesola | RCN054W40K360 [E39/EX39 Base Only] | Mogul (E39) Screw-Base Replacements for HID Lamps | Mid Output | Replacement Lamps for Outdoor Pole/Arm-mounted Decorative Luminaires (Type B) |  | Standard | FALSE | [9 empty] | 42488 | Dimmable | No |  | 3.1 | 5930.2 | 114.2 | 51.9 | 13.3 | 0.92 | 4000 | 84.2
PK664RV7 | Renesola Zhejiang Ltd | Renesola | RCN075W40K360 [E39/EX39 Base Only] | Mogul (E39) Screw-Base Replacements for HID Lamps | Mid Output | Replacement Lamps for Outdoor Pole/Arm-mounted Decorative Luminaires (Type B) |  | Standard | FALSE | [9 empty] | 42488 | Dimmable | No |  | 3.1 | 8153.2 | 114.3 | 71.3 | 14.2 | 0.92 | 4000 | 83.8
PD7YHJS8 | Renesola Zhejiang Ltd | Renesola | RCN054W35K360 [E39/EX39 Base Only] | Mogul (E39) Screw-Base Replacements for HID Lamps | Mid Output | Replacement Lamps for Outdoor Pole/Arm-mounted Decorative Luminaires (Type B) |  | Standard | FALSE | [9 empty] | 42488 | Dimmable | No |  | 3.1 | 5930.2 | 114.2 | 51.9 | 13.3 | 0.92 | 3500 | 84.2
PEG8CVS3 | Renesola Zhejiang Ltd | Renesola | RCN075W35K360 [E39/EX39 Base Only] | Mogul (E39) Screw-Base Replacements for HID Lamps | Mid Output | Replacement Lamps for Outdoor Pole/Arm-mounted Decorative Luminaires (Type B) |  | Standard | FALSE | [9 empty] | 42488 | Dimmable | No |  | 3.1 | 8153.2 | 114.3 | 71.3 | 14.2 | 0.92 | 3500 | 83.8
PEMP8TQ8 | Lamp Shining Manufacturing Co.Ltd | Lamp Shining | LSCB-40WE39NCG(3000K) | Mogul (E39) Screw-Base Replacements for HID Lamps | Low Output | Replacement Lamps for Outdoor Pole/Arm-mounted Area and Roadway Luminaires (Type B) |  | Standard | TRUE | 2704.449 | 68.432 | 39.52 | 13.51 | 0.9316 | 3135 | 81.3 | 5 | 50000 | 42487 |  | No |  | 3.1 | 4700 | 118 | 40 | 13 | 0.95 | 3000 | 80
PFFFGTV7 | Lamp Shining Manufacturing Co.Ltd | Lamp Shining | LSCB-70WE39NCG(3000K) | Mogul (E39) Screw-Base Replacements for HID Lamps | Low Output | Replacement Lamps for Outdoor Pole/Arm-mounted Area and Roadway Luminaires (Type B) |  | Standard | TRUE | 4562.915 | 67.3 | 67.8 | 13.87 | 0.9302 | 3123 | 81.2 | 5 | 50000 | 42487 |  | No |  | 3.1 | 7700 | 110 | 70 | 14 | 0.95 | 3000 | 80
PAEVCBGA | Lamp Shining Manufacturing Co.Ltd | Lamp Shining | LSCB-50WE39NCG(3000K) | Mogul (E39) Screw-Base Replacements for HID Lamps | Low Output | Replacement Lamps for Outdoor Pole/Arm-mounted Area and Roadway Luminaires (Type B) |  | Standard | TRUE | 3371.598 | 70.183 | 48.04 | 15.06 | 0.9062 | 3124 | 81.4 | 5 | 50000 | 42487 |  | No |  | 3.1 | 5500 | 110 | 50 | 15 | 0.95 | 3000 | 80
PN5RDST7 | HTM Lighting | HTM Lighting | HTM-CLW-LED-150WA1 4000K | Mogul (E39) Screw-Base Replacements for HID Lamps | High Output | Replacement Lamps for Outdoor Pole/Arm-mounted Decorative Luminaires (Type B) |  | Standard | TRUE | 11281 | 76.87 | 146.8 | 13.54 | 0.9327 | 4046 | 83.6 | 5 | 50000 | 42487 |  | No |  | 3.1 | 11281 | 76.87 | 146.8 | 13.54 | 0.9327 | 4000 | 83.6
PUEQV3CU | HTM Lighting | HTM Lighting | HTM-CLW-LED-60WA1E39 4000K | Mogul (E39) Screw-Base Replacements for HID Lamps | Low Output | Replacement Lamps for Outdoor Pole/Arm-mounted Decorative Luminaires (Type B) |  | Standard | TRUE | 3942.4 | 69.73 | 56.54 | 14.46 | 0.9159 | 4058 | 83.5 | 5 | 50000 | 42487 |  | No |  | 3.1 | 4061.8 | 69.88 | 58.12 | 14.46 | 0.9159 | 4000 | 83.5
PAY3B12W | FUTURE ENERGY SYSTEMS | Future Energy Systems | CRN-40-30K-E39 | Mogul (E39) Screw-Base Replacements for HID Lamps | Low Output | Replacement Lamps for Outdoor Pole/Arm-mounted Decorative Luminaires (Type B) |  | Standard | TRUE | 2799.8 | 67.34 | 41.58 | 15.34 | 0.9159 | 3006 | 82.3 | 5 | 50000 | 42487 |  | No |  | 3.1 | 2846 | 67.44 | 42.2 | 15.34 | 0.9159 | 3000 | 82.3
PVYV3SQH | HTM Lighting | HTM Lighting | HTM-CLW-LED-80WA1 4000K | Mogul (E39) Screw-Base Replacements for HID Lamps | Mid Output | Replacement Lamps for Outdoor Pole/Arm-mounted Decorative Luminaires (Type B) |  | Standard | TRUE | 6435 | 80.08 | 80.36 | 13.27 | 0.914 | 5563 | 84.4 | 5 | 50000 | 42487 |  | No |  | 3.1 | 6291.2 | 78.11 | 80.54 | 10.32 | 0.914 | 4000 | 83.4
PMMZRAU8 | HTM Lighting | HTM Lighting | HTM-CLW-LED-40WA1E39 4000K | Mogul (E39) Screw-Base Replacements for HID Lamps | Low Output | Replacement Lamps for Outdoor Pole/Arm-mounted Decorative Luminaires (Type B) |  | Standard | TRUE | 2558.1 | 63.36 | 40.37 | 14.6 | 0.9103 | 4085 | 83.6 | 5 | 50000 | 42487 |  | No |  | 3.1 | 2558.1 | 63.36 | 40.37 | 14.6 | 0.9103 | 4000 | 83.6
PXPZFDZG | FUTURE ENERGY SYSTEMS | Future Energy Systems | CRN-30-30K-E39 | Mogul (E39) Screw-Base Replacements for HID Lamps | Low Output | Replacement Lamps for Outdoor Pole/Arm-mounted Decorative Luminaires (Type B) |  | Standard | TRUE | 2224.5 | 74.32 | 29.93 | 16.5 | 0.9092 | 3013 | 82.3 | 5 | 50000 | 42487 |  | No |  | 3.1 | 2277.9 | 76.72 | 29.69 | 16.5 | 0.9092 | 3000 | 82.3
PZJC93TE | FUTURE ENERGY SYSTEMS | Future Energy Systems | CRN-80-30K-E39 | Mogul (E39) Screw-Base Replacements for HID Lamps | Mid Output | Replacement Lamps for Outdoor Pole/Arm-mounted Decorative Luminaires (Type B) |  | Standard | TRUE | 5186.2 | 68.04 | 76.22 | 19.85 | 0.9057 | 3063 | 82.8 | 5 | 50000 | 42487 |  | No |  | 3.1 | 5255.5 | 68.24 | 77.02 | 19.85 | 0.9057 | 3000 | 82.8
PU7DMRVH | HTM Lighting | HTM Lighting | HTM-CLW-LED-30WA1E39 4000K | Mogul (E39) Screw-Base Replacements for HID Lamps | Low Output | Replacement Lamps for Outdoor Pole/Arm-mounted Decorative Luminaires (Type B) |  | Standard | TRUE | 1947.1 | 64.18 | 30.34 | 14.27 | 0.9048 | 4065 | 83.6 | 5 |  | 42487 |  | No |  | 3.1 | 1947.1 | 64.18 | 30.34 | 14.27 | 0.9048 | 4000 | 83.6
PZ7EP7VN | FUTURE ENERGY SYSTEMS | Future Energy Systems | CRN-80-57K-E39 | Mogul (E39) Screw-Base Replacements for HID Lamps | Mid Output | Replacement Lamps for Outdoor Pole/Arm-mounted Decorative Luminaires (Type B) |  | Standard | FALSE | [9 empty] | 42487 |  | No |  | 3.1 | 5574 | 72.12 | 77.29 | 19.69 | 0.9065 | 5700 | 82.5
PGW4392Y | FUTURE ENERGY SYSTEMS | Future Energy Systems | CRN-40-57K-E39 | Mogul (E39) Screw-Base Replacements for HID Lamps | Low Output | Replacement Lamps for Outdoor Pole/Arm-mounted Decorative Luminaires (Type B) |  | Standard | FALSE | [7 empty] | 5 | 50000 | 42487 |  | No |  | 3.1 | 2975 | 71.57 | 41.57 | 15.42 | 0.9162 | 5700 | 82.3
PSAUWT5X | FUTURE ENERGY SYSTEMS | Future Energy Systems | CRN-80-40K-E39 | Mogul (E39) Screw-Base Replacements for HID Lamps | Mid Output | Replacement Lamps for Outdoor Pole/Arm-mounted Decorative Luminaires (Type B) |  | Standard | FALSE | [9 empty] | 42487 |  | No |  | 3.1 | 5382.9 | 69.77 | 77.16 | 19.85 | 0.9057 | 4000 | 82.8
PX9K2HXD | FUTURE ENERGY SYSTEMS | Future Energy Systems | CRN-40-40K-E39 | Mogul (E39) Screw-Base Replacements for HID Lamps | Low Output | Replacement Lamps for Outdoor Pole/Arm-mounted Decorative Luminaires (Type B) |  | Standard | FALSE | [7 empty] | 5 | 50000 | 42487 |  | No |  | 3.1 | 2897.6 | 69.18 | 41.89 | 15.34 | 0.9159 | 4000 | 82.3
P11A5HBU | HTM Lighting | HTM Lighting | HTM-CLW-LED-40WA1E39 5700K | Mogul (E39) Screw-Base Replacements for HID Lamps | Low Output | Replacement Lamps for Outdoor Pole/Arm-mounted Decorative Luminaires (Type B) |  | Standard | FALSE | [9 empty] | 42487 | Not Dimmable | No |  | 3.1 | 2634 | 64.77 | 40.67 | 14.94 | 0.9116 | 5700 | 84.9
P44Z7ZAW | HTM Lighting | HTM Lighting | HTM-CLW-LED-60WA1E39 5700K | Mogul (E39) Screw-Base Replacements for HID Lamps | Low Output | Replacement Lamps for Outdoor Pole/Arm-mounted Decorative Luminaires (Type B) |  | Standard | FALSE | [9 empty] | 42487 | Not Dimmable | No |  | 3.1 | 4190 | 71.8 | 58.36 | 14.06 | 0.9196 | 5700 | 84.9
PPH5AKZ8 | HTM Lighting | HTM Lighting | HTM-CLW-LED-150WA1 5700K | Mogul (E39) Screw-Base Replacements for HID Lamps | High Output | Replacement Lamps for Outdoor Pole/Arm-mounted Decorative Luminaires (Type B) |  | Standard | FALSE | [9 empty] | 42487 | Not Dimmable | No |  | 3.1 | 11624 | 78.75 | 147.6 | 13.77 | 0.9344 | 5700 | 84.7
PAP8663F | HTM Lighting | HTM Lighting | HTM-CLW-LED-30WA1E39 5700K | Mogul (E39) Screw-Base Replacements for HID Lamps | Low Output | Replacement Lamps for Outdoor Pole/Arm-mounted Decorative Luminaires (Type B) |  | Standard | FALSE | [9 empty] | 42487 | Not Dimmable | No |  | 3.1 | 2009 | 66.04 | 30.42 | 14.81 | 0.9056 | 5700 | 84.5
PMM1MP71 | HTM Lighting | HTM Lighting | HTM-CLW-LED-80WA1 5700K | Mogul (E39) Screw-Base Replacements for HID Lamps | Mid Output | Replacement Lamps for Outdoor Pole/Arm-mounted Decorative Luminaires (Type B) |  | Standard | FALSE | [9 empty] | 42487 | Not Dimmable | No |  | 3.1 | 6435 | 80.08 | 80.36 | 10.32 | 0.9133 | 5700 | 84.4
PPVEF9DE | HTM Lighting | HTM Lighting | HTM-CLW-LED-40WA1E39 5000K | Mogul (E39) Screw-Base Replacements for HID Lamps | Low Output | Replacement Lamps for Outdoor Pole/Arm-mounted Decorative Luminaires (Type B) |  | Standard | FALSE | [9 empty] | 42487 | Not Dimmable | No |  | 3.1 | 2609 | 64.38 | 40.52 | 14.6 | 0.9103 | 5000 | 83.6
PSNK9UNT | HTM Lighting | HTM Lighting | HTM-CLW-LED-30WA1E39 5000K | Mogul (E39) Screw-Base Replacements for HID Lamps | Low Output | Replacement Lamps for Outdoor Pole/Arm-mounted Decorative Luminaires (Type B) |  | Standard | FALSE | [9 empty] | 42487 | Not Dimmable | No |  | 3.1 | 1988 | 65.45 | 30.38 | 14.27 | 0.9048 | 5000 | 83.6
PNAQ79AN | HTM Lighting | HTM Lighting | HTM-CLW-LED-150WA1 5000K | Mogul (E39) Screw-Base Replacements for HID Lamps | High Output | Replacement Lamps for Outdoor Pole/Arm-mounted Decorative Luminaires (Type B) |  | Standard | FALSE | [9 empty] | 42487 | Not Dimmable | No |  | 3.1 | 11509 | 78.19 | 147.2 | 13.54 | 0.9327 | 5000 | 83.6
P8QYD6YW | HTM Lighting | HTM Lighting | HTM-CLW-LED-60WA1E39 5000K | Mogul (E39) Screw-Base Replacements for HID Lamps | Low Output | Replacement Lamps for Outdoor Pole/Arm-mounted Decorative Luminaires (Type B) |  | Standard | FALSE | [9 empty] | 42487 | Not Dimmable | No |  | 3.1 | 4147 | 71.21 | 58.24 | 14.46 | 0.9159 | 5000 | 83.5
P3RG83R2 | HTM Lighting | HTM Lighting | HTM-CLW-LED-80WA1 5000K | Mogul (E39) Screw-Base Replacements for HID Lamps | Mid Output | Replacement Lamps for Outdoor Pole/Arm-mounted Decorative Luminaires (Type B) |  | Standard | FALSE | [9 empty] | 42487 | Not Dimmable | No |  | 3.1 | 6387 | 79.39 | 80.45 | 10.32 | 0.914 | 5000 | 83.4
P2P6KQR5 | HTM Lighting | HTM Lighting | HTM-CLW-LED-40WA1E39 4500K | Mogul (E39) Screw-Base Replacements for HID Lamps | Low Output | Replacement Lamps for Outdoor Pole/Arm-mounted Decorative Luminaires (Type B) |  | Standard | FALSE | [9 empty] | 42487 | Not Dimmable | No |  | 3.1 | 2583 | 63.76 | 40.52 | 14.6 | 0.9103 | 4500 | 83.6
P51SE9VJ | HTM Lighting | HTM Lighting | HTM-CLW-LED-30WA1E39 4500K | Mogul (E39) Screw-Base Replacements for HID Lamps | Low Output | Replacement Lamps for Outdoor Pole/Arm-mounted Decorative Luminaires (Type B) |  | Standard | FALSE | [9 empty] | 42487 | Not Dimmable | No |  | 3.1 | 1968 | 64.77 | 30.38 | 14.27 | 0.9048 | 4500 | 83.6
P2CTMNEZ | HTM Lighting | HTM Lighting | HTM-CLW-LED-150WA1 4500K | Mogul (E39) Screw-Base Replacements for HID Lamps | High Output | Replacement Lamps for Outdoor Pole/Arm-mounted Decorative Luminaires (Type B) |  | Standard | FALSE | [9 empty] | 42487 | Not Dimmable | No |  | 3.1 | 11395 | 77.41 | 147.2 | 13.54 | 0.9327 | 4500 | 83.6
PQ3Z9AKZ | HTM Lighting | HTM Lighting | HTM-CLW-LED-60WA1E39 4500K | Mogul (E39) Screw-Base Replacements for HID Lamps | Low Output | Replacement Lamps for Outdoor Pole/Arm-mounted Decorative Luminaires (Type B) |  | Standard | FALSE | [9 empty] | 42487 | Not Dimmable | No |  | 3.1 | 4105 | 70.48 | 58.24 | 14.46 | 0.9159 | 4500 | 83.5
PHR1WPK9 | HTM Lighting | HTM Lighting | HTM-CLW-LED-80WA1 4500K | Mogul (E39) Screw-Base Replacements for HID Lamps | Mid Output | Replacement Lamps for Outdoor Pole/Arm-mounted Decorative Luminaires (Type B) |  | Standard | FALSE | [9 empty] | 42487 | Not Dimmable | No |  | 3.1 | 6339 | 78.79 | 80.45 | 10.32 | 0.914 | 4500 | 83.4
P1QPZ127 | FUTURE ENERGY SYSTEMS | Future Energy Systems | CRN-30-57K-E39 | Mogul (E39) Screw-Base Replacements for HID Lamps | Low Output | Replacement Lamps for Outdoor Pole/Arm-mounted Decorative Luminaires (Type B) |  | Standard | FALSE | [9 empty] | 42487 | Not Dimmable | No |  | 3.1 | 2471 | 80.44 | 30.72 | 16.27 | 0.9085 | 5700 | 82.8
PAQSCFBV | FUTURE ENERGY SYSTEMS | Future Energy Systems | CRN-30-40K-E39 | Mogul (E39) Screw-Base Replacements for HID Lamps | Low Output | Replacement Lamps for Outdoor Pole/Arm-mounted Decorative Luminaires (Type B) |  | Standard | FALSE | [9 empty] | 42487 | Not Dimmable | No |  | 3.1 | 2355.1 | 77.97 | 30.21 | 16.5 | 0.9092 | 4000 | 82.3
PEJ97YVR | Lamp Shining Manufacturing Co.Ltd | Lamp Shining | LSCB-50WE39NCG(5700K) | Mogul (E39) Screw-Base Replacements for HID Lamps | Low Output | Replacement Lamps for Outdoor Pole/Arm-mounted Area and Roadway Luminaires (Type B) |  | Standard | FALSE | [9 empty] | 42487 | Not Dimmable | No |  | 3.1 | 6400 | 128 | 50 | 15 | 0.95 | 5700 | 80
P14MZMF4 | Lamp Shining Manufacturing Co.Ltd | Lamp Shining | LSCB-70WE39NCG(5700K) | Mogul (E39) Screw-Base Replacements for HID Lamps | Low Output | Replacement Lamps for Outdoor Pole/Arm-mounted Area and Roadway Luminaires (Type B) |  | Standard | FALSE | [9 empty] | 42487 | Not Dimmable | No |  | 3.1 | 8750 | 125 | 70 | 14 | 0.95 | 5700 | 80
PD57SFBP | Lamp Shining Manufacturing Co.Ltd | Lamp Shining | LSCB-40WE39NCG(5700K) | Mogul (E39) Screw-Base Replacements for HID Lamps | Low Output | Replacement Lamps for Outdoor Pole/Arm-mounted Area and Roadway Luminaires (Type B) |  | Standard | FALSE | [9 empty] | 42487 | Not Dimmable | No |  | 3.1 | 5150 | 129 | 40 | 13 | 0.95 | 5700 | 80
P9PJSG94 | Lamp Shining Manufacturing Co.Ltd | Lamp Shining | LSCB-50WE39NCG(5500K) | Mogul (E39) Screw-Base Replacements for HID Lamps | Low Output | Replacement Lamps for Outdoor Pole/Arm-mounted Area and Roadway Luminaires (Type B) |  | Standard | FALSE | [9 empty] | 42487 | Not Dimmable | No |  | 3.1 | 6400 | 128 | 50 | 15 | 0.95 | 5500 | 80
PS24WKUK | Lamp Shining Manufacturing Co.Ltd | Lamp Shining | LSCB-70WE39NCG(5500K) | Mogul (E39) Screw-Base Replacements for HID Lamps | Low Output | Replacement Lamps for Outdoor Pole/Arm-mounted Area and Roadway Luminaires (Type B) |  | Standard | FALSE | [9 empty] | 42487 | Not Dimmable | No |  | 3.1 | 8750 | 125 | 70 | 14 | 0.95 | 5500 | 80
P2DAWRG5 | Lamp Shining Manufacturing Co.Ltd | Lamp Shining | LSCB-40WE39NCG(5500K) | Mogul (E39) Screw-Base Replacements for HID Lamps | Low Output | Replacement Lamps for Outdoor Pole/Arm-mounted Area and Roadway Luminaires (Type B) |  | Standard | FALSE | [9 empty] | 42487 | Not Dimmable | No |  | 3.1 | 5150 | 129 | 40 | 13 | 0.95 | 5500 | 80
PQCS8D6E | Lamp Shining Manufacturing Co.Ltd | Lamp Shining | LSCB-50WE39NCG(5000K) | Mogul (E39) Screw-Base Replacements for HID Lamps | Low Output | Replacement Lamps for Outdoor Pole/Arm-mounted Area and Roadway Luminaires (Type B) |  | Standard | FALSE | [9 empty] | 42487 | Not Dimmable | No |  | 3.1 | 6050 | 121 | 50 | 15 | 0.95 | 5000 | 80
PRKYAK6C | Lamp Shining Manufacturing Co.Ltd | Lamp Shining | LSCB-70WE39NCG(5000K) | Mogul (E39) Screw-Base Replacements for HID Lamps | Low Output | Replacement Lamps for Outdoor Pole/Arm-mounted Area and Roadway Luminaires (Type B) |  | Standard | FALSE | [9 empty] | 42487 | Not Dimmable | No |  | 3.1 | 8400 | 120 | 70 | 14 | 0.95 | 5000 | 80
P2M1361K | Lamp Shining Manufacturing Co.Ltd | Lamp Shining | LSCB-40WE39NCG(5000K) | Mogul (E39) Screw-Base Replacements for HID Lamps | Low Output | Replacement Lamps for Outdoor Pole/Arm-mounted Area and Roadway Luminaires (Type B) |  | Standard | FALSE | [9 empty] | 42487 | Not Dimmable | No |  | 3.1 | 5000 | 125 | 40 | 13 | 0.95 | 5000 | 80
PBAMYSSG | Lamp Shining Manufacturing Co.Ltd | Lamp Shining | LSCB-50WE39NCG(4500K) | Mogul (E39) Screw-Base Replacements for HID Lamps | Low Output | Replacement Lamps for Outdoor Pole/Arm-mounted Area and Roadway Luminaires (Type B) |  | Standard | FALSE | [9 empty] | 42487 | Not Dimmable | No |  | 3.1 | 5750 | 115 | 50 | 15 | 0.95 | 4500 | 80
P2XH9HD7 | Lamp Shining Manufacturing Co.Ltd | Lamp Shining | LSCB-70WE39NCG(4500K) | Mogul (E39) Screw-Base Replacements for HID Lamps | Low Output | Replacement Lamps for Outdoor Pole/Arm-mounted Area and Roadway Luminaires (Type B) |  | Standard | FALSE | [9 empty] | 42487 | Not Dimmable | No |  | 3.1 | 8100 | 116 | 70 | 14 | 0.95 | 4500 | 80
PRX3PC87 | Lamp Shining Manufacturing Co.Ltd | Lamp Shining | LSCB-40WE39NCG(4500K) | Mogul (E39) Screw-Base Replacements for HID Lamps | Low Output | Replacement Lamps for Outdoor Pole/Arm-mounted Area and Roadway Luminaires (Type B) |  | Standard | FALSE | [9 empty] | 42487 | Not Dimmable | No |  | 3.1 | 4920 | 123 | 40 | 13 | 0.95 | 4500 | 80
PX47KWC3 | Lamp Shining Manufacturing Co.Ltd | Lamp Shining | LSCB-50WE39NCG(4000K) | Mogul (E39) Screw-Base Replacements for HID Lamps | Low Output | Replacement Lamps for Outdoor Pole/Arm-mounted Area and Roadway Luminaires (Type B) |  | Standard | FALSE | [9 empty] | 42487 | Not Dimmable | No |  | 3.1 | 5750 | 115 | 50 | 15 | 0.95 | 4000 | 80
P1DWUVEG | Lamp Shining Manufacturing Co.Ltd | Lamp Shining | LSCB-70WE39NCG(4000K) | Mogul (E39) Screw-Base Replacements for HID Lamps | Low Output | Replacement Lamps for Outdoor Pole/Arm-mounted Area and Roadway Luminaires (Type B) |  | Standard | FALSE | [9 empty] | 42487 | Not Dimmable | No |  | 3.1 | 8100 | 116 | 70 | 14 | 0.95 | 4000 | 80
P1WVQ6EY | Lamp Shining Manufacturing Co.Ltd | Lamp Shining | LSCB-40WE39NCG(4000K) | Mogul (E39) Screw-Base Replacements for HID Lamps | Low Output | Replacement Lamps for Outdoor Pole/Arm-mounted Area and Roadway Luminaires (Type B) |  | Standard | FALSE | [9 empty] | 42487 | Not Dimmable | No |  | 3.1 | 4920 | 123 | 40 | 13 | 0.95 | 4000 | 80
PG3DUT2K | Lamp Shining Manufacturing Co.Ltd | Lamp Shining | LSCB-50WE39NCG(3500K) | Mogul (E39) Screw-Base Replacements for HID Lamps | Low Output | Replacement Lamps for Outdoor Pole/Arm-mounted Area and Roadway Luminaires (Type B) |  | Standard | FALSE | [9 empty] | 42487 | Not Dimmable | No |  | 3.1 | 5500 | 110 | 50 | 15 | 0.95 | 3500 | 80
PPBD1XW4 | Lamp Shining Manufacturing Co.Ltd | Lamp Shining | LSCB-70WE39NCG(3500K) | Mogul (E39) Screw-Base Replacements for HID Lamps | Low Output | Replacement Lamps for Outdoor Pole/Arm-mounted Area and Roadway Luminaires (Type B) |  | Standard | FALSE | [9 empty] | 42487 | Not Dimmable | No |  | 3.1 | 7700 | 110 | 70 | 14 | 0.95 | 3500 | 80
PDJQUZ42 | Lamp Shining Manufacturing Co.Ltd | Lamp Shining | LSCB-40WE39NCG(3500K) | Mogul (E39) Screw-Base Replacements for HID Lamps | Low Output | Replacement Lamps for Outdoor Pole/Arm-mounted Area and Roadway Luminaires (Type B) |  | Standard | FALSE | [9 empty] | 42487 | Not Dimmable | No |  | 3.1 | 4700 | 118 | 40 | 13 | 0.95 | 3500 | 80
PN6Y8ECX | Light Efficient Design | N/A | LED-8029M40[ C]-A | Mogul (E39) Screw-Base Replacements for HID Lamps | Low Output | Replacement Lamps for Outdoor Pole/Arm-mounted Decorative Luminaires (Type B) |  | Standard | TRUE | 1704.1 | 70.27 | 24.25 | 19.51 | 0.9293 | 4035 | 82.6 | 5 | 50000 | 42486 |  | No |  | 3.1 | 1704.1 | 70.27 | 24.25 | 19.51 | 0.9293 | 4000 | 82.6
P17Z7EQS | Light Efficient Design | N/A | LED-8029M57[ C]-A | Mogul (E39) Screw-Base Replacements for HID Lamps | Low Output | Replacement Lamps for Outdoor Pole/Arm-mounted Decorative Luminaires (Type B) |  | Standard | FALSE | [9 empty] | 42486 |  | No |  | 3.1 | 1817 | 75.93 | 23.93 | 19.84 | 0.9276 | 5700 | 84.5
PEWC4Q9Y | Light Efficient Design | N/A | LED-8029M50[ C]-A | Mogul (E39) Screw-Base Replacements for HID Lamps | Low Output | Replacement Lamps for Outdoor Pole/Arm-mounted Decorative Luminaires (Type B) |  | Standard | FALSE | [9 empty] | 42486 |  | No |  | 3.1 | 1704.1 | 70.27 | 24.25 | 19.51 | 0.9293 | 5000 | 82.6
PCJCX4JN | Light Efficient Design | N/A | LED-8029M45[ C]-A | Mogul (E39) Screw-Base Replacements for HID Lamps | Low Output | Replacement Lamps for Outdoor Pole/Arm-mounted Decorative Luminaires (Type B) |  | Standard | FALSE | [9 empty] | 42486 |  | No |  | 3.1 | 1704.1 | 70.27 | 24.25 | 19.51 | 0.9293 | 4500 | 82.6
PF6V8R3H | E2 Lighting International Inc. | E2 Lighting | E2CLS-54W-(2700K) | Mogul (E39) Screw-Base Replacements for HID Lamps | Low Output | Replacement Lamps for Parking Garage Luminaires (Type B) |  | Standard | TRUE | 3443 | 64.68 | 54.98 | 16.72 | 0.9254 | 2693 | 81.1 | 5 |  | 42482 |  | No |  | 3.1 | 3578.3 | 65.08 | 54.98 | 16.34 | 0.909 | 2700 | 81.1
PFA3WY8K | E2 Lighting International Inc. | E2 Lighting | E2CLS-27W-(2700K) | Mogul (E39) Screw-Base Replacements for HID Lamps | Low Output | Replacement Lamps for Parking Garage Luminaires (Type B) |  | Standard | TRUE | 1803.9 | 67.21 | 26.84 | 18.33 | 0.9075 | 2788 | 83.6 | 5 | 50000 | 42482 |  | No |  | 3.1 | 1861.6 | 68.87 | 27.03 | 18.33 | 0.9075 | 2700 | 83.6
P2Q18WJK | E2 Lighting International Inc. | E2 Lighting | E2CLS-120W-(2700K) | Mogul (E39) Screw-Base Replacements for HID Lamps | Mid Output | Replacement Lamps for Outdoor Pole/Arm-mounted Decorative Luminaires (Type B) |  | Standard | TRUE | 8677.1 | 72.07 | 120.4 | 9.27 | 0.9075 | 2788 | 83.4 | 5 | 50000 | 42482 |  | No |  | 3.1 | 8677.1 | 72.07 | 120.4 | 9.27 | 0.9075 | 2700 | 83.4
P1S1ERFR | E2 Lighting International Inc. | E2 Lighting | E2CLS-80W-(2700K) | Mogul (E39) Screw-Base Replacements for HID Lamps | Mid Output | Replacement Lamps for Outdoor Pole/Arm-mounted Decorative Luminaires (Type B) |  | Standard | TRUE | 5805.8 | 72.75 | 79.8 | 15.27 | 0.9058 | 2795 | 83.4 | 5 |  | 42482 |  | No |  | 3.1 | 6032.9 | 74.73 | 80.73 | 15.27 | 0.9058 | 2700 | 83.4
PKV3J695 | E2 Lighting International Inc. | E2 Lighting | E2CLS-80W-(5700K) | Mogul (E39) Screw-Base Replacements for HID Lamps | Mid Output | Replacement Lamps for Outdoor Pole/Arm-mounted Decorative Luminaires (Type B) |  | Standard | FALSE | [9 empty] | 42482 |  | No |  | 3.1 | 6412 | 79.89 | 80.26 | 15.39 | 0.9018 | 5700 | 85.9
PVMMNPPZ | E2 Lighting International Inc. | E2 Lighting | E2CLS-120W-(5700K) | Mogul (E39) Screw-Base Replacements for HID Lamps | Mid Output | Replacement Lamps for Outdoor Pole/Arm-mounted Decorative Luminaires (Type B) |  | Standard | FALSE | [9 empty] | 42482 |  | No |  | 3.1 | 9203 | 76.12 | 120.9 | 9.11 | 0.9036 | 5700 | 85.8
PR82Q7UP | E2 Lighting International Inc. | E2 Lighting | E2CLS-27W-(5700K) | Mogul (E39) Screw-Base Replacements for HID Lamps | Low Output | Replacement Lamps for Parking Garage Luminaires (Type B) |  | Standard | FALSE | [9 empty] | 42482 |  | No |  | 3.1 | 2009 | 74.24 | 27.06 | 18.35 | 0.9068 | 5700 | 82.9
P77E9U2W | E2 Lighting International Inc. | E2 Lighting | E2CLS-54W-(5700K) | Mogul (E39) Screw-Base Replacements for HID Lamps | Low Output | Replacement Lamps for Parking Garage Luminaires (Type B) |  | Standard | FALSE | [9 empty] | 42482 |  | No |  | 3.1 | 3759 | 68.96 | 54.51 | 16.72 | 0.9254 | 5700 | 82.9
PY9WJC4M | E2 Lighting International Inc. | E2 Lighting | E2CLS-27W-(5000K) | Mogul (E39) Screw-Base Replacements for HID Lamps | Low Output | Replacement Lamps for Parking Garage Luminaires (Type B) |  | Standard | FALSE | [9 empty] | 42482 |  | No |  | 3.1 | 1984.4 | 73.38 | 27.05 | 18.33 | 0.9075 | 5000 | 83.6
PS2S5QB9 | E2 Lighting International Inc. | E2 Lighting | E2CLS-80W-(5000K) | Mogul (E39) Screw-Base Replacements for HID Lamps | Mid Output | Replacement Lamps for Outdoor Pole/Arm-mounted Decorative Luminaires (Type B) |  | Standard | FALSE | [9 empty] | 42482 |  | No |  | 3.1 | 6348.8 | 78.87 | 80.5 | 15.27 | 0.9058 | 5000 | 83.4
PTJVVYX4 | E2 Lighting International Inc. | E2 Lighting | E2CLS-120W-(5000K) | Mogul (E39) Screw-Base Replacements for HID Lamps | Mid Output | Replacement Lamps for Outdoor Pole/Arm-mounted Decorative Luminaires (Type B) |  | Standard | FALSE | [9 empty] | 42482 |  | No |  | 3.1 | 9115.4 | 75.55 | 120.7 | 9.27 | 0.9075 | 5000 | 83.4
PK1R8UYC | E2 Lighting International Inc. | E2 Lighting | E2CLS-54W-(5000K) | Mogul (E39) Screw-Base Replacements for HID Lamps | Low Output | Replacement Lamps for Parking Garage Luminaires (Type B) |  | Standard | FALSE | [9 empty] | 42482 |  | No |  | 3.1 | 3728.9 | 68.11 | 54.75 | 17.62 | 0.909 | 5000 | 81.1
PZGKQPN7 | E2 Lighting International Inc. | E2 Lighting | E2CLS-27W-(4500K) | Mogul (E39) Screw-Base Replacements for HID Lamps | Low Output | Replacement Lamps for Parking Garage Luminaires (Type B) |  | Standard | FALSE | [9 empty] | 42482 |  | No |  | 3.1 | 1959.9 | 72.47 | 27.05 | 18.33 | 0.9075 | 4500 | 83.6
PY9C2252 | E2 Lighting International Inc. | E2 Lighting | E2CLS-80W-(4500K) | Mogul (E39) Screw-Base Replacements for HID Lamps | Mid Output | Replacement Lamps for Outdoor Pole/Arm-mounted Decorative Luminaires (Type B) |  | Standard | FALSE | [9 empty] | 42482 |  | No |  | 3.1 | 6285.6 | 78.09 | 80.5 | 15.27 | 0.9058 | 4500 | 83.4
PRC5WHKS | E2 Lighting International Inc. | E2 Lighting | E2CLS-120W-(4500K) | Mogul (E39) Screw-Base Replacements for HID Lamps | Mid Output | Replacement Lamps for Outdoor Pole/Arm-mounted Decorative Luminaires (Type B) |  | Standard | FALSE | [9 empty] | 42482 |  | No |  | 3.1 | 9027.7 | 74.83 | 120.7 | 9.27 | 0.9075 | 4500 | 83.4
PS9TWMWT | E2 Lighting International Inc. | E2 Lighting | E2CLS-54W-(4500K) | Mogul (E39) Screw-Base Replacements for HID Lamps | Low Output | Replacement Lamps for Parking Garage Luminaires (Type B) |  | Standard | FALSE | [9 empty] | 42482 |  | No |  | 3.1 | 3698.8 | 67.56 | 54.75 | 17.62 | 0.909 | 4500 | 81.1
P7Q27U5A | E2 Lighting International Inc. | E2 Lighting | E2CLS-27W-(4000K) | Mogul (E39) Screw-Base Replacements for HID Lamps | Low Output | Replacement Lamps for Parking Garage Luminaires (Type B) |  | Standard | FALSE | [9 empty] | 42482 |  | No |  | 3.1 | 1935.3 | 71.56 | 27.05 | 18.33 | 0.9075 | 4000 | 83.6
PR41HQF3 | E2 Lighting International Inc. | E2 Lighting | E2CLS-80W-(4000K) | Mogul (E39) Screw-Base Replacements for HID Lamps | Mid Output | Replacement Lamps for Outdoor Pole/Arm-mounted Decorative Luminaires (Type B) |  | Standard | FALSE | [9 empty] | 42482 |  | No |  | 3.1 | 6222.5 | 77.3 | 80.5 | 15.27 | 0.9058 | 4000 | 83.4
P8SSD52X | E2 Lighting International Inc. | E2 Lighting | E2CLS-120W-(4000K) | Mogul (E39) Screw-Base Replacements for HID Lamps | Mid Output | Replacement Lamps for Outdoor Pole/Arm-mounted Decorative Luminaires (Type B) |  | Standard | FALSE | [9 empty] | 42482 |  | No |  | 3.1 | 8940.1 | 74.1 | 120.7 | 9.27 | 0.9075 | 4000 | 83.4
P1VDCKTR | E2 Lighting International Inc. | E2 Lighting | E2CLS-54W-(4000K) | Mogul (E39) Screw-Base Replacements for HID Lamps | Low Output | Replacement Lamps for Parking Garage Luminaires (Type B) |  | Standard | FALSE | [9 empty] | 42482 |  | No |  | 3.1 | 3668.7 | 67.01 | 54.75 | 17.62 | 0.909 | 4000 | 81.1
P7ZGPED4 | E2 Lighting International Inc. | E2 Lighting | E2CLS-27W-(3500K) | Mogul (E39) Screw-Base Replacements for HID Lamps | Low Output | Replacement Lamps for Parking Garage Luminaires (Type B) |  | Standard | FALSE | [9 empty] | 42482 |  | No |  | 3.1 | 1910.7 | 70.65 | 27.05 | 18.33 | 0.9075 | 3500 | 83.6
PCGT2ZBU | E2 Lighting International Inc. | E2 Lighting | E2CLS-80W-(3500K) | Mogul (E39) Screw-Base Replacements for HID Lamps | Mid Output | Replacement Lamps for Outdoor Pole/Arm-mounted Decorative Luminaires (Type B) |  | Standard | FALSE | [9 empty] | 42482 |  | No |  | 3.1 | 6159.3 | 76.52 | 80.5 | 15.27 | 0.9058 | 3500 | 83.4
PC6S41ZB | E2 Lighting International Inc. | E2 Lighting | E2CLS-120W-(3500K) | Mogul (E39) Screw-Base Replacements for HID Lamps | Mid Output | Replacement Lamps for Outdoor Pole/Arm-mounted Decorative Luminaires (Type B) |  | Standard | FALSE | [9 empty] | 42482 |  | No |  | 3.1 | 8852.4 | 73.37 | 120.7 | 9.27 | 0.9075 | 3500 | 83.4
P5GKZ3CH | E2 Lighting International Inc. | E2 Lighting | E2CLS-54W-(3500K) | Mogul (E39) Screw-Base Replacements for HID Lamps | Low Output | Replacement Lamps for Parking Garage Luminaires (Type B) |  | Standard | FALSE | [9 empty] | 42482 |  | No |  | 3.1 | 3638.5 | 66.46 | 54.75 | 17.62 | 0.909 | 3500 | 81.1
PHCTZCFA | E2 Lighting International Inc. | E2 Lighting | E2CLS-27W-(3000K) | Mogul (E39) Screw-Base Replacements for HID Lamps | Low Output | Replacement Lamps for Parking Garage Luminaires (Type B) |  | Standard | FALSE | [9 empty] | 42482 |  | No |  | 3.1 | 1886.2 | 69.74 | 27.05 | 18.33 | 0.9075 | 3000 | 83.6
PMR6EK3D | E2 Lighting International Inc. | E2 Lighting | E2CLS-80W-(3000K) | Mogul (E39) Screw-Base Replacements for HID Lamps | Mid Output | Replacement Lamps for Outdoor Pole/Arm-mounted Decorative Luminaires (Type B) |  | Standard | FALSE | [9 empty] | 42482 |  | No |  | 3.1 | 6096.1 | 75.73 | 80.5 | 15.27 | 0.9058 | 3000 | 83.4
PUKVZSDQ | E2 Lighting International Inc. | E2 Lighting | E2CLS-120W-(3000K) | Mogul (E39) Screw-Base Replacements for HID Lamps | Mid Output | Replacement Lamps for Outdoor Pole/Arm-mounted Decorative Luminaires (Type B) |  | Standard | FALSE | [9 empty] | 42482 |  | No |  | 3.1 | 8764.8 | 72.65 | 120.7 | 9.27 | 0.9075 | 3000 | 83.4
PWBZECKU | E2 Lighting International Inc. | E2 Lighting | E2CLS-54W-(3000K) | Mogul (E39) Screw-Base Replacements for HID Lamps | Low Output | Replacement Lamps for Parking Garage Luminaires (Type B) |  | Standard | FALSE | [9 empty] | 42482 |  | No |  | 3.1 | 3608.4 | 65.91 | 54.75 | 17.62 | 0.909 | 3000 | 81.1
PGNDN47S | Dongguan Bestwon Lighting Co.Ltd | Bestwon | BWRL-54W-B[E39EX39](2700K) | Mogul (E39) Screw-Base Replacements for HID Lamps | Low Output | Replacement Lamps for Parking Garage Luminaires (Type B) |  | Standard | TRUE | 3740.5 | 68.87 | 54.31 | 15.98 | 0.9207 | 2738 | 83.4 | 5 | 50000 | 42481 |  | No | E39 Base | 3.1 | 3740.5 | 68.87 | 54.31 | 15.98 | 0.9207 | 2700 | 83.4
PQGB8HKU | Dongguan Bestwon Lighting Co.Ltd | Bestwon | BWRL-36W-B[E39EX39](2700K) | Mogul (E39) Screw-Base Replacements for HID Lamps | Low Output | Replacement Lamps for Parking Garage Luminaires (Type B) |  | Standard | TRUE | 2380.5 | 69.14 | 34.43 | 17.96 | 0.9103 | 2741 | 82.8 | 5 | 50000 | 42481 |  | No | E39 Base | 3.1 | 2380.5 | 69.14 | 34.43 | 17.96 | 0.9103 | 2700 | 82.8
PPPMC61Q | Dongguan Bestwon Lighting Co.Ltd | Bestwon | BWRL-27W-B[E39EX39](2700K) | Mogul (E39) Screw-Base Replacements for HID Lamps | Low Output | Replacement Lamps for Parking Garage Luminaires (Type B) |  | Standard | TRUE | 1802 | 69.79 | 25.82 | 18.86 | 0.9039 | 2720 | 82.5 | 5 | 50000 | 42481 |  | No | E39 Base | 3.1 | 1807.8 | 69.88 | 25.87 | 18.86 | 0.9039 | 2700 | 82.5
PWS9HSQU | Dongguan Bestwon Lighting Co.Ltd | Bestwon | BWRL-36W-B[E39EX39](5700K) | Mogul (E39) Screw-Base Replacements for HID Lamps | Low Output | Replacement Lamps for Parking Garage Luminaires (Type B) |  | Standard | FALSE | [9 empty] | 42481 |  | No | E39 Base | 3.1 | 2615 | 75.64 | 34.57 | 17.92 | 0.9111 | 5700 | 82.7
PU2SNBUY | Dongguan Bestwon Lighting Co.Ltd | Bestwon | BWRL-27W-B[E39EX39](5700K) | Mogul (E39) Screw-Base Replacements for HID Lamps | Low Output | Replacement Lamps for Parking Garage Luminaires (Type B) |  | Standard | FALSE | [9 empty] | 42481 |  | No | E39 Base | 3.1 | 1992 | 76.47 | 26.05 | 18.81 | 0.9041 | 5700 | 82.6
P162R6Z3 | Dongguan Bestwon Lighting Co.Ltd | Bestwon | BWRL-54W-B[E39EX39](5700K) | Mogul (E39) Screw-Base Replacements for HID Lamps | Low Output | Replacement Lamps for Parking Garage Luminaires (Type B) |  | Standard | FALSE | [9 empty] | 42481 |  | No | E39 Base | 3.1 | 4047 | 74.34 | 54.44 | 15.93 | 0.9195 | 5700 | 82.4
PSYFHFP2 | Dongguan Bestwon Lighting Co.Ltd | Bestwon | BWRL-54W-B[E39EX39](5000K) | Mogul (E39) Screw-Base Replacements for HID Lamps | Low Output | Replacement Lamps for Parking Garage Luminaires (Type B) |  | Standard | FALSE | [9 empty] | 42481 |  | No | E39 Base | 3.1 | 3995.9 | 73.49 | 54.38 | 15.98 | 0.9207 | 5000 | 83.4
PD5QHQ6G | Dongguan Bestwon Lighting Co.Ltd | Bestwon | BWRL-36W-B[E39EX39](5000K) | Mogul (E39) Screw-Base Replacements for HID Lamps | Low Output | Replacement Lamps for Parking Garage Luminaires (Type B) |  | Standard | FALSE | [9 empty] | 42481 |  | No | E39 Base | 3.1 | 2575.9 | 74.66 | 34.5 | 17.96 | 0.9103 | 5000 | 82.8
PXVD3DGN | Dongguan Bestwon Lighting Co.Ltd | Bestwon | BWRL-27W-B[E39EX39](5000K) | Mogul (E39) Screw-Base Replacements for HID Lamps | Low Output | Replacement Lamps for Parking Garage Luminaires (Type B) |  | Standard | FALSE | [9 empty] | 42481 |  | No | E39 Base | 3.1 | 1961.3 | 75.55 | 25.96 | 18.86 | 0.9039 | 5000 | 82.5
PBJN6EDP | Dongguan Bestwon Lighting Co.Ltd | Bestwon | BWRL-54W-B[E39EX39](4500K) | Mogul (E39) Screw-Base Replacements for HID Lamps | Low Output | Replacement Lamps for Parking Garage Luminaires (Type B) |  | Standard | FALSE | [9 empty] | 42481 |  | No | E39 Base | 3.1 | 3944.8 | 72.55 | 54.38 | 15.98 | 0.9207 | 4500 | 83.4
P64W43UC | Dongguan Bestwon Lighting Co.Ltd | Bestwon | BWRL-36W-B[E39EX39](4500K) | Mogul (E39) Screw-Base Replacements for HID Lamps | Low Output | Replacement Lamps for Parking Garage Luminaires (Type B) |  | Standard | FALSE | [9 empty] | 42481 |  | No | E39 Base | 3.1 | 2536.8 | 73.53 | 34.5 | 17.96 | 0.9103 | 4500 | 82.8
PXAV98CA | Dongguan Bestwon Lighting Co.Ltd | Bestwon | BWRL-27W-B[E39EX39](4500K) | Mogul (E39) Screw-Base Replacements for HID Lamps | Low Output | Replacement Lamps for Parking Garage Luminaires (Type B) |  | Standard | FALSE | [9 empty] | 42481 |  | No | E39 Base | 3.1 | 1930.6 | 74.37 | 25.96 | 18.86 | 0.9039 | 4500 | 82.5
P2GRX83W | Dongguan Bestwon Lighting Co.Ltd | Bestwon | BWRL-54W-B[E39EX39](4000K) | Mogul (E39) Screw-Base Replacements for HID Lamps | Low Output | Replacement Lamps for Parking Garage Luminaires (Type B) |  | Standard | FALSE | [9 empty] | 42481 |  | No | E39 Base | 3.1 | 3893.8 | 71.61 | 54.38 | 15.98 | 0.9207 | 4000 | 83.4
PVKVK22Q | Dongguan Bestwon Lighting Co.Ltd | Bestwon | BWRL-36W-B[E39EX39](4000K) | Mogul (E39) Screw-Base Replacements for HID Lamps | Low Output | Replacement Lamps for Parking Garage Luminaires (Type B) |  | Standard | FALSE | [9 empty] | 42481 |  | No | E39 Base | 3.1 | 2497.8 | 72.4 | 34.5 | 17.96 | 0.9103 | 4000 | 82.8
PSYXBTGD | Dongguan Bestwon Lighting Co.Ltd | Bestwon | BWRL-27W-B[E39EX39](4000K) | Mogul (E39) Screw-Base Replacements for HID Lamps | Low Output | Replacement Lamps for Parking Garage Luminaires (Type B) |  | Standard | FALSE | [9 empty] | 42481 |  | No | E39 Base | 3.1 | 1899.9 | 73.19 | 25.96 | 18.86 | 0.9039 | 4000 | 82.5
PFFKV5MY | Dongguan Bestwon Lighting Co.Ltd | Bestwon | BWRL-54W-B[E39EX39](3500K) | Mogul (E39) Screw-Base Replacements for HID Lamps | Low Output | Replacement Lamps for Parking Garage Luminaires (Type B) |  | Standard | FALSE | [9 empty] | 42481 |  | No | E39 Base | 3.1 | 3842.7 | 70.67 | 54.38 | 15.98 | 0.9207 | 3500 | 83.4
P8GD9XN4 | Dongguan Bestwon Lighting Co.Ltd | Bestwon | BWRL-36W-B[E39EX39](3500K) | Mogul (E39) Screw-Base Replacements for HID Lamps | Low Output | Replacement Lamps for Parking Garage Luminaires (Type B) |  | Standard | FALSE | [9 empty] | 42481 |  | No | E39 Base | 3.1 | 2458.7 | 71.27 | 34.5 | 17.96 | 0.9103 | 3500 | 82.8
PPJRT92S | Dongguan Bestwon Lighting Co.Ltd | Bestwon | BWRL-27W-B[E39EX39](3500K) | Mogul (E39) Screw-Base Replacements for HID Lamps | Low Output | Replacement Lamps for Parking Garage Luminaires (Type B) |  | Standard | FALSE | [9 empty] | 42481 |  | No | E39 Base | 3.1 | 1869.2 | 72 | 25.96 | 18.86 | 0.9039 | 3500 | 82.5
PYSTE113 | Dongguan Bestwon Lighting Co.Ltd | Bestwon | BWRL-54W-B[E39EX39](3000K) | Mogul (E39) Screw-Base Replacements for HID Lamps | Low Output | Replacement Lamps for Parking Garage Luminaires (Type B) |  | Standard | FALSE | [9 empty] | 42481 |  | No | E39 Base | 3.1 | 3791.6 | 69.73 | 54.38 | 15.98 | 0.9207 | 3000 | 83.4
PWVPA85X | Dongguan Bestwon Lighting Co.Ltd | Bestwon | BWRL-36W-B[E39EX39](3000K) | Mogul (E39) Screw-Base Replacements for HID Lamps | Low Output | Replacement Lamps for Parking Garage Luminaires (Type B) |  | Standard | FALSE | [9 empty] | 42481 |  | No | E39 Base | 3.1 | 2419.6 | 70.13 | 34.5 | 17.96 | 0.9103 | 3000 | 82.8
PX7EUUCQ | Dongguan Bestwon Lighting Co.Ltd | Bestwon | BWRL-27W-B[E39EX39](3000K) | Mogul (E39) Screw-Base Replacements for HID Lamps | Low Output | Replacement Lamps for Parking Garage Luminaires (Type B) |  | Standard | FALSE | [9 empty] | 42481 |  | No | E39 Base | 3.1 | 1838.5 | 70.82 | 25.96 | 18.86 | 0.9039 | 3000 | 82.5
PG7CEHQ2 | Renesola Zhejiang Ltd | Renesola | RCN075W27K180 | Mogul (E39) Screw-Base Replacements for HID Lamps | Low Output | Replacement Lamps for Outdoor Full-Cutoff Wall-mounted Area Luminaires (Type B) |  | Standard | TRUE | 4821.912 | 66.601 | 72.4 | 13.3 | 0.912 | 2688 | 82.1 | 5 | 50000 | 42480 |  | No |  | 3.1 | 4821.9 | 66.6 | 72.4 | 13.3 | 0.912 | 2688 | 82.1
PXQAXAUZ | Hyperikon Inc. | Hyperikon | Hyperbox10039-30 | Mogul (E39) Screw-Base Replacements for HID Lamps | Mid Output | Replacement Lamps for Outdoor Pole/Arm-mounted Area and Roadway Luminaires (Type B) |  | Standard | TRUE | 8931.97 | 90.97 | 98.19 | 13.86 | 0.942 | 3119 | 83.5 | 5 | 50000 | 42480 |  | No |  | 3.1 | 10864.682 | 110.582 | 98.25 | 13.86 | 0.976 | 3000 | 83.5
P5AEV1ZP | Renesola Zhejiang Ltd | Renesola | RCN036W27K180 | Mogul (E39) Screw-Base Replacements for HID Lamps | Low Output | Replacement Lamps for Outdoor Full-Cutoff Wall-mounted Area Luminaires (Type B) |  | Standard | TRUE | 2300.109 | 65.344 | 35.2 | 13.1 | 0.913 | 2695 | 82.3 | 5 | 50000 | 42480 |  | No |  | 3.1 | 2300.1 | 65.3 | 35.2 | 13.1 | 0.913 | 2695 | 82.3
PHRHW1H7 | Renesola Zhejiang Ltd | Renesola | RCN054W27K180 | Mogul (E39) Screw-Base Replacements for HID Lamps | Low Output | Replacement Lamps for Outdoor Full-Cutoff Wall-mounted Area Luminaires (Type B) |  | Standard | TRUE | 3376.075 | 66.068 | 51.1 | 13.2 | 0.911 | 2698 | 82.2 | 5 | 50000 | 42480 |  | No |  | 3.1 | 3376 | 66 | 51.1 | 13.2 | 0.911 | 2698 | 82.2
PX4VAJJ9 | Light Efficient Design | N/A | LED-8024M30 [ C] | Mogul (E39) Screw-Base Replacements for HID Lamps | Low Output | Replacement Lamps for Outdoor Pole/Arm-mounted Decorative Luminaires (Type B) |  | Standard | TRUE | 2836.4 | 64.68 | 43.85 | 15.82 | 0.9007 | 3197 | 85.9 | 5 | 50000 | 42480 |  | No |  | 3.1 | 2836.4 | 64.68 | 43.85 | 15.82 | 0.9007 | 3000 | 85.9
P2PVYZ39 | Light Efficient Design | N/A | LED-8024M57 [ C] | Mogul (E39) Screw-Base Replacements for HID Lamps | Low Output | Replacement Lamps for Outdoor Pole/Arm-mounted Decorative Luminaires (Type B) |  | Standard | FALSE | [9 empty] | 42480 |  | No |  | 3.1 | 3213 | 72.06 | 44.59 | 15.57 | 0.9011 | 5700 | 84.2
PMGH4PB2 | Light Efficient Design | N/A | LED-8024M50 [ C] | Mogul (E39) Screw-Base Replacements for HID Lamps | Low Output | Replacement Lamps for Outdoor Pole/Arm-mounted Decorative Luminaires (Type B) |  | Standard | FALSE | [9 empty] | 42480 |  | No |  | 3.1 | 3064 | 68.13 | 44.97 | 15.49 | 0.9002 | 5000 | 84.6
P16VW21E | Light Efficient Design | N/A | LED-8024M45 [ C] | Mogul (E39) Screw-Base Replacements for HID Lamps | Low Output | Replacement Lamps for Outdoor Pole/Arm-mounted Decorative Luminaires (Type B) |  | Standard | FALSE | [9 empty] | 42480 |  | No |  | 3.1 | 3064 | 68.13 | 44.97 | 15.49 | 0.9002 | 4500 | 84.6
P95536GM | Light Efficient Design | N/A | LED-8024M42 [ C] | Mogul (E39) Screw-Base Replacements for HID Lamps | Low Output | Replacement Lamps for Outdoor Pole/Arm-mounted Decorative Luminaires (Type B) |  | Standard | FALSE | [9 empty] | 42480 |  | No |  | 3.1 | 3064 | 68.13 | 44.97 | 15.49 | 0.9002 | 4000 | 84.6
PQ1X4A9A | Light Efficient Design | N/A | LED-8024M35 [ C] | Mogul (E39) Screw-Base Replacements for HID Lamps | Low Output | Replacement Lamps for Outdoor Pole/Arm-mounted Decorative Luminaires (Type B) |  | Standard | FALSE | [9 empty] | 42480 |  | No |  | 3.1 | 2836.4 | 64.68 | 43.85 | 15.82 | 0.9007 | 3500 | 85.9
PP972AFZ | Hyperikon Inc. | Hyperikon | Hyperbox10039-50 | Mogul (E39) Screw-Base Replacements for HID Lamps | Mid Output | Replacement Lamps for Outdoor Pole/Arm-mounted Area and Roadway Luminaires (Type B) |  | Standard | FALSE | [9 empty] | 42480 |  | No |  | 3.1 | 11644.498 | 118.507 | 98.26 | 13.49 | 0.975 | 5000 | 83
P5TN1ZPC | Hyperikon Inc. | Hyperikon | Hyperbox10039-40 | Mogul (E39) Screw-Base Replacements for HID Lamps | Mid Output | Replacement Lamps for Outdoor Pole/Arm-mounted Area and Roadway Luminaires (Type B) |  | Standard | FALSE | [9 empty] | 42480 |  | No |  | 3.1 | 10864.682 | 110.582 | 98.25 | 13.86 | 0.976 | 4000 | 83.5
PZPX5WER | Renesola Zhejiang Ltd | Renesola | RCN075W50K180 | Mogul (E39) Screw-Base Replacements for HID Lamps | Low Output | Replacement Lamps for Outdoor Full-Cutoff Wall-mounted Area Luminaires (Type B) |  | Standard | FALSE | [9 empty] | 42480 | Not Dimmable | No |  | 3.1 | 5075.8 | 71.9 | 70.5 | 13.5 | 0.91 | 4985 | 82.7
P5SZRX2J | Renesola Zhejiang Ltd | Renesola | RCN036W50K180 | Mogul (E39) Screw-Base Replacements for HID Lamps | Low Output | Replacement Lamps for Outdoor Full-Cutoff Wall-mounted Area Luminaires (Type B) |  | Standard | FALSE | [9 empty] | 42480 | Not Dimmable | No |  | 3.1 | 2491.2 | 70.5 | 35.3 | 13.2 | 0.912 | 4985 | 82.5
PRVTR8UT | Renesola Zhejiang Ltd | Renesola | RCN054W50K180 | Mogul (E39) Screw-Base Replacements for HID Lamps | Low Output | Replacement Lamps for Outdoor Full-Cutoff Wall-mounted Area Luminaires (Type B) |  | Standard | FALSE | [9 empty] | 42480 | Not Dimmable | No |  | 3.1 | 3843.2 | 71.1 | 54 | 13.4 | 0.91 | 4977 | 82.5
PBW9ZY3E | Renesola Zhejiang Ltd | Renesola | RCN036W45K180 | Mogul (E39) Screw-Base Replacements for HID Lamps | Low Output | Replacement Lamps for Outdoor Full-Cutoff Wall-mounted Area Luminaires (Type B) |  | Standard | FALSE | [9 empty] | 42480 | Not Dimmable | No |  | 3.1 | 2300.1 | 65.3 | 35.2 | 13.1 | 0.913 | 4500 | 82.3
PVSKEK36 | Renesola Zhejiang Ltd | Renesola | RCN054W45K180 | Mogul (E39) Screw-Base Replacements for HID Lamps | Low Output | Replacement Lamps for Outdoor Full-Cutoff Wall-mounted Area Luminaires (Type B) |  | Standard | FALSE | [9 empty] | 42480 | Not Dimmable | No |  | 3.1 | 3376 | 66 | 51.1 | 13.2 | 0.911 | 4500 | 82.2
P28CVPJ5 | Renesola Zhejiang Ltd | Renesola | RCN075W45K180 | Mogul (E39) Screw-Base Replacements for HID Lamps | Low Output | Replacement Lamps for Outdoor Full-Cutoff Wall-mounted Area Luminaires (Type B) |  | Standard | FALSE | [9 empty] | 42480 | Not Dimmable | No |  | 3.1 | 4821.9 | 66.6 | 72.4 | 13.3 | 0.912 | 4500 | 82.1
PE73DGGR | Renesola Zhejiang Ltd | Renesola | RCN036W40K180 | Mogul (E39) Screw-Base Replacements for HID Lamps | Low Output | Replacement Lamps for Outdoor Full-Cutoff Wall-mounted Area Luminaires (Type B) |  | Standard | FALSE | [9 empty] | 42480 | Not Dimmable | No |  | 3.1 | 2300.1 | 65.3 | 35.2 | 13.1 | 0.913 | 4000 | 82.3
PCXR3CA7 | Renesola Zhejiang Ltd | Renesola | RCN054W40K180 | Mogul (E39) Screw-Base Replacements for HID Lamps | Low Output | Replacement Lamps for Outdoor Full-Cutoff Wall-mounted Area Luminaires (Type B) |  | Standard | FALSE | [9 empty] | 42480 | Not Dimmable | No |  | 3.1 | 3376 | 66 | 51.1 | 13.2 | 0.911 | 4000 | 82.2
P82RG24X | Renesola Zhejiang Ltd | Renesola | RCN075W40K180 | Mogul (E39) Screw-Base Replacements for HID Lamps | Low Output | Replacement Lamps for Outdoor Full-Cutoff Wall-mounted Area Luminaires (Type B) |  | Standard | FALSE | [9 empty] | 42480 | Not Dimmable | No |  | 3.1 | 4821.9 | 66.6 | 72.4 | 13.3 | 0.912 | 4000 | 82.1
P2BF23BB | Renesola Zhejiang Ltd | Renesola | RCN036W35K180 | Mogul (E39) Screw-Base Replacements for HID Lamps | Low Output | Replacement Lamps for Outdoor Full-Cutoff Wall-mounted Area Luminaires (Type B) |  | Standard | FALSE | [9 empty] | 42480 | Not Dimmable | No |  | 3.1 | 2300.1 | 65.3 | 35.2 | 13.1 | 0.913 | 3500 | 82.3
PDMRTT73 | Renesola Zhejiang Ltd | Renesola | RCN054W35K180 | Mogul (E39) Screw-Base Replacements for HID Lamps | Low Output | Replacement Lamps for Outdoor Full-Cutoff Wall-mounted Area Luminaires (Type B) |  | Standard | FALSE | [9 empty] | 42480 | Not Dimmable | No |  | 3.1 | 3376 | 66 | 51.1 | 13.2 | 0.911 | 3500 | 82.2
P424YGA9 | Renesola Zhejiang Ltd | Renesola | RCN075W35K180 | Mogul (E39) Screw-Base Replacements for HID Lamps | Low Output | Replacement Lamps for Outdoor Full-Cutoff Wall-mounted Area Luminaires (Type B) |  | Standard | FALSE | [9 empty] | 42480 | Not Dimmable | No |  | 3.1 | 4821.9 | 66.6 | 72.4 | 13.3 | 0.912 | 3500 | 82.1
P5ZWFR5F | Renesola Zhejiang Ltd | Renesola | RCN036W30K180 | Mogul (E39) Screw-Base Replacements for HID Lamps | Low Output | Replacement Lamps for Outdoor Full-Cutoff Wall-mounted Area Luminaires (Type B) |  | Standard | FALSE | [9 empty] | 42480 | Not Dimmable | No |  | 3.1 | 2300.1 | 65.3 | 35.2 | 13.1 | 0.913 | 3000 | 82.3
PUQCWTU1 | Renesola Zhejiang Ltd | Renesola | RCN054W30K180 | Mogul (E39) Screw-Base Replacements for HID Lamps | Low Output | Replacement Lamps for Outdoor Full-Cutoff Wall-mounted Area Luminaires (Type B) |  | Standard | FALSE | [9 empty] | 42480 | Not Dimmable | No |  | 3.1 | 3376 | 66 | 51.1 | 13.2 | 0.911 | 3000 | 82.2
PEH7E4SF | Renesola Zhejiang Ltd | Renesola | RCN075W30K180 | Mogul (E39) Screw-Base Replacements for HID Lamps | Low Output | Replacement Lamps for Outdoor Full-Cutoff Wall-mounted Area Luminaires (Type B) |  | Standard | FALSE | [9 empty] | 42480 | Not Dimmable | No |  | 3.1 | 4821.9 | 66.6 | 72.4 | 13.3 | 0.912 | 3000 | 82.1
PNXXW8PD | Hyperikon Inc. | Hyperikon | HyperStreet3639-30 | Mogul (E39) Screw-Base Replacements for HID Lamps | Low Output | Replacement Lamps for Outdoor Pole/Arm-mounted Decorative Luminaires (Type B) |  | Standard | TRUE | 2845.8 | 81.4 | 34.95 | 17.04 | 0.9148 | 3138 | 84.9 | 5 | 50000 | 42478 |  | No | Rated data is for bare lamp | 3.1 | 4320 | 120 | 36 | 20 | 0.9 | 3000 | 80
PWBS68G3 | Hyperikon Inc. | Hyperikon | HyperStreet5439-30 | Mogul (E39) Screw-Base Replacements for HID Lamps | Low Output | Replacement Lamps for Outdoor Pole/Arm-mounted Decorative Luminaires (Type B) |  | Standard | TRUE | 3835 | 78.4 | 48.89 | 15.16 | 0.908 | 3145 | 84.7 | 5 | 50000 | 42478 |  | No | Rated data is for bare lamp | 3.1 | 6480 | 120 | 54 | 20 | 0.9 | 3000 | 80
PCA3N3R6 | Hyperikon Inc. | Hyperikon | HyperStreet4539-30 | Mogul (E39) Screw-Base Replacements for HID Lamps | Low Output | Replacement Lamps for Outdoor Pole/Arm-mounted Decorative Luminaires (Type B) |  | Standard | TRUE | 3400.1 | 76.8 | 44.25 | 15.91 | 0.9059 | 3139 | 85.1 | 5 | 50000 | 42478 |  | No | Rated data is for bare lamp | 3.1 | 5400 | 120 | 45 | 20 | 0.9 | 3000 | 80
PBGKGDZZ | Hyperikon Inc. | Hyperikon | HyperStreet2739-30 | Mogul (E39) Screw-Base Replacements for HID Lamps | Low Output | Replacement Lamps for Outdoor Pole/Arm-mounted Decorative Luminaires (Type B) |  | Standard | TRUE | 2295.2 | 84.5 | 27.16 | 22.71 | 0.9041 | 3142 | 84.9 | 5 | 50000 | 42478 |  | No | Rated data is for bare lamp | 3.1 | 3200 | 118.5 | 27 | 20 | 0.9 | 3000 | 80
PW5HE7HF | Hyperikon Inc. | Hyperikon | HyperStreet5439-50 | Mogul (E39) Screw-Base Replacements for HID Lamps | Mid Output | Replacement Lamps for Outdoor Pole/Arm-mounted Decorative Luminaires (Type B) |  | Standard | FALSE | [9 empty] | 42478 |  | No | Rated data is for bare lamp | 3.1 | 6480 | 120 | 54 | 20 | 0.9 | 5000 | 80
PVXWEMVS | Hyperikon Inc. | Hyperikon | HyperStreet4539-50 | Mogul (E39) Screw-Base Replacements for HID Lamps | Low Output | Replacement Lamps for Outdoor Pole/Arm-mounted Decorative Luminaires (Type B) |  | Standard | FALSE | [9 empty] | 42478 |  | No | Rated data is for bare lamp | 3.1 | 5400 | 120 | 45 | 20 | 0.9 | 5000 | 80
PTKBH8EZ | Hyperikon Inc. | Hyperikon | HyperStreet3639-50 | Mogul (E39) Screw-Base Replacements for HID Lamps | Low Output | Replacement Lamps for Outdoor Pole/Arm-mounted Decorative Luminaires (Type B) |  | Standard | FALSE | [9 empty] | 42478 |  | No | Rated data is for bare lamp | 3.1 | 4320 | 120 | 36 | 20 | 0.9 | 5000 | 80
PK2FZF6J | Hyperikon Inc. | Hyperikon | HyperStreet2739-50 | Mogul (E39) Screw-Base Replacements for HID Lamps | Low Output | Replacement Lamps for Outdoor Pole/Arm-mounted Decorative Luminaires (Type B) |  | Standard | FALSE | [9 empty] | 42478 |  | No | Rated data is for bare lamp | 3.1 | 3200 | 118.5 | 27 | 20 | 0.9 | 5000 | 80
PRDRG2VJ | Hyperikon Inc. | Hyperikon | HyperStreet5439-40 | Mogul (E39) Screw-Base Replacements for HID Lamps | Mid Output | Replacement Lamps for Outdoor Pole/Arm-mounted Decorative Luminaires (Type B) |  | Standard | FALSE | [9 empty] | 42478 |  | No | Rated data is for bare lamp | 3.1 | 6480 | 120 | 54 | 20 | 0.9 | 4000 | 80
PGPF25SZ | Hyperikon Inc. | Hyperikon | HyperStreet4539-40 | Mogul (E39) Screw-Base Replacements for HID Lamps | Low Output | Replacement Lamps for Outdoor Pole/Arm-mounted Decorative Luminaires (Type B) |  | Standard | FALSE | [9 empty] | 42478 |  | No | Rated data is for bare lamp | 3.1 | 5400 | 120 | 45 | 20 | 0.9 | 4000 | 80
PP5DFXZ8 | Hyperikon Inc. | Hyperikon | HyperStreet3639-40 | Mogul (E39) Screw-Base Replacements for HID Lamps | Low Output | Replacement Lamps for Outdoor Pole/Arm-mounted Decorative Luminaires (Type B) |  | Standard | FALSE | [9 empty] | 42478 |  | No | Rated data is for bare lamp | 3.1 | 4320 | 120 | 36 | 20 | 0.9 | 4000 | 80
P6SEYTYF | Hyperikon Inc. | Hyperikon | HyperStreet2739-40 | Mogul (E39) Screw-Base Replacements for HID Lamps | Low Output | Replacement Lamps for Outdoor Pole/Arm-mounted Decorative Luminaires (Type B) |  | Standard | FALSE | [9 empty] | 42478 |  | No | Rated data is for bare lamp | 3.1 | 3200 | 118.5 | 27 | 20 | 0.9 | 4000 | 80
PBBDSA5R | GLOBAL TECH LED | Global Tech LED | GTR-WP-5498-HO-HV-BR-NL-SOLY | Mogul (E39) Screw-Base Replacements for HID Lamps | Mid Output | Replacement Lamps for Outdoor Full-Cutoff Wall-mounted Area Luminaires (Type C) |  | Standard | FALSE | [9 empty] | 42478 |  | No |  | 3.1 | 9121 | 77.82 | 117.2 | 13.9 | 0.931 | 5000 | 83
P254EY2E | GLOBAL TECH LED | Global Tech LED | GTR-WP-5498-HI-HV-BR-NL-SOLY | Mogul (E39) Screw-Base Replacements for HID Lamps | Mid Output | Replacement Lamps for Outdoor Full-Cutoff Wall-mounted Area Luminaires (Type C) |  | Standard | FALSE | [9 empty] | 42478 |  | No |  | 3.1 | 7628 | 80.29 | 95 | 13.9 | 0.931 | 5000 | 83
PWAZVRZY | GLOBAL TECH LED | Global Tech LED | GTR-WP-5498-MH-HV-BR-NL-SOLY | Mogul (E39) Screw-Base Replacements for HID Lamps | Mid Output | Replacement Lamps for Outdoor Full-Cutoff Wall-mounted Area Luminaires (Type C) |  | Standard | FALSE | [9 empty] | 42478 |  | No |  | 3.1 | 6432.28 | 75.67 | 85 | 13.9 | 0.931 | 5000 | 83
PT4XNET2 | GLOBAL TECH LED | Global Tech LED | GTR-WP-5498-ML-HV-BR-NL-SOLY | Mogul (E39) Screw-Base Replacements for HID Lamps | Mid Output | Replacement Lamps for Outdoor Full-Cutoff Wall-mounted Area Luminaires (Type C) |  | Standard | FALSE | [9 empty] | 42478 |  | No |  | 3.1 | 5984 | 79.11 | 75.64 | 13.9 | 0.931 | 5000 | 83
P6SHP49Q | GLOBAL TECH LED | Global Tech LED | GTR-WP-M21-HI-SV-BR-NL-SOLY | Mogul (E39) Screw-Base Replacements for HID Lamps | Low Output | Replacement Lamps for Outdoor Full-Cutoff Wall-mounted Area Luminaires (Type C) |  | Standard | FALSE | [9 empty] | 42478 |  | No |  | 3.1 | 4351.18 | 76.34 | 57 | 15.1 | 0.927 | 5000 | 81.8
PF9TJ64V | GLOBAL TECH LED | Global Tech LED | GTR-WP-M21-MH-SV-BR-NL-SOLY | Mogul (E39) Screw-Base Replacements for HID Lamps | Low Output | Replacement Lamps for Outdoor Full-Cutoff Wall-mounted Area Luminaires (Type C) |  | Standard | FALSE | [9 empty] | 42478 |  | No |  | 3.1 | 3596 | 76.23 | 47.17 | 15.1 | 0.927 | 5000 | 81.8
P3RA49E6 | GLOBAL TECH LED | Global Tech LED | GTR-WP-M21-ML-SV-BR-NL-SOLY | Mogul (E39) Screw-Base Replacements for HID Lamps | Low Output | Replacement Lamps for Outdoor Full-Cutoff Wall-mounted Area Luminaires (Type C) |  | Standard | FALSE | [9 empty] | 42478 |  | No |  | 3.1 | 3443 | 88.44 | 38.93 | 15.1 | 0.927 | 5000 | 81.8
PJGDG33E | GLOBAL TECH LED | Global Tech LED | GTR-WP-M21-LO-SV-BR-NL-SOLY | Mogul (E39) Screw-Base Replacements for HID Lamps | Low Output | Replacement Lamps for Outdoor Full-Cutoff Wall-mounted Area Luminaires (Type C) |  | Standard | FALSE | [9 empty] | 42478 |  | No |  | 3.1 | 2463 | 86.39 | 28.51 | 15.1 | 0.927 | 5000 | 81.8
PKUQ867H | GLOBAL TECH LED | Global Tech LED | GTR-WP-5498-HO-SV-BR-NL-SOLY | Mogul (E39) Screw-Base Replacements for HID Lamps | Mid Output | Replacement Lamps for Outdoor Full-Cutoff Wall-mounted Area Luminaires (Type C) |  | Standard | FALSE | [9 empty] | 42478 |  | No |  | 3.1 | 9373.68 | 79.98 | 117.2 | 13.9 | 0.9202 | 5000 | 81.3
PEBFDHHD | GLOBAL TECH LED | Global Tech LED | GTR-WP-5498-HI-SV-BR-NL-SOLY | Mogul (E39) Screw-Base Replacements for HID Lamps | Mid Output | Replacement Lamps for Outdoor Full-Cutoff Wall-mounted Area Luminaires (Type C) |  | Standard | FALSE | [9 empty] | 42478 |  | No |  | 3.1 | 7464 | 78.57 | 95 | 13.9 | 0.9202 | 5000 | 81.3
PFU9ECQW | GLOBAL TECH LED | Global Tech LED | GTR-WP-5498-MH-SV-BR-NL-SOLY | Mogul (E39) Screw-Base Replacements for HID Lamps | Mid Output | Replacement Lamps for Outdoor Full-Cutoff Wall-mounted Area Luminaires (Type C) |  | Standard | FALSE | [9 empty] | 42478 |  | No |  | 3.1 | 6432.28 | 75.67 | 85 | 13.9 | 0.9202 | 5000 | 81.3
PGUQSUZK | GLOBAL TECH LED | Global Tech LED | GTR-WP-5498-ML-SV-BR-NL-SOLY | Mogul (E39) Screw-Base Replacements for HID Lamps | Mid Output | Replacement Lamps for Outdoor Full-Cutoff Wall-mounted Area Luminaires (Type C) |  | Standard | FALSE | [9 empty] | 42478 |  | No |  | 3.1 | 6031.32 | 79.74 | 75.64 | 13.9 | 0.9202 | 5000 | 81.3
PP9NZ39T | GLOBAL TECH LED | Global Tech LED | GTR-WP-M21-HI-SV-GR-NL-SOLY | Mogul (E39) Screw-Base Replacements for HID Lamps | Low Output | Replacement Lamps for Outdoor Full-Cutoff Wall-mounted Area Luminaires (Type C) |  | Standard | FALSE | [9 empty] | 42478 |  | No |  | 3.1 | 4918.72 | 86.29 | 57 | 15.1 | 0.927 | 5000 | 74.5
P526PDRU | GLOBAL TECH LED | Global Tech LED | GTR-WP-M21-MH-SV-GR-NL-SOLY | Mogul (E39) Screw-Base Replacements for HID Lamps | Low Output | Replacement Lamps for Outdoor Full-Cutoff Wall-mounted Area Luminaires (Type C) |  | Standard | FALSE | [9 empty] | 42478 |  | No |  | 3.1 | 4065.04 | 86.18 | 47.17 | 15.1 | 0.927 | 5000 | 74.5
P5QHK6BM | GLOBAL TECH LED | Global Tech LED | GTR-WP-M21-ML-SV-GR-NL-SOLY | Mogul (E39) Screw-Base Replacements for HID Lamps | Low Output | Replacement Lamps for Outdoor Full-Cutoff Wall-mounted Area Luminaires (Type C) |  | Standard | FALSE | [9 empty] | 42478 |  | No |  | 3.1 | 3892.09 | 99.98 | 38.93 | 15.1 | 0.927 | 5000 | 74.5
P3A6NPUS | GLOBAL TECH LED | Global Tech LED | GTR-WP-M21-LO-SV-GR-NL-SOLY | Mogul (E39) Screw-Base Replacements for HID Lamps | Low Output | Replacement Lamps for Outdoor Full-Cutoff Wall-mounted Area Luminaires (Type C) |  | Standard | FALSE | [9 empty] | 42478 |  | No |  | 3.1 | 2784.26 | 97.66 | 28.51 | 15.1 | 0.927 | 5000 | 74.5
PYQX6765 | GLOBAL TECH LED | Global Tech LED | GTR-WP-5498-HI-HV-GR-NL-SOLY | Mogul (E39) Screw-Base Replacements for HID Lamps | Mid Output | Replacement Lamps for Outdoor Full-Cutoff Wall-mounted Area Luminaires (Type C) |  | Standard | FALSE | [9 empty] | 42478 |  | No |  | 3.1 | 8622.96 | 90.77 | 95 | 13.9 | 0.931 | 5000 | 74.5
PSN1DNKD | GLOBAL TECH LED | Global Tech LED | GTR-WP-5498-HI-SV-GR-NL-SOLY | Mogul (E39) Screw-Base Replacements for HID Lamps | Mid Output | Replacement Lamps for Outdoor Full-Cutoff Wall-mounted Area Luminaires (Type C) |  | Standard | FALSE | [9 empty] | 42478 |  | No |  | 3.1 | 8437.57 | 88.82 | 95 | 13.9 | 0.9202 | 5000 | 74.5
PYRK4ADZ | GLOBAL TECH LED | Global Tech LED | GTR-WP-5498-MH-HV-GR-NL-SOLY | Mogul (E39) Screw-Base Replacements for HID Lamps | Mid Output | Replacement Lamps for Outdoor Full-Cutoff Wall-mounted Area Luminaires (Type C) |  | Standard | FALSE | [9 empty] | 42478 |  | No |  | 3.1 | 7271.27 | 85.54 | 85 | 13.9 | 0.931 | 5000 | 74.5
PHJERSKN | GLOBAL TECH LED | Global Tech LED | GTR-WP-5498-MH-SV-GR-NL-SOLY | Mogul (E39) Screw-Base Replacements for HID Lamps | Mid Output | Replacement Lamps for Outdoor Full-Cutoff Wall-mounted Area Luminaires (Type C) |  | Standard | FALSE | [9 empty] | 42478 |  | No |  | 3.1 | 7271.27 | 85.54 | 85 | 13.9 | 0.9202 | 5000 | 74.5
PYGZQBHT | GLOBAL TECH LED | Global Tech LED | GTR-WP-5498-ML-SV-GR-NL-SOLY | Mogul (E39) Screw-Base Replacements for HID Lamps | Mid Output | Replacement Lamps for Outdoor Full-Cutoff Wall-mounted Area Luminaires (Type C) |  | Standard | FALSE | [9 empty] | 42478 |  | No |  | 3.1 | 6818.02 | 90.14 | 75.64 | 13.9 | 0.9202 | 5000 | 74.5
PMSS7QDZ | GLOBAL TECH LED | Global Tech LED | GTR-WP-5498-ML-HV-GR-NL-SOLY | Mogul (E39) Screw-Base Replacements for HID Lamps | Mid Output | Replacement Lamps for Outdoor Full-Cutoff Wall-mounted Area Luminaires (Type C) |  | Standard | FALSE | [9 empty] | 42478 |  | No |  | 3.1 | 6764.52 | 89.43 | 75.64 | 13.9 | 0.931 | 5000 | 74.5
PRJJUP2D | GLOBAL TECH LED | Global Tech LED | GTR-WP-5498-HO-SV-GR-NL-SOLY | Mogul (E39) Screw-Base Replacements for HID Lamps | High Output | Replacement Lamps for Outdoor Full-Cutoff Wall-mounted Area Luminaires (Type C) |  | Standard | FALSE | [9 empty] | 42478 |  | No |  | 3.1 | 10596.33 | 90.41 | 117.2 | 13.9 | 0.9202 | 5000 | 74.5
P6JSNGQH | GLOBAL TECH LED | Global Tech LED | GTR-WP-5498-HO-HV-GR-NL-SOLY | Mogul (E39) Screw-Base Replacements for HID Lamps | High Output | Replacement Lamps for Outdoor Full-Cutoff Wall-mounted Area Luminaires (Type C) |  | Standard | FALSE | [9 empty] | 42478 |  | No |  | 3.1 | 10310.7 | 87.98 | 117.2 | 13.9 | 0.931 | 5000 | 74.5
PRYPXTJU | GLOBAL TECH LED | Global Tech LED | GTR-WP-M21-HI-SV-YW-NL-SOLY | Mogul (E39) Screw-Base Replacements for HID Lamps | Low Output | Replacement Lamps for Outdoor Full-Cutoff Wall-mounted Area Luminaires (Type C) |  | Standard | FALSE | [9 empty] | 42478 |  | No |  | 3.1 | 4729.54 | 82.97 | 57 | 15.1 | 0.927 | 4100 | 74.5
P1WH3F8F | GLOBAL TECH LED | Global Tech LED | GTR-WP-M21-MH-SV-YW-NL-SOLY | Mogul (E39) Screw-Base Replacements for HID Lamps | Low Output | Replacement Lamps for Outdoor Full-Cutoff Wall-mounted Area Luminaires (Type C) |  | Standard | FALSE | [9 empty] | 42478 |  | No |  | 3.1 | 3908.7 | 82.36 | 47.46 | 15.1 | 0.927 | 4100 | 74.5
P84NNGUX | GLOBAL TECH LED | Global Tech LED | GTR-WP-M21-ML-SV-YW-NL-SOLY | Mogul (E39) Screw-Base Replacements for HID Lamps | Low Output | Replacement Lamps for Outdoor Full-Cutoff Wall-mounted Area Luminaires (Type C) |  | Standard | FALSE | [9 empty] | 42478 |  | No |  | 3.1 | 3742.39 | 93.56 | 40 | 15.1 | 0.927 | 4100 | 74.5
P98V2ZCM | GLOBAL TECH LED | Global Tech LED | GTR-WP-M21-LO-SV-YW-NL-SOLY | Mogul (E39) Screw-Base Replacements for HID Lamps | Low Output | Replacement Lamps for Outdoor Full-Cutoff Wall-mounted Area Luminaires (Type C) |  | Standard | FALSE | [9 empty] | 42478 |  | No |  | 3.1 | 2677.17 | 93.9 | 28.51 | 15.1 | 0.889 | 4100 | 74.5
P5QFXWUW | GLOBAL TECH LED | Global Tech LED | GTR-WP-5498-HI-SV-YW-NL-SOLY | Mogul (E39) Screw-Base Replacements for HID Lamps | Mid Output | Replacement Lamps for Outdoor Full-Cutoff Wall-mounted Area Luminaires (Type C) |  | Standard | FALSE | [9 empty] | 42478 |  | No |  | 3.1 | 8113.04 | 85.4 | 95 | 13.9 | 0.9202 | 4100 | 74.5
PDCTW9VQ | GLOBAL TECH LED | Global Tech LED | GTR-WP-5498-MH-HV-YW-NL-SOLY | Mogul (E39) Screw-Base Replacements for HID Lamps | Mid Output | Replacement Lamps for Outdoor Full-Cutoff Wall-mounted Area Luminaires (Type C) |  | Standard | FALSE | [9 empty] | 42478 |  | No |  | 3.1 | 6991.6 | 82.25 | 85 | 13.9 | 0.931 | 4100 | 74.5
P8PHQFK7 | GLOBAL TECH LED | Global Tech LED | GTR-WP-5498-MH-SV-YW-NL-SOLY | Mogul (E39) Screw-Base Replacements for HID Lamps | Mid Output | Replacement Lamps for Outdoor Full-Cutoff Wall-mounted Area Luminaires (Type C) |  | Standard | FALSE | [9 empty] | 42478 |  | No |  | 3.1 | 6991.6 | 82.25 | 85 | 13.9 | 0.9202 | 4100 | 74.5
PZ5393Z2 | GLOBAL TECH LED | Global Tech LED | GTR-WP-5498-ML-SV-YW-NL-SOLY | Mogul (E39) Screw-Base Replacements for HID Lamps | Mid Output | Replacement Lamps for Outdoor Full-Cutoff Wall-mounted Area Luminaires (Type C) |  | Standard | FALSE | [9 empty] | 42478 |  | No |  | 3.1 | 6555.79 | 82.85 | 79.13 | 13.9 | 0.9202 | 4100 | 74.5
PWYJUMFB | GLOBAL TECH LED | Global Tech LED | GTR-WP-5498-HO-SV-YW-NL-SOLY | Mogul (E39) Screw-Base Replacements for HID Lamps | High Output | Replacement Lamps for Outdoor Full-Cutoff Wall-mounted Area Luminaires (Type C) |  | Standard | FALSE | [9 empty] | 42478 |  | No |  | 3.1 | 10188.78 | 85.84 | 118.7 | 13.9 | 0.9202 | 4100 | 74.5
P3SZ9Q7Z | GLOBAL TECH LED | Global Tech LED | GTR-WP-5498-HO-HV-YW-NL-SOLY | Mogul (E39) Screw-Base Replacements for HID Lamps | Mid Output | Replacement Lamps for Outdoor Full-Cutoff Wall-mounted Area Luminaires (Type C) |  | Standard | FALSE | [9 empty] | 42478 |  | No |  | 3.1 | 9914.13 | 84.81 | 116.9 | 12.5 | 0.931 | 4100 | 74.5
PAATX2BH | GLOBAL TECH LED | Global Tech LED | GTR-WP-5498-ML-HV-YW-NL-SOLY | Mogul (E39) Screw-Base Replacements for HID Lamps | Mid Output | Replacement Lamps for Outdoor Full-Cutoff Wall-mounted Area Luminaires (Type C) |  | Standard | FALSE | [9 empty] | 42478 |  | No |  | 3.1 | 6504.35 | 82.2 | 79.13 | 12.5 | 0.931 | 4100 | 74.5
PNGFYF2S | GLOBAL TECH LED | Global Tech LED | GTR-WP-5498-HI-HV-YW-NL-SOLY | Mogul (E39) Screw-Base Replacements for HID Lamps | Mid Output | Replacement Lamps for Outdoor Full-Cutoff Wall-mounted Area Luminaires (Type C) |  | Standard | FALSE | [9 empty] | 42478 |  | No |  | 3.1 | 8291.3 | 83.65 | 99.12 | 8.3 | 0.931 | 4100 | 74.5
P1Z98VCM | GLOBAL TECH LED | Global Tech LED | GTR-WP-5498-MH-HV-BL-NL-SOLY | Mogul (E39) Screw-Base Replacements for HID Lamps | Mid Output | Replacement Lamps for Outdoor Full-Cutoff Wall-mounted Area Luminaires (Type C) |  | Standard | FALSE | [9 empty] | 42478 |  | No |  | 3.1 | 6432.28 | 75.67 | 85 | 13.9 | 0.931 | 4000 | 83
PHCQEU97 | GLOBAL TECH LED | Global Tech LED | GTR-WP-5498-HO-HV-BL-NL-SOLY | Mogul (E39) Screw-Base Replacements for HID Lamps | Mid Output | Replacement Lamps for Outdoor Full-Cutoff Wall-mounted Area Luminaires (Type C) |  | Standard | FALSE | [9 empty] | 42478 |  | No |  | 3.1 | 9121 | 78.02 | 116.9 | 12.5 | 0.931 | 4000 | 83
P8Q6XRQB | GLOBAL TECH LED | Global Tech LED | GTR-WP-5498-ML-HV-BL-NL-SOLY | Mogul (E39) Screw-Base Replacements for HID Lamps | Mid Output | Replacement Lamps for Outdoor Full-Cutoff Wall-mounted Area Luminaires (Type C) |  | Standard | FALSE | [9 empty] | 42478 |  | No |  | 3.1 | 5984 | 75.62 | 79.13 | 12.5 | 0.931 | 4000 | 83
P418J6TK | GLOBAL TECH LED | Global Tech LED | GTR-WP-5498-HI-HV-BL-NL-SOLY | Mogul (E39) Screw-Base Replacements for HID Lamps | Mid Output | Replacement Lamps for Outdoor Full-Cutoff Wall-mounted Area Luminaires (Type C) |  | Standard | FALSE | [9 empty] | 42478 |  | No |  | 3.1 | 7628 | 76.96 | 99.12 | 8.3 | 0.988 | 4000 | 83
PK9GE51E | GLOBAL TECH LED | Global Tech LED | GTR-WP-M21-HI-SV-BL-NL-SOLY | Mogul (E39) Screw-Base Replacements for HID Lamps | Low Output | Replacement Lamps for Outdoor Full-Cutoff Wall-mounted Area Luminaires (Type C) |  | Standard | FALSE | [9 empty] | 42478 |  | No |  | 3.1 | 4351.18 | 76.34 | 57 | 15.1 | 0.927 | 4000 | 81.8
PJYDJWXC | GLOBAL TECH LED | Global Tech LED | GTR-WP-M21-MH-SV-BL-NL-SOLY | Mogul (E39) Screw-Base Replacements for HID Lamps | Low Output | Replacement Lamps for Outdoor Full-Cutoff Wall-mounted Area Luminaires (Type C) |  | Standard | FALSE | [9 empty] | 42478 |  | No |  | 3.1 | 3596 | 75.61 | 47.56 | 15.1 | 0.927 | 4000 | 81.8
PR3A999N | GLOBAL TECH LED | Global Tech LED | GTR-WP-M21-ML-SV-BL-NL-SOLY | Mogul (E39) Screw-Base Replacements for HID Lamps | Low Output | Replacement Lamps for Outdoor Full-Cutoff Wall-mounted Area Luminaires (Type C) |  | Standard | FALSE | [9 empty] | 42478 |  | No |  | 3.1 | 3443 | 88.44 | 38.93 | 15.1 | 0.927 | 4000 | 81.8
P43GAGDZ | GLOBAL TECH LED | Global Tech LED | GTR-WP-M21-LO-SV-BL-NL-SOLY | Mogul (E39) Screw-Base Replacements for HID Lamps | Low Output | Replacement Lamps for Outdoor Full-Cutoff Wall-mounted Area Luminaires (Type C) |  | Standard | FALSE | [9 empty] | 42478 |  | No |  | 3.1 | 2463 | 86.39 | 28.51 | 15.1 | 0.889 | 4000 | 81.8
P95Q6E7N | GLOBAL TECH LED | Global Tech LED | GTR-WP-5498-HO-SV-BL-NL-SOLY | Mogul (E39) Screw-Base Replacements for HID Lamps | Mid Output | Replacement Lamps for Outdoor Full-Cutoff Wall-mounted Area Luminaires (Type C) |  | Standard | FALSE | [9 empty] | 42478 |  | No |  | 3.1 | 9373.68 | 78.97 | 118.7 | 13.9 | 0.9202 | 4000 | 81.3
PK6VEKYH | GLOBAL TECH LED | Global Tech LED | GTR-WP-5498-HI-SV-BL-NL-SOLY | Mogul (E39) Screw-Base Replacements for HID Lamps | Mid Output | Replacement Lamps for Outdoor Full-Cutoff Wall-mounted Area Luminaires (Type C) |  | Standard | FALSE | [9 empty] | 42478 |  | No |  | 3.1 | 7464 | 76.75 | 97.25 | 13.9 | 0.9202 | 4000 | 81.3
PHDCDJGB | GLOBAL TECH LED | Global Tech LED | GTR-WP-5498-MH-SV-BL-NL-SOLY | Mogul (E39) Screw-Base Replacements for HID Lamps | Mid Output | Replacement Lamps for Outdoor Full-Cutoff Wall-mounted Area Luminaires (Type C) |  | Standard | FALSE | [9 empty] | 42478 |  | No |  | 3.1 | 6432.28 | 75.67 | 85 | 13.9 | 0.9202 | 4000 | 81.3
PBTXVV8V | GLOBAL TECH LED | Global Tech LED | GTR-WP-5498-ML-SV-BL-NL-SOLY | Mogul (E39) Screw-Base Replacements for HID Lamps | Mid Output | Replacement Lamps for Outdoor Full-Cutoff Wall-mounted Area Luminaires (Type C) |  | Standard | FALSE | [9 empty] | 42478 |  | No |  | 3.1 | 6031.32 | 76.22 | 79.13 | 13.9 | 0.95 | 4000 | 81.3
PMYK4RUQ | Metro LED | Metro LED | ML-CB-150WI 4000K | Mogul (E39) Screw-Base Replacements for HID Lamps | High Output | Replacement Lamps for Outdoor Pole/Arm-mounted Decorative Luminaires (Type B) |  | Standard | TRUE | 11281 | 76.87 | 146.8 | 13.54 | 0.9327 | 4046 | 83.6 | 5 | 50000 | 42475 |  | No |  | 3.1 | 11281 | 76.87 | 146.8 | 13.54 | 0.9327 | 4000 | 83.6
P4Z35HNH | Industrolux | Industrolux | CLS-54w-A(2700k) | Mogul (E39) Screw-Base Replacements for HID Lamps | Low Output | Replacement Lamps for Outdoor Pole/Arm-mounted Decorative Luminaires (Type B) |  | Standard | TRUE | 4063.3 | 73.93 | 54.96 | 16.37 | 0.9269 | 2743 | 83 | 5 | 50000 | 42475 |  | No |  | 3.1 | 4063.3 | 73.93 | 54.96 | 16.37 | 0.9269 | 2700 | 83
PDJ9M2AB | Venture Lighting International | Venture Lighting International | VL1-OR054-27E39-AE00 | Mogul (E39) Screw-Base Replacements for HID Lamps | Low Output | Replacement Lamps for Outdoor Pole/Arm-mounted Decorative Luminaires (Type B) |  | Standard | TRUE | 4947.97 | 88.15 | 56.13 | 15.2 | 0.924 | 2680 | 82.7 | 5 | 50000 | 42475 |  | No | IDO-802-54W-EX39(2700K) | 3.1 | 4860 | 90 | 54 | 15 | 0.9 | 2700 | 80
PM4P5W5J | Venture Lighting International | Venture Lighting International | VL1-OR045-27E39-AE00 | Mogul (E39) Screw-Base Replacements for HID Lamps | Low Output | Replacement Lamps for Outdoor Pole/Arm-mounted Decorative Luminaires (Type B) |  | Standard | TRUE | 4195.1 | 90.67 | 46.27 | 13.9 | 0.918 | 2687 | 83.1 | 5 | 50000 | 42475 |  | No | IDO-802-45W-EX39(2700K) | 3.1 | 4050 | 90 | 45 | 15 | 0.9 | 2700 | 80
PN87FA4V | Metro LED | Metro LED | ML-CB-60WI 4000K | Mogul (E39) Screw-Base Replacements for HID Lamps | Low Output | Replacement Lamps for Outdoor Pole/Arm-mounted Decorative Luminaires (Type B) |  | Standard | TRUE | 3942.4 | 69.73 | 56.54 | 14.46 | 0.9159 | 4058 | 83.5 | 5 | 50000 | 42475 |  | No |  | 3.1 | 4061.8 | 69.88 | 58.12 | 14.46 | 0.9159 | 4000 | 83.5
PGZQKDJG | Venture Lighting International | Venture Lighting International | Â OR100-40E39 | Mogul (E39) Screw-Base Replacements for HID Lamps | Mid Output | Replacement Lamps for Outdoor Pole/Arm-mounted Decorative Luminaires (Type B) |  | Standard | TRUE | 7678.1 | 77.6 | 98.95 | 13.66 | 0.9148 | 5496 | 84 | 5 | 50000 | 42475 |  | No |  | 3.1 | 7678.1 | 77.6 | 98.95 | 13.66 | 0.9148 | 4000 | 83.4
PKD2UXQT | Metro LED | Metro LED | ML-CB-100WI 4000K | Mogul (E39) Screw-Base Replacements for HID Lamps | Mid Output | Replacement Lamps for Outdoor Pole/Arm-mounted Decorative Luminaires (Type B) |  | Standard | TRUE | 7678.1 | 77.6 | 98.95 | 13.66 | 0.9148 | 5496 | 84 | 5 | 50000 | 42475 |  | No |  | 3.1 | 7678.1 | 77.6 | 98.95 | 13.66 | 0.9148 | 4000 | 83.4
P95ESQSE | Metro LED | Metro LED | ML-CB-80WI 4000K | Mogul (E39) Screw-Base Replacements for HID Lamps | Mid Output | Replacement Lamps for Outdoor Pole/Arm-mounted Decorative Luminaires (Type B) |  | Standard | TRUE | 6435 | 80.08 | 80.36 | 13.27 | 0.914 | 5563 | 84.4 | 5 | 50000 | 42475 |  | No |  | 3.1 | 6291.2 | 78.11 | 80.54 | 10.32 | 0.914 | 4000 | 83.4
P3WZGSRP | Venture Lighting International | Venture Lighting International | VL1-OR027-27E39-AE00 | Mogul (E39) Screw-Base Replacements for HID Lamps | Low Output | Replacement Lamps for Outdoor Pole/Arm-mounted Decorative Luminaires (Type B) |  | Standard | TRUE | 2461.88 | 87.33 | 28.19 | 15.6 | 0.912 | 2675 | 82.8 | 5 | 50000 | 42475 |  | No | IDO-802-27W-EX39(2700K) | 3.1 | 2430 | 90 | 27 | 15 | 0.9 | 2700 | 80
PNN2MM52 | Metro LED | Metro LED | ML-CB-40WI 4000K | Mogul (E39) Screw-Base Replacements for HID Lamps | Low Output | Replacement Lamps for Outdoor Pole/Arm-mounted Decorative Luminaires (Type B) |  | Standard | TRUE | 2558.1 | 63.36 | 40.37 | 14.6 | 0.9103 | 4085 | 83.6 | 5 | 50000 | 42475 |  | No |  | 3.1 | 2558.1 | 63.36 | 40.37 | 14.6 | 0.9103 | 4000 | 83.6
PUHCKJN3 | Venture Lighting International | Venture Lighting International | VL1-OR036-27E39-AE00 | Mogul (E39) Screw-Base Replacements for HID Lamps | Low Output | Replacement Lamps for Outdoor Pole/Arm-mounted Decorative Luminaires (Type B) |  | Standard | TRUE | 3308.94 | 88.52 | 37.38 | 14.4 | 0.91 | 2677 | 82.7 | 5 | 50000 | 42475 |  | No | IDO-802-36W-EX39(2700K) | 3.1 | 3240 | 90 | 36 | 15 | 0.9 | 2700 | 80
PAHXGNAN | Industrolux | Industrolux | CLS-36w-A(2700K) | Mogul (E39) Screw-Base Replacements for HID Lamps | Low Output | Replacement Lamps for Outdoor Pole/Arm-mounted Decorative Luminaires (Type B) |  | Standard | TRUE | 2627.6 | 73.01 | 35.99 | 17.59 | 0.9095 | 2790 | 83.3 | 5 | 50000 | 42475 |  | No |  | 3.1 | 2627.6 | 73.01 | 35.99 | 17.59 | 0.9095 | 2700 | 83.3
PEZPFCAW | Industrolux | Industrolux | CLS-100w-A(2700k) | Mogul (E39) Screw-Base Replacements for HID Lamps | Mid Output | Replacement Lamps for Outdoor Pole/Arm-mounted Decorative Luminaires (Type B) |  | Standard | TRUE | 6836.2 | 68.23 | 100.2 | 10.73 | 0.9087 | 2784 | 83.4 | 5 | 50000 | 42475 |  | No |  | 3.1 | 6836.2 | 68.23 | 100.2 | 10.73 | 0.9087 | 2700 | 83.4
PBVJZB3M | Industrolux | Industrolux | CLS-27w-A(2700K) | Mogul (E39) Screw-Base Replacements for HID Lamps | Low Output | Replacement Lamps for Outdoor Pole/Arm-mounted Decorative Luminaires (Type B) |  | Standard | TRUE | 1949.8 | 72.51 | 26.89 | 18.46 | 0.9084 | 2792 | 83.9 | 5 | 50000 | 42475 |  | No |  | 3.1 | 1949.8 | 72.51 | 26.89 | 18.46 | 0.9084 | 2700 | 83.9
P4M7ZAF7 | Industrolux | Industrolux | CLS-120w-A(2700k) | Mogul (E39) Screw-Base Replacements for HID Lamps | Mid Output | Replacement Lamps for Outdoor Pole/Arm-mounted Decorative Luminaires (Type B) |  | Standard | TRUE | 8677.1 | 72.07 | 120.4 | 9.27 | 0.9075 | 2788 | 83.4 | 5 | 50000 | 42475 |  | No |  | 3.1 | 8677.1 | 72.07 | 120.4 | 9.27 | 0.9075 | 2700 | 83.4
P3JPDSBW | Metro LED | Metro LED | ML-CB-30WI 4000K | Mogul (E39) Screw-Base Replacements for HID Lamps | Low Output | Replacement Lamps for Outdoor Pole/Arm-mounted Decorative Luminaires (Type B) |  | Standard | TRUE | 1947.1 | 64.18 | 30.34 | 14.27 | 0.9048 | 4065 | 83.6 | 5 |  | 42475 |  | No |  | 3.1 | 1947.1 | 64.18 | 30.34 | 14.27 | 0.9048 | 4000 | 83.6
PWMRCG2Z | Industrolux | Industrolux | CLS-100w-A(5700k) | Mogul (E39) Screw-Base Replacements for HID Lamps | Mid Output | Replacement Lamps for Outdoor Pole/Arm-mounted Decorative Luminaires (Type B) |  | Standard | FALSE | [9 empty] | 42475 |  | No |  | 3.1 | 7274 | 72.38 | 100.5 | 10.48 | 0.9095 | 5700 | 85.9
PPZFPJ6Q | Industrolux | Industrolux | CLS-120w-A(5700k) | Mogul (E39) Screw-Base Replacements for HID Lamps | Mid Output | Replacement Lamps for Outdoor Pole/Arm-mounted Decorative Luminaires (Type B) |  | Standard | FALSE | [9 empty] | 42475 |  | No |  | 3.1 | 9203 | 76.12 | 120.9 | 9.11 | 0.9036 | 5700 | 85.8
PZNWQ341 | Industrolux | Industrolux | CLS-27w-A(5700K) | Mogul (E39) Screw-Base Replacements for HID Lamps | Low Output | Replacement Lamps for Outdoor Pole/Arm-mounted Decorative Luminaires (Type B) |  | Standard | FALSE | [9 empty] | 42475 |  | No |  | 3.1 | 2105 | 78.19 | 26.92 | 18.41 | 0.9058 | 5700 | 83.4
P5M941EY | Industrolux | Industrolux | CLS-36w-A(5700K) | Mogul (E39) Screw-Base Replacements for HID Lamps | Low Output | Replacement Lamps for Outdoor Pole/Arm-mounted Decorative Luminaires (Type B) |  | Standard | FALSE | [9 empty] | 42475 |  | No |  | 3.1 | 2765 | 76.53 | 36.13 | 17.42 | 0.9082 | 5700 | 82.9
P3M3UHAW | Industrolux | Industrolux | CLS-54w-A(5700k) | Mogul (E39) Screw-Base Replacements for HID Lamps | Low Output | Replacement Lamps for Outdoor Pole/Arm-mounted Decorative Luminaires (Type B) |  | Standard | FALSE | [9 empty] | 42475 |  | No |  | 3.1 | 4267 | 78.25 | 54.53 | 16.53 | 0.9239 | 5700 | 82.8
PNJASSAY | Industrolux | Industrolux | CLS-27w-A(5000K) | Mogul (E39) Screw-Base Replacements for HID Lamps | Low Output | Replacement Lamps for Outdoor Pole/Arm-mounted Decorative Luminaires (Type B) |  | Standard | FALSE | [9 empty] | 42475 |  | No |  | 3.1 | 2079.1 | 77.28 | 26.91 | 18.46 | 0.9084 | 5000 | 83.9
PD31WZ95 | Industrolux | Industrolux | CLS-100w-A(5000k) | Mogul (E39) Screw-Base Replacements for HID Lamps | Mid Output | Replacement Lamps for Outdoor Pole/Arm-mounted Decorative Luminaires (Type B) |  | Standard | FALSE | [9 empty] | 42475 |  | No |  | 3.1 | 7201 | 71.76 | 100.4 | 10.73 | 0.9087 | 5000 | 83.4
PXHXT4W6 | Industrolux | Industrolux | CLS-120w-A(5000k) | Mogul (E39) Screw-Base Replacements for HID Lamps | Mid Output | Replacement Lamps for Outdoor Pole/Arm-mounted Decorative Luminaires (Type B) |  | Standard | FALSE | [9 empty] | 42475 |  | No |  | 3.1 | 9115.4 | 75.55 | 120.7 | 9.27 | 0.9075 | 5000 | 83.4
P4UXHM6Z | Industrolux | Industrolux | CLS-36w-A(5000K) | Mogul (E39) Screw-Base Replacements for HID Lamps | Low Output | Replacement Lamps for Outdoor Pole/Arm-mounted Decorative Luminaires (Type B) |  | Standard | FALSE | [9 empty] | 42475 |  | No |  | 3.1 | 2742.1 | 76.04 | 36.06 | 17.59 | 0.9095 | 5000 | 83.3
PSWSKV5T | Industrolux | Industrolux | CLS-54w-A(5000k) | Mogul (E39) Screw-Base Replacements for HID Lamps | Low Output | Replacement Lamps for Outdoor Pole/Arm-mounted Decorative Luminaires (Type B) |  | Standard | FALSE | [9 empty] | 42475 |  | No |  | 3.1 | 4233.1 | 77.32 | 54.75 | 16.37 | 0.9269 | 5000 | 83
P585CG5W | Industrolux | Industrolux | CLS-27w-A(4500K) | Mogul (E39) Screw-Base Replacements for HID Lamps | Low Output | Replacement Lamps for Outdoor Pole/Arm-mounted Decorative Luminaires (Type B) |  | Standard | FALSE | [9 empty] | 42475 |  | No |  | 3.1 | 2053.3 | 76.32 | 26.91 | 18.46 | 0.9084 | 4500 | 83.9
PFM4NH3R | Industrolux | Industrolux | CLS-100w-A(4500k) | Mogul (E39) Screw-Base Replacements for HID Lamps | Mid Output | Replacement Lamps for Outdoor Pole/Arm-mounted Decorative Luminaires (Type B) |  | Standard | FALSE | [9 empty] | 42475 |  | No |  | 3.1 | 7128.1 | 71.03 | 100.4 | 10.73 | 0.9087 | 4500 | 83.4
PDF9DM96 | Industrolux | Industrolux | CLS-120w-A(4500k) | Mogul (E39) Screw-Base Replacements for HID Lamps | Mid Output | Replacement Lamps for Outdoor Pole/Arm-mounted Decorative Luminaires (Type B) |  | Standard | FALSE | [9 empty] | 42475 |  | No |  | 3.1 | 9027.7 | 74.83 | 120.7 | 9.27 | 0.9075 | 4500 | 83.4
P87ZSBM4 | Industrolux | Industrolux | CLS-36w-A(4500K) | Mogul (E39) Screw-Base Replacements for HID Lamps | Low Output | Replacement Lamps for Outdoor Pole/Arm-mounted Decorative Luminaires (Type B) |  | Standard | FALSE | [9 empty] | 42475 |  | No |  | 3.1 | 2719.2 | 75.41 | 36.06 | 17.59 | 0.9095 | 4500 | 83.3
PNT4J52H | Industrolux | Industrolux | CLS-54w-A(4500k) | Mogul (E39) Screw-Base Replacements for HID Lamps | Low Output | Replacement Lamps for Outdoor Pole/Arm-mounted Decorative Luminaires (Type B) |  | Standard | FALSE | [9 empty] | 42475 |  | No |  | 3.1 | 4199.1 | 76.7 | 54.75 | 16.37 | 0.9269 | 4500 | 83
PYU6N1TG | Industrolux | Industrolux | CLS-27w-A(4000K) | Mogul (E39) Screw-Base Replacements for HID Lamps | Low Output | Replacement Lamps for Outdoor Pole/Arm-mounted Decorative Luminaires (Type B) |  | Standard | FALSE | [9 empty] | 42475 |  | No |  | 3.1 | 2027.4 | 75.35 | 26.91 | 18.46 | 0.9084 | 4000 | 83.9
PR76FP23 | Industrolux | Industrolux | CLS-100w-A(4000k) | Mogul (E39) Screw-Base Replacements for HID Lamps | Mid Output | Replacement Lamps for Outdoor Pole/Arm-mounted Decorative Luminaires (Type B) |  | Standard | FALSE | [9 empty] | 42475 |  | No |  | 3.1 | 7055.1 | 70.3 | 100.4 | 10.73 | 0.9087 | 4000 | 83.4
PRGEZ4VQ | Industrolux | Industrolux | CLS-120w-A(4000k) | Mogul (E39) Screw-Base Replacements for HID Lamps | Mid Output | Replacement Lamps for Outdoor Pole/Arm-mounted Decorative Luminaires (Type B) |  | Standard | FALSE | [9 empty] | 42475 |  | No |  | 3.1 | 8940.1 | 74.1 | 120.7 | 9.27 | 0.9075 | 4000 | 83.4
P36QE9GJ | Industrolux | Industrolux | CLS-36w-A(4000K) | Mogul (E39) Screw-Base Replacements for HID Lamps | Low Output | Replacement Lamps for Outdoor Pole/Arm-mounted Decorative Luminaires (Type B) |  | Standard | FALSE | [9 empty] | 42475 |  | No |  | 3.1 | 2696.3 | 74.77 | 36.06 | 17.59 | 0.9095 | 4000 | 83.3
P1YFCWZU | Industrolux | Industrolux | CLS-54w-A(4000k) | Mogul (E39) Screw-Base Replacements for HID Lamps | Low Output | Replacement Lamps for Outdoor Pole/Arm-mounted Decorative Luminaires (Type B) |  | Standard | FALSE | [9 empty] | 42475 |  | No |  | 3.1 | 4165.2 | 76.08 | 54.75 | 16.37 | 0.9269 | 4000 | 83
PNK3JNQ3 | Industrolux | Industrolux | CLS-27w-A(3500K) | Mogul (E39) Screw-Base Replacements for HID Lamps | Low Output | Replacement Lamps for Outdoor Pole/Arm-mounted Decorative Luminaires (Type B) |  | Standard | FALSE | [9 empty] | 42475 |  | No |  | 3.1 | 2001.5 | 74.39 | 26.91 | 18.46 | 0.9084 | 3500 | 83.9
PD16C7DU | Industrolux | Industrolux | CLS-100w-A(3500k) | Mogul (E39) Screw-Base Replacements for HID Lamps | Mid Output | Replacement Lamps for Outdoor Pole/Arm-mounted Decorative Luminaires (Type B) |  | Standard | FALSE | [9 empty] | 42475 |  | No |  | 3.1 | 6982.1 | 69.58 | 100.4 | 10.73 | 0.9087 | 3500 | 83.4
PBG2CA8E | Industrolux | Industrolux | CLS-120w-A(3500k) | Mogul (E39) Screw-Base Replacements for HID Lamps | Mid Output | Replacement Lamps for Outdoor Pole/Arm-mounted Decorative Luminaires (Type B) |  | Standard | FALSE | [9 empty] | 42475 |  | No |  | 3.1 | 8852.4 | 73.37 | 120.7 | 9.27 | 0.9075 | 3500 | 83.4
P5KE9AB2 | Industrolux | Industrolux | CLS-36w-A(3500K) | Mogul (E39) Screw-Base Replacements for HID Lamps | Low Output | Replacement Lamps for Outdoor Pole/Arm-mounted Decorative Luminaires (Type B) |  | Standard | FALSE | [9 empty] | 42475 |  | No |  | 3.1 | 2673.4 | 74.14 | 36.06 | 17.59 | 0.9095 | 3500 | 83.3
PXMPZB1S | Industrolux | Industrolux | CLS-54w-A(3500k) | Mogul (E39) Screw-Base Replacements for HID Lamps | Low Output | Replacement Lamps for Outdoor Pole/Arm-mounted Decorative Luminaires (Type B) |  | Standard | FALSE | [9 empty] | 42475 |  | No |  | 3.1 | 4131.2 | 75.46 | 54.75 | 16.37 | 0.9269 | 3500 | 83
PHYN8SAW | Industrolux | Industrolux | CLS-27w-A(3000K) | Mogul (E39) Screw-Base Replacements for HID Lamps | Low Output | Replacement Lamps for Outdoor Pole/Arm-mounted Decorative Luminaires (Type B) |  | Standard | FALSE | [9 empty] | 42475 |  | No |  | 3.1 | 1975.7 | 73.43 | 26.91 | 18.46 | 0.9084 | 3000 | 83.9
P2WXYHPR | Industrolux | Industrolux | CLS-100w-A(3000k) | Mogul (E39) Screw-Base Replacements for HID Lamps | Mid Output | Replacement Lamps for Outdoor Pole/Arm-mounted Decorative Luminaires (Type B) |  | Standard | FALSE | [9 empty] | 42475 |  | No |  | 3.1 | 6909.2 | 68.85 | 100.4 | 10.73 | 0.9087 | 3000 | 83.4
P5H93SNQ | Industrolux | Industrolux | CLS-120w-A(3000k) | Mogul (E39) Screw-Base Replacements for HID Lamps | Mid Output | Replacement Lamps for Outdoor Pole/Arm-mounted Decorative Luminaires (Type B) |  | Standard | FALSE | [9 empty] | 42475 |  | No |  | 3.1 | 8764.8 | 72.65 | 120.7 | 9.27 | 0.9075 | 3000 | 83.4
PMKKENZT | Industrolux | Industrolux | CLS-36w-A(3000K) | Mogul (E39) Screw-Base Replacements for HID Lamps | Low Output | Replacement Lamps for Outdoor Pole/Arm-mounted Decorative Luminaires (Type B) |  | Standard | FALSE | [9 empty] | 42475 |  | No |  | 3.1 | 2650.5 | 73.5 | 36.06 | 17.59 | 0.9095 | 3000 | 83.3
PCP4DNPW | Industrolux | Industrolux | CLS-54w-A(3000k) | Mogul (E39) Screw-Base Replacements for HID Lamps | Low Output | Replacement Lamps for Outdoor Pole/Arm-mounted Decorative Luminaires (Type B) |  | Standard | FALSE | [9 empty] | 42475 |  | No |  | 3.1 | 4097.3 | 74.84 | 54.75 | 16.37 | 0.9269 | 3000 | 83
PG6WD8AX | Venture Lighting International | Venture Lighting International | Â OR100-50E39 | Mogul (E39) Screw-Base Replacements for HID Lamps | Mid Output | Replacement Lamps for Outdoor Pole/Arm-mounted Decorative Luminaires (Type B) |  | Standard | FALSE | [9 empty] | 42475 |  | No |  | 3.1 | 7792 | 78.87 | 98.79 | 13.66 | 0.9148 | 5000 | 83.4
PR235JHM | Venture Lighting International | Venture Lighting International | Â VL1-OR054-50E39-AE00 | Mogul (E39) Screw-Base Replacements for HID Lamps | Low Output | Replacement Lamps for Outdoor Pole/Arm-mounted Decorative Luminaires (Type B) |  | Standard | FALSE | [9 empty] | 42475 |  | No | IDO-802-54W-EX39(5000K) | 3.1 | 5000 | 92.59 | 54 | 15 | 0.9 | 5000 | 80
PA99J2ZU | Venture Lighting International | Venture Lighting International | VL1-OR045-50E39-AE00 | Mogul (E39) Screw-Base Replacements for HID Lamps | Low Output | Replacement Lamps for Outdoor Pole/Arm-mounted Decorative Luminaires (Type B) |  | Standard | FALSE | [9 empty] | 42475 |  | No | IDO-802-45W-EX39(5000K) | 3.1 | 4200 | 93.3333 | 45 | 15 | 0.9 | 5000 | 80
P9E3K8V3 | Venture Lighting International | Venture Lighting International | VL1-OR036-50E39-AE00 | Mogul (E39) Screw-Base Replacements for HID Lamps | Low Output | Replacement Lamps for Outdoor Pole/Arm-mounted Decorative Luminaires (Type B) |  | Standard | FALSE | [9 empty] | 42475 |  | No | IDO-802-36W-EX39(5000K) | 3.1 | 3350 | 93.06 | 36 | 15 | 0.9 | 5000 | 80
PAJ63X4T | Venture Lighting International | Venture Lighting International | VL1-OR027-50E39-AE00 | Mogul (E39) Screw-Base Replacements for HID Lamps | Low Output | Replacement Lamps for Outdoor Pole/Arm-mounted Decorative Luminaires (Type B) |  | Standard | FALSE | [9 empty] | 42475 |  | No | IDO-802-27W-EX39(5000K) | 3.1 | 2500 | 92.59 | 27 | 15 | 0.9 | 5000 | 80
P33CYX2U | Venture Lighting International | Venture Lighting International | Â VL1-OR054-40E39-AE00 | Mogul (E39) Screw-Base Replacements for HID Lamps | Low Output | Replacement Lamps for Outdoor Pole/Arm-mounted Decorative Luminaires (Type B) |  | Standard | FALSE | [9 empty] | 42475 |  | No | IDO-802-54W-EX39(4000K) | 3.1 | 5000 | 92.59 | 54 | 15 | 0.9 | 4000 | 80
PRYBSCMU | Venture Lighting International | Venture Lighting International | VL1-OR045-40E39-AE00 | Mogul (E39) Screw-Base Replacements for HID Lamps | Low Output | Replacement Lamps for Outdoor Pole/Arm-mounted Decorative Luminaires (Type B) |  | Standard | FALSE | [9 empty] | 42475 |  | No | IDO-802-45W-EX39(4000K) | 3.1 | 4200 | 93.3333 | 45 | 15 | 0.9 | 4000 | 80
PRJ64NC3 | Venture Lighting International | Venture Lighting International | VL1-OR036-40E39-AE00 | Mogul (E39) Screw-Base Replacements for HID Lamps | Low Output | Replacement Lamps for Outdoor Pole/Arm-mounted Decorative Luminaires (Type B) |  | Standard | FALSE | [9 empty] | 42475 |  | No | IDO-802-36W-EX39(4000K) | 3.1 | 3350 | 93.06 | 36 | 15 | 0.9 | 4000 | 80
PQPUJG13 | Venture Lighting International | Venture Lighting International | VL1-OR027-40E39-AE00 | Mogul (E39) Screw-Base Replacements for HID Lamps | Low Output | Replacement Lamps for Outdoor Pole/Arm-mounted Decorative Luminaires (Type B) |  | Standard | FALSE | [9 empty] | 42475 |  | No | IDO-802-27W-EX39(4000K) | 3.1 | 2500 | 92.59 | 27 | 15 | 0.9 | 4000 | 80
PDSNC3GJ | Venture Lighting International | Venture Lighting International | VL1-OR054-30E39-AE00 | Mogul (E39) Screw-Base Replacements for HID Lamps | Low Output | Replacement Lamps for Outdoor Pole/Arm-mounted Decorative Luminaires (Type B) |  | Standard | FALSE | [9 empty] | 42475 |  | No | IDO-802-54W-EX39(3000K) | 3.1 | 4860 | 90 | 54 | 15 | 0.9 | 3000 | 80
PFRD2ZQA | Venture Lighting International | Venture Lighting International | VL1-OR045-30E39-AE00 | Mogul (E39) Screw-Base Replacements for HID Lamps | Low Output | Replacement Lamps for Outdoor Pole/Arm-mounted Decorative Luminaires (Type B) |  | Standard | FALSE | [9 empty] | 42475 |  | No | IDO-802-45W-EX39(3000K) | 3.1 | 4050 | 90 | 45 | 15 | 0.9 | 3000 | 80
PP76GZXS | Venture Lighting International | Venture Lighting International | VL1-OR036-30E39-AE00 | Mogul (E39) Screw-Base Replacements for HID Lamps | Low Output | Replacement Lamps for Outdoor Pole/Arm-mounted Decorative Luminaires (Type B) |  | Standard | FALSE | [9 empty] | 42475 |  | No | IDO-802-36W-EX39(3000K) | 3.1 | 3240 | 90 | 36 | 15 | 0.9 | 3000 | 80
P3QTPBBH | Venture Lighting International | Venture Lighting International | VL1-OR027-30E39-AE00 | Mogul (E39) Screw-Base Replacements for HID Lamps | Low Output | Replacement Lamps for Outdoor Pole/Arm-mounted Decorative Luminaires (Type B) |  | Standard | FALSE | [9 empty] | 42475 |  | No | IDO-802-27W-EX39(3000K) | 3.1 | 2430 | 90 | 27 | 15 | 0.9 | 3000 | 80
PHZ78MFF | Metro LED | Metro LED | ML-CB-40WI 5700K | Mogul (E39) Screw-Base Replacements for HID Lamps | Low Output | Replacement Lamps for Outdoor Pole/Arm-mounted Decorative Luminaires (Type B) |  | Standard | FALSE | [9 empty] | 42475 |  | No |  | 3.1 | 2634 | 64.77 | 40.67 | 14.94 | 0.9116 | 5700 | 84.9
PGEY37MU | Metro LED | Metro LED | ML-CB-60WI 5700K | Mogul (E39) Screw-Base Replacements for HID Lamps | Low Output | Replacement Lamps for Outdoor Pole/Arm-mounted Decorative Luminaires (Type B) |  | Standard | FALSE | [9 empty] | 42475 |  | No |  | 3.1 | 4190 | 71.8 | 58.36 | 14.06 | 0.9196 | 5700 | 84.9
P3K8CDHU | Metro LED | Metro LED | ML-CB-150WI 5700K | Mogul (E39) Screw-Base Replacements for HID Lamps | High Output | Replacement Lamps for Outdoor Pole/Arm-mounted Decorative Luminaires (Type B) |  | Standard | FALSE | [9 empty] | 42475 |  | No |  | 3.1 | 11624 | 78.75 | 147.6 | 13.77 | 0.9344 | 5700 | 84.7
PSBD71QD | Metro LED | Metro LED | ML-CB-30WI 5700K | Mogul (E39) Screw-Base Replacements for HID Lamps | Low Output | Replacement Lamps for Outdoor Pole/Arm-mounted Decorative Luminaires (Type B) |  | Standard | FALSE | [9 empty] | 42475 |  | No |  | 3.1 | 2009 | 66.04 | 30.42 | 14.81 | 0.9056 | 5700 | 84.5
PQSFUHSK | Metro LED | Metro LED | ML-CB-80WI 5700K | Mogul (E39) Screw-Base Replacements for HID Lamps | Mid Output | Replacement Lamps for Outdoor Pole/Arm-mounted Decorative Luminaires (Type B) |  | Standard | FALSE | [9 empty] | 42475 |  | No |  | 3.1 | 6435 | 80.08 | 80.36 | 10.32 | 0.9133 | 5700 | 84.4
P1E6QFAA | Metro LED | Metro LED | ML-CB-100WI 5700K | Mogul (E39) Screw-Base Replacements for HID Lamps | Mid Output | Replacement Lamps for Outdoor Pole/Arm-mounted Decorative Luminaires (Type B) |  | Standard | FALSE | [9 empty] | 42475 |  | No |  | 3.1 | 7849 | 79.58 | 98.63 | 13.66 | 0.9129 | 5700 | 84
PTXWY9WD | Metro LED | Metro LED | ML-CB-40WI 5000K | Mogul (E39) Screw-Base Replacements for HID Lamps | Low Output | Replacement Lamps for Outdoor Pole/Arm-mounted Decorative Luminaires (Type B) |  | Standard | FALSE | [9 empty] | 42475 |  | No |  | 3.1 | 2609 | 64.38 | 40.52 | 14.6 | 0.9103 | 5000 | 83.6
PKRSNAKY | Metro LED | Metro LED | ML-CB-30WI 5000K | Mogul (E39) Screw-Base Replacements for HID Lamps | Low Output | Replacement Lamps for Outdoor Pole/Arm-mounted Decorative Luminaires (Type B) |  | Standard | FALSE | [9 empty] | 42475 |  | No |  | 3.1 | 1988 | 65.45 | 30.38 | 14.27 | 0.9048 | 5000 | 83.6
PBKB6RU9 | Metro LED | Metro LED | ML-CB-150WI 5000K | Mogul (E39) Screw-Base Replacements for HID Lamps | High Output | Replacement Lamps for Outdoor Pole/Arm-mounted Decorative Luminaires (Type B) |  | Standard | FALSE | [9 empty] | 42475 |  | No |  | 3.1 | 11509 | 78.19 | 147.2 | 13.54 | 0.9327 | 5000 | 83.6
PYCHEF6P | Metro LED | Metro LED | ML-CB-60WI 5000K | Mogul (E39) Screw-Base Replacements for HID Lamps | Low Output | Replacement Lamps for Outdoor Pole/Arm-mounted Decorative Luminaires (Type B) |  | Standard | FALSE | [9 empty] | 42475 |  | No |  | 3.1 | 4147 | 71.21 | 58.24 | 14.46 | 0.9159 | 5000 | 83.5
PPU28TAT | Metro LED | Metro LED | ML-CB-100WI 5000K | Mogul (E39) Screw-Base Replacements for HID Lamps | Mid Output | Replacement Lamps for Outdoor Pole/Arm-mounted Decorative Luminaires (Type B) |  | Standard | FALSE | [9 empty] | 42475 |  | No |  | 3.1 | 7792 | 78.87 | 98.79 | 13.66 | 0.9148 | 5000 | 83.4
PTF2F42M | Metro LED | Metro LED | ML-CB-80WI 5000K | Mogul (E39) Screw-Base Replacements for HID Lamps | Mid Output | Replacement Lamps for Outdoor Pole/Arm-mounted Decorative Luminaires (Type B) |  | Standard | FALSE | [9 empty] | 42475 |  | No |  | 3.1 | 6387 | 79.39 | 80.45 | 10.32 | 0.914 | 5000 | 83.4
PU22Y35C | Metro LED | Metro LED | ML-CB-40WI 4500K | Mogul (E39) Screw-Base Replacements for HID Lamps | Low Output | Replacement Lamps for Outdoor Pole/Arm-mounted Decorative Luminaires (Type B) |  | Standard | FALSE | [9 empty] | 42475 |  | No |  | 3.1 | 2583 | 63.76 | 40.52 | 14.6 | 0.9103 | 4500 | 83.6
PQX8RZWE | Metro LED | Metro LED | ML-CB-30WI 4500K | Mogul (E39) Screw-Base Replacements for HID Lamps | Low Output | Replacement Lamps for Outdoor Pole/Arm-mounted Decorative Luminaires (Type B) |  | Standard | FALSE | [9 empty] | 42475 |  | No |  | 3.1 | 1968 | 64.77 | 30.38 | 14.27 | 0.9048 | 4500 | 83.6
PESZ8YWR | Metro LED | Metro LED | ML-CB-150WI 4500K | Mogul (E39) Screw-Base Replacements for HID Lamps | High Output | Replacement Lamps for Outdoor Pole/Arm-mounted Decorative Luminaires (Type B) |  | Standard | FALSE | [9 empty] | 42475 |  | No |  | 3.1 | 11395 | 77.41 | 147.2 | 13.54 | 0.9327 | 4500 | 83.6
P93PJ3VP | Metro LED | Metro LED | ML-CB-60WI 4500K | Mogul (E39) Screw-Base Replacements for HID Lamps | Low Output | Replacement Lamps for Outdoor Pole/Arm-mounted Decorative Luminaires (Type B) |  | Standard | FALSE | [9 empty] | 42475 |  | No |  | 3.1 | 4105 | 70.48 | 58.24 | 14.46 | 0.9159 | 4500 | 83.5
P8HPT9AR | Metro LED | Metro LED | ML-CB-100WI 4500K | Mogul (E39) Screw-Base Replacements for HID Lamps | Mid Output | Replacement Lamps for Outdoor Pole/Arm-mounted Decorative Luminaires (Type B) |  | Standard | FALSE | [9 empty] | 42475 |  | No |  | 3.1 | 7735 | 78.3 | 98.79 | 13.66 | 0.9148 | 4500 | 83.4
P7XDHZM9 | Metro LED | Metro LED | ML-CB-80WI 4500K | Mogul (E39) Screw-Base Replacements for HID Lamps | Mid Output | Replacement Lamps for Outdoor Pole/Arm-mounted Decorative Luminaires (Type B) |  | Standard | FALSE | [9 empty] | 42475 |  | No |  | 3.1 | 6339 | 78.79 | 80.45 | 10.32 | 0.914 | 4500 | 83.4
PHTRHFAZ | Intelligent Energy Optimizers LLC | OptieoLED | OptieoLED120WCorn-803B(2700K) | Mogul (E39) Screw-Base Replacements for HID Lamps | Mid Output | Replacement Lamps for Outdoor Pole/Arm-mounted Decorative Luminaires (Type B) |  | Standard | TRUE | 8312.9 | 70.91 | 117.2 | 9.13 | 0.9625 | 2685 | 83.5 | 5 |  | 42473 |  | No |  | 3.1 | 8312.9 | 70.91 | 117.2 | 9.13 | 0.9625 | 2700 | 83.5
PGW71U4Q | Intelligent Energy Optimizers LLC | OptieoLED | OptieoLED100WCorn-803B(2700K) | Mogul (E39) Screw-Base Replacements for HID Lamps | Mid Output | Replacement Lamps for Outdoor Pole/Arm-mounted Decorative Luminaires (Type B) |  | Standard | TRUE | 6690.9 | 69.31 | 96.54 | 8.96 | 0.9501 | 2684 | 83.4 | 5 |  | 42473 |  | No |  | 3.1 | 6939 | 70.16 | 98.91 | 8.96 | 0.9501 | 2700 | 83.4
PXYXWQ7R | Intelligent Energy Optimizers LLC | OptieoLED | OptieoLED36WCorn-E39(2700K) | Mogul (E39) Screw-Base Replacements for HID Lamps | Low Output | Replacement Lamps for Outdoor Pole/Arm-mounted Decorative Luminaires (Type B) |  | Standard | TRUE | 2453.7 | 68.87 | 35.63 | 13.61 | 0.9086 | 2684 | 83.8 | 5 | 50000 | 42473 |  | No |  | 3.1 | 2481.7 | 69.26 | 35.83 | 13.61 | 0.9086 | 2700 | 83.8
P6TYAWA2 | Intelligent Energy Optimizers LLC | OptieoLED | OptieoLED54WCorn-E39(2700K) | Mogul (E39) Screw-Base Replacements for HID Lamps | Low Output | Replacement Lamps for Outdoor Pole/Arm-mounted Decorative Luminaires (Type B) |  | Standard | TRUE | 3607 | 67.92 | 53.1 | 15.34 | 0.9084 | 2630 | 81.8 | 5 |  | 42473 |  | No |  | 3.1 | 3681.4 | 67.95 | 54.18 | 15.34 | 0.9084 | 2700 | 81.8
P49963DC | Intelligent Energy Optimizers LLC | OptieoLED | OptieoLED80WCorn-803B(2700K) | Mogul (E39) Screw-Base Replacements for HID Lamps | Mid Output | Replacement Lamps for Outdoor Pole/Arm-mounted Decorative Luminaires (Type B) |  | Standard | TRUE | 5216.6 | 68.25 | 77.36 | 18.64 | 0.9043 | 2677 | 83.5 | 5 |  | 42473 |  | No |  | 3.1 | 5304.5 | 68.57 | 77.36 | 18.64 | 0.9043 | 2700 | 83.5
P88PAVMM | Intelligent Energy Optimizers LLC | OptieoLED | OptieoLED45WCorn-E39(2700K) | Mogul (E39) Screw-Base Replacements for HID Lamps | Low Output | Replacement Lamps for Outdoor Pole/Arm-mounted Decorative Luminaires (Type B) |  | Standard | TRUE | 3040.6 | 66.33 | 45.84 | 16.51 | 0.9042 | 2681 | 83.7 | 5 |  | 42473 |  | No |  | 3.1 | 3086.5 | 67.88 | 45.47 | 16.51 | 0.9042 | 2700 | 83.7
PGHPMCGN | Intelligent Energy Optimizers LLC | OptieoLED | OptieoLED27WCorn-E39(2700K) | Mogul (E39) Screw-Base Replacements for HID Lamps | Low Output | Replacement Lamps for Outdoor Pole/Arm-mounted Decorative Luminaires (Type B) |  | Standard | TRUE | 1841.6 | 67.96 | 27.1 | 13.67 | 0.9041 | 2679 | 83.5 | 5 | 50000 | 42473 |  | No |  | 3.1 | 1873.9 | 68.34 | 27.42 | 13.67 | 0.9041 | 2700 | 83.5
P9Z5SN71 | Intelligent Energy Optimizers LLC | OptieoLED | OptieoLED54WCorn-E39(5700K) | Mogul (E39) Screw-Base Replacements for HID Lamps | Low Output | Replacement Lamps for Outdoor Pole/Arm-mounted Decorative Luminaires (Type B) |  | Standard | FALSE | [9 empty] | 42473 |  | No |  | 3.1 | 4026 | 73.16 | 55.03 | 15.07 | 0.9065 | 5700 | 85
PCQSS73Z | Intelligent Energy Optimizers LLC | OptieoLED | OptieoLED80WCorn-803B(5700K) | Mogul (E39) Screw-Base Replacements for HID Lamps | Mid Output | Replacement Lamps for Outdoor Pole/Arm-mounted Decorative Luminaires (Type B) |  | Standard | FALSE | [9 empty] | 42473 |  | No |  | 3.1 | 6013 | 75.02 | 80.15 | 18.02 | 0.9056 | 5700 | 84.9
PBGG7TEZ | Intelligent Energy Optimizers LLC | OptieoLED | OptieoLED36WCorn-E39(5700K) | Mogul (E39) Screw-Base Replacements for HID Lamps | Low Output | Replacement Lamps for Outdoor Pole/Arm-mounted Decorative Luminaires (Type B) |  | Standard | FALSE | [9 empty] | 42473 |  | No |  | 3.1 | 2884 | 78.39 | 36.79 | 13.61 | 0.9097 | 5700 | 84.8
PBHJSS2N | Intelligent Energy Optimizers LLC | OptieoLED | OptieoLED120WCorn-803B(5700K) | Mogul (E39) Screw-Base Replacements for HID Lamps | Mid Output | Replacement Lamps for Outdoor Pole/Arm-mounted Decorative Luminaires (Type B) |  | Standard | FALSE | [9 empty] | 42473 |  | No |  | 3.1 | 8942 | 73.42 | 121.8 | 8.76 | 0.9619 | 5700 | 84.8
PJD7R5S8 | Intelligent Energy Optimizers LLC | OptieoLED | OptieoLED45WCorn-E39(5700K) | Mogul (E39) Screw-Base Replacements for HID Lamps | Low Output | Replacement Lamps for Outdoor Pole/Arm-mounted Decorative Luminaires (Type B) |  | Standard | FALSE | [9 empty] | 42473 |  | No |  | 3.1 | 3397 | 74.61 | 45.53 | 16.29 | 0.9058 | 5700 | 84.7
PG57FESD | Intelligent Energy Optimizers LLC | OptieoLED | OptieoLED27WCorn-E39(5700K) | Mogul (E39) Screw-Base Replacements for HID Lamps | Low Output | Replacement Lamps for Outdoor Pole/Arm-mounted Decorative Luminaires (Type B) |  | Standard | FALSE | [9 empty] | 42473 |  | No |  | 3.1 | 2063 | 74.32 | 27.76 | 13.67 | 0.9054 | 5700 | 84.7
PWZUBNZR | Intelligent Energy Optimizers LLC | OptieoLED | OptieoLED100WCorn-803B(5700K) | Mogul (E39) Screw-Base Replacements for HID Lamps | Mid Output | Replacement Lamps for Outdoor Pole/Arm-mounted Decorative Luminaires (Type B) |  | Standard | FALSE | [9 empty] | 42473 |  | No |  | 3.1 | 7497 | 74.08 | 101.2 | 8.54 | 0.9482 | 5700 | 84.7
PSFFCMKC | Intelligent Energy Optimizers LLC | OptieoLED | OptieoLED36WCorn-E39(5000K) | Mogul (E39) Screw-Base Replacements for HID Lamps | Low Output | Replacement Lamps for Outdoor Pole/Arm-mounted Decorative Luminaires (Type B) |  | Standard | FALSE | [9 empty] | 42473 |  | No |  | 3.1 | 2481.7 | 69.26 | 35.83 | 13.61 | 0.9086 | 5000 | 83.8
PK2MESHD | Intelligent Energy Optimizers LLC | OptieoLED | OptieoLED45WCorn-E39(5000K) | Mogul (E39) Screw-Base Replacements for HID Lamps | Low Output | Replacement Lamps for Outdoor Pole/Arm-mounted Decorative Luminaires (Type B) |  | Standard | FALSE | [9 empty] | 42473 |  | No |  | 3.1 | 3086.5 | 67.88 | 45.47 | 16.51 | 0.9042 | 5000 | 83.7
PTH7NC79 | Intelligent Energy Optimizers LLC | OptieoLED | OptieoLED80WCorn-803B(5000K) | Mogul (E39) Screw-Base Replacements for HID Lamps | Mid Output | Replacement Lamps for Outdoor Pole/Arm-mounted Decorative Luminaires (Type B) |  | Standard | FALSE | [9 empty] | 42473 |  | No |  | 3.1 | 5304.5 | 68.57 | 77.36 | 18.64 | 0.9043 | 5000 | 83.5
PUARGRRX | Intelligent Energy Optimizers LLC | OptieoLED | OptieoLED27WCorn-E39(5000K) | Mogul (E39) Screw-Base Replacements for HID Lamps | Low Output | Replacement Lamps for Outdoor Pole/Arm-mounted Decorative Luminaires (Type B) |  | Standard | FALSE | [9 empty] | 42473 |  | No |  | 3.1 | 1873.9 | 68.34 | 27.42 | 13.67 | 0.9041 | 5000 | 83.5
PUSUQCFV | Intelligent Energy Optimizers LLC | OptieoLED | OptieoLED120WCorn-803B(5000K) | Mogul (E39) Screw-Base Replacements for HID Lamps | Mid Output | Replacement Lamps for Outdoor Pole/Arm-mounted Decorative Luminaires (Type B) |  | Standard | FALSE | [9 empty] | 42473 |  | No |  | 3.1 | 8312.9 | 70.91 | 117.2 | 9.13 | 0.9625 | 5000 | 83.5
PRRS4V5P | Intelligent Energy Optimizers LLC | OptieoLED | OptieoLED100WCorn-803B(5000K) | Mogul (E39) Screw-Base Replacements for HID Lamps | Mid Output | Replacement Lamps for Outdoor Pole/Arm-mounted Decorative Luminaires (Type B) |  | Standard | FALSE | [9 empty] | 42473 |  | No |  | 3.1 | 6939 | 70.16 | 98.91 | 8.96 | 0.9501 | 5000 | 83.4
PS83PAWX | Intelligent Energy Optimizers LLC | OptieoLED | OptieoLED54WCorn-E39(5000K) | Mogul (E39) Screw-Base Replacements for HID Lamps | Low Output | Replacement Lamps for Outdoor Pole/Arm-mounted Decorative Luminaires (Type B) |  | Standard | FALSE | [9 empty] | 42473 |  | No |  | 3.1 | 3681.4 | 67.95 | 54.18 | 15.34 | 0.9084 | 5000 | 81.8
PX2Q2JY3 | Intelligent Energy Optimizers LLC | OptieoLED | OptieoLED36WCorn-E39(4500K) | Mogul (E39) Screw-Base Replacements for HID Lamps | Low Output | Replacement Lamps for Outdoor Pole/Arm-mounted Decorative Luminaires (Type B) |  | Standard | FALSE | [9 empty] | 42473 |  | No |  | 3.1 | 2481.7 | 69.26 | 35.83 | 13.61 | 0.9086 | 4500 | 83.8
PQE32TH2 | Intelligent Energy Optimizers LLC | OptieoLED | OptieoLED45WCorn-E39(4500K) | Mogul (E39) Screw-Base Replacements for HID Lamps | Low Output | Replacement Lamps for Outdoor Pole/Arm-mounted Decorative Luminaires (Type B) |  | Standard | FALSE | [9 empty] | 42473 |  | No |  | 3.1 | 3086.5 | 67.88 | 45.47 | 16.51 | 0.9042 | 4500 | 83.7
PQAW4ABN | Intelligent Energy Optimizers LLC | OptieoLED | OptieoLED80WCorn-803B(4500K) | Mogul (E39) Screw-Base Replacements for HID Lamps | Mid Output | Replacement Lamps for Outdoor Pole/Arm-mounted Decorative Luminaires (Type B) |  | Standard | FALSE | [9 empty] | 42473 |  | No |  | 3.1 | 5304.5 | 68.57 | 77.36 | 18.64 | 0.9043 | 4500 | 83.5
PXTP2VUQ | Intelligent Energy Optimizers LLC | OptieoLED | OptieoLED27WCorn-E39(4500K) | Mogul (E39) Screw-Base Replacements for HID Lamps | Low Output | Replacement Lamps for Outdoor Pole/Arm-mounted Decorative Luminaires (Type B) |  | Standard | FALSE | [9 empty] | 42473 |  | No |  | 3.1 | 1873.9 | 68.34 | 27.42 | 13.67 | 0.9041 | 4500 | 83.5
PBE47GCS | Intelligent Energy Optimizers LLC | OptieoLED | OptieoLED120WCorn-803B(4500K) | Mogul (E39) Screw-Base Replacements for HID Lamps | Mid Output | Replacement Lamps for Outdoor Pole/Arm-mounted Decorative Luminaires (Type B) |  | Standard | FALSE | [9 empty] | 42473 |  | No |  | 3.1 | 8312.9 | 70.91 | 117.2 | 9.13 | 0.9625 | 4500 | 83.5
PGTG3FFA | Intelligent Energy Optimizers LLC | OptieoLED | OptieoLED100WCorn-803B(4500K) | Mogul (E39) Screw-Base Replacements for HID Lamps | Mid Output | Replacement Lamps for Outdoor Pole/Arm-mounted Decorative Luminaires (Type B) |  | Standard | FALSE | [9 empty] | 42473 |  | No |  | 3.1 | 6939 | 70.16 | 98.91 | 8.96 | 0.9501 | 4500 | 83.4
PZHFN13U | Intelligent Energy Optimizers LLC | OptieoLED | OptieoLED54WCorn-E39(4500K) | Mogul (E39) Screw-Base Replacements for HID Lamps | Low Output | Replacement Lamps for Outdoor Pole/Arm-mounted Decorative Luminaires (Type B) |  | Standard | FALSE | [9 empty] | 42473 |  | No |  | 3.1 | 3681.4 | 67.95 | 54.18 | 15.34 | 0.9084 | 4500 | 81.8
PK5ZKK1J | Intelligent Energy Optimizers LLC | OptieoLED | OptieoLED36WCorn-E39(4000K) | Mogul (E39) Screw-Base Replacements for HID Lamps | Low Output | Replacement Lamps for Outdoor Pole/Arm-mounted Decorative Luminaires (Type B) |  | Standard | FALSE | [9 empty] | 42473 |  | No |  | 3.1 | 2481.7 | 69.26 | 35.83 | 13.61 | 0.9086 | 4000 | 83.8
PT1Z6W2W | Intelligent Energy Optimizers LLC | OptieoLED | OptieoLED45WCorn-E39(4000K) | Mogul (E39) Screw-Base Replacements for HID Lamps | Low Output | Replacement Lamps for Outdoor Pole/Arm-mounted Decorative Luminaires (Type B) |  | Standard | FALSE | [9 empty] | 42473 |  | No |  | 3.1 | 3086.5 | 67.88 | 45.47 | 16.51 | 0.9042 | 4000 | 83.7
PCEZYJTT | Intelligent Energy Optimizers LLC | OptieoLED | OptieoLED80WCorn-803B(4000K) | Mogul (E39) Screw-Base Replacements for HID Lamps | Mid Output | Replacement Lamps for Outdoor Pole/Arm-mounted Decorative Luminaires (Type B) |  | Standard | FALSE | [9 empty] | 42473 |  | No |  | 3.1 | 5304.5 | 68.57 | 77.36 | 18.64 | 0.9043 | 4000 | 83.5
P1T9FCYH | Intelligent Energy Optimizers LLC | OptieoLED | OptieoLED27WCorn-E39(4000K) | Mogul (E39) Screw-Base Replacements for HID Lamps | Low Output | Replacement Lamps for Outdoor Pole/Arm-mounted Decorative Luminaires (Type B) |  | Standard | FALSE | [9 empty] | 42473 |  | No |  | 3.1 | 1873.9 | 68.34 | 27.42 | 13.67 | 0.9041 | 4000 | 83.5
PJ7658XQ | Intelligent Energy Optimizers LLC | OptieoLED | OptieoLED120WCorn-803B(4000K) | Mogul (E39) Screw-Base Replacements for HID Lamps | Mid Output | Replacement Lamps for Outdoor Pole/Arm-mounted Decorative Luminaires (Type B) |  | Standard | FALSE | [9 empty] | 42473 |  | No |  | 3.1 | 8312.9 | 70.91 | 117.2 | 9.13 | 0.9625 | 4000 | 83.5
PDEVYGZS | Intelligent Energy Optimizers LLC | OptieoLED | OptieoLED100WCorn-803B(4000K) | Mogul (E39) Screw-Base Replacements for HID Lamps | Mid Output | Replacement Lamps for Outdoor Pole/Arm-mounted Decorative Luminaires (Type B) |  | Standard | FALSE | [9 empty] | 42473 |  | No |  | 3.1 | 6939 | 70.16 | 98.91 | 8.96 | 0.9501 | 4000 | 83.4
PVD9KER9 | Intelligent Energy Optimizers LLC | OptieoLED | OptieoLED54WCorn-E39(4000K) | Mogul (E39) Screw-Base Replacements for HID Lamps | Low Output | Replacement Lamps for Outdoor Pole/Arm-mounted Decorative Luminaires (Type B) |  | Standard | FALSE | [9 empty] | 42473 |  | No |  | 3.1 | 3681.4 | 67.95 | 54.18 | 15.34 | 0.9084 | 4000 | 81.8
PU6ZBTP1 | Intelligent Energy Optimizers LLC | OptieoLED | OptieoLED36WCorn-E39(3500K) | Mogul (E39) Screw-Base Replacements for HID Lamps | Low Output | Replacement Lamps for Outdoor Pole/Arm-mounted Decorative Luminaires (Type B) |  | Standard | FALSE | [9 empty] | 42473 |  | No |  | 3.1 | 2481.7 | 69.26 | 35.83 | 13.61 | 0.9086 | 3500 | 83.8
PABF52T4 | Intelligent Energy Optimizers LLC | OptieoLED | OptieoLED45WCorn-E39(3500K) | Mogul (E39) Screw-Base Replacements for HID Lamps | Low Output | Replacement Lamps for Outdoor Pole/Arm-mounted Decorative Luminaires (Type B) |  | Standard | FALSE | [9 empty] | 42473 |  | No |  | 3.1 | 3086.5 | 67.88 | 45.47 | 16.51 | 0.9042 | 3500 | 83.7
P63ANNCQ | Intelligent Energy Optimizers LLC | OptieoLED | OptieoLED80WCorn-803B(3500K) | Mogul (E39) Screw-Base Replacements for HID Lamps | Mid Output | Replacement Lamps for Outdoor Pole/Arm-mounted Decorative Luminaires (Type B) |  | Standard | FALSE | [9 empty] | 42473 |  | No |  | 3.1 | 5304.5 | 68.57 | 77.36 | 18.64 | 0.9043 | 3500 | 83.5
P8ZGKBFC | Intelligent Energy Optimizers LLC | OptieoLED | OptieoLED27WCorn-E39(3500K) | Mogul (E39) Screw-Base Replacements for HID Lamps | Low Output | Replacement Lamps for Outdoor Pole/Arm-mounted Decorative Luminaires (Type B) |  | Standard | FALSE | [9 empty] | 42473 |  | No |  | 3.1 | 1873.9 | 68.34 | 27.42 | 13.67 | 0.9041 | 3500 | 83.5
PHMU11WZ | Intelligent Energy Optimizers LLC | OptieoLED | OptieoLED120WCorn-803B(3500K) | Mogul (E39) Screw-Base Replacements for HID Lamps | Mid Output | Replacement Lamps for Outdoor Pole/Arm-mounted Decorative Luminaires (Type B) |  | Standard | FALSE | [9 empty] | 42473 |  | No |  | 3.1 | 8312.9 | 70.91 | 117.2 | 9.13 | 0.9625 | 3500 | 83.5
P6TXUHE6 | Intelligent Energy Optimizers LLC | OptieoLED | OptieoLED100WCorn-803B(3500K) | Mogul (E39) Screw-Base Replacements for HID Lamps | Mid Output | Replacement Lamps for Outdoor Pole/Arm-mounted Decorative Luminaires (Type B) |  | Standard | FALSE | [9 empty] | 42473 |  | No |  | 3.1 | 6939 | 70.16 | 98.91 | 8.96 | 0.9501 | 3500 | 83.4
PMRUC6HP | Intelligent Energy Optimizers LLC | OptieoLED | OptieoLED54WCorn-E39(3500K) | Mogul (E39) Screw-Base Replacements for HID Lamps | Low Output | Replacement Lamps for Outdoor Pole/Arm-mounted Decorative Luminaires (Type B) |  | Standard | FALSE | [9 empty] | 42473 |  | No |  | 3.1 | 3681.4 | 67.95 | 54.18 | 15.34 | 0.9084 | 3500 | 81.8
PGZE8VZ8 | Intelligent Energy Optimizers LLC | OptieoLED | OptieoLED36WCorn-E39(3000K) | Mogul (E39) Screw-Base Replacements for HID Lamps | Low Output | Replacement Lamps for Outdoor Pole/Arm-mounted Decorative Luminaires (Type B) |  | Standard | FALSE | [9 empty] | 42473 |  | No |  | 3.1 | 2481.7 | 69.26 | 35.83 | 13.61 | 0.9086 | 3000 | 83.8
PPZZSV2E | Intelligent Energy Optimizers LLC | OptieoLED | OptieoLED45WCorn-E39(3000K) | Mogul (E39) Screw-Base Replacements for HID Lamps | Low Output | Replacement Lamps for Outdoor Pole/Arm-mounted Decorative Luminaires (Type B) |  | Standard | FALSE | [9 empty] | 42473 |  | No |  | 3.1 | 3086.5 | 67.88 | 45.47 | 16.51 | 0.9042 | 3000 | 83.7
PSNCND8V | Intelligent Energy Optimizers LLC | OptieoLED | OptieoLED80WCorn-803B(3000K) | Mogul (E39) Screw-Base Replacements for HID Lamps | Mid Output | Replacement Lamps for Outdoor Pole/Arm-mounted Decorative Luminaires (Type B) |  | Standard | FALSE | [9 empty] | 42473 |  | No |  | 3.1 | 5304.5 | 68.57 | 77.36 | 18.64 | 0.9043 | 3000 | 83.5
P48KEFFV | Intelligent Energy Optimizers LLC | OptieoLED | OptieoLED27WCorn-E39(3000K) | Mogul (E39) Screw-Base Replacements for HID Lamps | Low Output | Replacement Lamps for Outdoor Pole/Arm-mounted Decorative Luminaires (Type B) |  | Standard | FALSE | [9 empty] | 42473 |  | No |  | 3.1 | 1873.9 | 68.34 | 27.42 | 13.67 | 0.9041 | 3000 | 83.5
PCMQ58XK | Intelligent Energy Optimizers LLC | OptieoLED | OptieoLED120WCorn-803B(3000K) | Mogul (E39) Screw-Base Replacements for HID Lamps | Mid Output | Replacement Lamps for Outdoor Pole/Arm-mounted Decorative Luminaires (Type B) |  | Standard | FALSE | [9 empty] | 42473 |  | No |  | 3.1 | 8312.9 | 70.91 | 117.2 | 9.13 | 0.9625 | 3000 | 83.5
P2PA4TTC | Intelligent Energy Optimizers LLC | OptieoLED | OptieoLED100WCorn-803B(3000K) | Mogul (E39) Screw-Base Replacements for HID Lamps | Mid Output | Replacement Lamps for Outdoor Pole/Arm-mounted Decorative Luminaires (Type B) |  | Standard | FALSE | [9 empty] | 42473 |  | No |  | 3.1 | 6939 | 70.16 | 98.91 | 8.96 | 0.9501 | 3000 | 83.4
P5JHTVUB | Intelligent Energy Optimizers LLC | OptieoLED | OptieoLED54WCorn-E39(3000K) | Mogul (E39) Screw-Base Replacements for HID Lamps | Low Output | Replacement Lamps for Outdoor Pole/Arm-mounted Decorative Luminaires (Type B) |  | Standard | FALSE | [9 empty] | 42473 |  | No |  | 3.1 | 3681.4 | 67.95 | 54.18 | 15.34 | 0.9084 | 3000 | 81.8
PCFUM6X3 | Shenzhen guanke technologies Co. Ltd | GK | GKS13-30W E39(3000K) | Mogul (E39) Screw-Base Replacements for HID Lamps | Low Output | Replacement Lamps for Outdoor Pole/Arm-mounted Area and Roadway Luminaires (Type B) |  | Standard | TRUE | 2969.64 | 106.25 | 27.97 | 17.34 | 0.925 | 3109 | 84.2 | 5 | 50000 | 42472 |  | No |  | 3.1 | 3397.04 | 121.453 | 27.97 | 17.34 | 0.9441 | 3000 | 84.2
PS5MZZKJ | Shenzhen guanke technologies Co. Ltd | GK | GKS13-40W E39(3000K) | Mogul (E39) Screw-Base Replacements for HID Lamps | Low Output | Replacement Lamps for Outdoor Pole/Arm-mounted Area and Roadway Luminaires (Type B) |  | Standard | TRUE | 3148.36 | 85.81 | 36.73 | 16.45 | 0.951 | 3122 | 84.2 | 5 | 50000 | 42472 |  | No |  | 3.1 | 5094.855 | 138.711 | 36.73 | 16.45 | 0.911 | 3000 | 84.2
PBCQAREU | Shenzhen guanke technologies Co. Ltd | GK | GKS27-100W E39/EX39(3000K) | Mogul (E39) Screw-Base Replacements for HID Lamps | Mid Output | Replacement Lamps for Outdoor Pole/Arm-mounted Area and Roadway Luminaires (Type B) |  | Standard | TRUE | 8733.55 | 88.52 | 98.66 | 14.43 | 0.956 | 3138 | 83.3 | 5 | 50000 | 42472 |  | No |  | 3.1 | 10861.781 | 110.015 | 98.73 | 14.43 | 0.974 | 3000 | 83.3
PD1V2TFG | Shenzhen guanke technologies Co. Ltd | GK | GKS30-100W E39/EX39(3000K) | Mogul (E39) Screw-Base Replacements for HID Lamps | Mid Output | Replacement Lamps for Outdoor Pole/Arm-mounted Area and Roadway Luminaires (Type B) |  | Standard | TRUE | 8931.97 | 90.97 | 98.19 | 13.86 | 0.942 | 3119 | 83.5 | 5 | 50000 | 42472 |  | No |  | 3.1 | 10864.682 | 110.582 | 98.25 | 13.86 | 0.976 | 3000 | 83.5
PH3SQ7DX | Shenzhen guanke technologies Co. Ltd | GK | GKS30-100W E39/EX39(5000K) | Mogul (E39) Screw-Base Replacements for HID Lamps | Mid Output | Replacement Lamps for Outdoor Pole/Arm-mounted Area and Roadway Luminaires (Type B) |  | Standard | FALSE | [9 empty] | 42472 | Not Dimmable | No |  | 3.1 | 11644.498 | 118.507 | 98.26 | 13.49 | 0.975 | 5000 | 83
PQMK2X22 | Shenzhen guanke technologies Co. Ltd | GK | GKS13-30W E39(5000K) | Mogul (E39) Screw-Base Replacements for HID Lamps | Low Output | Replacement Lamps for Outdoor Pole/Arm-mounted Area and Roadway Luminaires (Type B) |  | Standard | FALSE | [9 empty] | 42472 | Not Dimmable | No |  | 3.1 | 3743.939 | 133.569 | 28.03 | 17.21 | 0.944 | 5000 | 82.9
P42NZUMJ | Shenzhen guanke technologies Co. Ltd | GK | GKS27-100W E39/EX39(5000K) | Mogul (E39) Screw-Base Replacements for HID Lamps | Mid Output | Replacement Lamps for Outdoor Pole/Arm-mounted Area and Roadway Luminaires (Type B) |  | Standard | FALSE | [9 empty] | 42472 | Not Dimmable | No |  | 3.1 | 12809.7 | 122.266 | 98.76 | 14.07 | 0.976 | 5000 | 82.8
P8M78NU4 | Shenzhen guanke technologies Co. Ltd | GK | GKS13-40W E39(5000K) | Mogul (E39) Screw-Base Replacements for HID Lamps | Low Output | Replacement Lamps for Outdoor Pole/Arm-mounted Area and Roadway Luminaires (Type B) |  | Standard | FALSE | [9 empty] | 42472 | Not Dimmable | No |  | 3.1 | 5498.379 | 149.738 | 36.72 | 16.08 | 0.902 | 5000 | 82.4
PMWMBQ6K | Shenzhen guanke technologies Co. Ltd | GK | GKS13-30W E39(4500K) | Mogul (E39) Screw-Base Replacements for HID Lamps | Low Output | Replacement Lamps for Outdoor Pole/Arm-mounted Area and Roadway Luminaires (Type B) |  | Standard | FALSE | [9 empty] | 42472 | Not Dimmable | No |  | 3.1 | 3397.04 | 121.453 | 27.97 | 17.34 | 0.9441 | 4500 | 84.2
PUSG4E42 | Shenzhen guanke technologies Co. Ltd | GK | GKS13-40W E39(4500K) | Mogul (E39) Screw-Base Replacements for HID Lamps | Low Output | Replacement Lamps for Outdoor Pole/Arm-mounted Area and Roadway Luminaires (Type B) |  | Standard | FALSE | [9 empty] | 42472 | Not Dimmable | No |  | 3.1 | 5094.855 | 138.711 | 36.73 | 16.45 | 0.911 | 4500 | 84.2
PJ1C7BTP | Shenzhen guanke technologies Co. Ltd | GK | GKS30-100W E39/EX39(4500K) | Mogul (E39) Screw-Base Replacements for HID Lamps | Mid Output | Replacement Lamps for Outdoor Pole/Arm-mounted Area and Roadway Luminaires (Type B) |  | Standard | FALSE | [9 empty] | 42472 | Not Dimmable | No |  | 3.1 | 10864.682 | 110.582 | 98.25 | 13.86 | 0.976 | 4500 | 83.5
PRHFRXWC | Shenzhen guanke technologies Co. Ltd | GK | GKS27-100W E39/EX39(4500K) | Mogul (E39) Screw-Base Replacements for HID Lamps | Mid Output | Replacement Lamps for Outdoor Pole/Arm-mounted Area and Roadway Luminaires (Type B) |  | Standard | FALSE | [9 empty] | 42472 | Not Dimmable | No |  | 3.1 | 10861.781 | 110.015 | 98.73 | 14.43 | 0.974 | 4500 | 83.3
PUSSFTMQ | Shenzhen guanke technologies Co. Ltd | GK | GKS13-30W E39(4000K) | Mogul (E39) Screw-Base Replacements for HID Lamps | Low Output | Replacement Lamps for Outdoor Pole/Arm-mounted Area and Roadway Luminaires (Type B) |  | Standard | FALSE | [9 empty] | 42472 | Not Dimmable | No |  | 3.1 | 3397.04 | 121.453 | 27.97 | 17.34 | 0.9441 | 4000 | 84.2
PGQW5JU3 | Shenzhen guanke technologies Co. Ltd | GK | GKS13-40W E39(4000K) | Mogul (E39) Screw-Base Replacements for HID Lamps | Low Output | Replacement Lamps for Outdoor Pole/Arm-mounted Area and Roadway Luminaires (Type B) |  | Standard | FALSE | [9 empty] | 42472 | Not Dimmable | No |  | 3.1 | 5094.855 | 138.711 | 36.73 | 16.45 | 0.911 | 4000 | 84.2
PYS5WZ9N | Shenzhen guanke technologies Co. Ltd | GK | GKS30-100W E39/EX39(4000K) | Mogul (E39) Screw-Base Replacements for HID Lamps | Mid Output | Replacement Lamps for Outdoor Pole/Arm-mounted Area and Roadway Luminaires (Type B) |  | Standard | FALSE | [9 empty] | 42472 | Not Dimmable | No |  | 3.1 | 10864.682 | 110.582 | 98.25 | 13.86 | 0.976 | 4000 | 83.5
PUFZ2MAM | Shenzhen guanke technologies Co. Ltd | GK | GKS27-100W E39/EX39(4000K) | Mogul (E39) Screw-Base Replacements for HID Lamps | Mid Output | Replacement Lamps for Outdoor Pole/Arm-mounted Area and Roadway Luminaires (Type B) |  | Standard | FALSE | [9 empty] | 42472 | Not Dimmable | No |  | 3.1 | 10861.781 | 110.015 | 98.73 | 14.43 | 0.974 | 4000 | 83.3
P74Q8PD6 | Shenzhen guanke technologies Co. Ltd | GK | GKS13-30W E39(3500K) | Mogul (E39) Screw-Base Replacements for HID Lamps | Low Output | Replacement Lamps for Outdoor Pole/Arm-mounted Area and Roadway Luminaires (Type B) |  | Standard | FALSE | [9 empty] | 42472 | Not Dimmable | No |  | 3.1 | 3397.04 | 121.453 | 27.97 | 17.34 | 0.9441 | 3500 | 84.2
PE4HPZFF | Shenzhen guanke technologies Co. Ltd | GK | GKS13-40W E39(3500K) | Mogul (E39) Screw-Base Replacements for HID Lamps | Low Output | Replacement Lamps for Outdoor Pole/Arm-mounted Area and Roadway Luminaires (Type B) |  | Standard | FALSE | [9 empty] | 42472 | Not Dimmable | No |  | 3.1 | 5094.855 | 138.711 | 36.73 | 16.45 | 0.911 | 3500 | 84.2
PUFM3PZR | Shenzhen guanke technologies Co. Ltd | GK | GKS30-100W E39/EX39(3500K) | Mogul (E39) Screw-Base Replacements for HID Lamps | Mid Output | Replacement Lamps for Outdoor Pole/Arm-mounted Area and Roadway Luminaires (Type B) |  | Standard | FALSE | [9 empty] | 42472 | Not Dimmable | No |  | 3.1 | 10864.682 | 110.582 | 98.25 | 13.86 | 0.976 | 3500 | 83.5
PAWSTKKV | Shenzhen guanke technologies Co. Ltd | GK | GKS27-100W E39/EX39(3500K) | Mogul (E39) Screw-Base Replacements for HID Lamps | Mid Output | Replacement Lamps for Outdoor Pole/Arm-mounted Area and Roadway Luminaires (Type B) |  | Standard | FALSE | [9 empty] | 42472 | Not Dimmable | No |  | 3.1 | 10861.781 | 110.015 | 98.73 | 14.43 | 0.974 | 3500 | 83.3
PTC1UJ6F | Topaz Lighting Corp. | Topaz | LPTHB/120/827/EYY-77 | Mogul (E39) Screw-Base Replacements for HID Lamps | Mid Output | Replacement Lamps for Outdoor Pole/Arm-mounted Decorative Luminaires (Type B) |  | Standard | TRUE | 8312.9 | 70.91 | 117.2 | 9.13 | 0.9625 | 2685 | 83.5 | 5 |  | 42471 |  | No |  | 3.1 | 8312.9 | 70.91 | 117.2 | 9.13 | 0.9625 | 2700 | 83.5
PWXDN6JH | ARVA LLC | HyLite | HL-OC-120W-E39-27K | Mogul (E39) Screw-Base Replacements for HID Lamps | Mid Output | Replacement Lamps for Outdoor Pole/Arm-mounted Decorative Luminaires (Type B) |  | Standard | TRUE | 8312.9 | 70.91 | 117.2 | 9.13 | 0.9625 | 2685 | 83.5 | 5 |  | 42471 |  | No |  | 3.1 | 8312.9 | 70.91 | 117.2 | 9.13 | 0.9625 | 2700 | 83.5
PWFC4A1C | Topaz Lighting Corp. | Topaz | LPTHB100/827/EYY-77 | Mogul (E39) Screw-Base Replacements for HID Lamps | Mid Output | Replacement Lamps for Outdoor Pole/Arm-mounted Decorative Luminaires (Type B) |  | Standard | TRUE | 6690.9 | 69.31 | 96.54 | 8.96 | 0.9501 | 2684 | 83.4 | 5 |  | 42471 |  | No |  | 3.1 | 6939 | 70.16 | 98.91 | 8.96 | 0.9501 | 2700 | 83.4
PUJVX71K | ARVA LLC | HyLite | HL-OC-100W-E39-27K | Mogul (E39) Screw-Base Replacements for HID Lamps | Mid Output | Replacement Lamps for Outdoor Pole/Arm-mounted Decorative Luminaires (Type B) |  | Standard | TRUE | 6690.9 | 69.31 | 96.54 | 8.96 | 0.9501 | 2684 | 83.4 | 5 |  | 42471 |  | No |  | 3.1 | 6939 | 70.16 | 98.91 | 8.96 | 0.9501 | 2700 | 83.4
P5CC2U3U | ARVA LLC | HyLite | HL-OC-36W-E39-27K | Mogul (E39) Screw-Base Replacements for HID Lamps | Low Output | Replacement Lamps for Outdoor Pole/Arm-mounted Decorative Luminaires (Type B) |  | Standard | TRUE | 2453.7 | 68.87 | 35.63 | 13.61 | 0.9086 | 2684 | 83.8 | 5 |  | 42471 |  | No |  | 3.1 | 2481.7 | 69.26 | 35.83 | 13.61 | 0.9086 | 2700 | 83.8
PEVUN1DY | ARVA LLC | HyLite | HL-OC-54W-E39-27K | Mogul (E39) Screw-Base Replacements for HID Lamps | Low Output | Replacement Lamps for Outdoor Pole/Arm-mounted Decorative Luminaires (Type B) |  | Standard | TRUE | 3607 | 67.92 | 53.1 | 15.34 | 0.9084 | 2630 | 81.8 | 5 |  | 42471 |  | No |  | 3.1 | 3681.4 | 67.95 | 54.18 | 15.34 | 0.9084 | 2700 | 81.8
PXNKZSH5 | ARVA LLC | HyLite | HL-OC-80W-E39-27K | Mogul (E39) Screw-Base Replacements for HID Lamps | Mid Output | Replacement Lamps for Outdoor Pole/Arm-mounted Decorative Luminaires (Type B) |  | Standard | TRUE | 5216.6 | 68.25 | 77.36 | 18.64 | 0.9043 | 2677 | 83.5 | 5 |  | 42471 |  | No |  | 3.1 | 5304.5 | 68.57 | 77.36 | 18.64 | 0.9043 | 2700 | 83.5
P2CECHAZ | ARVA LLC | HyLite | HL-OC-45W-E39-27K | Mogul (E39) Screw-Base Replacements for HID Lamps | Low Output | Replacement Lamps for Outdoor Pole/Arm-mounted Decorative Luminaires (Type B) |  | Standard | TRUE | 3040.6 | 66.33 | 45.84 | 16.51 | 0.9042 | 2681 | 83.7 | 5 |  | 42471 |  | No |  | 3.1 | 3086.5 | 67.88 | 45.47 | 16.51 | 0.9042 | 2700 | 83.7
PJ2AG1AD | ARVA LLC | HyLite | HL-OC-27W-E39-27K | Mogul (E39) Screw-Base Replacements for HID Lamps | Low Output | Replacement Lamps for Outdoor Pole/Arm-mounted Decorative Luminaires (Type B) |  | Standard | TRUE | 1841.6 | 67.96 | 27.1 | 13.67 | 0.9041 | 2679 | 83.5 | 5 |  | 42471 |  | No |  | 3.1 | 1873.9 | 68.34 | 27.42 | 13.67 | 0.9041 | 2700 | 83.5
PKB8F8NQ | OLYMPIA LIGHTING INC. | Olympia Lighting | CL-65W8-55K-E39 | Mogul (E39) Screw-Base Replacements for HID Lamps | Mid Output | Replacement Lamps for Outdoor Pole/Arm-mounted Decorative Luminaires (Type B) |  | Standard | TRUE | 5251.2 | 71.21 | 73.74 | 19 | 0.9 | 5216 | 85 | 5 | 50000 | 42471 |  | No |  | 3.1 | 5251.2 | 71 | 73.74 | 11 | 0.93 | 5500 | 83
PENZMV2X | OLYMPIA LIGHTING INC. | Olympia Lighting | CL-20W8-55K-E39 | Mogul (E39) Screw-Base Replacements for HID Lamps | Low Output | Replacement Lamps for Outdoor Pole/Arm-mounted Decorative Luminaires (Type B) |  | Standard | TRUE | 2238.2 | 87.23 | 25.66 | 19 | 0.9 | 5216 | 85 | 5 | 50000 | 42471 |  | No |  | 3.1 | 2238.2 | 89 | 25.26 | 11 | 0.9 | 5216 | 85
P1SB31CC | OLYMPIA LIGHTING INC. | Olympia Lighting | CL-50W8-55K-E39 | Mogul (E39) Screw-Base Replacements for HID Lamps | Low Output | Replacement Lamps for Outdoor Pole/Arm-mounted Decorative Luminaires (Type B) |  | Standard | FALSE | [9 empty] | 42471 |  | No |  | 3.1 | 3989.1 | 79.8 | 50 | 11 | 0.9 | 5500 | 85
PUWP39D1 | OLYMPIA LIGHTING INC. | Olympia Lighting | CL-40W8-55K-E39 | Mogul (E39) Screw-Base Replacements for HID Lamps | Low Output | Replacement Lamps for Outdoor Pole/Arm-mounted Decorative Luminaires (Type B) |  | Standard | FALSE | [9 empty] | 42471 |  | No |  | 3.1 | 3339.8 | 83.5 | 40 | 11 | 0.9 | 5500 | 85
PEF689ZS | OLYMPIA LIGHTING INC. | Olympia Lighting | CL-30W8-55K-E39 | Mogul (E39) Screw-Base Replacements for HID Lamps | Low Output | Replacement Lamps for Outdoor Pole/Arm-mounted Decorative Luminaires (Type B) |  | Standard | FALSE | [9 empty] | 42471 |  | No |  | 3.1 | 2616.2 | 87.2 | 30 | 11 | 0.9 | 5500 | 85
PX7ZVZ68 | Topaz Lighting Corp. | Topaz | LPTHB/120/850/E39-77 | Mogul (E39) Screw-Base Replacements for HID Lamps | Mid Output | Replacement Lamps for Outdoor Pole/Arm-mounted Decorative Luminaires (Type B) |  | Standard | FALSE | [9 empty] | 42471 |  | No |  | 3.1 | 8312.9 | 70.91 | 117.2 | 9.13 | 0.9625 | 5000 | 83.5
PDQG6PTB | Topaz Lighting Corp. | Topaz | LPTHB/120/850/EYY-77 | Mogul (E39) Screw-Base Replacements for HID Lamps | Mid Output | Replacement Lamps for Outdoor Pole/Arm-mounted Decorative Luminaires (Type B) |  | Standard | FALSE | [9 empty] | 42471 |  | No |  | 3.1 | 8312.9 | 70.91 | 117.2 | 9.13 | 0.9625 | 5000 | 83.5
PKJSV8C6 | Topaz Lighting Corp. | Topaz | LPTHB100/850/EYY-77 | Mogul (E39) Screw-Base Replacements for HID Lamps | Mid Output | Replacement Lamps for Outdoor Pole/Arm-mounted Decorative Luminaires (Type B) |  | Standard | FALSE | [9 empty] | 42471 |  | No |  | 3.1 | 6939 | 70.16 | 98.91 | 8.96 | 0.9501 | 5000 | 83.4
PAXRBZFT | Topaz Lighting Corp. | Topaz | LPTHB100/850/E39-77 | Mogul (E39) Screw-Base Replacements for HID Lamps | Mid Output | Replacement Lamps for Outdoor Pole/Arm-mounted Decorative Luminaires (Type B) |  | Standard | FALSE | [9 empty] | 42471 |  | No |  | 3.1 | 6939 | 70.16 | 98.91 | 8.96 | 0.9501 | 5000 | 83.4
P97GQK41 | Topaz Lighting Corp. | Topaz | LPTHB/120/827/E39-77 | Mogul (E39) Screw-Base Replacements for HID Lamps | Mid Output | Replacement Lamps for Outdoor Pole/Arm-mounted Decorative Luminaires (Type B) |  | Standard | FALSE | [9 empty] | 42471 |  | No |  | 3.1 | 8312.9 | 70.91 | 117.2 | 9.13 | 0.9625 | 2700 | 83.5
PM8ESEDQ | Topaz Lighting Corp. | Topaz | LPTHB100/827/E39-77 | Mogul (E39) Screw-Base Replacements for HID Lamps | Mid Output | Replacement Lamps for Outdoor Pole/Arm-mounted Decorative Luminaires (Type B) |  | Standard | FALSE | [9 empty] | 42471 |  | No |  | 3.1 | 6939 | 70.16 | 98.91 | 8.96 | 0.9501 | 2700 | 83.4
PY4M1NCT | ARVA LLC | HyLite | HL-OC-36W-E39-50K | Mogul (E39) Screw-Base Replacements for HID Lamps | Low Output | Replacement Lamps for Outdoor Pole/Arm-mounted Decorative Luminaires (Type B) |  | Standard | FALSE | [9 empty] | 42471 | Not Yet Verified | No |  | 3.1 | 2481.7 | 69.26 | 35.83 | 13.61 | 0.9086 | 5000 | 83.8
PA6UJ3UG | ARVA LLC | HyLite | HL-OC-36W-EX39-50K | Mogul (E39) Screw-Base Replacements for HID Lamps | Low Output | Replacement Lamps for Outdoor Pole/Arm-mounted Decorative Luminaires (Type B) |  | Standard | FALSE | [9 empty] | 42471 | Not Yet Verified | No |  | 3.1 | 2481.7 | 69.26 | 35.83 | 13.61 | 0.9086 | 5000 | 83.8
PP8UT5KW | ARVA LLC | HyLite | HL-OC-45W-E39-50K | Mogul (E39) Screw-Base Replacements for HID Lamps | Low Output | Replacement Lamps for Outdoor Pole/Arm-mounted Decorative Luminaires (Type B) |  | Standard | FALSE | [9 empty] | 42471 | Not Yet Verified | No |  | 3.1 | 3086.5 | 67.88 | 45.47 | 16.51 | 0.9042 | 5000 | 83.7
PCJBYZDN | ARVA LLC | HyLite | HL-OC-45W-EX39-50K | Mogul (E39) Screw-Base Replacements for HID Lamps | Low Output | Replacement Lamps for Outdoor Pole/Arm-mounted Decorative Luminaires (Type B) |  | Standard | FALSE | [9 empty] | 42471 | Not Yet Verified | No |  | 3.1 | 3086.5 | 67.88 | 45.47 | 16.51 | 0.9042 | 5000 | 83.7
PU35VXD4 | ARVA LLC | HyLite | HL-OC-80W-EX39-50K | Mogul (E39) Screw-Base Replacements for HID Lamps | Mid Output | Replacement Lamps for Outdoor Pole/Arm-mounted Decorative Luminaires (Type B) |  | Standard | FALSE | [9 empty] | 42471 | Not Yet Verified | No |  | 3.1 | 5304.5 | 68.57 | 77.36 | 18.64 | 0.9043 | 5000 | 83.5
P44AD5ME | ARVA LLC | HyLite | HL-OC-80W-E39-50K | Mogul (E39) Screw-Base Replacements for HID Lamps | Mid Output | Replacement Lamps for Outdoor Pole/Arm-mounted Decorative Luminaires (Type B) |  | Standard | FALSE | [9 empty] | 42471 | Not Yet Verified | No |  | 3.1 | 5304.5 | 68.57 | 77.36 | 18.64 | 0.9043 | 5000 | 83.5
PKWKJGAT | ARVA LLC | HyLite | HL-OC-27W-EX39-50K | Mogul (E39) Screw-Base Replacements for HID Lamps | Low Output | Replacement Lamps for Outdoor Pole/Arm-mounted Decorative Luminaires (Type B) |  | Standard | FALSE | [9 empty] | 42471 | Not Yet Verified | No |  | 3.1 | 1873.9 | 68.34 | 27.42 | 13.67 | 0.9041 | 5000 | 83.5
P2YZHV1K | ARVA LLC | HyLite | HL-OC-27W-E39-50K | Mogul (E39) Screw-Base Replacements for HID Lamps | Low Output | Replacement Lamps for Outdoor Pole/Arm-mounted Decorative Luminaires (Type B) |  | Standard | FALSE | [9 empty] | 42471 | Not Yet Verified | No |  | 3.1 | 1873.9 | 68.34 | 27.42 | 13.67 | 0.9041 | 5000 | 83.5
PZ5RX6K6 | ARVA LLC | HyLite | HL-OC-120W-EX39-50K | Mogul (E39) Screw-Base Replacements for HID Lamps | Mid Output | Replacement Lamps for Outdoor Pole/Arm-mounted Decorative Luminaires (Type B) |  | Standard | FALSE | [9 empty] | 42471 | Not Yet Verified | No |  | 3.1 | 8312.9 | 70.91 | 117.2 | 9.13 | 0.9625 | 5000 | 83.5
PZ3AJEZR | ARVA LLC | HyLite | HL-OC-120W-E39-50K | Mogul (E39) Screw-Base Replacements for HID Lamps | Mid Output | Replacement Lamps for Outdoor Pole/Arm-mounted Decorative Luminaires (Type B) |  | Standard | FALSE | [9 empty] | 42471 | Not Yet Verified | No |  | 3.1 | 8312.9 | 70.91 | 117.2 | 9.13 | 0.9625 | 5000 | 83.5
PVNW1P9K | ARVA LLC | HyLite | HL-OC-100W-EX39-50K | Mogul (E39) Screw-Base Replacements for HID Lamps | Mid Output | Replacement Lamps for Outdoor Pole/Arm-mounted Decorative Luminaires (Type B) |  | Standard | FALSE | [9 empty] | 42471 | Not Yet Verified | No |  | 3.1 | 6939 | 70.16 | 98.91 | 8.96 | 0.9501 | 5000 | 83.4
PHY7TU4A | ARVA LLC | HyLite | HL-OC-100W-E39-50K | Mogul (E39) Screw-Base Replacements for HID Lamps | Mid Output | Replacement Lamps for Outdoor Pole/Arm-mounted Decorative Luminaires (Type B) |  | Standard | FALSE | [9 empty] | 42471 | Not Yet Verified | No |  | 3.1 | 6939 | 70.16 | 98.91 | 8.96 | 0.9501 | 5000 | 83.4
PZNW3Y6C | ARVA LLC | HyLite | HL-OC-54W-EX39-50K | Mogul (E39) Screw-Base Replacements for HID Lamps | Low Output | Replacement Lamps for Outdoor Pole/Arm-mounted Decorative Luminaires (Type B) |  | Standard | FALSE | [9 empty] | 42471 | Not Yet Verified | No |  | 3.1 | 3681.4 | 67.95 | 54.18 | 15.34 | 0.9084 | 5000 | 81.8
PB7FCBXR | ARVA LLC | HyLite | HL-OC-54W-E39-50K | Mogul (E39) Screw-Base Replacements for HID Lamps | Low Output | Replacement Lamps for Outdoor Pole/Arm-mounted Decorative Luminaires (Type B) |  | Standard | FALSE | [9 empty] | 42471 | Not Yet Verified | No |  | 3.1 | 3681.4 | 67.95 | 54.18 | 15.34 | 0.9084 | 5000 | 81.8
PSBYBDS2 | ARVA LLC | HyLite | HL-OC-36W-EX39-40K | Mogul (E39) Screw-Base Replacements for HID Lamps | Low Output | Replacement Lamps for Outdoor Pole/Arm-mounted Decorative Luminaires (Type B) |  | Standard | FALSE | [9 empty] | 42471 | Not Yet Verified | No |  | 3.1 | 2481.7 | 69.26 | 35.83 | 13.61 | 0.9086 | 4000 | 83.8
P75UCXTM | ARVA LLC | HyLite | HL-OC-36W-E39-40K | Mogul (E39) Screw-Base Replacements for HID Lamps | Low Output | Replacement Lamps for Outdoor Pole/Arm-mounted Decorative Luminaires (Type B) |  | Standard | FALSE | [9 empty] | 42471 | Not Yet Verified | No |  | 3.1 | 2481.7 | 69.26 | 35.83 | 13.61 | 0.9086 | 4000 | 83.8
PADK7C8R | ARVA LLC | HyLite | HL-OC-45W-E39-40K | Mogul (E39) Screw-Base Replacements for HID Lamps | Low Output | Replacement Lamps for Outdoor Pole/Arm-mounted Decorative Luminaires (Type B) |  | Standard | FALSE | [9 empty] | 42471 | Not Yet Verified | No |  | 3.1 | 3086.5 | 67.88 | 45.47 | 16.51 | 0.9042 | 4000 | 83.7
P76WM3J8 | ARVA LLC | HyLite | HL-OC-45W-EX39-40K | Mogul (E39) Screw-Base Replacements for HID Lamps | Low Output | Replacement Lamps for Outdoor Pole/Arm-mounted Decorative Luminaires (Type B) |  | Standard | FALSE | [9 empty] | 42471 | Not Yet Verified | No |  | 3.1 | 3086.5 | 67.88 | 45.47 | 16.51 | 0.9042 | 4000 | 83.7
PP338DJ8 | ARVA LLC | HyLite | HL-OC-80W-E39-40K | Mogul (E39) Screw-Base Replacements for HID Lamps | Mid Output | Replacement Lamps for Outdoor Pole/Arm-mounted Decorative Luminaires (Type B) |  | Standard | FALSE | [9 empty] | 42471 | Not Yet Verified | No |  | 3.1 | 5304.5 | 68.57 | 77.36 | 18.64 | 0.9043 | 4000 | 83.5
PAVMFM2K | ARVA LLC | HyLite | HL-OC-80W-EX39-40K | Mogul (E39) Screw-Base Replacements for HID Lamps | Mid Output | Replacement Lamps for Outdoor Pole/Arm-mounted Decorative Luminaires (Type B) |  | Standard | FALSE | [9 empty] | 42471 | Not Yet Verified | No |  | 3.1 | 5304.5 | 68.57 | 77.36 | 18.64 | 0.9043 | 4000 | 83.5
PPWNXDT8 | ARVA LLC | HyLite | HL-OC-27W-EX39-40K | Mogul (E39) Screw-Base Replacements for HID Lamps | Low Output | Replacement Lamps for Outdoor Pole/Arm-mounted Decorative Luminaires (Type B) |  | Standard | FALSE | [9 empty] | 42471 | Not Yet Verified | No |  | 3.1 | 1873.9 | 68.34 | 27.42 | 13.67 | 0.9041 | 4000 | 83.5
PCW88UNF | ARVA LLC | HyLite | HL-OC-27W-E39-40K | Mogul (E39) Screw-Base Replacements for HID Lamps | Low Output | Replacement Lamps for Outdoor Pole/Arm-mounted Decorative Luminaires (Type B) |  | Standard | FALSE | [9 empty] | 42471 | Not Yet Verified | No |  | 3.1 | 1873.9 | 68.34 | 27.42 | 13.67 | 0.9041 | 4000 | 83.5
PPEG7PNN | ARVA LLC | HyLite | HL-OC-120W-EX39-40K | Mogul (E39) Screw-Base Replacements for HID Lamps | Mid Output | Replacement Lamps for Outdoor Pole/Arm-mounted Decorative Luminaires (Type B) |  | Standard | FALSE | [9 empty] | 42471 | Not Yet Verified | No |  | 3.1 | 8312.9 | 70.91 | 117.2 | 9.13 | 0.9625 | 4000 | 83.5
PGX1K2D9 | ARVA LLC | HyLite | HL-OC-120W-E39-40K | Mogul (E39) Screw-Base Replacements for HID Lamps | Mid Output | Replacement Lamps for Outdoor Pole/Arm-mounted Decorative Luminaires (Type B) |  | Standard | FALSE | [9 empty] | 42471 | Not Yet Verified | No |  | 3.1 | 8312.9 | 70.91 | 117.2 | 9.13 | 0.9625 | 4000 | 83.5
PJ8ESKZK | ARVA LLC | HyLite | HL-OC-100W-EX39-40K | Mogul (E39) Screw-Base Replacements for HID Lamps | Mid Output | Replacement Lamps for Outdoor Pole/Arm-mounted Decorative Luminaires (Type B) |  | Standard | FALSE | [9 empty] | 42471 | Not Yet Verified | No |  | 3.1 | 6939 | 70.16 | 98.91 | 8.96 | 0.9501 | 4000 | 83.4
PHGS87Z4 | ARVA LLC | HyLite | HL-OC-100W-E39-40K | Mogul (E39) Screw-Base Replacements for HID Lamps | Mid Output | Replacement Lamps for Outdoor Pole/Arm-mounted Decorative Luminaires (Type B) |  | Standard | FALSE | [9 empty] | 42471 | Not Yet Verified | No |  | 3.1 | 6939 | 70.16 | 98.91 | 8.96 | 0.9501 | 4000 | 83.4
PDDNB73D | ARVA LLC | HyLite | HL-OC-54W-EX39-40K | Mogul (E39) Screw-Base Replacements for HID Lamps | Low Output | Replacement Lamps for Outdoor Pole/Arm-mounted Decorative Luminaires (Type B) |  | Standard | FALSE | [9 empty] | 42471 | Not Yet Verified | No |  | 3.1 | 3681.4 | 67.95 | 54.18 | 15.34 | 0.9084 | 4000 | 81.8
P8VYC7RS | ARVA LLC | HyLite | HL-OC-54W-E39-40K | Mogul (E39) Screw-Base Replacements for HID Lamps | Low Output | Replacement Lamps for Outdoor Pole/Arm-mounted Decorative Luminaires (Type B) |  | Standard | FALSE | [9 empty] | 42471 | Not Yet Verified | No |  | 3.1 | 3681.4 | 67.95 | 54.18 | 15.34 | 0.9084 | 4000 | 81.8
PX38EY88 | ARVA LLC | HyLite | HL-OC-36W-EX39-36K | Mogul (E39) Screw-Base Replacements for HID Lamps | Low Output | Replacement Lamps for Outdoor Pole/Arm-mounted Decorative Luminaires (Type B) |  | Standard | FALSE | [9 empty] | 42471 | Not Yet Verified | No |  | 3.1 | 2481.7 | 69.26 | 35.83 | 13.61 | 0.9086 | 3000 | 83.8
PQXFJNJ5 | ARVA LLC | HyLite | HL-OC-36W-E39-36K | Mogul (E39) Screw-Base Replacements for HID Lamps | Low Output | Replacement Lamps for Outdoor Pole/Arm-mounted Decorative Luminaires (Type B) |  | Standard | FALSE | [9 empty] | 42471 | Not Yet Verified | No |  | 3.1 | 2481.7 | 69.26 | 35.83 | 13.61 | 0.9086 | 3000 | 83.8
PF42X76K | ARVA LLC | HyLite | HL-OC-45W-E39-30K | Mogul (E39) Screw-Base Replacements for HID Lamps | Low Output | Replacement Lamps for Outdoor Pole/Arm-mounted Decorative Luminaires (Type B) |  | Standard | FALSE | [9 empty] | 42471 | Not Yet Verified | No |  | 3.1 | 3086.5 | 67.88 | 45.47 | 16.51 | 0.9042 | 3000 | 83.7
P4EZH9BA | ARVA LLC | HyLite | HL-OC-45W-EX39-30K | Mogul (E39) Screw-Base Replacements for HID Lamps | Low Output | Replacement Lamps for Outdoor Pole/Arm-mounted Decorative Luminaires (Type B) |  | Standard | FALSE | [9 empty] | 42471 | Not Yet Verified | No |  | 3.1 | 3086.5 | 67.88 | 45.47 | 16.51 | 0.9042 | 3000 | 83.7
P5D211RN | ARVA LLC | HyLite | HL-OC-80W-E39-30K | Mogul (E39) Screw-Base Replacements for HID Lamps | Mid Output | Replacement Lamps for Outdoor Pole/Arm-mounted Decorative Luminaires (Type B) |  | Standard | FALSE | [9 empty] | 42471 | Not Yet Verified | No |  | 3.1 | 5304.5 | 68.57 | 77.36 | 18.64 | 0.9043 | 3000 | 83.5
P3VVSENH | ARVA LLC | HyLite | HL-OC-80W-EX39-30K | Mogul (E39) Screw-Base Replacements for HID Lamps | Mid Output | Replacement Lamps for Outdoor Pole/Arm-mounted Decorative Luminaires (Type B) |  | Standard | FALSE | [9 empty] | 42471 | Not Yet Verified | No |  | 3.1 | 5304.5 | 68.57 | 77.36 | 18.64 | 0.9043 | 3000 | 83.5
PB877851 | ARVA LLC | HyLite | HL-OC-27W-EX39-30K | Mogul (E39) Screw-Base Replacements for HID Lamps | Low Output | Replacement Lamps for Outdoor Pole/Arm-mounted Decorative Luminaires (Type B) |  | Standard | FALSE | [9 empty] | 42471 | Not Yet Verified | No |  | 3.1 | 1873.9 | 68.34 | 27.42 | 13.67 | 0.9041 | 3000 | 83.5
P2XBYRPJ | ARVA LLC | HyLite | HL-OC-27W-E39-30K | Mogul (E39) Screw-Base Replacements for HID Lamps | Low Output | Replacement Lamps for Outdoor Pole/Arm-mounted Decorative Luminaires (Type B) |  | Standard | FALSE | [9 empty] | 42471 | Not Yet Verified | No |  | 3.1 | 1873.9 | 68.34 | 27.42 | 13.67 | 0.9041 | 3000 | 83.5
PN161YSS | ARVA LLC | HyLite | HL-OC-120W-EX39-30K | Mogul (E39) Screw-Base Replacements for HID Lamps | Mid Output | Replacement Lamps for Outdoor Pole/Arm-mounted Decorative Luminaires (Type B) |  | Standard | FALSE | [9 empty] | 42471 | Not Yet Verified | No |  | 3.1 | 8312.9 | 70.91 | 117.2 | 9.13 | 0.9625 | 3000 | 83.5
P2V9KNM8 | ARVA LLC | HyLite | HL-OC-120W-E39-30K | Mogul (E39) Screw-Base Replacements for HID Lamps | Mid Output | Replacement Lamps for Outdoor Pole/Arm-mounted Decorative Luminaires (Type B) |  | Standard | FALSE | [9 empty] | 42471 | Not Yet Verified | No |  | 3.1 | 8312.9 | 70.91 | 117.2 | 9.13 | 0.9625 | 3000 | 83.5
PKA4HW81 | ARVA LLC | HyLite | HL-OC-100W-EX39-30K | Mogul (E39) Screw-Base Replacements for HID Lamps | Mid Output | Replacement Lamps for Outdoor Pole/Arm-mounted Decorative Luminaires (Type B) |  | Standard | FALSE | [9 empty] | 42471 | Not Yet Verified | No |  | 3.1 | 6939 | 70.16 | 98.91 | 8.96 | 0.9501 | 3000 | 83.4
PJMNB4RW | ARVA LLC | HyLite | HL-OC-100W-E39-30K | Mogul (E39) Screw-Base Replacements for HID Lamps | Mid Output | Replacement Lamps for Outdoor Pole/Arm-mounted Decorative Luminaires (Type B) |  | Standard | FALSE | [9 empty] | 42471 | Not Yet Verified | No |  | 3.1 | 6939 | 70.16 | 98.91 | 8.96 | 0.9501 | 3000 | 83.4
PZ3T91MF | ARVA LLC | HyLite | HL-OC-54W-E39-30K | Mogul (E39) Screw-Base Replacements for HID Lamps | Low Output | Replacement Lamps for Outdoor Pole/Arm-mounted Decorative Luminaires (Type B) |  | Standard | FALSE | [9 empty] | 42471 | Not Yet Verified | No |  | 3.1 | 3681.4 | 67.95 | 54.18 | 15.34 | 0.9084 | 3000 | 81.8
PVF5J8NG | ARVA LLC | HyLite | HL-OC-54W-EX39-30K | Mogul (E39) Screw-Base Replacements for HID Lamps | Low Output | Replacement Lamps for Outdoor Pole/Arm-mounted Decorative Luminaires (Type B) |  | Standard | FALSE | [9 empty] | 42471 | Not Yet Verified | No |  | 3.1 | 3681.4 | 67.95 | 54.18 | 15.34 | 0.9084 | 3000 | 81.8
PK6TGY3S | ARVA LLC | HyLite | HL-OC-36W-EX39-27K | Mogul (E39) Screw-Base Replacements for HID Lamps | Low Output | Replacement Lamps for Outdoor Pole/Arm-mounted Decorative Luminaires (Type B) |  | Standard | FALSE | [9 empty] | 42471 | Not Yet Verified | No |  | 3.1 | 2481.7 | 69.26 | 35.83 | 13.61 | 0.9086 | 2700 | 83.8
PTD9D8E8 | ARVA LLC | HyLite | HL-OC-45W-EX39-27K | Mogul (E39) Screw-Base Replacements for HID Lamps | Low Output | Replacement Lamps for Outdoor Pole/Arm-mounted Decorative Luminaires (Type B) |  | Standard | FALSE | [9 empty] | 42471 | Not Yet Verified | No |  | 3.1 | 3086.5 | 67.88 | 45.47 | 16.51 | 0.9042 | 2700 | 83.7
PV4QNZX7 | ARVA LLC | HyLite | HL-OC-80W-EX39-27K | Mogul (E39) Screw-Base Replacements for HID Lamps | Mid Output | Replacement Lamps for Outdoor Pole/Arm-mounted Decorative Luminaires (Type B) |  | Standard | FALSE | [9 empty] | 42471 | Not Yet Verified | No |  | 3.1 | 5304.5 | 68.57 | 77.36 | 18.64 | 0.9043 | 2700 | 83.5
PA886HKN | ARVA LLC | HyLite | HL-OC-27W-EX39-27K | Mogul (E39) Screw-Base Replacements for HID Lamps | Low Output | Replacement Lamps for Outdoor Pole/Arm-mounted Decorative Luminaires (Type B) |  | Standard | FALSE | [9 empty] | 42471 | Not Yet Verified | No |  | 3.1 | 1873.9 | 68.34 | 27.42 | 13.67 | 0.9041 | 2700 | 83.5
PHFMED9Z | ARVA LLC | HyLite | HL-OC-120W-EX39-27K | Mogul (E39) Screw-Base Replacements for HID Lamps | Mid Output | Replacement Lamps for Outdoor Pole/Arm-mounted Decorative Luminaires (Type B) |  | Standard | FALSE | [9 empty] | 42471 | Not Yet Verified | No |  | 3.1 | 8312.9 | 70.91 | 117.2 | 9.13 | 0.9625 | 2700 | 83.5
PAV2BTCJ | ARVA LLC | HyLite | HL-OC-100W-EX39-27K | Mogul (E39) Screw-Base Replacements for HID Lamps | Mid Output | Replacement Lamps for Outdoor Pole/Arm-mounted Decorative Luminaires (Type B) |  | Standard | FALSE | [9 empty] | 42471 | Not Yet Verified | No |  | 3.1 | 6939 | 70.16 | 98.91 | 8.96 | 0.9501 | 2700 | 83.4
P47QHAVZ | ARVA LLC | HyLite | HL-OC-54W-EX39-27K | Mogul (E39) Screw-Base Replacements for HID Lamps | Low Output | Replacement Lamps for Outdoor Pole/Arm-mounted Decorative Luminaires (Type B) |  | Standard | FALSE | [9 empty] | 42471 | Not Yet Verified | No |  | 3.1 | 3681.4 | 67.95 | 54.18 | 15.34 | 0.9084 | 2700 | 81.8
PBW5PV7Q | Cleanlife Energy LLC | CLEANLIFE® | CL-CLW-150WA1 4000K | Mogul (E39) Screw-Base Replacements for HID Lamps | High Output | Replacement Lamps for Outdoor Pole/Arm-mounted Decorative Luminaires (Type B) |  | Standard | TRUE | 11281 | 76.87 | 146.8 | 13.54 | 0.9327 | 4046 | 83.6 | 5 | 50000 | 42468 |  | No |  | 3.1 | 11281 | 76.87 | 146.8 | 13.54 | 0.9327 | 4000 | 83.6
PWMRQYCQ | Cleanlife Energy LLC | CLEANLIFE® | CL-CLW-60WA1E39 4000K | Mogul (E39) Screw-Base Replacements for HID Lamps | Low Output | Replacement Lamps for Outdoor Pole/Arm-mounted Decorative Luminaires (Type B) |  | Standard | TRUE | 3942.4 | 69.73 | 56.54 | 14.46 | 0.9159 | 4058 | 83.5 | 5 | 50000 | 42468 |  | No |  | 3.1 | 4061.8 | 69.88 | 58.12 | 14.46 | 0.9159 | 4000 | 83.5
P24CNQX6 | Cleanlife Energy LLC | CLEANLIFE® | CL-CLW-100WA1 4000K | Mogul (E39) Screw-Base Replacements for HID Lamps | Mid Output | Replacement Lamps for Outdoor Pole/Arm-mounted Decorative Luminaires (Type B) |  | Standard | TRUE | 7678.1 | 77.6 | 98.95 | 13.66 | 0.9148 | 5496 | 84 | 5 | 50000 | 42468 |  | No |  | 3.1 | 7678.1 | 77.6 | 98.95 | 13.66 | 0.9148 | 4000 | 83.4
PTKHEPBX | Cleanlife Energy LLC | CLEANLIFE® | CL-CLW-80WA1 4000K | Mogul (E39) Screw-Base Replacements for HID Lamps | Mid Output | Replacement Lamps for Outdoor Pole/Arm-mounted Decorative Luminaires (Type B) |  | Standard | TRUE | 6435 | 80.08 | 80.36 | 13.27 | 0.914 | 5563 | 84.4 | 5 | 50000 | 42468 |  | No |  | 3.1 | 6291.2 | 78.11 | 80.54 | 10.32 | 0.914 | 4000 | 83.4
PPJS9QVW | Cleanlife Energy LLC | CLEANLIFE® | CL-CLW-40WA1E39 4000K | Mogul (E39) Screw-Base Replacements for HID Lamps | Low Output | Replacement Lamps for Outdoor Pole/Arm-mounted Decorative Luminaires (Type B) |  | Standard | TRUE | 2558.1 | 63.36 | 40.37 | 14.6 | 0.9103 | 4085 | 83.6 | 5 | 50000 | 42468 |  | No |  | 3.1 | 2558.1 | 63.36 | 40.37 | 14.6 | 0.9103 | 4000 | 83.6
PZZF3YCN | Cleanlife Energy LLC | CLEANLIFE® | CL-CLW-30WA1E39 4000K | Mogul (E39) Screw-Base Replacements for HID Lamps | Low Output | Replacement Lamps for Outdoor Pole/Arm-mounted Decorative Luminaires (Type B) |  | Standard | TRUE | 1947.1 | 64.18 | 30.34 | 14.27 | 0.9048 | 4065 | 83.6 | 5 |  | 42468 |  | No |  | 3.1 | 1947.1 | 64.18 | 30.34 | 14.27 | 0.9048 | 4000 | 83.6
PW2G2JFV | Cleanlife Energy LLC | CLEANLIFE® | CL-CLW-40WA1E39 5700K | Mogul (E39) Screw-Base Replacements for HID Lamps | Low Output | Replacement Lamps for Outdoor Pole/Arm-mounted Decorative Luminaires (Type B) |  | Standard | FALSE | [9 empty] | 42468 |  | No |  | 3.1 | 2634 | 64.77 | 40.67 | 14.94 | 0.9116 | 5700 | 84.9
PBVXMMX3 | Cleanlife Energy LLC | CLEANLIFE® | CL-CLW-60WA1E39 5700K | Mogul (E39) Screw-Base Replacements for HID Lamps | Low Output | Replacement Lamps for Outdoor Pole/Arm-mounted Decorative Luminaires (Type B) |  | Standard | FALSE | [9 empty] | 42468 |  | No |  | 3.1 | 4190 | 71.8 | 58.36 | 14.06 | 0.9196 | 5700 | 84.9
PWH75EK9 | Cleanlife Energy LLC | CLEANLIFE® | CL-CLW-150WA1 5700K | Mogul (E39) Screw-Base Replacements for HID Lamps | High Output | Replacement Lamps for Outdoor Pole/Arm-mounted Decorative Luminaires (Type B) |  | Standard | FALSE | [9 empty] | 42468 |  | No |  | 3.1 | 11624 | 78.75 | 147.6 | 13.77 | 0.9344 | 5700 | 84.7
PDC4NHQK | Cleanlife Energy LLC | CLEANLIFE® | CL-CLW-30WA1E39 5700K | Mogul (E39) Screw-Base Replacements for HID Lamps | Low Output | Replacement Lamps for Outdoor Pole/Arm-mounted Decorative Luminaires (Type B) |  | Standard | FALSE | [9 empty] | 42468 |  | No |  | 3.1 | 2009 | 66.04 | 30.42 | 14.81 | 0.9056 | 5700 | 84.5
PVZ8MZYV | Cleanlife Energy LLC | CLEANLIFE® | CL-CLW-80WA1 5700K | Mogul (E39) Screw-Base Replacements for HID Lamps | Mid Output | Replacement Lamps for Outdoor Pole/Arm-mounted Decorative Luminaires (Type B) |  | Standard | FALSE | [9 empty] | 42468 |  | No |  | 3.1 | 6435 | 80.08 | 80.36 | 10.32 | 0.9133 | 5700 | 84.4
PB2RTBC8 | Cleanlife Energy LLC | CLEANLIFE® | CL-CLW-100WA1 5700K | Mogul (E39) Screw-Base Replacements for HID Lamps | Mid Output | Replacement Lamps for Outdoor Pole/Arm-mounted Decorative Luminaires (Type B) |  | Standard | FALSE | [9 empty] | 42468 |  | No |  | 3.1 | 7849 | 79.58 | 98.63 | 13.66 | 0.9129 | 5700 | 84
PGBHZ7CX | Cleanlife Energy LLC | CLEANLIFE® | CL-CLW-40WA1E39 5000K | Mogul (E39) Screw-Base Replacements for HID Lamps | Low Output | Replacement Lamps for Outdoor Pole/Arm-mounted Decorative Luminaires (Type B) |  | Standard | FALSE | [9 empty] | 42468 |  | No |  | 3.1 | 2609 | 64.38 | 40.52 | 14.6 | 0.9103 | 5000 | 83.6
PMM8KJMD | Cleanlife Energy LLC | CLEANLIFE® | CL-CLW-30WA1E39 5000K | Mogul (E39) Screw-Base Replacements for HID Lamps | Low Output | Replacement Lamps for Outdoor Pole/Arm-mounted Decorative Luminaires (Type B) |  | Standard | FALSE | [9 empty] | 42468 |  | No |  | 3.1 | 1988 | 65.45 | 30.38 | 14.27 | 0.9048 | 5000 | 83.6
P3W2ZEW7 | Cleanlife Energy LLC | CLEANLIFE® | CL-CLW-150WA1 5000K | Mogul (E39) Screw-Base Replacements for HID Lamps | High Output | Replacement Lamps for Outdoor Pole/Arm-mounted Decorative Luminaires (Type B) |  | Standard | FALSE | [9 empty] | 42468 |  | No |  | 3.1 | 11509 | 78.19 | 147.2 | 13.54 | 0.9327 | 5000 | 83.6
P6FS38S6 | Cleanlife Energy LLC | CLEANLIFE® | CL-CLW-60WA1E39 5000K | Mogul (E39) Screw-Base Replacements for HID Lamps | Low Output | Replacement Lamps for Outdoor Pole/Arm-mounted Decorative Luminaires (Type B) |  | Standard | FALSE | [9 empty] | 42468 |  | No |  | 3.1 | 4147 | 71.21 | 58.24 | 14.46 | 0.9159 | 5000 | 83.5
P6CAXJCM | Cleanlife Energy LLC | CLEANLIFE® | CL-CLW-100WA1 5000K | Mogul (E39) Screw-Base Replacements for HID Lamps | Mid Output | Replacement Lamps for Outdoor Pole/Arm-mounted Decorative Luminaires (Type B) |  | Standard | FALSE | [9 empty] | 42468 |  | No |  | 3.1 | 7792 | 78.87 | 98.79 | 13.66 | 0.9148 | 5000 | 83.4
P1U554WZ | Cleanlife Energy LLC | CLEANLIFE® | CL-CLW-80WA1 5000K | Mogul (E39) Screw-Base Replacements for HID Lamps | Mid Output | Replacement Lamps for Outdoor Pole/Arm-mounted Decorative Luminaires (Type B) |  | Standard | FALSE | [9 empty] | 42468 |  | No |  | 3.1 | 6387 | 79.39 | 80.45 | 10.32 | 0.914 | 5000 | 83.4
PJR24SNX | Cleanlife Energy LLC | CLEANLIFE® | CL-CLW-40WA1E39 4500K | Mogul (E39) Screw-Base Replacements for HID Lamps | Low Output | Replacement Lamps for Outdoor Pole/Arm-mounted Decorative Luminaires (Type B) |  | Standard | FALSE | [9 empty] | 42468 |  | No |  | 3.1 | 2583 | 63.76 | 40.52 | 14.6 | 0.9103 | 4500 | 83.6
P3Y3YJW6 | Cleanlife Energy LLC | CLEANLIFE® | CL-CLW-30WA1E39 4500K | Mogul (E39) Screw-Base Replacements for HID Lamps | Low Output | Replacement Lamps for Outdoor Pole/Arm-mounted Decorative Luminaires (Type B) |  | Standard | FALSE | [9 empty] | 42468 |  | No |  | 3.1 | 1968 | 64.77 | 30.38 | 14.27 | 0.9048 | 4500 | 83.6
PE586NQQ | Cleanlife Energy LLC | CLEANLIFE® | CL-CLW-150WA1 4500K | Mogul (E39) Screw-Base Replacements for HID Lamps | High Output | Replacement Lamps for Outdoor Pole/Arm-mounted Decorative Luminaires (Type B) |  | Standard | FALSE | [9 empty] | 42468 |  | No |  | 3.1 | 11395 | 77.41 | 147.2 | 13.54 | 0.9327 | 4500 | 83.6
PPKY4BJB | Cleanlife Energy LLC | CLEANLIFE® | CL-CLW-60WA1E39 4500K | Mogul (E39) Screw-Base Replacements for HID Lamps | Low Output | Replacement Lamps for Outdoor Pole/Arm-mounted Decorative Luminaires (Type B) |  | Standard | FALSE | [9 empty] | 42468 |  | No |  | 3.1 | 4105 | 70.48 | 58.24 | 14.46 | 0.9159 | 4500 | 83.5
PAQYXHQ3 | Cleanlife Energy LLC | CLEANLIFE® | CL-CLW-100WA1 4500K | Mogul (E39) Screw-Base Replacements for HID Lamps | Mid Output | Replacement Lamps for Outdoor Pole/Arm-mounted Decorative Luminaires (Type B) |  | Standard | FALSE | [9 empty] | 42468 |  | No |  | 3.1 | 7735 | 78.3 | 98.79 | 13.66 | 0.9148 | 4500 | 83.4
PDKP3KG4 | Cleanlife Energy LLC | CLEANLIFE® | CL-CLW-80WA1 4500K | Mogul (E39) Screw-Base Replacements for HID Lamps | Mid Output | Replacement Lamps for Outdoor Pole/Arm-mounted Decorative Luminaires (Type B) |  | Standard | FALSE | [9 empty] | 42468 |  | No |  | 3.1 | 6339 | 78.79 | 80.45 | 10.32 | 0.914 | 4500 | 83.4
PKA8TGJ9 | SMART ENERGY SOLUTIONS | SES | SES-CLC-L60A-A00C | Mogul (E39) Screw-Base Replacements for HID Lamps | Mid Output | Replacement Lamps for Outdoor Pole/Arm-mounted Decorative Luminaires (Type B) |  | Standard | TRUE | 5124.7 | 79.9 | 64.11 | 14.36 | 0.9266 | 2998 | 83 | 5 | 50000 | 42467 |  | No |  | 3.1 | 6600 | 110 | 60 | 20 | 0.95 | 3000 | 80
PBY33QQC | ESL Vision | CL Series | ESL-CL-55W-230M | Mogul (E39) Screw-Base Replacements for HID Lamps | Low Output | Replacement Lamps for Outdoor Pole/Arm-mounted Decorative Luminaires (Type B) |  | Standard | TRUE | 3807.2 | 65.72 | 57.93 | 16.25 | 0.9112 | 3133 | 84.7 | 5 | 50000 | 42467 |  | No |  | 3.1 | 3807.2 | 65.72 | 57.93 | 16.25 | 0.9112 | 3000 | 84.7
P9JZWKAK | ESL Vision | CL Series | ESL-CL-46W-230M | Mogul (E39) Screw-Base Replacements for HID Lamps | Low Output | Replacement Lamps for Outdoor Pole/Arm-mounted Decorative Luminaires (Type B) |  | Standard | TRUE | 3269.6 | 66.81 | 48.94 | 15.67 | 0.9099 | 3086 | 83.9 | 5 | 50000 | 42467 |  | No |  | 3.1 | 3269.6 | 66.81 | 48.94 | 15.67 | 0.9099 | 3000 | 83.9
P58JW17R | ESL Vision | CL Series | ESL-CL-36W-230M | Mogul (E39) Screw-Base Replacements for HID Lamps | Low Output | Replacement Lamps for Outdoor Pole/Arm-mounted Decorative Luminaires (Type B) |  | Standard | TRUE | 2690.2 | 71.4 | 37.68 | 13.62 | 0.9074 | 3131 | 84.7 | 5 | 50000 | 42467 |  | No |  | 3.1 | 2690.2 | 71.4 | 37.68 | 13.62 | 0.9074 | 3000 | 84.7
PBQCSYEV | SMART ENERGY SOLUTIONS | SES | SES-CLC-L80N-A00C | Mogul (E39) Screw-Base Replacements for HID Lamps | Low Output | Replacement Lamps for Outdoor Pole/Arm-mounted Decorative Luminaires (Type B) |  | Standard | TRUE | 5281.7 | 64.2 | 82.27 | 13.97 | 0.8945 | 3035 | 83.4 | 5 | 50000 | 42467 |  | No |  | 3.1 | 8800 | 110 | 80 | 20 | 0.95 | 3000 | 70
PYU5D18P | SMART ENERGY SOLUTIONS | SES | SES-CLC-L100N-A00C | Mogul (E39) Screw-Base Replacements for HID Lamps | Mid Output | Replacement Lamps for Outdoor Pole/Arm-mounted Decorative Luminaires (Type B) |  | Standard | TRUE | 6557.9 | 68 | 96.44 | 14.32 | 0.8724 | 3033 | 83.2 | 5 | 50000 | 42467 |  | No |  | 3.1 | 11000 | 110 | 100 | 20 | 0.95 | 3000 | 70
P23346GS | SMART ENERGY SOLUTIONS | SES | SES-CLC-W60A-A00C | Mogul (E39) Screw-Base Replacements for HID Lamps | Mid Output | Replacement Lamps for Outdoor Pole/Arm-mounted Decorative Luminaires (Type B) |  | Standard | FALSE | [9 empty] | 42467 |  | No |  | 3.1 | 6600 | 110 | 60 | 20 | 0.95 | 5700 | 80
PBENGPZ3 | SMART ENERGY SOLUTIONS | SES | SES-CLC-W100N-A00C | Mogul (E39) Screw-Base Replacements for HID Lamps | Mid Output | Replacement Lamps for Outdoor Pole/Arm-mounted Decorative Luminaires (Type B) |  | Standard | FALSE | [9 empty] | 42467 |  | No |  | 3.1 | 11000 | 110 | 100 | 20 | 0.95 | 5700 | 70
PMUPG42D | SMART ENERGY SOLUTIONS | SES | SES-CLC-W80N-A00C | Mogul (E39) Screw-Base Replacements for HID Lamps | Low Output | Replacement Lamps for Outdoor Pole/Arm-mounted Decorative Luminaires (Type B) |  | Standard | FALSE | [9 empty] | 42467 |  | No |  | 3.1 | 8800 | 110 | 80 | 20 | 0.95 | 5700 | 70
P1UV2W3D | ESL Vision | CL Series | ESL-CL-55W-250M | Mogul (E39) Screw-Base Replacements for HID Lamps | Low Output | Replacement Lamps for Outdoor Pole/Arm-mounted Decorative Luminaires (Type B) |  | Standard | FALSE | [9 empty] | 42467 |  | No |  | 3.1 | 4094 | 69.85 | 58.61 | 16.52 | 0.9106 | 5000 | 84.5
PFG7BJFG | ESL Vision | CL Series | ESL-CL-36W-250M | Mogul (E39) Screw-Base Replacements for HID Lamps | Low Output | Replacement Lamps for Outdoor Pole/Arm-mounted Decorative Luminaires (Type B) |  | Standard | FALSE | [9 empty] | 42467 |  | No |  | 3.1 | 2839 | 74.24 | 38.24 | 13.27 | 0.9043 | 5000 | 84.4
PDURGUYJ | ESL Vision | CL Series | ESL-CL-46W-250M | Mogul (E39) Screw-Base Replacements for HID Lamps | Low Output | Replacement Lamps for Outdoor Pole/Arm-mounted Decorative Luminaires (Type B) |  | Standard | FALSE | [9 empty] | 42467 |  | No |  | 3.1 | 3483 | 71.05 | 49.02 | 15.47 | 0.9088 | 5000 | 84.2
PKHMKZBR | ESL Vision | CL Series | ESL-CL-55W-245M | Mogul (E39) Screw-Base Replacements for HID Lamps | Low Output | Replacement Lamps for Outdoor Pole/Arm-mounted Decorative Luminaires (Type B) |  | Standard | FALSE | [9 empty] | 42467 |  | No |  | 3.1 | 4022.3 | 69.03 | 58.27 | 16.25 | 0.9112 | 4500 | 84.7
PXMKES6E | ESL Vision | CL Series | ESL-CL-36W-245M | Mogul (E39) Screw-Base Replacements for HID Lamps | Low Output | Replacement Lamps for Outdoor Pole/Arm-mounted Decorative Luminaires (Type B) |  | Standard | FALSE | [9 empty] | 42467 |  | No |  | 3.1 | 2801.8 | 73.81 | 37.96 | 13.62 | 0.9074 | 4500 | 84.7
PW8RJAKH | ESL Vision | CL Series | ESL-CL-46W-245M | Mogul (E39) Screw-Base Replacements for HID Lamps | Low Output | Replacement Lamps for Outdoor Pole/Arm-mounted Decorative Luminaires (Type B) |  | Standard | FALSE | [9 empty] | 42467 |  | No |  | 3.1 | 3429.7 | 70.02 | 48.98 | 15.67 | 0.9099 | 4500 | 83.9
P5KBAM8N | ESL Vision | CL Series | ESL-CL-55W-240M | Mogul (E39) Screw-Base Replacements for HID Lamps | Low Output | Replacement Lamps for Outdoor Pole/Arm-mounted Decorative Luminaires (Type B) |  | Standard | FALSE | [9 empty] | 42467 |  | No |  | 3.1 | 3950.6 | 67.8 | 58.27 | 16.25 | 0.9112 | 4000 | 84.7
PHMNPDRZ | ESL Vision | CL Series | ESL-CL-36W-240M | Mogul (E39) Screw-Base Replacements for HID Lamps | Low Output | Replacement Lamps for Outdoor Pole/Arm-mounted Decorative Luminaires (Type B) |  | Standard | FALSE | [9 empty] | 42467 |  | No |  | 3.1 | 2764.6 | 72.83 | 37.96 | 13.62 | 0.9074 | 4000 | 84.7
PFMX9J4H | ESL Vision | CL Series | ESL-CL-46W-240M | Mogul (E39) Screw-Base Replacements for HID Lamps | Low Output | Replacement Lamps for Outdoor Pole/Arm-mounted Decorative Luminaires (Type B) |  | Standard | FALSE | [9 empty] | 42467 |  | No |  | 3.1 | 3376.3 | 68.93 | 48.98 | 15.67 | 0.9099 | 4000 | 83.9
PAKPEXDA | ESL Vision | CL Series | ESL-CL-55W-235M | Mogul (E39) Screw-Base Replacements for HID Lamps | Low Output | Replacement Lamps for Outdoor Pole/Arm-mounted Decorative Luminaires (Type B) |  | Standard | FALSE | [9 empty] | 42467 |  | No |  | 3.1 | 3878.9 | 66.57 | 58.27 | 16.25 | 0.9112 | 3500 | 84.7
PQKSTR15 | ESL Vision | CL Series | ESL-CL-36W-235M | Mogul (E39) Screw-Base Replacements for HID Lamps | Low Output | Replacement Lamps for Outdoor Pole/Arm-mounted Decorative Luminaires (Type B) |  | Standard | FALSE | [9 empty] | 42467 |  | No |  | 3.1 | 2727.4 | 71.85 | 37.96 | 13.62 | 0.9074 | 3500 | 84.7
PUKA2MJB | ESL Vision | CL Series | ESL-CL-46W-235M | Mogul (E39) Screw-Base Replacements for HID Lamps | Low Output | Replacement Lamps for Outdoor Pole/Arm-mounted Decorative Luminaires (Type B) |  | Standard | FALSE | [9 empty] | 42467 |  | No |  | 3.1 | 3323 | 67.84 | 48.98 | 15.67 | 0.9099 | 3500 | 83.9
PX3X437F | EVERBRIGHT LIGHTS INC | EVERBRIGHT | E015010DW | Mogul (E39) Screw-Base Replacements for HID Lamps | High Output | Replacement Lamps for Outdoor Pole/Arm-mounted Decorative Luminaires (Type B) |  | Standard | TRUE | 11281 | 76.87 | 146.8 | 13.54 | 0.9327 | 4046 | 83.6 | 5 | 50000 | 42466 |  | No |  | 3.1 | 11281 | 76.87 | 146.8 | 13.54 | 0.9327 | 4000 | 83.6
P2KSY6U7 | EVERBRIGHT LIGHTS INC | EVERBRIGHT | E006010DW | Mogul (E39) Screw-Base Replacements for HID Lamps | Low Output | Replacement Lamps for Outdoor Pole/Arm-mounted Decorative Luminaires (Type B) |  | Standard | TRUE | 3942.4 | 69.73 | 56.54 | 14.46 | 0.9159 | 4058 | 83.5 | 5 | 50000 | 42466 |  | No |  | 3.1 | 4061.8 | 69.88 | 58.12 | 14.46 | 0.9159 | 4000 | 83.5
PHRN3B4J | EVERBRIGHT LIGHTS INC | EVERBRIGHT | E010010DW | Mogul (E39) Screw-Base Replacements for HID Lamps | Mid Output | Replacement Lamps for Outdoor Pole/Arm-mounted Decorative Luminaires (Type B) |  | Standard | TRUE | 7678.1 | 77.6 | 98.95 | 13.66 | 0.9148 | 5496 | 84 | 5 | 50000 | 42466 |  | No |  | 3.1 | 7678.1 | 77.6 | 98.95 | 13.66 | 0.9148 | 4000 | 83.4
PRV331UB | EVERBRIGHT LIGHTS INC | EVERBRIGHT | E008010DW | Mogul (E39) Screw-Base Replacements for HID Lamps | Mid Output | Replacement Lamps for Outdoor Pole/Arm-mounted Decorative Luminaires (Type B) |  | Standard | TRUE | 6435 | 80.08 | 80.36 | 13.27 | 0.914 | 5563 | 84.4 | 5 | 50000 | 42466 |  | No |  | 3.1 | 6291.2 | 78.11 | 80.54 | 10.32 | 0.914 | 4000 | 83.4
PAGSJ5HE | EVERBRIGHT LIGHTS INC | EVERBRIGHT | E004010DW | Mogul (E39) Screw-Base Replacements for HID Lamps | Low Output | Replacement Lamps for Outdoor Pole/Arm-mounted Decorative Luminaires (Type B) |  | Standard | TRUE | 2558.1 | 63.36 | 40.37 | 14.6 | 0.9103 | 4085 | 83.6 | 5 | 50000 | 42466 |  | No |  | 3.1 | 2558.1 | 63.36 | 40.37 | 14.6 | 0.9103 | 4000 | 83.6
PFPC4T4C | EVERBRIGHT LIGHTS INC | EVERBRIGHT | E003010DW | Mogul (E39) Screw-Base Replacements for HID Lamps | Low Output | Replacement Lamps for Outdoor Pole/Arm-mounted Decorative Luminaires (Type B) |  | Standard | TRUE | 1947.1 | 64.18 | 30.34 | 14.27 | 0.9048 | 4065 | 83.6 | 5 |  | 42466 |  | No |  | 3.1 | 1947.1 | 64.18 | 30.34 | 14.27 | 0.9048 | 4000 | 83.6
P727RBSW | EVERBRIGHT LIGHTS INC | EVERBRIGHT | E004010CW | Mogul (E39) Screw-Base Replacements for HID Lamps | Low Output | Replacement Lamps for Outdoor Pole/Arm-mounted Decorative Luminaires (Type B) |  | Standard | FALSE | [9 empty] | 42466 | Not Dimmable | No |  | 3.1 | 2634 | 64.77 | 40.67 | 14.94 | 0.9116 | 5700 | 84.9
P3CAMDSC | EVERBRIGHT LIGHTS INC | EVERBRIGHT | E006010CW | Mogul (E39) Screw-Base Replacements for HID Lamps | Low Output | Replacement Lamps for Outdoor Pole/Arm-mounted Decorative Luminaires (Type B) |  | Standard | FALSE | [9 empty] | 42466 | Not Dimmable | No |  | 3.1 | 4190 | 71.8 | 58.36 | 14.06 | 0.9196 | 5700 | 84.9
P64S2Q35 | EVERBRIGHT LIGHTS INC | EVERBRIGHT | E015010CW | Mogul (E39) Screw-Base Replacements for HID Lamps | High Output | Replacement Lamps for Outdoor Pole/Arm-mounted Decorative Luminaires (Type B) |  | Standard | FALSE | [9 empty] | 42466 | Not Dimmable | No |  | 3.1 | 11624 | 78.75 | 147.6 | 13.77 | 0.9344 | 5700 | 84.7
PVX2N57U | EVERBRIGHT LIGHTS INC | EVERBRIGHT | E003010CW | Mogul (E39) Screw-Base Replacements for HID Lamps | Low Output | Replacement Lamps for Outdoor Pole/Arm-mounted Decorative Luminaires (Type B) |  | Standard | FALSE | [9 empty] | 42466 | Not Dimmable | No |  | 3.1 | 2009 | 66.04 | 30.42 | 14.81 | 0.9056 | 5700 | 84.5
PDSP8MU9 | EVERBRIGHT LIGHTS INC | EVERBRIGHT | E008010CW | Mogul (E39) Screw-Base Replacements for HID Lamps | Mid Output | Replacement Lamps for Outdoor Pole/Arm-mounted Decorative Luminaires (Type B) |  | Standard | FALSE | [9 empty] | 42466 | Not Dimmable | No |  | 3.1 | 6435 | 80.08 | 80.36 | 10.32 | 0.9133 | 5700 | 84.4
PQ3UEHAM | EVERBRIGHT LIGHTS INC | EVERBRIGHT | E010010CW | Mogul (E39) Screw-Base Replacements for HID Lamps | Mid Output | Replacement Lamps for Outdoor Pole/Arm-mounted Decorative Luminaires (Type B) |  | Standard | FALSE | [9 empty] | 42466 | Not Dimmable | No |  | 3.1 | 7849 | 79.58 | 98.63 | 13.66 | 0.9129 | 5700 | 84
PT5ZMT4C | EVERBRIGHT LIGHTS INC | EVERBRIGHT | E004010W | Mogul (E39) Screw-Base Replacements for HID Lamps | Low Output | Replacement Lamps for Outdoor Pole/Arm-mounted Decorative Luminaires (Type B) |  | Standard | FALSE | [9 empty] | 42466 | Not Dimmable | No |  | 3.1 | 2609 | 64.38 | 40.52 | 14.6 | 0.9103 | 5000 | 83.6
PWUGM1UN | EVERBRIGHT LIGHTS INC | EVERBRIGHT | E003010W | Mogul (E39) Screw-Base Replacements for HID Lamps | Low Output | Replacement Lamps for Outdoor Pole/Arm-mounted Decorative Luminaires (Type B) |  | Standard | FALSE | [9 empty] | 42466 | Not Dimmable | No |  | 3.1 | 1988 | 65.45 | 30.38 | 14.27 | 0.9048 | 5000 | 83.6
PQKKR18A | EVERBRIGHT LIGHTS INC | EVERBRIGHT | E015010W | Mogul (E39) Screw-Base Replacements for HID Lamps | High Output | Replacement Lamps for Outdoor Pole/Arm-mounted Decorative Luminaires (Type B) |  | Standard | FALSE | [9 empty] | 42466 | Not Dimmable | No |  | 3.1 | 11509 | 78.19 | 147.2 | 13.54 | 0.9327 | 5000 | 83.6
P5XRCCFB | EVERBRIGHT LIGHTS INC | EVERBRIGHT | E006010W | Mogul (E39) Screw-Base Replacements for HID Lamps | Low Output | Replacement Lamps for Outdoor Pole/Arm-mounted Decorative Luminaires (Type B) |  | Standard | FALSE | [9 empty] | 42466 | Not Dimmable | No |  | 3.1 | 4147 | 71.21 | 58.24 | 14.46 | 0.9159 | 5000 | 83.5
PVJKF6J1 | EVERBRIGHT LIGHTS INC | EVERBRIGHT | E010010W | Mogul (E39) Screw-Base Replacements for HID Lamps | Mid Output | Replacement Lamps for Outdoor Pole/Arm-mounted Decorative Luminaires (Type B) |  | Standard | FALSE | [9 empty] | 42466 | Not Dimmable | No |  | 3.1 | 7792 | 78.87 | 98.79 | 13.66 | 0.9148 | 5000 | 83.4
PBYH29HC | EVERBRIGHT LIGHTS INC | EVERBRIGHT | E008010W | Mogul (E39) Screw-Base Replacements for HID Lamps | Mid Output | Replacement Lamps for Outdoor Pole/Arm-mounted Decorative Luminaires (Type B) |  | Standard | FALSE | [9 empty] | 42466 | Not Dimmable | No |  | 3.1 | 6387 | 79.39 | 80.45 | 10.32 | 0.914 | 5000 | 83.4
P3ZU5YRF | EVERBRIGHT LIGHTS INC | EVERBRIGHT | E004010NW | Mogul (E39) Screw-Base Replacements for HID Lamps | Low Output | Replacement Lamps for Outdoor Pole/Arm-mounted Decorative Luminaires (Type B) |  | Standard | FALSE | [9 empty] | 42466 | Not Dimmable | No |  | 3.1 | 2583 | 63.76 | 40.52 | 14.6 | 0.9103 | 4500 | 83.6
P77KK899 | EVERBRIGHT LIGHTS INC | EVERBRIGHT | E003010NW | Mogul (E39) Screw-Base Replacements for HID Lamps | Low Output | Replacement Lamps for Outdoor Pole/Arm-mounted Decorative Luminaires (Type B) |  | Standard | FALSE | [9 empty] | 42466 | Not Dimmable | No |  | 3.1 | 1968 | 64.77 | 30.38 | 14.27 | 0.9048 | 4500 | 83.6
P5SWKZK7 | EVERBRIGHT LIGHTS INC | EVERBRIGHT | E015010NW | Mogul (E39) Screw-Base Replacements for HID Lamps | High Output | Replacement Lamps for Outdoor Pole/Arm-mounted Decorative Luminaires (Type B) |  | Standard | FALSE | [9 empty] | 42466 | Not Dimmable | No |  | 3.1 | 11395 | 77.41 | 147.2 | 13.54 | 0.9327 | 4500 | 83.6
PZ4BD254 | EVERBRIGHT LIGHTS INC | EVERBRIGHT | E006010NW | Mogul (E39) Screw-Base Replacements for HID Lamps | Low Output | Replacement Lamps for Outdoor Pole/Arm-mounted Decorative Luminaires (Type B) |  | Standard | FALSE | [9 empty] | 42466 | Not Dimmable | No |  | 3.1 | 4105 | 70.48 | 58.24 | 14.46 | 0.9159 | 4500 | 83.5
PHHKAK2R | EVERBRIGHT LIGHTS INC | EVERBRIGHT | E010010NW | Mogul (E39) Screw-Base Replacements for HID Lamps | Mid Output | Replacement Lamps for Outdoor Pole/Arm-mounted Decorative Luminaires (Type B) |  | Standard | FALSE | [9 empty] | 42466 | Not Dimmable | No |  | 3.1 | 7735 | 78.3 | 98.79 | 13.66 | 0.9148 | 4500 | 83.4
PPCG27J3 | EVERBRIGHT LIGHTS INC | EVERBRIGHT | E008010NW | Mogul (E39) Screw-Base Replacements for HID Lamps | Mid Output | Replacement Lamps for Outdoor Pole/Arm-mounted Decorative Luminaires (Type B) |  | Standard | FALSE | [9 empty] | 42466 | Not Dimmable | No |  | 3.1 | 6339 | 78.79 | 80.45 | 10.32 | 0.914 | 4500 | 83.4
P4T8U75Y | ESL Vision | CL Series | ESL-CL-28W-230M | Mogul (E39) Screw-Base Replacements for HID Lamps | Low Output | Replacement Lamps for Outdoor Pole/Arm-mounted Decorative Luminaires (Type B) |  | Standard | TRUE | 2041.9 | 69.01 | 29.59 | 15.06 | 0.9074 | 3056 | 83.5 | 5 | 50000 | 42465 |  | No |  | 3.1 | 2041.9 | 69.01 | 29.59 | 14.98 | 0.9083 | 3000 | 83.5
PGDV843P | ESL Vision | CL Series | ESL-CL-80W-230M | Mogul (E39) Screw-Base Replacements for HID Lamps | Mid Output | Replacement Lamps for Outdoor Pole/Arm-mounted Decorative Luminaires (Type B) |  | Standard | TRUE | 5357.2 | 68.57 | 78.13 | 15.52 | 0.9026 | 3076 | 83.8 | 5 | 50000 | 42465 |  | No |  | 3.1 | 5357.2 | 68.57 | 78.13 | 15.52 | 0.9026 | 3000 | 83.8
PUM2G6VC | ESL Vision | CL Series | ESL-CL-80W-250M | Mogul (E39) Screw-Base Replacements for HID Lamps | Mid Output | Replacement Lamps for Outdoor Pole/Arm-mounted Decorative Luminaires (Type B) |  | Standard | FALSE | [9 empty] | 42465 |  | No |  | 3.1 | 5608 | 71.84 | 78.06 | 15.83 | 0.9062 | 5000 | 84.6
PD8X9HNT | ESL Vision | CL Series | ESL-CL-28W-250M | Mogul (E39) Screw-Base Replacements for HID Lamps | Low Output | Replacement Lamps for Outdoor Pole/Arm-mounted Decorative Luminaires (Type B) |  | Standard | FALSE | [9 empty] | 42465 |  | No |  | 3.1 | 2151 | 72.18 | 29.8 | 15.06 | 0.9074 | 5000 | 84.6
PG6BTD1F | ESL Vision | CL Series | ESL-CL-80W-245M | Mogul (E39) Screw-Base Replacements for HID Lamps | Mid Output | Replacement Lamps for Outdoor Pole/Arm-mounted Decorative Luminaires (Type B) |  | Standard | FALSE | [9 empty] | 42465 |  | No |  | 3.1 | 5545.3 | 71.01 | 78.1 | 15.52 | 0.9026 | 4500 | 83.8
PFM235GJ | ESL Vision | CL Series | ESL-CL-28W-245M | Mogul (E39) Screw-Base Replacements for HID Lamps | Low Output | Replacement Lamps for Outdoor Pole/Arm-mounted Decorative Luminaires (Type B) |  | Standard | FALSE | [9 empty] | 42465 |  | No |  | 3.1 | 2123.7 | 71.52 | 29.7 | 14.98 | 0.9083 | 4500 | 83.5
PVMUYS3Z | ESL Vision | CL Series | ESL-CL-80W-240M | Mogul (E39) Screw-Base Replacements for HID Lamps | Mid Output | Replacement Lamps for Outdoor Pole/Arm-mounted Decorative Luminaires (Type B) |  | Standard | FALSE | [9 empty] | 42465 |  | No |  | 3.1 | 5482.6 | 70.2 | 78.1 | 15.52 | 0.9026 | 4000 | 83.8
PVPWVY1W | ESL Vision | CL Series | ESL-CL-28W-240M | Mogul (E39) Screw-Base Replacements for HID Lamps | Low Output | Replacement Lamps for Outdoor Pole/Arm-mounted Decorative Luminaires (Type B) |  | Standard | FALSE | [9 empty] | 42465 |  | No |  | 3.1 | 2096.5 | 70.6 | 29.7 | 14.98 | 0.9083 | 4000 | 83.5
PYGF2BYP | ESL Vision | CL Series | ESL-CL-80W-235M | Mogul (E39) Screw-Base Replacements for HID Lamps | Mid Output | Replacement Lamps for Outdoor Pole/Arm-mounted Decorative Luminaires (Type B) |  | Standard | FALSE | [9 empty] | 42465 |  | No |  | 3.1 | 5419.9 | 69.4 | 78.1 | 15.52 | 0.9026 | 3500 | 83.8
PZJGXZFH | ESL Vision | CL Series | ESL-CL-28W-235M | Mogul (E39) Screw-Base Replacements for HID Lamps | Low Output | Replacement Lamps for Outdoor Pole/Arm-mounted Decorative Luminaires (Type B) |  | Standard | FALSE | [9 empty] | 42465 |  | No |  | 3.1 | 2069.2 | 69.68 | 29.7 | 14.98 | 0.9083 | 3500 | 83.5
PYVVTG87 | Kobi Electric Inc. | KOBI ELECTRIC | EC-120-27-MV-E39 | Mogul (E39) Screw-Base Replacements for HID Lamps | Mid Output | Replacement Lamps for Outdoor Pole/Arm-mounted Decorative Luminaires (Type B) |  | Standard | TRUE | 8312.9 | 70.91 | 117.2 | 9.13 | 0.9625 | 2685 | 83.5 | 5 |  | 42461 |  | No |  | 3.1 | 8312.9 | 70.91 | 117.2 | 9.13 | 0.9625 | 2700 | 83.5
PKSJ6RKN | Kobi Electric Inc. | KOBI ELECTRIC | EC-100-27-MV-E39 | Mogul (E39) Screw-Base Replacements for HID Lamps | Mid Output | Replacement Lamps for Outdoor Pole/Arm-mounted Decorative Luminaires (Type B) |  | Standard | TRUE | 6690.9 | 69.31 | 96.54 | 8.96 | 0.9501 | 2684 | 83.4 | 5 |  | 42461 |  | No |  | 3.1 | 6939 | 70.16 | 98.91 | 8.96 | 0.9501 | 2700 | 83.4
PMRPHPGV | Precision Lighting & Transformer Inc | PLT | PLT-7106 (2700K) | Mogul (E39) Screw-Base Replacements for HID Lamps | Mid Output | Replacement Lamps for Outdoor Pole/Arm-mounted Decorative Luminaires (Type B) |  | Standard | TRUE | 6836.2 | 68.23 | 100.2 | 10.73 | 0.9087 | 2784 | 83.4 | 5 | 50000 | 42461 |  | No |  | 3.1 | 6836.2 | 68.23 | 100.2 | 10.73 | 0.9087 | 2700 | 83.4
PN9XNQFZ | Kobi Electric Inc. | KOBI ELECTRIC | EC-54-27-MV-E39 | Mogul (E39) Screw-Base Replacements for HID Lamps | Low Output | Replacement Lamps for Outdoor Pole/Arm-mounted Decorative Luminaires (Type B) |  | Standard | TRUE | 3607 | 67.92 | 53.1 | 15.34 | 0.9084 | 2630 | 81.8 | 5 |  | 42461 |  | No |  | 3.1 | 3681.4 | 67.95 | 54.18 | 15.34 | 0.9084 | 2700 | 81.8
P65E5Y96 | Precision Lighting & Transformer Inc | PLT | PLT-8106 (2700K) | Mogul (E39) Screw-Base Replacements for HID Lamps | Mid Output | Replacement Lamps for Outdoor Pole/Arm-mounted Decorative Luminaires (Type B) |  | Standard | TRUE | 8677.1 | 72.07 | 120.4 | 9.27 | 0.9075 | 2788 | 83.4 | 5 | 50000 | 42461 |  | No |  | 3.1 | 8677.1 | 72.07 | 120.4 | 9.27 | 0.9075 | 2700 | 83.4
PP197GGB | Kobi Electric Inc. | KOBI ELECTRIC | EC-80-27-MV-E39 | Mogul (E39) Screw-Base Replacements for HID Lamps | Mid Output | Replacement Lamps for Outdoor Pole/Arm-mounted Decorative Luminaires (Type B) |  | Standard | TRUE | 5216.6 | 68.25 | 77.36 | 18.64 | 0.9043 | 2677 | 83.5 | 5 |  | 42461 |  | No |  | 3.1 | 5304.5 | 68.57 | 77.36 | 18.64 | 0.9043 | 2700 | 83.5
P3KWX9H5 | WESTGATE MFG | Westgate Mfg | CL-EZ2-75W-30K | Mogul (E39) Screw-Base Replacements for HID Lamps | Low Output | Replacement Lamps for Outdoor Pole/Arm-mounted Decorative Luminaires (Type B) |  | Standard | TRUE | 4719.7 | 67.3 | 70.18 | 18.58 | 0.904 | 3156 | 84.5 | 5 | 50000 | 42461 |  | No |  | 3.1 | 5047.5 | 67.3 | 75 | 20 | 0.9 | 3000 | 80
PHQYFT2Q | WESTGATE MFG | Westgate Mfg | CL-EZ2-27W-27K | Mogul (E39) Screw-Base Replacements for HID Lamps | Low Output | Replacement Lamps for Outdoor Pole/Arm-mounted Decorative Luminaires (Type B) |  | Standard | TRUE | 2247.4 | 80.3 | 28 | 22.35 | 0.8898 | 2811 | 84.6 | 5 | 50000 | 42461 |  | No |  | 3.1 | 2168.1 | 80.3 | 27 | 20 | 0.9 | 2700 | 80
PZTCFUHD | WESTGATE MFG | Westgate Mfg | CL-EZ2-75W-50K | Mogul (E39) Screw-Base Replacements for HID Lamps | Low Output | Replacement Lamps for Outdoor Pole/Arm-mounted Decorative Luminaires (Type B) |  | Standard | FALSE | [9 empty] | 42461 |  | No |  | 3.1 | 5047.5 | 67.3 | 75 | 20 | 0.9 | 5000 | 80
PDX9YSX1 | WESTGATE MFG | Westgate Mfg | CL-EZ2-27W-50K | Mogul (E39) Screw-Base Replacements for HID Lamps | Low Output | Replacement Lamps for Outdoor Pole/Arm-mounted Decorative Luminaires (Type B) |  | Standard | FALSE | [9 empty] | 42461 |  | No |  | 3.1 | 2168.1 | 80.3 | 27 | 20 | 0.9 | 5000 | 80
PVATVCWC | WESTGATE MFG | Westgate Mfg | CL-EZ2-75W-45K | Mogul (E39) Screw-Base Replacements for HID Lamps | Low Output | Replacement Lamps for Outdoor Pole/Arm-mounted Decorative Luminaires (Type B) |  | Standard | FALSE | [9 empty] | 42461 |  | No |  | 3.1 | 5047.5 | 67.3 | 75 | 20 | 0.9 | 4500 | 80
PQ3VA3X6 | WESTGATE MFG | Westgate Mfg | CL-EZ2-27W-45K | Mogul (E39) Screw-Base Replacements for HID Lamps | Low Output | Replacement Lamps for Outdoor Pole/Arm-mounted Decorative Luminaires (Type B) |  | Standard | FALSE | [9 empty] | 42461 |  | No |  | 3.1 | 2168.1 | 80.3 | 27 | 20 | 0.9 | 4500 | 80
PVFB76ZJ | WESTGATE MFG | Westgate Mfg | CL-EZ2-75W-40K | Mogul (E39) Screw-Base Replacements for HID Lamps | Low Output | Replacement Lamps for Outdoor Pole/Arm-mounted Decorative Luminaires (Type B) |  | Standard | FALSE | [9 empty] | 42461 |  | No |  | 3.1 | 5047.5 | 67.3 | 75 | 20 | 0.9 | 4000 | 80
P74SEW5Z | WESTGATE MFG | Westgate Mfg | CL-EZ2-27W-40K | Mogul (E39) Screw-Base Replacements for HID Lamps | Low Output | Replacement Lamps for Outdoor Pole/Arm-mounted Decorative Luminaires (Type B) |  | Standard | FALSE | [9 empty] | 42461 |  | No |  | 3.1 | 2168.1 | 80.3 | 27 | 20 | 0.9 | 4000 | 80
P6M43EZM | WESTGATE MFG | Westgate Mfg | CL-EZ2-75W-35K | Mogul (E39) Screw-Base Replacements for HID Lamps | Low Output | Replacement Lamps for Outdoor Pole/Arm-mounted Decorative Luminaires (Type B) |  | Standard | FALSE | [9 empty] | 42461 |  | No |  | 3.1 | 5047.5 | 67.3 | 75 | 20 | 0.9 | 3500 | 80
PGNT1YG8 | WESTGATE MFG | Westgate Mfg | CL-EZ2-27W-35K | Mogul (E39) Screw-Base Replacements for HID Lamps | Low Output | Replacement Lamps for Outdoor Pole/Arm-mounted Decorative Luminaires (Type B) |  | Standard | FALSE | [9 empty] | 42461 |  | No |  | 3.1 | 2168.1 | 80.3 | 27 | 20 | 0.9 | 3500 | 80
PYPWTPZS | WESTGATE MFG | Westgate Mfg | CL-EZ2-27W-30K | Mogul (E39) Screw-Base Replacements for HID Lamps | Low Output | Replacement Lamps for Outdoor Pole/Arm-mounted Decorative Luminaires (Type B) |  | Standard | FALSE | [9 empty] | 42461 |  | No |  | 3.1 | 2168.1 | 80.3 | 27 | 20 | 0.9 | 3000 | 80
PQMC3692 | Kobi Electric Inc. | KOBI ELECTRIC | EC-80-50-MV-EX39 | Mogul (E39) Screw-Base Replacements for HID Lamps | Mid Output | Replacement Lamps for Outdoor Pole/Arm-mounted Decorative Luminaires (Type B) |  | Standard | FALSE | [9 empty] | 42461 |  | No |  | 3.1 | 5304.5 | 68.57 | 77.36 | 18.64 | 0.9043 | 5000 | 83.5
PQY81RBM | Kobi Electric Inc. | KOBI ELECTRIC | EC-120-50-MV-EX39 | Mogul (E39) Screw-Base Replacements for HID Lamps | Mid Output | Replacement Lamps for Outdoor Pole/Arm-mounted Decorative Luminaires (Type B) |  | Standard | FALSE | [9 empty] | 42461 |  | No |  | 3.1 | 8312.9 | 70.91 | 117.2 | 9.13 | 0.9625 | 5000 | 83.5
PCM3JN84 | Kobi Electric Inc. | KOBI ELECTRIC | EC-100-50-MV-EX39 | Mogul (E39) Screw-Base Replacements for HID Lamps | Mid Output | Replacement Lamps for Outdoor Pole/Arm-mounted Decorative Luminaires (Type B) |  | Standard | FALSE | [9 empty] | 42461 |  | No |  | 3.1 | 6939 | 70.16 | 98.91 | 8.96 | 0.9501 | 5000 | 83.4
PH784F1Q | Kobi Electric Inc. | KOBI ELECTRIC | EC-54-50-MV-EX39 | Mogul (E39) Screw-Base Replacements for HID Lamps | Low Output | Replacement Lamps for Outdoor Pole/Arm-mounted Decorative Luminaires (Type B) |  | Standard | FALSE | [9 empty] | 42461 |  | No |  | 3.1 | 3681.4 | 67.95 | 54.18 | 15.34 | 0.9084 | 5000 | 81.8
PY15KXNT | Precision Lighting & Transformer Inc | PLT | PLT-7104 (5700K) | Mogul (E39) Screw-Base Replacements for HID Lamps | Mid Output | Replacement Lamps for Outdoor Pole/Arm-mounted Decorative Luminaires (Type B) |  | Standard | FALSE | [9 empty] | 42461 | Not Dimmable | No |  | 3.1 | 7274 | 72.38 | 100.5 | 10.48 | 0.9095 | 5700 | 85.9
P9M1KFQW | Precision Lighting & Transformer Inc | PLT | PLT-8104 (5700K) | Mogul (E39) Screw-Base Replacements for HID Lamps | Mid Output | Replacement Lamps for Outdoor Pole/Arm-mounted Decorative Luminaires (Type B) |  | Standard | FALSE | [9 empty] | 42461 | Not Dimmable | No |  | 3.1 | 9203 | 76.12 | 120.9 | 9.11 | 0.9036 | 5700 | 85.8
PJCU5QD4 | Precision Lighting & Transformer Inc | PLT | PLT-7103 (5000K) | Mogul (E39) Screw-Base Replacements for HID Lamps | Mid Output | Replacement Lamps for Outdoor Pole/Arm-mounted Decorative Luminaires (Type B) |  | Standard | FALSE | [9 empty] | 42461 | Not Dimmable | No |  | 3.1 | 7201 | 71.76 | 100.4 | 10.73 | 0.9087 | 5000 | 83.4
P14J5DNJ | Precision Lighting & Transformer Inc | PLT | PLT-8103 (5000K) | Mogul (E39) Screw-Base Replacements for HID Lamps | Mid Output | Replacement Lamps for Outdoor Pole/Arm-mounted Decorative Luminaires (Type B) |  | Standard | FALSE | [9 empty] | 42461 | Not Dimmable | No |  | 3.1 | 9115.4 | 75.55 | 120.7 | 9.27 | 0.9075 | 5000 | 83.4
P1W8DTCJ | Precision Lighting & Transformer Inc | PLT | PLT-7108 (4500K) | Mogul (E39) Screw-Base Replacements for HID Lamps | Mid Output | Replacement Lamps for Outdoor Pole/Arm-mounted Decorative Luminaires (Type B) |  | Standard | FALSE | [9 empty] | 42461 | Not Dimmable | No |  | 3.1 | 7128.1 | 71.03 | 100.4 | 10.73 | 0.9087 | 4500 | 83.4
PZR1X1D4 | Precision Lighting & Transformer Inc | PLT | PLT-8108 (4500K) | Mogul (E39) Screw-Base Replacements for HID Lamps | Mid Output | Replacement Lamps for Outdoor Pole/Arm-mounted Decorative Luminaires (Type B) |  | Standard | FALSE | [9 empty] | 42461 | Not Dimmable | No |  | 3.1 | 9027.7 | 74.83 | 120.7 | 9.27 | 0.9075 | 4500 | 83.4
PQRMAKDX | Precision Lighting & Transformer Inc | PLT | PLT-7102 (4000K) | Mogul (E39) Screw-Base Replacements for HID Lamps | Mid Output | Replacement Lamps for Outdoor Pole/Arm-mounted Decorative Luminaires (Type B) |  | Standard | FALSE | [9 empty] | 42461 | Not Dimmable | No |  | 3.1 | 7055.1 | 70.3 | 100.4 | 10.73 | 0.9087 | 4000 | 83.4
P8MKM2G1 | Precision Lighting & Transformer Inc | PLT | PLT-8102 (4000K) | Mogul (E39) Screw-Base Replacements for HID Lamps | Mid Output | Replacement Lamps for Outdoor Pole/Arm-mounted Decorative Luminaires (Type B) |  | Standard | FALSE | [9 empty] | 42461 | Not Dimmable | No |  | 3.1 | 8940.1 | 74.1 | 120.7 | 9.27 | 0.9075 | 4000 | 83.4
PZA5E15A | Precision Lighting & Transformer Inc | PLT | PLT-7107 (3500K) | Mogul (E39) Screw-Base Replacements for HID Lamps | Mid Output | Replacement Lamps for Outdoor Pole/Arm-mounted Decorative Luminaires (Type B) |  | Standard | FALSE | [9 empty] | 42461 | Not Dimmable | No |  | 3.1 | 6982.1 | 69.58 | 100.4 | 10.73 | 0.9087 | 3500 | 83.4
PCHWA1VR | Precision Lighting & Transformer Inc | PLT | PLT-8107 (3500K) | Mogul (E39) Screw-Base Replacements for HID Lamps | Mid Output | Replacement Lamps for Outdoor Pole/Arm-mounted Decorative Luminaires (Type B) |  | Standard | FALSE | [9 empty] | 42461 | Not Dimmable | No |  | 3.1 | 8852.4 | 73.37 | 120.7 | 9.27 | 0.9075 | 3500 | 83.4
PDZGZU44 | Precision Lighting & Transformer Inc | PLT | PLT-7101 (3000K) | Mogul (E39) Screw-Base Replacements for HID Lamps | Mid Output | Replacement Lamps for Outdoor Pole/Arm-mounted Decorative Luminaires (Type B) |  | Standard | FALSE | [9 empty] | 42461 | Not Dimmable | No |  | 3.1 | 6909.2 | 68.85 | 100.4 | 10.73 | 0.9087 | 3000 | 83.4
P9CGDD7P | Precision Lighting & Transformer Inc | PLT | PLT-8101 (3000K) | Mogul (E39) Screw-Base Replacements for HID Lamps | Mid Output | Replacement Lamps for Outdoor Pole/Arm-mounted Decorative Luminaires (Type B) |  | Standard | FALSE | [9 empty] | 42461 | Not Dimmable | No |  | 3.1 | 8764.8 | 72.65 | 120.7 | 9.27 | 0.9075 | 3000 | 83.4
PXN18FUR | A Plus Lighting LLC | A Plus Lighting | AP-WCN-150-01-E39-C(4000K) | Mogul (E39) Screw-Base Replacements for HID Lamps | High Output | Replacement Lamps for Outdoor Pole/Arm-mounted Decorative Luminaires (Type B) |  | Standard | TRUE | 11281 | 76.87 | 146.8 | 13.54 | 0.9327 | 4046 | 83.6 | 5 |  | 42459 |  | No |  | 3.1 | 11281 | 76.87 | 146.8 | 13.54 | 0.9327 | 4000 | 83.6
PNDNTSTW | Green Ignite | GREEN IGNITE | GI-CC-360WW250-UL2 | Mogul (E39) Screw-Base Replacements for HID Lamps | Low Output | Replacement Lamps for Outdoor Pole/Arm-mounted Decorative Luminaires (Type B) |  | Standard | TRUE | 4063.3 | 73.93 | 54.96 | 16.37 | 0.9269 | 2743 | 83 | 5 | 50000 | 42459 |  | No |  | 3.1 | 4063.3 | 73.93 | 54.96 | 16.37 | 0.9269 | 2700 | 83
P47DBEU5 | Green Ignite | GREEN IGNITE | GI-CC-360WW250-UL2 | Mogul (E39) Screw-Base Replacements for HID Lamps | Low Output | Replacement Lamps for Parking Garage Luminaires (Type B) |  | Standard | TRUE | 3443 | 64.68 | 54.98 | 16.72 | 0.9254 | 2693 | 81.1 | 5 |  | 42459 |  | No |  | 3.1 | 3578.3 | 65.08 | 54.98 | 16.34 | 0.909 | 2700 | 81.1
P46FH2JX | A Plus Lighting LLC | A Plus Lighting | AP-SCN-080-01-E39(4000K) | Mogul (E39) Screw-Base Replacements for HID Lamps | Mid Output | Replacement Lamps for Outdoor Pole/Arm-mounted Decorative Luminaires (Type B) |  | Standard | TRUE | 5527.9 | 72.03 | 77.16 | 14.55 | 0.9204 | 5700 | 81.7 | 5 | 50000 | 42459 |  | No |  | 3.1 | 5557.9 | 72.03 | 77.16 | 14.55 | 0.9204 | 4000 | 81.7
PQRWVN8U | A Plus Lighting LLC | A Plus Lighting | AP-WCN-060-01-E39-C(4000K) | Mogul (E39) Screw-Base Replacements for HID Lamps | Low Output | Replacement Lamps for Outdoor Pole/Arm-mounted Decorative Luminaires (Type B) |  | Standard | TRUE | 3942.4 | 69.73 | 56.54 | 14.46 | 0.9159 | 4058 | 83.5 | 5 | 50000 | 42459 |  | No |  | 3.1 | 4061.8 | 69.88 | 58.12 | 14.46 | 0.9159 | 4000 | 83.5
PCQC2GK4 | A Plus Lighting LLC | A Plus Lighting | AP-WCN-100-01-E39-C(4000K) | Mogul (E39) Screw-Base Replacements for HID Lamps | Mid Output | Replacement Lamps for Outdoor Pole/Arm-mounted Decorative Luminaires (Type B) |  | Standard | TRUE | 7678.1 | 77.6 | 98.95 | 13.66 | 0.9148 | 5496 | 84 | 5 | 50000 | 42459 |  | No |  | 3.1 | 7678.1 | 77.6 | 98.95 | 13.66 | 0.9148 | 4000 | 83.4
PEUHCUDW | A Plus Lighting LLC | A Plus Lighting | AP-WCN-080-01-E39-C(4000K) | Mogul (E39) Screw-Base Replacements for HID Lamps | Mid Output | Replacement Lamps for Outdoor Pole/Arm-mounted Decorative Luminaires (Type B) |  | Standard | TRUE | 6435 | 80.08 | 80.36 | 13.27 | 0.914 | 5563 | 84.4 | 5 | 50000 | 42459 |  | No |  | 3.1 | 6291.2 | 78.11 | 80.54 | 10.32 | 0.914 | 4000 | 83.4
PYN78CQ4 | A Plus Lighting LLC | A Plus Lighting | AP-SCN-040-01-E39(4000K) | Mogul (E39) Screw-Base Replacements for HID Lamps | Low Output | Replacement Lamps for Outdoor Pole/Arm-mounted Decorative Luminaires (Type B) |  | Standard | TRUE | 2821.2 | 71.65 | 39.38 | 14.16 | 0.9106 | 4146 | 81.6 | 5 |  | 42459 |  | No |  | 3.1 | 2846.8 | 72.43 | 39.3 | 14.16 | 0.9106 | 4000 | 81.6
P2J4B4ZJ | A Plus Lighting LLC | A Plus Lighting | AP-WCN-040-01-E39-C(4000K) | Mogul (E39) Screw-Base Replacements for HID Lamps | Low Output | Replacement Lamps for Outdoor Pole/Arm-mounted Decorative Luminaires (Type B) |  | Standard | TRUE | 2558.1 | 63.36 | 40.37 | 14.6 | 0.9103 | 4085 | 83.6 | 5 | 50000 | 42459 |  | No |  | 3.1 | 2558.1 | 63.36 | 40.37 | 14.6 | 0.9103 | 4000 | 83.6
PJRN5QXB | A Plus Lighting LLC | A Plus Lighting | AP-SCN-060-01-E39(4000K) | Mogul (E39) Screw-Base Replacements for HID Lamps | Low Output | Replacement Lamps for Outdoor Pole/Arm-mounted Decorative Luminaires (Type B) |  | Standard | TRUE | 3987.9 | 69.24 | 57.59 | 14.09 | 0.9095 | 4149 | 81.7 | 5 | 50000 | 42459 |  | No |  | 3.1 | 4027 | 70.34 | 57.25 | 14.09 | 0.9095 | 4000 | 81.7
P3XXN2SE | Green Ignite | GREEN IGNITE | GI-CC-360WW400-UL2 | Mogul (E39) Screw-Base Replacements for HID Lamps | Mid Output | Replacement Lamps for Outdoor Pole/Arm-mounted Decorative Luminaires (Type B) |  | Standard | TRUE | 6836.2 | 68.23 | 100.2 | 10.73 | 0.9087 | 2784 | 83.4 | 5 | 50000 | 42459 |  | No |  | 3.1 | 6836.2 | 68.23 | 100.2 | 10.73 | 0.9087 | 2700 | 83.4
PYUQBSMB | A Plus Lighting LLC | A Plus Lighting | AP-SCN-030-01-E39(4000K) | Mogul (E39) Screw-Base Replacements for HID Lamps | Low Output | Replacement Lamps for Outdoor Pole/Arm-mounted Decorative Luminaires (Type B) |  | Standard | TRUE | 2109.2 | 73.06 | 28.87 | 14.16 | 0.9084 | 4154 | 81.8 | 5 |  | 42459 |  | No |  | 3.1 | 2122.4 | 74.4 | 28.53 | 14.16 | 0.9084 | 4000 | 81.8
P5UW15FJ | Green Ignite | GREEN IGNITE | GI-CC-360WW175-UL2 | Mogul (E39) Screw-Base Replacements for HID Lamps | Low Output | Replacement Lamps for Outdoor Pole/Arm-mounted Decorative Luminaires (Type B) |  | Standard | TRUE | 1949.8 | 72.51 | 26.89 | 18.46 | 0.9084 | 2792 | 83.9 | 5 | 50000 | 42459 |  | No |  | 3.1 | 1949.8 | 72.51 | 26.89 | 18.46 | 0.9084 | 2700 | 83.9
PPSFB7RU | Green Ignite | GREEN IGNITE | GI-CC-360WW175-UL2 | Mogul (E39) Screw-Base Replacements for HID Lamps | Low Output | Replacement Lamps for Parking Garage Luminaires (Type B) |  | Standard | TRUE | 1803.9 | 67.21 | 26.84 | 18.33 | 0.9075 | 2788 | 83.6 | 5 | 50000 | 42459 |  | No |  | 3.1 | 1861.6 | 68.87 | 27.03 | 18.33 | 0.9075 | 2700 | 83.6
P37GYR1K | A Plus Lighting LLC | A Plus Lighting | AP-WCN-030-01-E39-C(4000K) | Mogul (E39) Screw-Base Replacements for HID Lamps | Low Output | Replacement Lamps for Outdoor Pole/Arm-mounted Decorative Luminaires (Type B) |  | Standard | TRUE | 1947.1 | 64.18 | 30.34 | 14.27 | 0.9048 | 4065 | 83.6 | 5 |  | 42459 |  | No |  | 3.1 | 1947.1 | 64.18 | 30.34 | 14.27 | 0.9048 | 4000 | 83.6
P47XZSD8 | Industrolux | Industrolux | CL-30w-E39-3000k | Mogul (E39) Screw-Base Replacements for HID Lamps | Low Output | Replacement Lamps for Outdoor Pole/Arm-mounted Decorative Luminaires (Type B) |  | Standard | TRUE | 2865.8 | 87.5 | 32.75 | 24.86 | 0.8817 | 3060 | 82.8 | 5 | 50000 | 42459 |  | No |  | 3.1 | 3600 | 120 | 30 | 20 | 0.95 | 3000 | 80
PF5PBTK3 | Industrolux | Industrolux | CL-40w-E39-3000k | Mogul (E39) Screw-Base Replacements for HID Lamps | Low Output | Replacement Lamps for Outdoor Pole/Arm-mounted Decorative Luminaires (Type B) |  | Standard | TRUE | 3724.9 | 92 | 40.47 | 21.02 | 0.8746 | 3052 | 83.2 | 5 | 50000 | 42459 |  | No |  | 3.1 | 4800 | 120 | 40 | 20 | 0.95 | 3000 | 80
P1J4ZJTJ | Industrolux | Industrolux | CL-40w-E39-5700k | Mogul (E39) Screw-Base Replacements for HID Lamps | Low Output | Replacement Lamps for Outdoor Pole/Arm-mounted Decorative Luminaires (Type B) |  | Standard | FALSE | [9 empty] | 42459 |  | No |  | 3.1 | 4800 | 120 | 40 | 20 | 0.95 | 5700 | 80
PURTEF94 | Industrolux | Industrolux | CL-30w-E39-5700k | Mogul (E39) Screw-Base Replacements for HID Lamps | Low Output | Replacement Lamps for Outdoor Pole/Arm-mounted Decorative Luminaires (Type B) |  | Standard | FALSE | [9 empty] | 42459 |  | No |  | 3.1 | 3600 | 120 | 30 | 20 | 0.95 | 5700 | 80
PM1ED7BJ | Industrolux | Industrolux | CL-40w-E39-5000k | Mogul (E39) Screw-Base Replacements for HID Lamps | Low Output | Replacement Lamps for Outdoor Pole/Arm-mounted Decorative Luminaires (Type B) |  | Standard | FALSE | [9 empty] | 42459 |  | No |  | 3.1 | 4800 | 120 | 40 | 20 | 0.95 | 5000 | 80
PPBVK4WU | Industrolux | Industrolux | CL-30w-E39-5000k | Mogul (E39) Screw-Base Replacements for HID Lamps | Low Output | Replacement Lamps for Outdoor Pole/Arm-mounted Decorative Luminaires (Type B) |  | Standard | FALSE | [9 empty] | 42459 |  | No |  | 3.1 | 3600 | 120 | 30 | 20 | 0.95 | 5000 | 80
P6SWBVWD | Industrolux | Industrolux | CL-40w-E39-4000k | Mogul (E39) Screw-Base Replacements for HID Lamps | Low Output | Replacement Lamps for Outdoor Pole/Arm-mounted Decorative Luminaires (Type B) |  | Standard | FALSE | [9 empty] | 42459 |  | No |  | 3.1 | 4800 | 120 | 40 | 20 | 0.95 | 4000 | 80
PUH9T947 | Industrolux | Industrolux | CL-30w-E39-4000k | Mogul (E39) Screw-Base Replacements for HID Lamps | Low Output | Replacement Lamps for Outdoor Pole/Arm-mounted Decorative Luminaires (Type B) |  | Standard | FALSE | [9 empty] | 42459 |  | No |  | 3.1 | 3600 | 120 | 30 | 20 | 0.95 | 4000 | 80
PUDK41FF | A Plus Lighting LLC | A Plus Lighting | AP-WCN-040-01-E39-C(5700K) | Mogul (E39) Screw-Base Replacements for HID Lamps | Low Output | Replacement Lamps for Outdoor Pole/Arm-mounted Decorative Luminaires (Type B) |  | Standard | FALSE | [9 empty] | 42459 | Not Dimmable | No |  | 3.1 | 2634 | 64.77 | 40.67 | 14.94 | 0.9116 | 5700 | 84.9
P9PFTV2H | A Plus Lighting LLC | A Plus Lighting | AP-WCN-060-01-E39-C(5700K) | Mogul (E39) Screw-Base Replacements for HID Lamps | Low Output | Replacement Lamps for Outdoor Pole/Arm-mounted Decorative Luminaires (Type B) |  | Standard | FALSE | [9 empty] | 42459 | Not Dimmable | No |  | 3.1 | 4190 | 71.8 | 58.36 | 14.06 | 0.9196 | 5700 | 84.9
PWTA24YU | A Plus Lighting LLC | A Plus Lighting | AP-SCN-040-01-E39(5700K) | Mogul (E39) Screw-Base Replacements for HID Lamps | Low Output | Replacement Lamps for Outdoor Pole/Arm-mounted Decorative Luminaires (Type B) |  | Standard | FALSE | [9 empty] | 42459 | Not Dimmable | No |  | 3.1 | 2931 | 74.22 | 39.49 | 14.73 | 0.9114 | 5700 | 84.8
PDJ9ZW6Q | A Plus Lighting LLC | A Plus Lighting | AP-SCN-030-01-E39(5700K) | Mogul (E39) Screw-Base Replacements for HID Lamps | Low Output | Replacement Lamps for Outdoor Pole/Arm-mounted Decorative Luminaires (Type B) |  | Standard | FALSE | [9 empty] | 42459 | Not Dimmable | No |  | 3.1 | 2196 | 76.28 | 28.79 | 14.22 | 0.9098 | 5700 | 84.6
PWS1C6PN | A Plus Lighting LLC | A Plus Lighting | AP-WCN-030-01-E39-C(5700K) | Mogul (E39) Screw-Base Replacements for HID Lamps | Low Output | Replacement Lamps for Outdoor Pole/Arm-mounted Decorative Luminaires (Type B) |  | Standard | FALSE | [9 empty] | 42459 | Not Dimmable | No |  | 3.1 | 2009 | 66.04 | 30.42 | 14.81 | 0.9056 | 5700 | 84.5
PB48JNEC | A Plus Lighting LLC | A Plus Lighting | AP-SCN-080-01-E39(5700K) | Mogul (E39) Screw-Base Replacements for HID Lamps | Mid Output | Replacement Lamps for Outdoor Pole/Arm-mounted Decorative Luminaires (Type B) |  | Standard | FALSE | [9 empty] | 42459 | Not Dimmable | No |  | 3.1 | 5746 | 74.38 | 77.25 | 14.69 | 0.9218 | 5700 | 84.5
P5CW67XR | A Plus Lighting LLC | A Plus Lighting | AP-WCN-080-01-E39-C(5700K) | Mogul (E39) Screw-Base Replacements for HID Lamps | Mid Output | Replacement Lamps for Outdoor Pole/Arm-mounted Decorative Luminaires (Type B) |  | Standard | FALSE | [9 empty] | 42459 | Not Dimmable | No |  | 3.1 | 6435 | 80.08 | 80.36 | 10.32 | 0.9133 | 5700 | 84.4
PF7VZ2WC | A Plus Lighting LLC | A Plus Lighting | AP-SCN-060-01-E39(5700K) | Mogul (E39) Screw-Base Replacements for HID Lamps | Low Output | Replacement Lamps for Outdoor Pole/Arm-mounted Decorative Luminaires (Type B) |  | Standard | FALSE | [9 empty] | 42459 | Not Dimmable | No |  | 3.1 | 4170 | 72.49 | 57.53 | 11.7 | 0.9118 | 5700 | 84.3
PQ3ZBHEK | A Plus Lighting LLC | A Plus Lighting | AP-WCN-100-01-E39-C(5700K) | Mogul (E39) Screw-Base Replacements for HID Lamps | Mid Output | Replacement Lamps for Outdoor Pole/Arm-mounted Decorative Luminaires (Type B) |  | Standard | FALSE | [9 empty] | 42459 | Not Dimmable | No |  | 3.1 | 7849 | 79.58 | 98.63 | 13.66 | 0.9129 | 5700 | 84
PCSM7N4W | A Plus Lighting LLC | A Plus Lighting | AP-WCN-040-01-E39-C(5000K) | Mogul (E39) Screw-Base Replacements for HID Lamps | Low Output | Replacement Lamps for Outdoor Pole/Arm-mounted Decorative Luminaires (Type B) |  | Standard | FALSE | [9 empty] | 42459 | Not Dimmable | No |  | 3.1 | 2609 | 64.38 | 40.52 | 14.6 | 0.9103 | 5000 | 83.6
PD6VJJ82 | A Plus Lighting LLC | A Plus Lighting | AP-WCN-030-01-E39-C(5000K) | Mogul (E39) Screw-Base Replacements for HID Lamps | Low Output | Replacement Lamps for Outdoor Pole/Arm-mounted Decorative Luminaires (Type B) |  | Standard | FALSE | [9 empty] | 42459 | Not Dimmable | No |  | 3.1 | 1988 | 65.45 | 30.38 | 14.27 | 0.9048 | 5000 | 83.6
PSJGH4HT | A Plus Lighting LLC | A Plus Lighting | AP-WCN-060-01-E39-C(5000K) | Mogul (E39) Screw-Base Replacements for HID Lamps | Low Output | Replacement Lamps for Outdoor Pole/Arm-mounted Decorative Luminaires (Type B) |  | Standard | FALSE | [9 empty] | 42459 | Not Dimmable | No |  | 3.1 | 4147 | 71.21 | 58.24 | 14.46 | 0.9159 | 5000 | 83.5
PU1TYHQ8 | A Plus Lighting LLC | A Plus Lighting | AP-WCN-100-01-E39-C(5000K) | Mogul (E39) Screw-Base Replacements for HID Lamps | Mid Output | Replacement Lamps for Outdoor Pole/Arm-mounted Decorative Luminaires (Type B) |  | Standard | FALSE | [9 empty] | 42459 | Not Dimmable | No |  | 3.1 | 7792 | 78.87 | 98.79 | 13.66 | 0.9148 | 5000 | 83.4
PB8N3TUC | A Plus Lighting LLC | A Plus Lighting | AP-WCN-080-01-E39-C(5000K) | Mogul (E39) Screw-Base Replacements for HID Lamps | Mid Output | Replacement Lamps for Outdoor Pole/Arm-mounted Decorative Luminaires (Type B) |  | Standard | FALSE | [9 empty] | 42459 | Not Dimmable | No |  | 3.1 | 6387 | 79.39 | 80.45 | 10.32 | 0.914 | 5000 | 83.4
PSXYFTH4 | A Plus Lighting LLC | A Plus Lighting | AP-SCN-030-01-E39(5000K) | Mogul (E39) Screw-Base Replacements for HID Lamps | Low Output | Replacement Lamps for Outdoor Pole/Arm-mounted Decorative Luminaires (Type B) |  | Standard | FALSE | [9 empty] | 42459 | Not Dimmable | No |  | 3.1 | 2171 | 75.77 | 28.66 | 14.16 | 0.9084 | 5000 | 81.8
P3NWRKHU | A Plus Lighting LLC | A Plus Lighting | AP-SCN-080-01-E39(5000K) | Mogul (E39) Screw-Base Replacements for HID Lamps | Mid Output | Replacement Lamps for Outdoor Pole/Arm-mounted Decorative Luminaires (Type B) |  | Standard | FALSE | [9 empty] | 42459 | Not Dimmable | No |  | 3.1 | 5683 | 73.61 | 77.21 | 14.55 | 0.9204 | 5000 | 81.7
PBSG3VKP | A Plus Lighting LLC | A Plus Lighting | AP-SCN-060-01-E39(5000K) | Mogul (E39) Screw-Base Replacements for HID Lamps | Low Output | Replacement Lamps for Outdoor Pole/Arm-mounted Decorative Luminaires (Type B) |  | Standard | FALSE | [9 empty] | 42459 | Not Dimmable | No |  | 3.1 | 4122 | 71.83 | 57.39 | 14.09 | 0.9095 | 5000 | 81.7
PZCBD7D3 | A Plus Lighting LLC | A Plus Lighting | AP-SCN-040-01-E39(5000K) | Mogul (E39) Screw-Base Replacements for HID Lamps | Low Output | Replacement Lamps for Outdoor Pole/Arm-mounted Decorative Luminaires (Type B) |  | Standard | FALSE | [9 empty] | 42459 | Not Dimmable | No |  | 3.1 | 2903 | 73.69 | 39.4 | 14.16 | 0.9106 | 5000 | 81.6
PBQMCBDT | A Plus Lighting LLC | A Plus Lighting | AP-WCN-040-01-E39-C(4500K) | Mogul (E39) Screw-Base Replacements for HID Lamps | Low Output | Replacement Lamps for Outdoor Pole/Arm-mounted Decorative Luminaires (Type B) |  | Standard | FALSE | [9 empty] | 42459 | Not Dimmable | No |  | 3.1 | 2583 | 63.76 | 40.52 | 14.6 | 0.9103 | 4500 | 83.6
PKJKQPJV | A Plus Lighting LLC | A Plus Lighting | AP-WCN-030-01-E39-C(4500K) | Mogul (E39) Screw-Base Replacements for HID Lamps | Low Output | Replacement Lamps for Outdoor Pole/Arm-mounted Decorative Luminaires (Type B) |  | Standard | FALSE | [9 empty] | 42459 | Not Dimmable | No |  | 3.1 | 1968 | 64.77 | 30.38 | 14.27 | 0.9048 | 4500 | 83.6
P9RPUUKC | A Plus Lighting LLC | A Plus Lighting | AP-WCN-060-01-E39-C(4500K) | Mogul (E39) Screw-Base Replacements for HID Lamps | Low Output | Replacement Lamps for Outdoor Pole/Arm-mounted Decorative Luminaires (Type B) |  | Standard | FALSE | [9 empty] | 42459 | Not Dimmable | No |  | 3.1 | 4105 | 70.48 | 58.24 | 14.46 | 0.9159 | 4500 | 83.5
P7ERAGRT | A Plus Lighting LLC | A Plus Lighting | AP-WCN-100-01-E39-C(4500K) | Mogul (E39) Screw-Base Replacements for HID Lamps | Mid Output | Replacement Lamps for Outdoor Pole/Arm-mounted Decorative Luminaires (Type B) |  | Standard | FALSE | [9 empty] | 42459 | Not Dimmable | No |  | 3.1 | 7735 | 78.3 | 98.79 | 13.66 | 0.9148 | 4500 | 83.4
P81SZF9D | A Plus Lighting LLC | A Plus Lighting | AP-WCN-080-01-E39-C(4500K) | Mogul (E39) Screw-Base Replacements for HID Lamps | Mid Output | Replacement Lamps for Outdoor Pole/Arm-mounted Decorative Luminaires (Type B) |  | Standard | FALSE | [9 empty] | 42459 | Not Dimmable | No |  | 3.1 | 6339 | 78.79 | 80.45 | 10.32 | 0.914 | 4500 | 83.4
PZ1GXV6X | A Plus Lighting LLC | A Plus Lighting | AP-SCN-030-01-E39(4500K) | Mogul (E39) Screw-Base Replacements for HID Lamps | Low Output | Replacement Lamps for Outdoor Pole/Arm-mounted Decorative Luminaires (Type B) |  | Standard | FALSE | [9 empty] | 42459 | Not Dimmable | No |  | 3.1 | 2147 | 74.91 | 28.66 | 14.16 | 0.9084 | 4500 | 81.8
PE4DKASM | A Plus Lighting LLC | A Plus Lighting | AP-SCN-080-01-E39(4500K) | Mogul (E39) Screw-Base Replacements for HID Lamps | Mid Output | Replacement Lamps for Outdoor Pole/Arm-mounted Decorative Luminaires (Type B) |  | Standard | FALSE | [9 empty] | 42459 | Not Dimmable | No |  | 3.1 | 5621 | 72.8 | 77.21 | 14.55 | 0.9204 | 4500 | 81.7
PPJZSR4V | A Plus Lighting LLC | A Plus Lighting | AP-SCN-060-01-E39(4500K) | Mogul (E39) Screw-Base Replacements for HID Lamps | Low Output | Replacement Lamps for Outdoor Pole/Arm-mounted Decorative Luminaires (Type B) |  | Standard | FALSE | [9 empty] | 42459 | Not Dimmable | No |  | 3.1 | 4075 | 71.01 | 57.39 | 14.09 | 0.9095 | 4500 | 81.7
P7WG91XU | A Plus Lighting LLC | A Plus Lighting | AP-SCN-040-01-E39(4500K) | Mogul (E39) Screw-Base Replacements for HID Lamps | Low Output | Replacement Lamps for Outdoor Pole/Arm-mounted Decorative Luminaires (Type B) |  | Standard | FALSE | [9 empty] | 42459 | Not Dimmable | No |  | 3.1 | 2875 | 72.98 | 39.4 | 14.16 | 0.9106 | 4500 | 81.6
PS68W8KV | Green Ignite | GREEN IGNITE | GI-CC-360CC400-UL2 | Mogul (E39) Screw-Base Replacements for HID Lamps | Mid Output | Replacement Lamps for Outdoor Pole/Arm-mounted Decorative Luminaires (Type B) |  | Standard | FALSE | [9 empty] | 42459 | Not Dimmable | No |  | 3.1 | 7274 | 72.38 | 100.5 | 10.48 | 0.9095 | 5700 | 85.9
P9Y9DG92 | Green Ignite | GREEN IGNITE | GI-CC-360CC175-UL2 | Mogul (E39) Screw-Base Replacements for HID Lamps | Low Output | Replacement Lamps for Outdoor Pole/Arm-mounted Decorative Luminaires (Type B) |  | Standard | FALSE | [9 empty] | 42459 | Not Dimmable | No |  | 3.1 | 2105 | 78.19 | 26.92 | 18.41 | 0.9058 | 5700 | 83.4
P7K24VHK | Green Ignite | GREEN IGNITE | GI-CC-360CC175-UL2 | Mogul (E39) Screw-Base Replacements for HID Lamps | Low Output | Replacement Lamps for Parking Garage Luminaires (Type B) |  | Standard | FALSE | [9 empty] | 42459 | Not Dimmable | No |  | 3.1 | 2009 | 74.24 | 27.06 | 18.35 | 0.9068 | 5700 | 82.9
PFS6RK3J | Green Ignite | GREEN IGNITE | GI-CC-360CC250-UL2 | Mogul (E39) Screw-Base Replacements for HID Lamps | Low Output | Replacement Lamps for Parking Garage Luminaires (Type B) |  | Standard | FALSE | [9 empty] | 42459 | Not Dimmable | No |  | 3.1 | 3759 | 68.96 | 54.51 | 16.72 | 0.9254 | 5700 | 82.9
PFTXQQBW | Green Ignite | GREEN IGNITE | GI-CC-360CC250-UL2 | Mogul (E39) Screw-Base Replacements for HID Lamps | Low Output | Replacement Lamps for Outdoor Pole/Arm-mounted Decorative Luminaires (Type B) |  | Standard | FALSE | [9 empty] | 42459 | Not Dimmable | No |  | 3.1 | 4267 | 78.25 | 54.53 | 16.53 | 0.9239 | 5700 | 82.8
P6J51WNS | Green Ignite | GREEN IGNITE | GI-CC-360C175-UL2 | Mogul (E39) Screw-Base Replacements for HID Lamps | Low Output | Replacement Lamps for Outdoor Pole/Arm-mounted Decorative Luminaires (Type B) |  | Standard | FALSE | [9 empty] | 42459 | Not Dimmable | No |  | 3.1 | 2079.1 | 77.28 | 26.91 | 18.46 | 0.9084 | 5000 | 83.9
P7UQWDFW | Green Ignite | GREEN IGNITE | GI-CC-360C175-UL2 | Mogul (E39) Screw-Base Replacements for HID Lamps | Low Output | Replacement Lamps for Parking Garage Luminaires (Type B) |  | Standard | FALSE | [9 empty] | 42459 | Not Dimmable | No |  | 3.1 | 1984.4 | 73.38 | 27.05 | 18.33 | 0.9075 | 5000 | 83.6
PP6QE79M | Green Ignite | GREEN IGNITE | GI-CC-360C400-UL2 | Mogul (E39) Screw-Base Replacements for HID Lamps | Mid Output | Replacement Lamps for Outdoor Pole/Arm-mounted Decorative Luminaires (Type B) |  | Standard | FALSE | [9 empty] | 42459 | Not Dimmable | No |  | 3.1 | 7201 | 71.76 | 100.4 | 10.73 | 0.9087 | 5000 | 83.4
PQ6JU7KA | Green Ignite | GREEN IGNITE | GI-CC-360C250-UL2 | Mogul (E39) Screw-Base Replacements for HID Lamps | Low Output | Replacement Lamps for Outdoor Pole/Arm-mounted Decorative Luminaires (Type B) |  | Standard | FALSE | [9 empty] | 42459 | Not Dimmable | No |  | 3.1 | 4233.1 | 77.32 | 54.75 | 16.37 | 0.9269 | 5000 | 83
P7MYCZKM | Green Ignite | GREEN IGNITE | GI-CC-360C250-UL2 | Mogul (E39) Screw-Base Replacements for HID Lamps | Low Output | Replacement Lamps for Parking Garage Luminaires (Type B) |  | Standard | FALSE | [9 empty] | 42459 | Not Dimmable | No |  | 3.1 | 3728.9 | 68.11 | 54.75 | 17.62 | 0.909 | 5000 | 81.1
P24R1HJE | Green Ignite | GREEN IGNITE | GI-CC-360DC175-UL2 | Mogul (E39) Screw-Base Replacements for HID Lamps | Low Output | Replacement Lamps for Outdoor Pole/Arm-mounted Decorative Luminaires (Type B) |  | Standard | FALSE | [9 empty] | 42459 | Not Dimmable | No |  | 3.1 | 2053.3 | 76.32 | 26.91 | 18.46 | 0.9084 | 4500 | 83.9
PAR5VW3X | Green Ignite | GREEN IGNITE | GI-CC-360DC175-UL2 | Mogul (E39) Screw-Base Replacements for HID Lamps | Low Output | Replacement Lamps for Parking Garage Luminaires (Type B) |  | Standard | FALSE | [9 empty] | 42459 | Not Dimmable | No |  | 3.1 | 1959.9 | 72.47 | 27.05 | 18.33 | 0.9075 | 4500 | 83.6
PDNN2FY6 | Green Ignite | GREEN IGNITE | GI-CC-360DC400-UL2 | Mogul (E39) Screw-Base Replacements for HID Lamps | Mid Output | Replacement Lamps for Outdoor Pole/Arm-mounted Decorative Luminaires (Type B) |  | Standard | FALSE | [9 empty] | 42459 | Not Dimmable | No |  | 3.1 | 7128.1 | 71.03 | 100.4 | 10.73 | 0.9087 | 4500 | 83.4
PTCRQS28 | Green Ignite | GREEN IGNITE | GI-CC-360DC250-UL2 | Mogul (E39) Screw-Base Replacements for HID Lamps | Low Output | Replacement Lamps for Outdoor Pole/Arm-mounted Decorative Luminaires (Type B) |  | Standard | FALSE | [9 empty] | 42459 | Not Dimmable | No |  | 3.1 | 4199.1 | 76.7 | 54.75 | 16.37 | 0.9269 | 4500 | 83
PMUH2AQ7 | Green Ignite | GREEN IGNITE | GI-CC-360DC250-UL2 | Mogul (E39) Screw-Base Replacements for HID Lamps | Low Output | Replacement Lamps for Parking Garage Luminaires (Type B) |  | Standard | FALSE | [9 empty] | 42459 | Not Dimmable | No |  | 3.1 | 3698.8 | 67.56 | 54.75 | 17.62 | 0.909 | 4500 | 81.1
PA9TN99G | Green Ignite | GREEN IGNITE | GI-CC-360D175-UL2 | Mogul (E39) Screw-Base Replacements for HID Lamps | Low Output | Replacement Lamps for Outdoor Pole/Arm-mounted Decorative Luminaires (Type B) |  | Standard | FALSE | [9 empty] | 42459 | Not Dimmable | No |  | 3.1 | 2027.4 | 75.35 | 26.91 | 18.46 | 0.9084 | 4000 | 83.9
PDBWKKRV | Green Ignite | GREEN IGNITE | GI-CC-360D175-UL2 | Mogul (E39) Screw-Base Replacements for HID Lamps | Low Output | Replacement Lamps for Parking Garage Luminaires (Type B) |  | Standard | FALSE | [9 empty] | 42459 | Not Dimmable | No |  | 3.1 | 1935.3 | 71.56 | 27.05 | 18.33 | 0.9075 | 4000 | 83.6
PVGK31WA | Green Ignite | GREEN IGNITE | GI-CC-360D400-UL2 | Mogul (E39) Screw-Base Replacements for HID Lamps | Mid Output | Replacement Lamps for Outdoor Pole/Arm-mounted Decorative Luminaires (Type B) |  | Standard | FALSE | [9 empty] | 42459 | Not Dimmable | No |  | 3.1 | 7055.1 | 70.3 | 100.4 | 10.73 | 0.9087 | 4000 | 83.4
P9GY9G8B | Green Ignite | GREEN IGNITE | GI-CC-360D250-UL2 | Mogul (E39) Screw-Base Replacements for HID Lamps | Low Output | Replacement Lamps for Outdoor Pole/Arm-mounted Decorative Luminaires (Type B) |  | Standard | FALSE | [9 empty] | 42459 | Not Dimmable | No |  | 3.1 | 4165.2 | 76.08 | 54.75 | 16.37 | 0.9269 | 4000 | 83
PG996ZJA | Green Ignite | GREEN IGNITE | GI-CC-360D250-UL2 | Mogul (E39) Screw-Base Replacements for HID Lamps | Low Output | Replacement Lamps for Parking Garage Luminaires (Type B) |  | Standard | FALSE | [9 empty] | 42459 | Not Dimmable | No |  | 3.1 | 3668.7 | 67.01 | 54.75 | 17.62 | 0.909 | 4000 | 81.1
PES51TC1 | Green Ignite | GREEN IGNITE | GI-CC-360WD175-UL2 | Mogul (E39) Screw-Base Replacements for HID Lamps | Low Output | Replacement Lamps for Outdoor Pole/Arm-mounted Decorative Luminaires (Type B) |  | Standard | FALSE | [9 empty] | 42459 | Not Dimmable | No |  | 3.1 | 2001.5 | 74.39 | 26.91 | 18.46 | 0.9084 | 3500 | 83.9
PYVQDSFW | Green Ignite | GREEN IGNITE | GI-CC-360WD175-UL2 | Mogul (E39) Screw-Base Replacements for HID Lamps | Low Output | Replacement Lamps for Parking Garage Luminaires (Type B) |  | Standard | FALSE | [9 empty] | 42459 | Not Dimmable | No |  | 3.1 | 1910.7 | 70.65 | 27.05 | 18.33 | 0.9075 | 3500 | 83.6
PX9TYFK2 | Green Ignite | GREEN IGNITE | GI-CC-360WD400-UL2 | Mogul (E39) Screw-Base Replacements for HID Lamps | Mid Output | Replacement Lamps for Outdoor Pole/Arm-mounted Decorative Luminaires (Type B) |  | Standard | FALSE | [9 empty] | 42459 | Not Dimmable | No |  | 3.1 | 6982.1 | 69.58 | 100.4 | 10.73 | 0.9087 | 3500 | 83.4
PUDCEX23 | Green Ignite | GREEN IGNITE | GI-CC-360WD250-UL2 | Mogul (E39) Screw-Base Replacements for HID Lamps | Low Output | Replacement Lamps for Outdoor Pole/Arm-mounted Decorative Luminaires (Type B) |  | Standard | FALSE | [9 empty] | 42459 | Not Dimmable | No |  | 3.1 | 4131.2 | 75.46 | 54.75 | 16.37 | 0.9269 | 3500 | 83
P1K62ZSJ | Green Ignite | GREEN IGNITE | GI-CC-360WD250-UL2 | Mogul (E39) Screw-Base Replacements for HID Lamps | Low Output | Replacement Lamps for Parking Garage Luminaires (Type B) |  | Standard | FALSE | [9 empty] | 42459 | Not Dimmable | No |  | 3.1 | 3638.5 | 66.46 | 54.75 | 17.62 | 0.909 | 3500 | 81.1
PRV2WA9X | Green Ignite | GREEN IGNITE | GI-CC-360W175-UL2 | Mogul (E39) Screw-Base Replacements for HID Lamps | Low Output | Replacement Lamps for Outdoor Pole/Arm-mounted Decorative Luminaires (Type B) |  | Standard | FALSE | [9 empty] | 42459 | Not Dimmable | No |  | 3.1 | 1975.7 | 73.43 | 26.91 | 18.46 | 0.9084 | 3000 | 83.9
PYVMQMKZ | Green Ignite | GREEN IGNITE | GI-CC-360W175-UL2 | Mogul (E39) Screw-Base Replacements for HID Lamps | Low Output | Replacement Lamps for Parking Garage Luminaires (Type B) |  | Standard | FALSE | [9 empty] | 42459 | Not Dimmable | No |  | 3.1 | 1886.2 | 69.74 | 27.05 | 18.33 | 0.9075 | 3000 | 83.6
P8Y7UYWH | Green Ignite | GREEN IGNITE | GI-CC-360W400-UL2 | Mogul (E39) Screw-Base Replacements for HID Lamps | Mid Output | Replacement Lamps for Outdoor Pole/Arm-mounted Decorative Luminaires (Type B) |  | Standard | FALSE | [9 empty] | 42459 | Not Dimmable | No |  | 3.1 | 6909.2 | 68.85 | 100.4 | 10.73 | 0.9087 | 3000 | 83.4
P7EFQK5J | Green Ignite | GREEN IGNITE | GI-CC-360W250-UL2 | Mogul (E39) Screw-Base Replacements for HID Lamps | Low Output | Replacement Lamps for Outdoor Pole/Arm-mounted Decorative Luminaires (Type B) |  | Standard | FALSE | [9 empty] | 42459 | Not Dimmable | No |  | 3.1 | 4097.3 | 74.84 | 54.75 | 16.37 | 0.9269 | 3000 | 83
PVCN5FCZ | Green Ignite | GREEN IGNITE | GI-CC-360W250-UL2 | Mogul (E39) Screw-Base Replacements for HID Lamps | Low Output | Replacement Lamps for Parking Garage Luminaires (Type B) |  | Standard | FALSE | [9 empty] | 42459 | Not Dimmable | No |  | 3.1 | 3608.4 | 65.91 | 54.75 | 17.62 | 0.909 | 3000 | 81.1
PPA8PF1C | Shenzhen IDO Lighting Co. Limited | IDO | IDO-802-54W-E39(2700K) | Mogul (E39) Screw-Base Replacements for HID Lamps | Low Output | Replacement Lamps for Outdoor Pole/Arm-mounted Decorative Luminaires (Type B) |  | Standard | TRUE | 4947.97 | 88.15 | 56.13 | 15.2 | 0.924 | 2680 | 82.7 | 5 | 50000 | 42453 |  | No | IDO-802-54W-EX39(2700K) | 3.1 | 4860 | 90 | 54 | 15 | 0.9 | 2700 | 80
PT2RVQKC | Shenzhen IDO Lighting Co. Limited | IDO | IDO-802-45W-E39(2700K) | Mogul (E39) Screw-Base Replacements for HID Lamps | Low Output | Replacement Lamps for Outdoor Pole/Arm-mounted Decorative Luminaires (Type B) |  | Standard | TRUE | 4195.1 | 90.67 | 46.27 | 13.9 | 0.918 | 2687 | 83.1 | 5 | 50000 | 42453 |  | No | IDO-802-45W-EX39(2700K) | 3.1 | 4050 | 90 | 45 | 15 | 0.9 | 2700 | 80
P4X49GF2 | Shenzhen IDO Lighting Co. Limited | IDO | IDO-802-27W-E39(2700K) | Mogul (E39) Screw-Base Replacements for HID Lamps | Low Output | Replacement Lamps for Outdoor Pole/Arm-mounted Decorative Luminaires (Type B) |  | Standard | TRUE | 2461.88 | 87.33 | 28.19 | 15.6 | 0.912 | 2675 | 82.8 | 5 | 50000 | 42453 |  | No | IDO-802-27W-EX39(2700K) | 3.1 | 2430 | 90 | 27 | 15 | 0.9 | 2700 | 80
PYXWGUMQ | Shenzhen IDO Lighting Co. Limited | IDO | IDO-802-36W-E39(2700K) | Mogul (E39) Screw-Base Replacements for HID Lamps | Low Output | Replacement Lamps for Outdoor Pole/Arm-mounted Decorative Luminaires (Type B) |  | Standard | TRUE | 3308.94 | 88.52 | 37.38 | 14.4 | 0.91 | 2677 | 82.7 | 5 | 50000 | 42453 |  | No | IDO-802-36W-EX39(2700K) | 3.1 | 3240 | 90 | 36 | 15 | 0.9 | 2700 | 80
PPRF64FC | Light Efficient Design | LIGHT EFFICIENT DESIGN | LED-8027M30 | Mogul (E39) Screw-Base Replacements for HID Lamps | Mid Output | Replacement Lamps for Outdoor Pole/Arm-mounted Decorative Luminaires (Type B) |  | Standard | TRUE | 6871.4 | 72.03 | 95.4 | 17.29 | 0.9066 | 3185 | 86.8 | 5 | 50000 | 42453 |  | No |  | 3.1 | 6871.4 | 72.03 | 95.4 | 17.29 | 0.9066 | 3000 | 86.8
PRZQ633J | Light Efficient Design | LIGHT EFFICIENT DESIGN | LED-8027M57 | Mogul (E39) Screw-Base Replacements for HID Lamps | Mid Output | Replacement Lamps for Outdoor Pole/Arm-mounted Decorative Luminaires (Type B) |  | Standard | FALSE | [9 empty] | 42453 |  | No |  | 3.1 | 7546 | 78.94 | 95.59 | 17.08 | 0.9047 | 5700 | 84.2
PH8JK9RN | Light Efficient Design | LIGHT EFFICIENT DESIGN | LED-8027M50 | Mogul (E39) Screw-Base Replacements for HID Lamps | Mid Output | Replacement Lamps for Outdoor Pole/Arm-mounted Decorative Luminaires (Type B) |  | Standard | FALSE | [9 empty] | 42453 |  | No |  | 3.1 | 7326 | 76.89 | 95.28 | 17.41 | 0.9052 | 5000 | 84.7
PVNSWAFW | Light Efficient Design | LIGHT EFFICIENT DESIGN | LED-8027M45 | Mogul (E39) Screw-Base Replacements for HID Lamps | Mid Output | Replacement Lamps for Outdoor Pole/Arm-mounted Decorative Luminaires (Type B) |  | Standard | FALSE | [9 empty] | 42453 |  | No |  | 3.1 | 7326 | 76.89 | 95.28 | 17.41 | 0.9052 | 4500 | 84.7
PQWAR2Z4 | Light Efficient Design | LIGHT EFFICIENT DESIGN | LED-8027M42 | Mogul (E39) Screw-Base Replacements for HID Lamps | Mid Output | Replacement Lamps for Outdoor Pole/Arm-mounted Decorative Luminaires (Type B) |  | Standard | FALSE | [9 empty] | 42453 |  | No |  | 3.1 | 7326 | 76.89 | 95.28 | 17.41 | 0.9052 | 4000 | 84.7
P9MXUWGN | Light Efficient Design | LIGHT EFFICIENT DESIGN | LED-8027M35 | Mogul (E39) Screw-Base Replacements for HID Lamps | Mid Output | Replacement Lamps for Outdoor Pole/Arm-mounted Decorative Luminaires (Type B) |  | Standard | FALSE | [9 empty] | 42453 |  | No |  | 3.1 | 6871.4 | 72.03 | 95.4 | 17.29 | 0.9066 | 3500 | 86.8
PFX9YCNS | Shenzhen IDO Lighting Co. Limited | IDO | IDO-802-54W-E39(5700K) | Mogul (E39) Screw-Base Replacements for HID Lamps | Low Output | Replacement Lamps for Outdoor Pole/Arm-mounted Decorative Luminaires (Type B) |  | Standard | FALSE | [9 empty] | 42453 | Not Dimmable | No | IDO-802-54W-EX39(5700K) | 3.1 | 5130 | 95 | 54 | 15 | 0.9 | 5700 | 80
PSV73GG8 | Shenzhen IDO Lighting Co. Limited | IDO | IDO-802-45W-E39(5700K) | Mogul (E39) Screw-Base Replacements for HID Lamps | Low Output | Replacement Lamps for Outdoor Pole/Arm-mounted Decorative Luminaires (Type B) |  | Standard | FALSE | [9 empty] | 42453 | Not Dimmable | No | IDO-802-45W-EX39(5700K) | 3.1 | 4275 | 95 | 45 | 15 | 0.9 | 5700 | 80
PQMZPF3R | Shenzhen IDO Lighting Co. Limited | IDO | IDO-802-36W-E39(5700K) | Mogul (E39) Screw-Base Replacements for HID Lamps | Low Output | Replacement Lamps for Outdoor Pole/Arm-mounted Decorative Luminaires (Type B) |  | Standard | FALSE | [9 empty] | 42453 | Not Dimmable | No | IDO-802-36W-EX39(5700K) | 3.1 | 3420 | 95 | 36 | 15 | 0.9 | 5700 | 80
P9KE27H7 | Shenzhen IDO Lighting Co. Limited | IDO | IDO-802-27W-E39(5700K) | Mogul (E39) Screw-Base Replacements for HID Lamps | Low Output | Replacement Lamps for Outdoor Pole/Arm-mounted Decorative Luminaires (Type B) |  | Standard | FALSE | [9 empty] | 42453 | Not Dimmable | No | IDO-802-27W-EX39(5700K) | 3.1 | 2565 | 95 | 27 | 15 | 0.9 | 5700 | 80
PATFBKPU | Shenzhen IDO Lighting Co. Limited | IDO | IDO-802-54W-E39(5000K) | Mogul (E39) Screw-Base Replacements for HID Lamps | Low Output | Replacement Lamps for Outdoor Pole/Arm-mounted Decorative Luminaires (Type B) |  | Standard | FALSE | [9 empty] | 42453 | Not Dimmable | No | IDO-802-54W-EX39(5000K) | 3.1 | 5000 | 92.59 | 54 | 15 | 0.9 | 5000 | 80
P5MAE7QZ | Shenzhen IDO Lighting Co. Limited | IDO | IDO-802-45W-E39(5000K) | Mogul (E39) Screw-Base Replacements for HID Lamps | Low Output | Replacement Lamps for Outdoor Pole/Arm-mounted Decorative Luminaires (Type B) |  | Standard | FALSE | [9 empty] | 42453 | Not Dimmable | No | IDO-802-45W-EX39(5000K) | 3.1 | 4200 | 93.3333 | 45 | 15 | 0.9 | 5000 | 80
PCZ96Z62 | Shenzhen IDO Lighting Co. Limited | IDO | IDO-802-36W-E39(5000K) | Mogul (E39) Screw-Base Replacements for HID Lamps | Low Output | Replacement Lamps for Outdoor Pole/Arm-mounted Decorative Luminaires (Type B) |  | Standard | FALSE | [9 empty] | 42453 | Not Dimmable | No | IDO-802-36W-EX39(5000K) | 3.1 | 3350 | 93.06 | 36 | 15 | 0.9 | 5000 | 80
P95H44RF | Shenzhen IDO Lighting Co. Limited | IDO | IDO-802-27W-E39(5000K) | Mogul (E39) Screw-Base Replacements for HID Lamps | Low Output | Replacement Lamps for Outdoor Pole/Arm-mounted Decorative Luminaires (Type B) |  | Standard | FALSE | [9 empty] | 42453 | Not Dimmable | No | IDO-802-27W-EX39(5000K) | 3.1 | 2500 | 92.59 | 27 | 15 | 0.9 | 5000 | 80
PURQ8XV7 | Shenzhen IDO Lighting Co. Limited | IDO | IDO-802-54W-E39(4500K) | Mogul (E39) Screw-Base Replacements for HID Lamps | Low Output | Replacement Lamps for Outdoor Pole/Arm-mounted Decorative Luminaires (Type B) |  | Standard | FALSE | [9 empty] | 42453 | Not Dimmable | No | IDO-802-54W-EX39(4500K) | 3.1 | 5000 | 92.59 | 54 | 15 | 0.9 | 4500 | 80
PFQ15R6W | Shenzhen IDO Lighting Co. Limited | IDO | IDO-802-45W-E39(4500K) | Mogul (E39) Screw-Base Replacements for HID Lamps | Low Output | Replacement Lamps for Outdoor Pole/Arm-mounted Decorative Luminaires (Type B) |  | Standard | FALSE | [9 empty] | 42453 | Not Dimmable | No | IDO-802-45W-EX39(4500K) | 3.1 | 4200 | 93.3333 | 45 | 15 | 0.9 | 4500 | 80
P3JBXH8W | Shenzhen IDO Lighting Co. Limited | IDO | IDO-802-36W-E39(4500K) | Mogul (E39) Screw-Base Replacements for HID Lamps | Low Output | Replacement Lamps for Outdoor Pole/Arm-mounted Decorative Luminaires (Type B) |  | Standard | FALSE | [9 empty] | 42453 | Not Dimmable | No | IDO-802-36W-EX39(4500K) | 3.1 | 3350 | 93.06 | 36 | 15 | 0.9 | 4500 | 80
PQ3266MZ | Shenzhen IDO Lighting Co. Limited | IDO | IDO-802-27W-E39(4500K) | Mogul (E39) Screw-Base Replacements for HID Lamps | Low Output | Replacement Lamps for Outdoor Pole/Arm-mounted Decorative Luminaires (Type B) |  | Standard | FALSE | [9 empty] | 42453 | Not Dimmable | No | IDO-802-27W-EX39(4500K) | 3.1 | 2500 | 92.59 | 27 | 15 | 0.9 | 4500 | 80
P9NHDPSR | Shenzhen IDO Lighting Co. Limited | IDO | IDO-802-54W-E39(4000K) | Mogul (E39) Screw-Base Replacements for HID Lamps | Low Output | Replacement Lamps for Outdoor Pole/Arm-mounted Decorative Luminaires (Type B) |  | Standard | FALSE | [9 empty] | 42453 | Not Dimmable | No | IDO-802-54W-EX39(4000K) | 3.1 | 5000 | 92.59 | 54 | 15 | 0.9 | 4000 | 80
PYBACXDP | Shenzhen IDO Lighting Co. Limited | IDO | IDO-802-45W-E39(4000K) | Mogul (E39) Screw-Base Replacements for HID Lamps | Low Output | Replacement Lamps for Outdoor Pole/Arm-mounted Decorative Luminaires (Type B) |  | Standard | FALSE | [9 empty] | 42453 | Not Dimmable | No | IDO-802-45W-EX39(4000K) | 3.1 | 4200 | 93.3333 | 45 | 15 | 0.9 | 4000 | 80
PK5BDUB1 | Shenzhen IDO Lighting Co. Limited | IDO | IDO-802-36W-E39(4000K) | Mogul (E39) Screw-Base Replacements for HID Lamps | Low Output | Replacement Lamps for Outdoor Pole/Arm-mounted Decorative Luminaires (Type B) |  | Standard | FALSE | [9 empty] | 42453 | Not Dimmable | No | IDO-802-36W-EX39(4000K) | 3.1 | 3350 | 93.06 | 36 | 15 | 0.9 | 4000 | 80
PAS2A6TG | Shenzhen IDO Lighting Co. Limited | IDO | IDO-802-27W-E39(4000K) | Mogul (E39) Screw-Base Replacements for HID Lamps | Low Output | Replacement Lamps for Outdoor Pole/Arm-mounted Decorative Luminaires (Type B) |  | Standard | FALSE | [9 empty] | 42453 | Not Dimmable | No | IDO-802-27W-EX39(4000K) | 3.1 | 2500 | 92.59 | 27 | 15 | 0.9 | 4000 | 80
PTJADKVE | Shenzhen IDO Lighting Co. Limited | IDO | IDO-802-54W-E39(3500K) | Mogul (E39) Screw-Base Replacements for HID Lamps | Low Output | Replacement Lamps for Outdoor Pole/Arm-mounted Decorative Luminaires (Type B) |  | Standard | FALSE | [9 empty] | 42453 | Not Dimmable | No | IDO-802-54W-EX39(3500K) | 3.1 | 4860 | 90 | 54 | 15 | 0.9 | 3500 | 80
PV6QWM6E | Shenzhen IDO Lighting Co. Limited | IDO | IDO-802-45W-E39(3500K) | Mogul (E39) Screw-Base Replacements for HID Lamps | Low Output | Replacement Lamps for Outdoor Pole/Arm-mounted Decorative Luminaires (Type B) |  | Standard | FALSE | [9 empty] | 42453 | Not Dimmable | No | IDO-802-45W-EX39(3500K) | 3.1 | 4050 | 90 | 45 | 15 | 0.9 | 3500 | 80
PMBCUEDQ | Shenzhen IDO Lighting Co. Limited | IDO | IDO-802-36W-E39(3500K) | Mogul (E39) Screw-Base Replacements for HID Lamps | Low Output | Replacement Lamps for Outdoor Pole/Arm-mounted Decorative Luminaires (Type B) |  | Standard | FALSE | [9 empty] | 42453 | Not Dimmable | No | IDO-802-36W-EX39(3500K) | 3.1 | 3240 | 90 | 36 | 15 | 0.9 | 3500 | 80
P1VCQG83 | Shenzhen IDO Lighting Co. Limited | IDO | IDO-802-27W-E39(3500K) | Mogul (E39) Screw-Base Replacements for HID Lamps | Low Output | Replacement Lamps for Outdoor Pole/Arm-mounted Decorative Luminaires (Type B) |  | Standard | FALSE | [9 empty] | 42453 | Not Dimmable | No | IDO-802-27W-EX39(3500K) | 3.1 | 2430 | 90 | 27 | 15 | 0.9 | 3500 | 80
PZAPPDJD | Shenzhen IDO Lighting Co. Limited | IDO | IDO-802-54W-E39(3000K) | Mogul (E39) Screw-Base Replacements for HID Lamps | Low Output | Replacement Lamps for Outdoor Pole/Arm-mounted Decorative Luminaires (Type B) |  | Standard | FALSE | [9 empty] | 42453 | Not Dimmable | No | IDO-802-54W-EX39(3000K) | 3.1 | 4860 | 90 | 54 | 15 | 0.9 | 3000 | 80
PS3JTQVY | Shenzhen IDO Lighting Co. Limited | IDO | IDO-802-45W-E39(3000K) | Mogul (E39) Screw-Base Replacements for HID Lamps | Low Output | Replacement Lamps for Outdoor Pole/Arm-mounted Decorative Luminaires (Type B) |  | Standard | FALSE | [9 empty] | 42453 | Not Dimmable | No | IDO-802-45W-EX39(3000K) | 3.1 | 4050 | 90 | 45 | 15 | 0.9 | 3000 | 80
PAEMNCSY | Shenzhen IDO Lighting Co. Limited | IDO | IDO-802-36W-E39(3000K) | Mogul (E39) Screw-Base Replacements for HID Lamps | Low Output | Replacement Lamps for Outdoor Pole/Arm-mounted Decorative Luminaires (Type B) |  | Standard | FALSE | [9 empty] | 42453 | Not Dimmable | No | IDO-802-36W-EX39(3000K) | 3.1 | 3240 | 90 | 36 | 15 | 0.9 | 3000 | 80
PAADMTME | Shenzhen IDO Lighting Co. Limited | IDO | IDO-802-27W-E39(3000K) | Mogul (E39) Screw-Base Replacements for HID Lamps | Low Output | Replacement Lamps for Outdoor Pole/Arm-mounted Decorative Luminaires (Type B) |  | Standard | FALSE | [9 empty] | 42453 | Not Dimmable | No | IDO-802-27W-EX39(3000K) | 3.1 | 2430 | 90 | 27 | 15 | 0.9 | 3000 | 80
PU7M6TNA | SMART ENERGY SOLUTIONS | SES | SES-CLC-L150N-A00C | Mogul (E39) Screw-Base Replacements for HID Lamps | Mid Output | Replacement Lamps for Outdoor Pole/Arm-mounted Decorative Luminaires (Type B) |  | Standard | TRUE | 9993.7 | 68.4 | 144.62 | 10.61 | 0.9428 | 3052 | 83 | 5 | 50000 | 42452 |  | No |  | 3.1 | 16500 | 110 | 150 | 20 | 0.95 | 3000 | 70
P32T2C5M | Lighting & Supplies Inc. dba Sunshine Lighting Co. | Sunlite | CC/LED/75W/E39/MV/30K | Mogul (E39) Screw-Base Replacements for HID Lamps | Low Output | Replacement Lamps for Outdoor Pole/Arm-mounted Decorative Luminaires (Type B) |  | Standard | TRUE | 7244.94 | 104.33 | 69.444 | 14.2 | 0.917 | 3034 | 83.8 | 5 | 50000 | 42452 |  | No | Updated 12/5/16 | 3.1 | 8153.2 | 114.3 | 71.3 | 14.2 | 0.92 | 3034 | 83.8
PCQ5FT2Z | Lighting & Supplies Inc. dba Sunshine Lighting Co. | Sunlite | CC/LED/36W/E39/MV/27K | Mogul (E39) Screw-Base Replacements for HID Lamps | Low Output | Replacement Lamps for Outdoor Pole/Arm-mounted Decorative Luminaires (Type B) |  | Standard | TRUE | 2843.6 | 76.6 | 37.1 | 16.51 | 0.89 | 2800 | 84.3 | 5 | 50000 | 42452 |  | No |  | 3.1 | 2757.6 | 76.6 | 36 | 20 | 0.9 | 2700 | 80
PZT9MH9Q | Lighting & Supplies Inc. dba Sunshine Lighting Co. | Sunlite | CC/LED/45W/E39/MV/27K | Mogul (E39) Screw-Base Replacements for HID Lamps | Low Output | Replacement Lamps for Outdoor Pole/Arm-mounted Decorative Luminaires (Type B) |  | Standard | TRUE | 3407.2 | 75.6 | 45.09 | 12.66 | 0.8767 | 2802 | 84.6 | 5 | 50000 | 42452 |  | No |  | 3.1 | 4950 | 110 | 45 | 20 | 0.9 | 2700 | 80
P5KDU1SB | Lighting & Supplies Inc. dba Sunshine Lighting Co. | Sunlite | CC/LED/54W/E39/MV/27K | Mogul (E39) Screw-Base Replacements for HID Lamps | Low Output | Replacement Lamps for Outdoor Pole/Arm-mounted Decorative Luminaires (Type B) |  | Standard | TRUE | 3445 | 68.5 | 50.29 | 17.32 | 0.875 | 2819 | 84.5 | 5 | 50000 | 42452 |  | No |  | 3.1 | 5940 | 110 | 54 | 20 | 0.9 | 2700 | 80
P7VGSN4F | SMART ENERGY SOLUTIONS | SES | SES-CLC-W150N-A00C | Mogul (E39) Screw-Base Replacements for HID Lamps | Mid Output | Replacement Lamps for Outdoor Pole/Arm-mounted Decorative Luminaires (Type B) |  | Standard | FALSE | [9 empty] | 42452 |  | No |  | 3.1 | 16500 | 110 | 150 | 20 | 0.95 | 5700 | 70
PE7UD1RB | Lighting & Supplies Inc. dba Sunshine Lighting Co. | Sunlite | CC/LED/54W/E39/MV/50K | Mogul (E39) Screw-Base Replacements for HID Lamps | Low Output | Replacement Lamps for Outdoor Pole/Arm-mounted Decorative Luminaires (Type B) |  | Standard | FALSE | [9 empty] | 42452 |  | No | Updated 12/5/16 | 3.1 | 5930.2 | 114.2 | 51.9 | 13.3 | 0.92 | 5000 | 84.2
PAYJ9S87 | Lighting & Supplies Inc. dba Sunshine Lighting Co. | Sunlite | CC/LED/75W/E39/MV/50K | Mogul (E39) Screw-Base Replacements for HID Lamps | Low Output | Replacement Lamps for Outdoor Pole/Arm-mounted Decorative Luminaires (Type B) |  | Standard | FALSE | [9 empty] | 42452 |  | No | Updated 12/5/16 | 3.1 | 8153.2 | 114.3 | 71.3 | 14.2 | 0.92 | 5000 | 83.8
PQ2NZA84 | Lighting & Supplies Inc. dba Sunshine Lighting Co. | Sunlite | CC/LED/45W/E39/MV/50K [100-120V Only] | Mogul (E39) Screw-Base Replacements for HID Lamps | Low Output | Replacement Lamps for Outdoor Pole/Arm-mounted Decorative Luminaires (Type B) |  | Standard | FALSE | [9 empty] | 42452 |  | No | Updated 12/5/16 | 3.1 | 5296.6 | 117.9 | 44.9 | 13.8 | 0.92 | 5000 | 84.1
PT9DTP1G | Lighting & Supplies Inc. dba Sunshine Lighting Co. | Sunlite | CC/LED/36W/E39/MV/50K | Mogul (E39) Screw-Base Replacements for HID Lamps | Low Output | Replacement Lamps for Outdoor Pole/Arm-mounted Decorative Luminaires (Type B) |  | Standard | FALSE | [9 empty] | 42452 |  | No | Updated 12/5/16 | 3.1 | 4008.2 | 115.1 | 34.8 | 13.9 | 0.91 | 5000 | 84
PNC62NNE | Lighting & Supplies Inc. dba Sunshine Lighting Co. | Sunlite | CC/LED/54W/E39/MV/45K | Mogul (E39) Screw-Base Replacements for HID Lamps | Low Output | Replacement Lamps for Outdoor Pole/Arm-mounted Decorative Luminaires (Type B) |  | Standard | FALSE | [9 empty] | 42452 |  | No | Updated 12/5/16 | 3.1 | 5930.2 | 114.2 | 51.9 | 13.3 | 0.92 | 4500 | 84.2
PUB6BXU8 | Lighting & Supplies Inc. dba Sunshine Lighting Co. | Sunlite | CC/LED/75W/E39/MV/45K | Mogul (E39) Screw-Base Replacements for HID Lamps | Low Output | Replacement Lamps for Outdoor Pole/Arm-mounted Decorative Luminaires (Type B) |  | Standard | FALSE | [9 empty] | 42452 |  | No | Updated 12/5/16 | 3.1 | 8153.2 | 114.3 | 71.3 | 14.2 | 0.92 | 4500 | 83.8
P7QYEGCU | Lighting & Supplies Inc. dba Sunshine Lighting Co. | Sunlite | CC/LED/45W/E39/MV/45K | Mogul (E39) Screw-Base Replacements for HID Lamps | Low Output | Replacement Lamps for Outdoor Pole/Arm-mounted Decorative Luminaires (Type B) |  | Standard | FALSE | [9 empty] | 42452 |  | No | Updated 12/5/16 | 3.1 | 5296.6 | 117.9 | 44.9 | 13.8 | 0.92 | 4500 | 84.1
PZA8B9BK | Lighting & Supplies Inc. dba Sunshine Lighting Co. | Sunlite | CC/LED/36W/E39/MV/45K | Mogul (E39) Screw-Base Replacements for HID Lamps | Low Output | Replacement Lamps for Outdoor Pole/Arm-mounted Decorative Luminaires (Type B) |  | Standard | FALSE | [9 empty] | 42452 |  | No | Updated 12/5/16 | 3.1 | 4008.2 | 115.1 | 34.8 | 13.9 | 0.91 | 4500 | 84
PZ82HHJB | Lighting & Supplies Inc. dba Sunshine Lighting Co. | Sunlite | CC/LED/54W/E39/MV/40K | Mogul (E39) Screw-Base Replacements for HID Lamps | Low Output | Replacement Lamps for Outdoor Pole/Arm-mounted Decorative Luminaires (Type B) |  | Standard | FALSE | [9 empty] | 42452 |  | No | Updated 12/5/16 | 3.1 | 5930.2 | 114.2 | 51.9 | 13.3 | 0.92 | 4000 | 84.2
PMNMTH9T | Lighting & Supplies Inc. dba Sunshine Lighting Co. | Sunlite | CC/LED/75W/E39/MV/40K | Mogul (E39) Screw-Base Replacements for HID Lamps | Low Output | Replacement Lamps for Outdoor Pole/Arm-mounted Decorative Luminaires (Type B) |  | Standard | FALSE | [9 empty] | 42452 |  | No | Updated 12/5/16 | 3.1 | 8153.2 | 114.3 | 71.3 | 14.2 | 0.92 | 4000 | 83.8
PAQBD5HS | Lighting & Supplies Inc. dba Sunshine Lighting Co. | Sunlite | CC/LED/45W/E39/MV/40K | Mogul (E39) Screw-Base Replacements for HID Lamps | Low Output | Replacement Lamps for Outdoor Pole/Arm-mounted Decorative Luminaires (Type B) |  | Standard | FALSE | [9 empty] | 42452 |  | No | Updated 12/5/16 | 3.1 | 5296.6 | 117.9 | 44.9 | 13.8 | 0.92 | 4000 | 84.1
PJ81Z79P | Lighting & Supplies Inc. dba Sunshine Lighting Co. | Sunlite | CC/LED/36W/E39/MV/40K | Mogul (E39) Screw-Base Replacements for HID Lamps | Low Output | Replacement Lamps for Outdoor Pole/Arm-mounted Decorative Luminaires (Type B) |  | Standard | FALSE | [9 empty] | 42452 |  | No | Updated 12/5/16 | 3.1 | 4008.2 | 115.1 | 34.8 | 13.9 | 0.91 | 4000 | 84
PD8HP189 | Lighting & Supplies Inc. dba Sunshine Lighting Co. | Sunlite | CC/LED/54W/E39/MV/35K | Mogul (E39) Screw-Base Replacements for HID Lamps | Low Output | Replacement Lamps for Outdoor Pole/Arm-mounted Decorative Luminaires (Type B) |  | Standard | FALSE | [9 empty] | 42452 |  | No | Updated 12/5/16 | 3.1 | 5930.2 | 114.2 | 51.9 | 13.3 | 0.92 | 3500 | 84.2
P3EMJA4E | Lighting & Supplies Inc. dba Sunshine Lighting Co. | Sunlite | CC/LED/75W/E39/MV/35K | Mogul (E39) Screw-Base Replacements for HID Lamps | Low Output | Replacement Lamps for Outdoor Pole/Arm-mounted Decorative Luminaires (Type B) |  | Standard | FALSE | [9 empty] | 42452 |  | No | Updated 12/5/16 | 3.1 | 8153.2 | 114.3 | 71.3 | 14.2 | 0.92 | 3500 | 83.8
PSDRV2MF | Lighting & Supplies Inc. dba Sunshine Lighting Co. | Sunlite | CC/LED/45W/E39/MV/35K | Mogul (E39) Screw-Base Replacements for HID Lamps | Low Output | Replacement Lamps for Outdoor Pole/Arm-mounted Decorative Luminaires (Type B) |  | Standard | FALSE | [9 empty] | 42452 |  | No | Updated 12/5/16 | 3.1 | 5296.6 | 117.9 | 44.9 | 13.8 | 0.92 | 3500 | 84.1
PA6TGU7J | Lighting & Supplies Inc. dba Sunshine Lighting Co. | Sunlite | CC/LED/36W/E39/MV/35K | Mogul (E39) Screw-Base Replacements for HID Lamps | Low Output | Replacement Lamps for Outdoor Pole/Arm-mounted Decorative Luminaires (Type B) |  | Standard | FALSE | [9 empty] | 42452 |  | No | Updated 12/5/16 | 3.1 | 4008.2 | 115.1 | 34.8 | 13.9 | 0.91 | 3500 | 84
P5X7XQAZ | Lighting & Supplies Inc. dba Sunshine Lighting Co. | Sunlite | CC/LED/54W/E39/MV/30K | Mogul (E39) Screw-Base Replacements for HID Lamps | Low Output | Replacement Lamps for Outdoor Pole/Arm-mounted Decorative Luminaires (Type B) |  | Standard | TRUE | 5416.55 | 104.21 | 51.975 | 13.3 | 0.918 | 3056 | 84.2 | 5 | 50000 | 42452 |  | No | Updated 12/5/16 | 3.1 | 5930.2 | 114.2 | 51.9 | 13.3 | 0.92 | 3056 | 84.2
P6EX7RK3 | Lighting & Supplies Inc. dba Sunshine Lighting Co. | Sunlite | CC/LED/45W/E39/MV/30K | Mogul (E39) Screw-Base Replacements for HID Lamps | Low Output | Replacement Lamps for Outdoor Pole/Arm-mounted Decorative Luminaires (Type B) |  | Standard | TRUE | 4680.64 | 105.51 | 44.364 | 13.8 | 0.917 | 2992 | 84.1 | 5 | 50000 | 42452 |  | No | Updated 12/5/16 | 3.1 | 5296.6 | 117.9 | 44.9 | 13.8 | 0.92 | 2992 | 84.1
P6ANDD6U | Lighting & Supplies Inc. dba Sunshine Lighting Co. | Sunlite | CC/LED/36W/E39/MV/30K | Mogul (E39) Screw-Base Replacements for HID Lamps | Low Output | Replacement Lamps for Outdoor Pole/Arm-mounted Decorative Luminaires (Type B) |  | Standard | TRUE | 3605.68 | 104.33 | 34.56 | 13.9 | 0.914 | 2961 | 84 | 5 | 50000 | 42452 |  | No | Updated 12/5/16 | 3.1 | 4008.2 | 115.1 | 34.8 | 13.9 | 0.91 | 2961 | 84
PP9AZYYY | Lighting & Supplies Inc. dba Sunshine Lighting Co. | Sunlite | CC/LED/54W/E39/MV/30K/G | Mogul (E39) Screw-Base Replacements for HID Lamps | Low Output | Replacement Lamps for Outdoor Pole/Arm-mounted Decorative Luminaires (Type B) |  | Standard | TRUE | 3835 | 78.4 | 48.89 | 15.16 | 0.908 | 3145 | 84.7 | 5 | 50000 | 42450 |  | No |  | 3.1 | 6480 | 120 | 54 | 20 | 0.9 | 3000 | 80
PRSJSSRK | Lighting & Supplies Inc. dba Sunshine Lighting Co. | Sunlite | CC/LED/45W/E39/MV/30K/G | Mogul (E39) Screw-Base Replacements for HID Lamps | Low Output | Replacement Lamps for Outdoor Pole/Arm-mounted Decorative Luminaires (Type B) |  | Standard | TRUE | 3400.1 | 76.8 | 44.25 | 15.91 | 0.9059 | 3139 | 85.1 | 5 | 50000 | 42450 |  | No |  | 3.1 | 5400 | 120 | 45 | 20 | 0.9 | 3000 | 80
PPUXS27F | Lighting & Supplies Inc. dba Sunshine Lighting Co. | Sunlite | CC/LED/54W/E39/MV/50K/G | Mogul (E39) Screw-Base Replacements for HID Lamps | Mid Output | Replacement Lamps for Outdoor Pole/Arm-mounted Decorative Luminaires (Type B) |  | Standard | FALSE | [9 empty] | 42450 |  | No |  | 3.1 | 6480 | 120 | 54 | 20 | 0.9 | 5000 | 80
PKYFC7E5 | Lighting & Supplies Inc. dba Sunshine Lighting Co. | Sunlite | CC/LED/45W/E39/MV/50K/G | Mogul (E39) Screw-Base Replacements for HID Lamps | Low Output | Replacement Lamps for Outdoor Pole/Arm-mounted Decorative Luminaires (Type B) |  | Standard | FALSE | [9 empty] | 42450 |  | No |  | 3.1 | 5400 | 120 | 45 | 20 | 0.9 | 5000 | 80
PR7QGU6Y | Lighting & Supplies Inc. dba Sunshine Lighting Co. | Sunlite | CC/LED/54W/E39/MV/40K/G | Mogul (E39) Screw-Base Replacements for HID Lamps | Mid Output | Replacement Lamps for Outdoor Pole/Arm-mounted Decorative Luminaires (Type B) |  | Standard | FALSE | [9 empty] | 42450 |  | No |  | 3.1 | 6480 | 120 | 54 | 20 | 0.9 | 4000 | 80
PJ8UVR3Z | Lighting & Supplies Inc. dba Sunshine Lighting Co. | Sunlite | CC/LED/45W/E39/MV/40K/G | Mogul (E39) Screw-Base Replacements for HID Lamps | Low Output | Replacement Lamps for Outdoor Pole/Arm-mounted Decorative Luminaires (Type B) |  | Standard | FALSE | [9 empty] | 42450 |  | No |  | 3.1 | 5400 | 120 | 45 | 20 | 0.9 | 4000 | 80
PXU7XP9X | WAYTOGO LED LIGHTING COMPANY LTD | WTGLED | COB64-150W-E39 4000K | Mogul (E39) Screw-Base Replacements for HID Lamps | High Output | Replacement Lamps for Outdoor Pole/Arm-mounted Decorative Luminaires (Type B) |  | Standard | TRUE | 11281 | 76.87 | 146.8 | 13.54 | 0.9327 | 4046 | 83.6 | 5 |  | 42447 |  | No |  | 3.1 | 11281 | 76.87 | 146.8 | 13.54 | 0.9327 | 4000 | 83.6
PURW9YWK | WAYTOGO LED LIGHTING COMPANY LTD | WTGLED | COB64-60W-E39 4000K | Mogul (E39) Screw-Base Replacements for HID Lamps | Low Output | Replacement Lamps for Outdoor Pole/Arm-mounted Decorative Luminaires (Type B) |  | Standard | TRUE | 3942.4 | 69.73 | 56.54 | 14.46 | 0.9159 | 4058 | 83.5 | 5 | 50000 | 42447 |  | No |  | 3.1 | 4061.8 | 69.88 | 58.12 | 14.46 | 0.9159 | 4000 | 83.5
PVHKPEHQ | WAYTOGO LED LIGHTING COMPANY LTD | WTGLED | COB64-100W-E39 4000K | Mogul (E39) Screw-Base Replacements for HID Lamps | Mid Output | Replacement Lamps for Outdoor Pole/Arm-mounted Decorative Luminaires (Type B) |  | Standard | TRUE | 7678.1 | 77.6 | 98.95 | 13.66 | 0.9148 | 5496 | 84 | 5 | 50000 | 42447 |  | No | Updated 11/4/2016 | 3.1 | 7678.1 | 77.6 | 98.95 | 13.66 | 0.9148 | 4000 | 83.4
PC375C38 | WAYTOGO LED LIGHTING COMPANY LTD | WTGLED | COB64-80W-E39 4000K | Mogul (E39) Screw-Base Replacements for HID Lamps | Mid Output | Replacement Lamps for Outdoor Pole/Arm-mounted Decorative Luminaires (Type B) |  | Standard | TRUE | 6435 | 80.08 | 80.36 | 13.27 | 0.914 | 5563 | 84.4 | 5 | 50000 | 42447 |  | No | Updated 11/4/2016 | 3.1 | 6291.2 | 78.11 | 80.54 | 10.32 | 0.914 | 4000 | 83.4
PEBQUEMP | WAYTOGO LED LIGHTING COMPANY LTD | WTGLED | COB64-40W-E39 4000K | Mogul (E39) Screw-Base Replacements for HID Lamps | Low Output | Replacement Lamps for Outdoor Pole/Arm-mounted Decorative Luminaires (Type B) |  | Standard | TRUE | 2558.1 | 63.36 | 40.37 | 14.6 | 0.9103 | 4085 | 83.6 | 5 | 50000 | 42447 |  | No |  | 3.1 | 2558.1 | 63.36 | 40.37 | 14.6 | 0.9103 | 4000 | 83.6
PAKWXRHF | WAYTOGO LED LIGHTING COMPANY LTD | WTGLED | COB64-30W-E39 4000K | Mogul (E39) Screw-Base Replacements for HID Lamps | Low Output | Replacement Lamps for Outdoor Pole/Arm-mounted Decorative Luminaires (Type B) |  | Standard | TRUE | 1947.1 | 64.18 | 30.34 | 14.27 | 0.9048 | 4065 | 83.6 | 5 |  | 42447 |  | No |  | 3.1 | 1947.1 | 64.18 | 30.34 | 14.27 | 0.9048 | 4000 | 83.6
PC8WXKJW | WAYTOGO LED LIGHTING COMPANY LTD | WTGLED | COB64-40W-E39 5700K | Mogul (E39) Screw-Base Replacements for HID Lamps | Low Output | Replacement Lamps for Outdoor Pole/Arm-mounted Decorative Luminaires (Type B) |  | Standard | FALSE | [9 empty] | 42447 |  | No |  | 3.1 | 2634 | 64.77 | 40.67 | 14.94 | 0.9116 | 5700 | 84.9
PC5NYKRC | WAYTOGO LED LIGHTING COMPANY LTD | WTGLED | COB64-60W-E39 5700K | Mogul (E39) Screw-Base Replacements for HID Lamps | Low Output | Replacement Lamps for Outdoor Pole/Arm-mounted Decorative Luminaires (Type B) |  | Standard | FALSE | [9 empty] | 42447 |  | No |  | 3.1 | 4190 | 71.8 | 58.36 | 14.06 | 0.9196 | 5700 | 84.9
P7YK2Z88 | WAYTOGO LED LIGHTING COMPANY LTD | WTGLED | COB64-150W-E39 5700K | Mogul (E39) Screw-Base Replacements for HID Lamps | High Output | Replacement Lamps for Outdoor Pole/Arm-mounted Decorative Luminaires (Type B) |  | Standard | FALSE | [9 empty] | 42447 |  | No | Updated 11/4/2016 | 3.1 | 11624 | 78.75 | 147.6 | 13.77 | 0.9344 | 5700 | 84.7
PQ1EARVU | WAYTOGO LED LIGHTING COMPANY LTD | WTGLED | COB64-30W-E39 5700K | Mogul (E39) Screw-Base Replacements for HID Lamps | Low Output | Replacement Lamps for Outdoor Pole/Arm-mounted Decorative Luminaires (Type B) |  | Standard | FALSE | [9 empty] | 42447 |  | No |  | 3.1 | 2009 | 66.04 | 30.42 | 14.81 | 0.9056 | 5700 | 84.5
PWWQ1WHR | WAYTOGO LED LIGHTING COMPANY LTD | WTGLED | COB64-80W-E39 5700K | Mogul (E39) Screw-Base Replacements for HID Lamps | Mid Output | Replacement Lamps for Outdoor Pole/Arm-mounted Decorative Luminaires (Type B) |  | Standard | FALSE | [9 empty] | 42447 |  | No | Updated 11/4/2016 | 3.1 | 6435 | 80.08 | 80.36 | 10.32 | 0.9133 | 5700 | 84.4
PPW2RT4R | WAYTOGO LED LIGHTING COMPANY LTD | WTGLED | COB64-100W-E39 5700K | Mogul (E39) Screw-Base Replacements for HID Lamps | Mid Output | Replacement Lamps for Outdoor Pole/Arm-mounted Decorative Luminaires (Type B) |  | Standard | FALSE | [9 empty] | 42447 |  | No | Updated 11/4/2016 | 3.1 | 7849 | 79.58 | 98.63 | 13.66 | 0.9129 | 5700 | 84
PBXKY3KC | WAYTOGO LED LIGHTING COMPANY LTD | WTGLED | COB64-40W-E39 5000K | Mogul (E39) Screw-Base Replacements for HID Lamps | Low Output | Replacement Lamps for Outdoor Pole/Arm-mounted Decorative Luminaires (Type B) |  | Standard | FALSE | [9 empty] | 42447 |  | No |  | 3.1 | 2609 | 64.38 | 40.52 | 14.6 | 0.9103 | 5000 | 83.6
PYAFW5SN | WAYTOGO LED LIGHTING COMPANY LTD | WTGLED | COB64-30W-E39 5000K | Mogul (E39) Screw-Base Replacements for HID Lamps | Low Output | Replacement Lamps for Outdoor Pole/Arm-mounted Decorative Luminaires (Type B) |  | Standard | FALSE | [9 empty] | 42447 |  | No |  | 3.1 | 1988 | 65.45 | 30.38 | 14.27 | 0.9048 | 5000 | 83.6
PCYCBY65 | WAYTOGO LED LIGHTING COMPANY LTD | WTGLED | COB64-150W-E39 5000K | Mogul (E39) Screw-Base Replacements for HID Lamps | High Output | Replacement Lamps for Outdoor Pole/Arm-mounted Decorative Luminaires (Type B) |  | Standard | FALSE | [9 empty] | 42447 |  | No | Updated 11/4/2016 | 3.1 | 11509 | 78.19 | 147.2 | 13.54 | 0.9327 | 5000 | 83.6
P4NAGUYN | WAYTOGO LED LIGHTING COMPANY LTD | WTGLED | COB64-60W-E39 5000K | Mogul (E39) Screw-Base Replacements for HID Lamps | Low Output | Replacement Lamps for Outdoor Pole/Arm-mounted Decorative Luminaires (Type B) |  | Standard | FALSE | [9 empty] | 42447 |  | No |  | 3.1 | 4147 | 71.21 | 58.24 | 14.46 | 0.9159 | 5000 | 83.5
PDPHHH3C | WAYTOGO LED LIGHTING COMPANY LTD | WTGLED | COB64-100W-E39 5000K | Mogul (E39) Screw-Base Replacements for HID Lamps | Mid Output | Replacement Lamps for Outdoor Pole/Arm-mounted Decorative Luminaires (Type B) |  | Standard | FALSE | [9 empty] | 42447 |  | No | Updated 11/4/2016 | 3.1 | 7792 | 78.87 | 98.79 | 13.66 | 0.9148 | 5000 | 83.4
PAR1748H | WAYTOGO LED LIGHTING COMPANY LTD | WTGLED | COB64-80W-E39 5000K | Mogul (E39) Screw-Base Replacements for HID Lamps | Mid Output | Replacement Lamps for Outdoor Pole/Arm-mounted Decorative Luminaires (Type B) |  | Standard | FALSE | [9 empty] | 42447 |  | No | Updated 11/4/2016 | 3.1 | 6387 | 79.39 | 80.45 | 10.32 | 0.914 | 5000 | 83.4
PTF4WX7Z | WAYTOGO LED LIGHTING COMPANY LTD | WTGLED | COB64-40W-E39 4500K | Mogul (E39) Screw-Base Replacements for HID Lamps | Low Output | Replacement Lamps for Outdoor Pole/Arm-mounted Decorative Luminaires (Type B) |  | Standard | FALSE | [9 empty] | 42447 |  | No |  | 3.1 | 2583 | 63.76 | 40.52 | 14.6 | 0.9103 | 4500 | 83.6
PRTBPCG5 | WAYTOGO LED LIGHTING COMPANY LTD | WTGLED | COB64-30W-E39 4500K | Mogul (E39) Screw-Base Replacements for HID Lamps | Low Output | Replacement Lamps for Outdoor Pole/Arm-mounted Decorative Luminaires (Type B) |  | Standard | FALSE | [9 empty] | 42447 |  | No |  | 3.1 | 1968 | 64.77 | 30.38 | 14.27 | 0.9048 | 4500 | 83.6
PR8MDY9E | WAYTOGO LED LIGHTING COMPANY LTD | WTGLED | COB64-150W-E39 4500K | Mogul (E39) Screw-Base Replacements for HID Lamps | High Output | Replacement Lamps for Outdoor Pole/Arm-mounted Decorative Luminaires (Type B) |  | Standard | FALSE | [9 empty] | 42447 |  | No | Updated 11/4/2016 | 3.1 | 11395 | 77.41 | 147.2 | 13.54 | 0.9327 | 4500 | 83.6
PSX475RE | WAYTOGO LED LIGHTING COMPANY LTD | WTGLED | COB64-60W-E39 4500K | Mogul (E39) Screw-Base Replacements for HID Lamps | Low Output | Replacement Lamps for Outdoor Pole/Arm-mounted Decorative Luminaires (Type B) |  | Standard | FALSE | [9 empty] | 42447 |  | No |  | 3.1 | 4105 | 70.48 | 58.24 | 14.46 | 0.9159 | 4500 | 83.5
P47C3YFD | WAYTOGO LED LIGHTING COMPANY LTD | WTGLED | COB64-100W-E39 4500K | Mogul (E39) Screw-Base Replacements for HID Lamps | Mid Output | Replacement Lamps for Outdoor Pole/Arm-mounted Decorative Luminaires (Type B) |  | Standard | FALSE | [9 empty] | 42447 |  | No | Updated 11/4/2016 | 3.1 | 7735 | 78.3 | 98.79 | 13.66 | 0.9148 | 4500 | 83.4
P1HW9KQV | WAYTOGO LED LIGHTING COMPANY LTD | WTGLED | COB64-80W-E39 4500K | Mogul (E39) Screw-Base Replacements for HID Lamps | Mid Output | Replacement Lamps for Outdoor Pole/Arm-mounted Decorative Luminaires (Type B) |  | Standard | FALSE | [9 empty] | 42447 |  | No | Updated 11/4/2016 | 3.1 | 6339 | 78.79 | 80.45 | 10.32 | 0.914 | 4500 | 83.4
PZRKUY4U | Green Creative LTD | GREEN CREATIVE | 120HID/827/277V/E39 | Mogul (E39) Screw-Base Replacements for HID Lamps | Mid Output | Replacement Lamps for Outdoor Pole/Arm-mounted Decorative Luminaires (Type B) |  | Standard | TRUE | 8312.9 | 70.91 | 117.2 | 9.13 | 0.9625 | 2685 | 83.5 | 5 |  | 42446 |  | No |  | 3.1 | 8312.9 | 70.91 | 117.2 | 9.13 | 0.9625 | 2700 | 83.5
PXRDES73 | Topaz Lighting Corp. | Topaz | LPT54/830/INT/E39-74 | Mogul (E39) Screw-Base Replacements for HID Lamps | Mid Output | Replacement Lamps for Outdoor Pole/Arm-mounted Decorative Luminaires (Type B) |  | Standard | TRUE | 5416.55 | 104.21 | 51.975 | 13.3 | 0.918 | 3056 | 84.2 | 5 | 50000 | 42446 |  | No |  | 3.1 | 5930.2 | 114.2 | 51.9 | 13.3 | 0.92 | 3056 | 84.2
PUPWCUQY | Topaz Lighting Corp. | Topaz | LPT45/830/INT/E39-74 | Mogul (E39) Screw-Base Replacements for HID Lamps | Mid Output | Replacement Lamps for Outdoor Pole/Arm-mounted Decorative Luminaires (Type B) |  | Standard | TRUE | 4680.64 | 105.51 | 44.364 | 13.8 | 0.917 | 2992 | 84.1 | 5 | 50000 | 42446 |  | No |  | 3.1 | 5296.6 | 117.9 | 44.9 | 13.8 | 0.92 | 2992 | 84.1
PCT6DDGR | Topaz Lighting Corp. | Topaz | LPT75/830/INT/E39-74 | Mogul (E39) Screw-Base Replacements for HID Lamps | Mid Output | Replacement Lamps for Outdoor Pole/Arm-mounted Decorative Luminaires (Type B) |  | Standard | TRUE | 7244.94 | 104.33 | 69.444 | 14.2 | 0.917 | 3034 | 83.8 | 5 | 50000 | 42446 |  | No |  | 3.1 | 8153.2 | 114.3 | 71.3 | 14.2 | 0.92 | 3034 | 83.8
P8PVHN4V | Topaz Lighting Corp. | Topaz | LPT27/830/INT/E39-74 | Mogul (E39) Screw-Base Replacements for HID Lamps | Low Output | Replacement Lamps for Outdoor Pole/Arm-mounted Decorative Luminaires (Type B) |  | Standard | TRUE | 2636.69 | 104.6 | 25.207 | 13.1 | 0.915 | 3056 | 84.3 | 5 | 50000 | 42446 |  | No |  | 3.1 | 2903.8 | 114.7 | 25.3 | 13.1 | 0.92 | 3056 | 84.3
P9MSA5CR | Topaz Lighting Corp. | Topaz | LPT36/830/INT/E39-74 | Mogul (E39) Screw-Base Replacements for HID Lamps | Low Output | Replacement Lamps for Outdoor Pole/Arm-mounted Decorative Luminaires (Type B) |  | Standard | TRUE | 3605.68 | 104.33 | 34.56 | 13.9 | 0.914 | 2961 | 84 | 5 | 50000 | 42446 |  | No |  | 3.1 | 4008.2 | 115.1 | 34.8 | 13.9 | 0.91 | 2961 | 84
PUU9SPK7 | SHENZHENÂ zhaopengÂ TechnologyÂ coLtd | ZP | NSWL-30W12S-390S2(3000K) | Mogul (E39) Screw-Base Replacements for HID Lamps | Low Output | Replacement Lamps for Outdoor Pole/Arm-mounted Decorative Luminaires (Type B) |  | Standard | TRUE | 2224.5 | 74.32 | 29.93 | 16.5 | 0.9092 | 3013 | 82.3 | 5 | 50000 | 42446 |  | No |  | 3.1 | 2277.9 | 76.72 | 29.69 | 16.5 | 0.9092 | 3000 | 82.3
P1VA4H3M | SHENZHENÂ zhaopengÂ TechnologyÂ coLtd | ZP | NSWL-80W12S-800S2(3000K) | Mogul (E39) Screw-Base Replacements for HID Lamps | Mid Output | Replacement Lamps for Outdoor Pole/Arm-mounted Decorative Luminaires (Type B) |  | Standard | TRUE | 5186.2 | 68.04 | 76.22 | 19.85 | 0.9057 | 3063 | 82.8 | 5 | 50000 | 42446 |  | No |  | 3.1 | 5255.5 | 68.24 | 77.02 | 19.85 | 0.9057 | 3000 | 82.8
PRAHZEDQ | Green Creative LTD | GREEN CREATIVE | 80HID/827/277V/E39 | Mogul (E39) Screw-Base Replacements for HID Lamps | Mid Output | Replacement Lamps for Outdoor Pole/Arm-mounted Decorative Luminaires (Type B) |  | Standard | TRUE | 5216.6 | 68.25 | 77.36 | 18.64 | 0.9043 | 2677 | 83.5 | 5 |  | 42446 |  | No |  | 3.1 | 5304.5 | 68.57 | 77.36 | 18.64 | 0.9043 | 2700 | 83.5
PPX9HFKF | SHENZHENÂ zhaopengÂ TechnologyÂ coLtd | ZP | NSWL-80W12S-800S2(5700K) | Mogul (E39) Screw-Base Replacements for HID Lamps | Mid Output | Replacement Lamps for Outdoor Pole/Arm-mounted Decorative Luminaires (Type B) |  | Standard | FALSE | [9 empty] | 42446 |  | No |  | 3.1 | 5574 | 72.12 | 77.29 | 19.69 | 0.9065 | 5700 | 82.5
PK5Z4CPR | SHENZHENÂ zhaopengÂ TechnologyÂ coLtd | ZP | NSWL-80W12S-800S2(5000K) | Mogul (E39) Screw-Base Replacements for HID Lamps | Mid Output | Replacement Lamps for Outdoor Pole/Arm-mounted Decorative Luminaires (Type B) |  | Standard | FALSE | [9 empty] | 42446 |  | No |  | 3.1 | 5510.3 | 71.42 | 77.16 | 19.85 | 0.9057 | 5000 | 82.8
P68CSZGU | SHENZHENÂ zhaopengÂ TechnologyÂ coLtd | ZP | NSWL-80W12S-800S2(4500K) | Mogul (E39) Screw-Base Replacements for HID Lamps | Mid Output | Replacement Lamps for Outdoor Pole/Arm-mounted Decorative Luminaires (Type B) |  | Standard | FALSE | [9 empty] | 42446 |  | No |  | 3.1 | 5446.6 | 70.59 | 77.16 | 19.85 | 0.9057 | 4500 | 82.8
P9PFZBT7 | SHENZHENÂ zhaopengÂ TechnologyÂ coLtd | ZP | NSWL-80W12S-800S2(4000K) | Mogul (E39) Screw-Base Replacements for HID Lamps | Mid Output | Replacement Lamps for Outdoor Pole/Arm-mounted Decorative Luminaires (Type B) |  | Standard | FALSE | [9 empty] | 42446 |  | No |  | 3.1 | 5382.9 | 69.77 | 77.16 | 19.85 | 0.9057 | 4000 | 82.8
PX5X2R1X | SHENZHENÂ zhaopengÂ TechnologyÂ coLtd | ZP | NSWL-80W12S-800S2(3500K) | Mogul (E39) Screw-Base Replacements for HID Lamps | Mid Output | Replacement Lamps for Outdoor Pole/Arm-mounted Decorative Luminaires (Type B) |  | Standard | FALSE | [9 empty] | 42446 |  | No |  | 3.1 | 5319.2 | 68.94 | 77.16 | 19.85 | 0.9057 | 3500 | 82.8
PEY6762N | SHENZHENÂ zhaopengÂ TechnologyÂ coLtd | ZP | NSWL-30W12S-390S2(5700K) | Mogul (E39) Screw-Base Replacements for HID Lamps | Low Output | Replacement Lamps for Outdoor Pole/Arm-mounted Decorative Luminaires (Type B) |  | Standard | FALSE | [9 empty] | 42446 |  | No |  | 3.1 | 2471 | 80.44 | 30.72 | 16.27 | 0.9085 | 5700 | 82.8
PS1EH1X2 | SHENZHENÂ zhaopengÂ TechnologyÂ coLtd | ZP | NSWL-30W12S-390S2(5000K) | Mogul (E39) Screw-Base Replacements for HID Lamps | Low Output | Replacement Lamps for Outdoor Pole/Arm-mounted Decorative Luminaires (Type B) |  | Standard | FALSE | [9 empty] | 42446 |  | No |  | 3.1 | 2432.4 | 80.53 | 30.21 | 16.5 | 0.9092 | 5000 | 82.3
P8AJ31BM | SHENZHENÂ zhaopengÂ TechnologyÂ coLtd | ZP | NSWL-30W12S-390S2(4500K) | Mogul (E39) Screw-Base Replacements for HID Lamps | Low Output | Replacement Lamps for Outdoor Pole/Arm-mounted Decorative Luminaires (Type B) |  | Standard | FALSE | [9 empty] | 42446 |  | No |  | 3.1 | 2393.8 | 79.25 | 30.21 | 16.5 | 0.9092 | 4500 | 82.3
PUE1CJ96 | SHENZHENÂ zhaopengÂ TechnologyÂ coLtd | ZP | NSWL-30W12S-390S2(4000K) | Mogul (E39) Screw-Base Replacements for HID Lamps | Low Output | Replacement Lamps for Outdoor Pole/Arm-mounted Decorative Luminaires (Type B) |  | Standard | FALSE | [9 empty] | 42446 |  | No |  | 3.1 | 2355.1 | 77.97 | 30.21 | 16.5 | 0.9092 | 4000 | 82.3
PY3EEK7Z | SHENZHENÂ zhaopengÂ TechnologyÂ coLtd | ZP | NSWL-30W12S-390S2(3500K) | Mogul (E39) Screw-Base Replacements for HID Lamps | Low Output | Replacement Lamps for Outdoor Pole/Arm-mounted Decorative Luminaires (Type B) |  | Standard | FALSE | [9 empty] | 42446 |  | No |  | 3.1 | 2316.5 | 76.69 | 30.21 | 16.5 | 0.9092 | 3500 | 82.3
PD21FRY7 | Topaz Lighting Corp. | Topaz | LPT27/850/INT/E39-74 | Mogul (E39) Screw-Base Replacements for HID Lamps | Low Output | Replacement Lamps for Outdoor Pole/Arm-mounted Decorative Luminaires (Type B) |  | Standard | FALSE | [9 empty] | 42446 |  | No |  | 3.1 | 2903.8 | 114.7 | 25.3 | 13.1 | 0.92 | 5000 | 84.3
PUYSNU9R | Topaz Lighting Corp. | Topaz | LPT54/850/INT/E39-74 | Mogul (E39) Screw-Base Replacements for HID Lamps | Mid Output | Replacement Lamps for Outdoor Pole/Arm-mounted Decorative Luminaires (Type B) |  | Standard | FALSE | [9 empty] | 42446 |  | No |  | 3.1 | 5930.2 | 114.2 | 51.9 | 13.3 | 0.92 | 5000 | 84.2
PRX45V5U | Topaz Lighting Corp. | Topaz | LPT45/850/INT/E39-74 | Mogul (E39) Screw-Base Replacements for HID Lamps | Mid Output | Replacement Lamps for Outdoor Pole/Arm-mounted Decorative Luminaires (Type B) |  | Standard | FALSE | [9 empty] | 42446 |  | No |  | 3.1 | 5296.6 | 117.9 | 44.9 | 13.8 | 0.92 | 5000 | 84.1
PJVAEUAZ | Topaz Lighting Corp. | Topaz | LPT36/850/INT/E39-74 | Mogul (E39) Screw-Base Replacements for HID Lamps | Low Output | Replacement Lamps for Outdoor Pole/Arm-mounted Decorative Luminaires (Type B) |  | Standard | FALSE | [9 empty] | 42446 |  | No |  | 3.1 | 4008.2 | 115.1 | 34.8 | 13.9 | 0.91 | 5000 | 84
P62FDMUW | Topaz Lighting Corp. | Topaz | LPT75/850/INT/E39-74 | Mogul (E39) Screw-Base Replacements for HID Lamps | Mid Output | Replacement Lamps for Outdoor Pole/Arm-mounted Decorative Luminaires (Type B) |  | Standard | FALSE | [9 empty] | 42446 |  | No |  | 3.1 | 8153.2 | 114.3 | 71.3 | 14.2 | 0.92 | 5000 | 83.8
PJNEZ9TT | Green Creative LTD | GREEN CREATIVE | 80HID/857/277V/E39 | Mogul (E39) Screw-Base Replacements for HID Lamps | Mid Output | Replacement Lamps for Outdoor Pole/Arm-mounted Decorative Luminaires (Type B) |  | Standard | FALSE | [9 empty] | 42446 |  | No |  | 3.1 | 6013 | 75.02 | 80.15 | 18.02 | 0.9056 | 5700 | 84.9
PT3G2B65 | Green Creative LTD | GREEN CREATIVE | 120HID/857/277V/E39 | Mogul (E39) Screw-Base Replacements for HID Lamps | Mid Output | Replacement Lamps for Outdoor Pole/Arm-mounted Decorative Luminaires (Type B) |  | Standard | FALSE | [9 empty] | 42446 |  | No |  | 3.1 | 8942 | 73.42 | 121.8 | 8.76 | 0.9619 | 5700 | 84.8
PY59ABNW | Green Creative LTD | GREEN CREATIVE | 80HID/850/277V/EX39 | Mogul (E39) Screw-Base Replacements for HID Lamps | Mid Output | Replacement Lamps for Outdoor Pole/Arm-mounted Decorative Luminaires (Type B) |  | Standard | FALSE | [9 empty] | 42446 |  | No |  | 3.1 | 5304.5 | 68.57 | 77.36 | 18.64 | 0.9043 | 5000 | 83.5
P7YM6F1T | Green Creative LTD | GREEN CREATIVE | 120HID/850/277V/EX39 | Mogul (E39) Screw-Base Replacements for HID Lamps | Mid Output | Replacement Lamps for Outdoor Pole/Arm-mounted Decorative Luminaires (Type B) |  | Standard | FALSE | [9 empty] | 42446 |  | No |  | 3.1 | 8312.9 | 70.91 | 117.2 | 9.13 | 0.9625 | 5000 | 83.5
PW6QDNFD | Light Efficient Design |  | LED-8090M5T3 | Mogul (E39) Screw-Base Replacements for HID Lamps | Mid Output | Replacement Lamps for Outdoor Pole/Arm-mounted Area and Roadway Luminaires (Type B) |  | Standard | TRUE | 8067.2 | 69.42 | 116.2 | 13.75 | 0.9072 | 4996 | 72.1 | 5 | 50000 | 42445 |  | No |  | 3.1 | 8067.2 | 69.42 | 116.2 | 13.75 | 0.9072 | 5000 | 72.1
PQFJAMKG | Light Efficient Design |  | LED-8090M4T4 | Mogul (E39) Screw-Base Replacements for HID Lamps | Mid Output | Replacement Lamps for Outdoor Pole/Arm-mounted Area and Roadway Luminaires (Type B) |  | Standard | TRUE | 8398.1 | 69.95 | 120.1 | 13.38 | 0.9048 | 4021 | 75.5 | 5 | 50000 | 42445 |  | No |  | 3.1 | 8249.8 | 69.97 | 117.9 | 13.38 | 0.9048 | 4000 | 75.5
PQCUWQY3 | SHENZHENÂ zhaopengÂ TechnologyÂ coLtd | ZP | NSWL-40W12S-420S2(3000K) | Mogul (E39) Screw-Base Replacements for HID Lamps | Low Output | Replacement Lamps for Outdoor Pole/Arm-mounted Decorative Luminaires (Type B) |  | Standard | TRUE | 2799.8 | 67.34 | 41.58 | 15.34 | 0.9159 | 3006 | 82.3 | 5 | 50000 | 42445 |  | No |  | 3.1 | 2846 | 67.44 | 42.2 | 15.34 | 0.9159 | 3000 | 82.3
P66DQR8Q | SHENZHENÂ zhaopengÂ TechnologyÂ coLtd | ZP | NSWL-40W12S-420S2(5700K) | Mogul (E39) Screw-Base Replacements for HID Lamps | Low Output | Replacement Lamps for Outdoor Pole/Arm-mounted Decorative Luminaires (Type B) |  | Standard | FALSE | [7 empty] | 5 | 50000 | 42445 |  | No |  | 3.1 | 2975 | 71.57 | 41.57 | 15.42 | 0.9162 | 5700 | 82.3
P3DSQ491 | SHENZHENÂ zhaopengÂ TechnologyÂ coLtd | ZP | NSWL-40W12S-420S2(5000K) | Mogul (E39) Screw-Base Replacements for HID Lamps | Low Output | Replacement Lamps for Outdoor Pole/Arm-mounted Decorative Luminaires (Type B) |  | Standard | FALSE | [7 empty] | 5 | 50000 | 42445 |  | No |  | 3.1 | 2949.2 | 70.41 | 41.89 | 15.34 | 0.9159 | 5000 | 82.3
PFW5YDT3 | SHENZHENÂ zhaopengÂ TechnologyÂ coLtd | ZP | NSWL-40W12S-420S2(4500K) | Mogul (E39) Screw-Base Replacements for HID Lamps | Low Output | Replacement Lamps for Outdoor Pole/Arm-mounted Decorative Luminaires (Type B) |  | Standard | FALSE | [7 empty] | 5 | 50000 | 42445 |  | No |  | 3.1 | 2923.4 | 69.8 | 41.89 | 15.34 | 0.9159 | 4500 | 82.3
PRAJM6QN | SHENZHENÂ zhaopengÂ TechnologyÂ coLtd | ZP | NSWL-40W12S-420S2(4000K) | Mogul (E39) Screw-Base Replacements for HID Lamps | Low Output | Replacement Lamps for Outdoor Pole/Arm-mounted Decorative Luminaires (Type B) |  | Standard | FALSE | [7 empty] | 5 | 50000 | 42445 |  | No |  | 3.1 | 2897.6 | 69.18 | 41.89 | 15.34 | 0.9159 | 4000 | 82.3
PUD6TYBT | SHENZHENÂ zhaopengÂ TechnologyÂ coLtd | ZP | NSWL-40W12S-420S2(3500K) | Mogul (E39) Screw-Base Replacements for HID Lamps | Low Output | Replacement Lamps for Outdoor Pole/Arm-mounted Decorative Luminaires (Type B) |  | Standard | FALSE | [7 empty] | 5 | 50000 | 42445 |  | No |  | 3.1 | 2871.8 | 68.56 | 41.89 | 15.34 | 0.9159 | 3500 | 82.3
P1DVXWYR | Kobi Electric Inc. | KOBI ELECTRIC | EC180-75-27-MV-E39 | Mogul (E39) Screw-Base Replacements for HID Lamps | Low Output | Replacement Lamps for Outdoor Full-Cutoff Wall-mounted Area Luminaires (Type B) |  | Standard | TRUE | 4821.912 | 66.601 | 72.4 | 13.3 | 0.912 | 2688 | 82.1 | 5 | 50000 | 42444 |  | No |  | 3.1 | 4821.9 | 66.6 | 72.4 | 13.3 | 0.912 | 2688 | 82.1
PMAK73XB | Kobi Electric Inc. | KOBI ELECTRIC | EC180-36-27-MV-E39 | Mogul (E39) Screw-Base Replacements for HID Lamps | Low Output | Replacement Lamps for Outdoor Full-Cutoff Wall-mounted Area Luminaires (Type B) |  | Standard | TRUE | 2300.109 | 65.344 | 35.2 | 13.1 | 0.913 | 2695 | 82.3 | 5 | 50000 | 42444 |  | No |  | 3.1 | 2300.1 | 65.3 | 35.2 | 13.1 | 0.913 | 2695 | 82.3
P2VNA1EM | Kobi Electric Inc. | KOBI ELECTRIC | EC180-54-27-MV-E39 | Mogul (E39) Screw-Base Replacements for HID Lamps | Low Output | Replacement Lamps for Outdoor Full-Cutoff Wall-mounted Area Luminaires (Type B) |  | Standard | TRUE | 3376.075 | 66.068 | 51.1 | 13.2 | 0.911 | 2698 | 82.2 | 5 | 50000 | 42444 |  | No |  | 3.1 | 3376 | 66 | 51.1 | 13.2 | 0.911 | 2698 | 82.2
PHK18ZEZ | Mills LLC | Mills | LED-HIDRL-54W-UNV-E39-I-2700K-G3 | Mogul (E39) Screw-Base Replacements for HID Lamps | Mid Output | Replacement Lamps for Outdoor Pole/Arm-mounted Decorative Luminaires (Type B) |  | Standard | TRUE | 5084.8 | 92.99 | 54.68 | 17.27 | 0.9268 | 2743 | 83 | 5 | 50000 | 42444 |  | No | Updated on 03/14/2017 | 4.1 | 6048 | 112 | 54 | 17.27 | 0.93 | 2700 | 83
PR3B8PTB | Mills LLC | Mills | LED-HIDRL-36W-UNV-E39-I-2700K-G3 | Mogul (E39) Screw-Base Replacements for HID Lamps | Low Output | Replacement Lamps for Outdoor Pole/Arm-mounted Decorative Luminaires (Type B) |  | Standard | TRUE | 3484.8 | 97.97 | 35.57 | 11.67 | 0.9089 | 2790 | 83.3 | 5 | 50000 | 42444 |  | No | Updated on 03/14/2017 | 4.1 | 4212 | 117 | 36 | 11.67 | 0.91 | 2700 | 83.3
PGCM3RRU | Mills LLC | Mills | LED-HIDRL-100W-UNV-E39-I-2700K-G3 | Mogul (E39) Screw-Base Replacements for HID Lamps | High Output | Replacement Lamps for Outdoor Pole/Arm-mounted Decorative Luminaires (Type B) |  | Standard | TRUE | 10031 | 101.56 | 98.77 | 15 | 0.9017 | 2784 | 83.4 | 5 | 50000 | 42444 |  | No | Updated on 03/14/2017 | 4.1 | 11700 | 117 | 100 | 15 | 0.9 | 2700 | 83.4
P6XDY8N8 | Mills LLC | Mills | LED-HIDRL-27W-UNV-E39-I-2700K-G3 | Mogul (E39) Screw-Base Replacements for HID Lamps | Low Output | Replacement Lamps for Outdoor Pole/Arm-mounted Decorative Luminaires (Type B) |  | Standard | TRUE | 2556 | 95.48 | 26.77 | 17.61 | 0.9037 | 2792 | 83.9 | 5 | 50000 | 42444 |  | No | Updated on 03/14/2017 | 4.1 | 3132 | 116 | 27 | 17.61 | 0.9 | 2700 | 83.9
P34TW8DX | Mills LLC | Mills | LED-HIDRL-120W-UNV-E39-I-2700K-G3 | Mogul (E39) Screw-Base Replacements for HID Lamps | High Output | Replacement Lamps for Outdoor Pole/Arm-mounted Decorative Luminaires (Type B) |  | Standard | TRUE | 10933 | 92.65 | 118 | 13.65 | 0.9139 | 2788 | 83.4 | 5 | 50000 | 42444 |  | No | Updated on 03/14/2017 | 4.1 | 13200 | 110 | 120 | 13.65 | 0.91 | 2700 | 83.4
PZZFDX26 | Mills LED LLC | Mills | LED-HIDRL-80W-UNV-E39-I-2700K | Mogul (E39) Screw-Base Replacements for HID Lamps | Mid Output | Replacement Lamps for Outdoor Pole/Arm-mounted Decorative Luminaires (Type B) |  | Standard | TRUE | 5805.8 | 72.75 | 79.8 | 15.27 | 0.9058 | 2795 | 83.4 | 5 |  | 42444 |  | No |  | 3.1 | 6032.9 | 74.73 | 80.73 | 15.27 | 0.9058 | 2700 | 83.4
P2CS9FN4 | Mills LLC | Mills | LED-HIDRL-45W-UNV-E39-I-2700K-G3 | Mogul (E39) Screw-Base Replacements for HID Lamps | Mid Output | Replacement Lamps for Outdoor Pole/Arm-mounted Decorative Luminaires (Type B) |  | Standard | TRUE | 4545.3 | 102.83 | 44.2 | 12.74 | 0.904 | 2864 | 84.9 | 5 | 50000 | 42444 |  | No | Updated on 03/14/2017 | 4.1 | 5490 | 122 | 45 | 12.74 | 0.9 | 2700 | 84.9
PRV93VAX | Mills LLC | Mills | LED-HIDRL-45W-UNV-E39-I-5700K-G3 | Mogul (E39) Screw-Base Replacements for HID Lamps | Mid Output | Replacement Lamps for Outdoor Pole/Arm-mounted Decorative Luminaires (Type B) |  | Standard | FALSE | [9 empty] | 42444 |  | No | Updated on 03/14/2017 | 4.1 | 6030 | 134 | 45 | 14.39 | 0.93 | 5700 | 85.9
PYY93KBV | Mills LED LLC | Mills | LED-HIDRL-80W-UNV-E39-I-5700K | Mogul (E39) Screw-Base Replacements for HID Lamps | Mid Output | Replacement Lamps for Outdoor Pole/Arm-mounted Decorative Luminaires (Type B) |  | Standard | FALSE | [9 empty] | 42444 |  | No |  | 3.1 | 6412 | 79.89 | 80.26 | 15.39 | 0.9018 | 5700 | 85.9
PD4BZ4QH | Mills LLC | Mills | LED-HIDRL-100W-UNV-E39-I-5700K-G3 | Mogul (E39) Screw-Base Replacements for HID Lamps | High Output | Replacement Lamps for Outdoor Pole/Arm-mounted Decorative Luminaires (Type B) |  | Standard | FALSE | [9 empty] | 42444 |  | No | Updated on 03/14/2017 | 4.1 | 12900 | 129 | 100 | 16.29 | 0.9 | 5700 | 85.9
PNCB8NXJ | Mills LLC | Mills | LED-HIDRL-120W-UNV-E39-I-5700K-G3 | Mogul (E39) Screw-Base Replacements for HID Lamps | High Output | Replacement Lamps for Outdoor Pole/Arm-mounted Decorative Luminaires (Type B) |  | Standard | FALSE | [9 empty] | 42444 |  | No | Updated on 03/14/2017 | 4.1 | 14640 | 122 | 120 | 14.91 | 0.91 | 5700 | 85.8
PVPJ4Y9H | Mills LLC | Mills | LED-HIDRL-27W-UNV-E39-I-5700K-G3 | Mogul (E39) Screw-Base Replacements for HID Lamps | Low Output | Replacement Lamps for Outdoor Pole/Arm-mounted Decorative Luminaires (Type B) |  | Standard | FALSE | [9 empty] | 42444 |  | No | Updated on 03/14/2017 | 4.1 | 3456 | 128 | 27 | 19.21 | 0.9 | 5700 | 83.4
PW68XUZH | Mills LLC | Mills | LED-HIDRL-36W-UNV-E39-I-4000K-G3 | Mogul (E39) Screw-Base Replacements for HID Lamps | Low Output | Replacement Lamps for Outdoor Pole/Arm-mounted Decorative Luminaires (Type B) |  | Standard | FALSE | [9 empty] | 42444 |  | No | Updated on 03/14/2017 | 4.1 | 4428 | 123 | 36 | 11.67 | 0.91 | 4000 | 83.3
P75B97WG | Mills LLC | Mills | LED-HIDRL-54W-UNV-E39-I-5700K-G3 | Mogul (E39) Screw-Base Replacements for HID Lamps | Mid Output | Replacement Lamps for Outdoor Pole/Arm-mounted Decorative Luminaires (Type B) |  | Standard | FALSE | [9 empty] | 42444 |  | No | Updated on 03/14/2017 | 4.1 | 6696 | 124 | 54 | 18.37 | 0.93 | 5700 | 82.8
P85239VA | Mills LLC | Mills | LED-HIDRL-45W-UNV-E39-I-5000K-G3 | Mogul (E39) Screw-Base Replacements for HID Lamps | Mid Output | Replacement Lamps for Outdoor Pole/Arm-mounted Decorative Luminaires (Type B) |  | Standard | FALSE | [9 empty] | 42444 |  | No | Updated on 03/14/2017 | 4.1 | 5940 | 132 | 45 | 12.74 | 0.9 | 5000 | 84.9
P5J71WK2 | Mills LLC | Mills | LED-HIDRL-27W-UNV-E39-I-5000K-G3 | Mogul (E39) Screw-Base Replacements for HID Lamps | Low Output | Replacement Lamps for Outdoor Pole/Arm-mounted Decorative Luminaires (Type B) |  | Standard | FALSE | [9 empty] | 42444 |  | No | Updated on 03/14/2017 | 4.1 | 3402 | 126 | 27 | 17.61 | 0.9 | 5000 | 83.9
P6AM18NQ | Mills LLC | Mills | LED-HIDRL-36W-UNV-E39-I-4500K-G3 | Mogul (E39) Screw-Base Replacements for HID Lamps | Low Output | Replacement Lamps for Outdoor Pole/Arm-mounted Decorative Luminaires (Type B) |  | Standard | FALSE | [9 empty] | 42444 |  | No | Updated on 03/14/2017 | 4.1 | 4500 | 125 | 36 | 11.67 | 0.91 | 4500 | 83.3
PNX8XDF2 | Mills LED LLC | Mills | LED-HIDRL-80W-UNV-E39-I-3500K | Mogul (E39) Screw-Base Replacements for HID Lamps | Mid Output | Replacement Lamps for Outdoor Pole/Arm-mounted Decorative Luminaires (Type B) |  | Standard | FALSE | [9 empty] | 42444 |  | No |  | 3.1 | 6348.8 | 78.87 | 80.5 | 15.27 | 0.9058 | 5000 | 83.4
PU1TY9R2 | Mills LLC | Mills | LED-HIDRL-100W-UNV-E39-I-5000K-G3 | Mogul (E39) Screw-Base Replacements for HID Lamps | High Output | Replacement Lamps for Outdoor Pole/Arm-mounted Decorative Luminaires (Type B) |  | Standard | FALSE | [9 empty] | 42444 |  | No | Updated on 03/14/2017 | 4.1 | 12700 | 127 | 100 | 15 | 0.9 | 5000 | 83.4
PM8CYZPY | Mills LLC | Mills | LED-HIDRL-120W-UNV-E39-I-5000K-G3 | Mogul (E39) Screw-Base Replacements for HID Lamps | High Output | Replacement Lamps for Outdoor Pole/Arm-mounted Decorative Luminaires (Type B) |  | Standard | FALSE | [9 empty] | 42444 |  | No | Updated on 03/14/2017 | 4.1 | 14400 | 120 | 120 | 13.65 | 0.91 | 5000 | 83.4
PT1WSGPE | Mills LLC | Mills | LED-HIDRL-54W-UNV-E39-I-5000K-G3 | Mogul (E39) Screw-Base Replacements for HID Lamps | Mid Output | Replacement Lamps for Outdoor Pole/Arm-mounted Decorative Luminaires (Type B) |  | Standard | FALSE | [9 empty] | 42444 |  | No | Updated on 03/14/2017 | 4.1 | 6588 | 122 | 54 | 17.27 | 0.93 | 5000 | 83
PS3RVFND | Mills LLC | Mills | LED-HIDRL-45W-UNV-E39-I-4500K-G3 | Mogul (E39) Screw-Base Replacements for HID Lamps | Mid Output | Replacement Lamps for Outdoor Pole/Arm-mounted Decorative Luminaires (Type B) |  | Standard | FALSE | [9 empty] | 42444 |  | No | Updated on 03/14/2017 | 4.1 | 5850 | 130 | 45 | 12.74 | 0.9 | 4500 | 84.9
P51V5GER | Mills LLC | Mills | LED-HIDRL-27W-UNV-E39-I-4500K-G3 | Mogul (E39) Screw-Base Replacements for HID Lamps | Low Output | Replacement Lamps for Outdoor Pole/Arm-mounted Decorative Luminaires (Type B) |  | Standard | FALSE | [9 empty] | 42444 |  | No | Updated on 03/14/2017 | 4.1 | 3348 | 124 | 27 | 17.61 | 0.9 | 4500 | 83.9
PN4TVQNH | Mills LLC | Mills | LED-HIDRL-36W-UNV-E39-I-3000K-G3 | Mogul (E39) Screw-Base Replacements for HID Lamps | Low Output | Replacement Lamps for Outdoor Pole/Arm-mounted Decorative Luminaires (Type B) |  | Standard | FALSE | [9 empty] | 42444 |  | No | Updated on 03/14/2017 | 4.1 | 4284 | 119 | 36 | 11.67 | 0.91 | 3000 | 83.3
PEXFJ9ZP | Mills LED LLC | Mills | LED-HIDRL-80W-UNV-E39-I-4000K | Mogul (E39) Screw-Base Replacements for HID Lamps | Mid Output | Replacement Lamps for Outdoor Pole/Arm-mounted Decorative Luminaires (Type B) |  | Standard | FALSE | [9 empty] | 42444 |  | No |  | 3.1 | 6285.6 | 78.09 | 80.5 | 15.27 | 0.9058 | 4500 | 83.4
P8FRZX4B | Mills LLC | Mills | LED-HIDRL-100W-UNV-E39-I-4500K-G3 | Mogul (E39) Screw-Base Replacements for HID Lamps | High Output | Replacement Lamps for Outdoor Pole/Arm-mounted Decorative Luminaires (Type B) |  | Standard | FALSE | [9 empty] | 42444 |  | No | Updated on 03/14/2017 | 4.1 | 12500 | 125 | 100 | 15 | 0.9 | 4500 | 83.4
PQ6X8AHF | Mills LLC | Mills | LED-HIDRL-120W-UNV-E39-I-4500K-G3 | Mogul (E39) Screw-Base Replacements for HID Lamps | High Output | Replacement Lamps for Outdoor Pole/Arm-mounted Decorative Luminaires (Type B) |  | Standard | FALSE | [9 empty] | 42444 |  | No | Updated on 03/14/2017 | 4.1 | 14160 | 118 | 120 | 13.65 | 0.91 | 4500 | 83.4
PZVJ4NUJ | Mills LLC | Mills | LED-HIDRL-54W-UNV-E39-I-4500K-G3 | Mogul (E39) Screw-Base Replacements for HID Lamps | Mid Output | Replacement Lamps for Outdoor Pole/Arm-mounted Decorative Luminaires (Type B) |  | Standard | FALSE | [9 empty] | 42444 |  | No | Updated on 03/14/2017 | 4.1 | 6480 | 120 | 54 | 17.27 | 0.93 | 4500 | 83
PCJUCQNF | Mills LLC | Mills | LED-HIDRL-45W-UNV-E39-I-4000K-G3 | Mogul (E39) Screw-Base Replacements for HID Lamps | Mid Output | Replacement Lamps for Outdoor Pole/Arm-mounted Decorative Luminaires (Type B) |  | Standard | FALSE | [9 empty] | 42444 |  | No | Updated on 03/14/2017 | 4.1 | 5760 | 128 | 45 | 12.74 | 0.9 | 4000 | 84.9
P4JKFP8W | Mills LLC | Mills | LED-HIDRL-27W-UNV-E39-I-4000K-G3 | Mogul (E39) Screw-Base Replacements for HID Lamps | Low Output | Replacement Lamps for Outdoor Pole/Arm-mounted Decorative Luminaires (Type B) |  | Standard | FALSE | [9 empty] | 42444 |  | No | Updated on 03/14/2017 | 4.1 | 3294 | 122 | 27 | 17.61 | 0.9 | 4000 | 83.9
PQQEF8T6 | Mills LLC | Mills | LED-HIDRL-36W-UNV-E39-I-5700K-G3 | Mogul (E39) Screw-Base Replacements for HID Lamps | Low Output | Replacement Lamps for Outdoor Pole/Arm-mounted Decorative Luminaires (Type B) |  | Standard | FALSE | [9 empty] | 42444 |  | No | Updated on 03/14/2017 | 4.1 | 4644 | 129 | 36 | 15.59 | 0.91 | 5700 | 82.9
PFB8SQDD | Mills LED LLC | Mills | LED-HIDRL-80W-UNV-E39-I-3000K | Mogul (E39) Screw-Base Replacements for HID Lamps | Mid Output | Replacement Lamps for Outdoor Pole/Arm-mounted Decorative Luminaires (Type B) |  | Standard | FALSE | [9 empty] | 42444 |  | No |  | 3.1 | 6222.5 | 77.3 | 80.5 | 15.27 | 0.9058 | 4000 | 83.4
PUH8N3QS | Mills LLC | Mills | LED-HIDRL-100W-UNV-E39-I-4000K-G3 | Mogul (E39) Screw-Base Replacements for HID Lamps | High Output | Replacement Lamps for Outdoor Pole/Arm-mounted Decorative Luminaires (Type B) |  | Standard | FALSE | [9 empty] | 42444 |  | No | Updated on 03/14/2017 | 4.1 | 12300 | 123 | 100 | 15 | 0.9 | 4000 | 83.4
PFXWZYZR | Mills LLC | Mills | LED-HIDRL-120W-UNV-E39-I-4000K-G3 | Mogul (E39) Screw-Base Replacements for HID Lamps | High Output | Replacement Lamps for Outdoor Pole/Arm-mounted Decorative Luminaires (Type B) |  | Standard | FALSE | [9 empty] | 42444 |  | No | Updated on 03/14/2017 | 4.1 | 13920 | 116 | 120 | 13.65 | 0.91 | 4000 | 83.4
PMDYAH1W | Mills LLC | Mills | LED-HIDRL-54W-UNV-E39-I-4000K-G3 | Mogul (E39) Screw-Base Replacements for HID Lamps | Mid Output | Replacement Lamps for Outdoor Pole/Arm-mounted Decorative Luminaires (Type B) |  | Standard | FALSE | [9 empty] | 42444 |  | No | Updated on 03/14/2017 | 4.1 | 6372 | 118 | 54 | 17.27 | 0.93 | 4000 | 83
P3F5R942 | Mills LLC | Mills | LED-HIDRL-45W-UNV-E39-I-3500K-G3 | Mogul (E39) Screw-Base Replacements for HID Lamps | Mid Output | Replacement Lamps for Outdoor Pole/Arm-mounted Decorative Luminaires (Type B) |  | Standard | FALSE | [9 empty] | 42444 |  | No | Updated on 03/14/2017 | 4.1 | 5670 | 126 | 45 | 12.74 | 0.9 | 3500 | 84.9
P154YH5S | Mills LLC | Mills | LED-HIDRL-27W-UNV-E39-I-3500K-G3 | Mogul (E39) Screw-Base Replacements for HID Lamps | Low Output | Replacement Lamps for Outdoor Pole/Arm-mounted Decorative Luminaires (Type B) |  | Standard | FALSE | [9 empty] | 42444 |  | No | Updated on 03/14/2017 | 4.1 | 3240 | 120 | 27 | 17.61 | 0.9 | 3500 | 83.9
P7U64XPT | Mills LLC | Mills | LED-HIDRL-36W-UNV-E39-I-5000K-G3 | Mogul (E39) Screw-Base Replacements for HID Lamps | Low Output | Replacement Lamps for Outdoor Pole/Arm-mounted Decorative Luminaires (Type B) |  | Standard | FALSE | [9 empty] | 42444 |  | No | Updated on 03/14/2017 | 4.1 | 4572 | 127 | 36 | 11.67 | 0.91 | 5000 | 83.3
P5CZZ2NM | Mills LED LLC | Mills | LED-HIDRL-80W-UNV-E39-I-5000K | Mogul (E39) Screw-Base Replacements for HID Lamps | Mid Output | Replacement Lamps for Outdoor Pole/Arm-mounted Decorative Luminaires (Type B) |  | Standard | FALSE | [9 empty] | 42444 |  | No |  | 3.1 | 6159.3 | 76.52 | 80.5 | 15.27 | 0.9058 | 3500 | 83.4
PQ6FJYDS | Mills LLC | Mills | LED-HIDRL-100W-UNV-E39-I-3500K-G3 | Mogul (E39) Screw-Base Replacements for HID Lamps | High Output | Replacement Lamps for Outdoor Pole/Arm-mounted Decorative Luminaires (Type B) |  | Standard | FALSE | [9 empty] | 42444 |  | No | Updated on 03/14/2017 | 4.1 | 12100 | 121 | 100 | 15 | 0.9 | 3500 | 83.4
P4Q8RZ66 | Mills LLC | Mills | LED-HIDRL-120W-UNV-E39-I-3500K-G3 | Mogul (E39) Screw-Base Replacements for HID Lamps | High Output | Replacement Lamps for Outdoor Pole/Arm-mounted Decorative Luminaires (Type B) |  | Standard | FALSE | [9 empty] | 42444 |  | No | Updated on 03/14/2017 | 4.1 | 13680 | 114 | 120 | 13.65 | 0.91 | 3500 | 83.4
PJ5JXRP5 | Mills LLC | Mills | LED-HIDRL-54W-UNV-E39-I-3500K-G3 | Mogul (E39) Screw-Base Replacements for HID Lamps | Mid Output | Replacement Lamps for Outdoor Pole/Arm-mounted Decorative Luminaires (Type B) |  | Standard | FALSE | [9 empty] | 42444 |  | No | Updated on 03/14/2017 | 4.1 | 6264 | 116 | 54 | 17.27 | 0.93 | 3500 | 83
P6CM543S | Mills LLC | Mills | LED-HIDRL-45W-UNV-E39-I-3000K-G3 | Mogul (E39) Screw-Base Replacements for HID Lamps | Mid Output | Replacement Lamps for Outdoor Pole/Arm-mounted Decorative Luminaires (Type B) |  | Standard | FALSE | [9 empty] | 42444 |  | No | Updated on 03/14/2017 | 4.1 | 5580 | 124 | 45 | 12.74 | 0.9 | 3000 | 84.9
PDPGBV5J | Mills LLC | Mills | LED-HIDRL-27W-UNV-E39-I-3000K-G3 | Mogul (E39) Screw-Base Replacements for HID Lamps | Low Output | Replacement Lamps for Outdoor Pole/Arm-mounted Decorative Luminaires (Type B) |  | Standard | FALSE | [9 empty] | 42444 |  | No | Updated on 03/14/2017 | 4.1 | 3186 | 118 | 27 | 17.61 | 0.9 | 3000 | 83.9
PYXFNZ36 | Mills LLC | Mills | LED-HIDRL-36W-UNV-E39-I-3500K-G3 | Mogul (E39) Screw-Base Replacements for HID Lamps | Low Output | Replacement Lamps for Outdoor Pole/Arm-mounted Decorative Luminaires (Type B) |  | Standard | FALSE | [9 empty] | 42444 |  | No | Updated on 03/14/2017 | 4.1 | 4356 | 121 | 36 | 11.67 | 0.91 | 3500 | 83.3
PJXBMEQ9 | Mills LED LLC | Mills | LED-HIDRL-80W-UNV-E39-I-4500K | Mogul (E39) Screw-Base Replacements for HID Lamps | Mid Output | Replacement Lamps for Outdoor Pole/Arm-mounted Decorative Luminaires (Type B) |  | Standard | FALSE | [9 empty] | 42444 |  | No |  | 3.1 | 6096.1 | 75.73 | 80.5 | 15.27 | 0.9058 | 3000 | 83.4
PC95XCT7 | Mills LLC | Mills | LED-HIDRL-100W-UNV-E39-I-3000K-G3 | Mogul (E39) Screw-Base Replacements for HID Lamps | High Output | Replacement Lamps for Outdoor Pole/Arm-mounted Decorative Luminaires (Type B) |  | Standard | FALSE | [9 empty] | 42444 |  | No | Updated on 03/14/2017 | 4.1 | 11900 | 119 | 100 | 15 | 0.9 | 3000 | 83.4
P5NRXACE | Mills LLC | Mills | LED-HIDRL-120W-UNV-E39-I-3000K-G3 | Mogul (E39) Screw-Base Replacements for HID Lamps | High Output | Replacement Lamps for Outdoor Pole/Arm-mounted Decorative Luminaires (Type B) |  | Standard | FALSE | [9 empty] | 42444 |  | No | Updated on 03/14/2017 | 4.1 | 13440 | 112 | 120 | 13.65 | 0.91 | 3000 | 83.4
P3762AYQ | Mills LLC | Mills | LED-HIDRL-54W-UNV-E39-I-3000K-G3 | Mogul (E39) Screw-Base Replacements for HID Lamps | Mid Output | Replacement Lamps for Outdoor Pole/Arm-mounted Decorative Luminaires (Type B) |  | Standard | FALSE | [9 empty] | 42444 |  | No | Updated on 03/14/2017 | 4.1 | 6156 | 114 | 54 | 17.27 | 0.93 | 3000 | 83
P65M2T2F | Kobi Electric Inc. | KOBI ELECTRIC | EC180-75-50-MV-E39 | Mogul (E39) Screw-Base Replacements for HID Lamps | Low Output | Replacement Lamps for Outdoor Full-Cutoff Wall-mounted Area Luminaires (Type B) |  | Standard | FALSE | [9 empty] | 42444 |  | No |  | 3.1 | 5075.8 | 71.9 | 70.5 | 13.5 | 0.91 | 4985 | 82.7
PDFF9F43 | Kobi Electric Inc. | KOBI ELECTRIC | EC180-36-50-MV-E39 | Mogul (E39) Screw-Base Replacements for HID Lamps | Low Output | Replacement Lamps for Outdoor Full-Cutoff Wall-mounted Area Luminaires (Type B) |  | Standard | FALSE | [9 empty] | 42444 |  | No |  | 3.1 | 2491.2 | 70.5 | 35.3 | 13.2 | 0.912 | 4985 | 82.5
PBX2DH4A | Kobi Electric Inc. | KOBI ELECTRIC | EC180-54-50-MV-E39 | Mogul (E39) Screw-Base Replacements for HID Lamps | Low Output | Replacement Lamps for Outdoor Full-Cutoff Wall-mounted Area Luminaires (Type B) |  | Standard | FALSE | [9 empty] | 42444 |  | No |  | 3.1 | 3843.2 | 71.1 | 54 | 13.4 | 0.91 | 4977 | 82.5
P1J7BCTD | Dongguan Bestwon Lighting Co.Ltd | Bestwon | BWRL-100W-B(2700K) | Mogul (E39) Screw-Base Replacements for HID Lamps | Mid Output | Replacement Lamps for Outdoor Pole/Arm-mounted Decorative Luminaires (Type B) |  | Standard | TRUE | 6894.4 | 69.03 | 99.87 | 14.64 | 0.9039 | 2725 | 83.5 | 5 | 87600 | 42443 |  | No |  | 3.1 | 6894.4 | 69.03 | 99.87 | 14.64 | 0.9039 | 2700 | 83.5
PEH5H2AX | Dongguan Bestwon Lighting Co.Ltd | Bestwon | BWRL-80W-B(2700K) | Mogul (E39) Screw-Base Replacements for HID Lamps | Mid Output | Replacement Lamps for Outdoor Pole/Arm-mounted Decorative Luminaires (Type B) |  | Standard | TRUE | 5451.9 | 69.51 | 78.43 | 10.27 | 0.9005 | 2721 | 83.5 | 5 | 87600 | 42443 |  | No |  | 3.1 | 5451.9 | 69.51 | 78.43 | 10.27 | 0.9005 | 2700 | 83.5
PQV6N4PA | Shenzhen Romanso Electronic Co. Ltd. | ROMANSO | RMS-360D-[SE]-1-36W-ID(2700K) | Mogul (E39) Screw-Base Replacements for HID Lamps | Low Output | Replacement Lamps for Outdoor Pole/Arm-mounted Decorative Luminaires (Type B) |  | Standard | TRUE | 2806.3 | 79.6 | 35.27 | 16.76 | 0.8947 | 2750 | 82.4 | 5 | 50000 | 42443 |  | No |  | 3.1 | 2865.6 | 79.6 | 36 | 20 | 0.9 | 2700 | 80
PQY91A86 | Fusion Lamps | Fusion Lamps | FLED36HID/27K/MOG | Mogul (E39) Screw-Base Replacements for HID Lamps | Low Output | Replacement Lamps for Outdoor Pole/Arm-mounted Decorative Luminaires (Type B) |  | Standard | TRUE | 2806.3 | 79.6 | 35.27 | 16.76 | 0.8947 | 2750 | 82.4 | 5 | 50000 | 42443 |  | No |  | 3.1 | 2865.6 | 79.6 | 36 | 20 | 0.9 | 2700 | 80
PDNGMBT2 | Shenzhen Romanso Electronic Co. Ltd. | ROMANSO | RMS-360D-[SE]-1-27W-ID(2700K) | Mogul (E39) Screw-Base Replacements for HID Lamps | Low Output | Replacement Lamps for Outdoor Pole/Arm-mounted Decorative Luminaires (Type B) |  | Standard | TRUE | 2139.5 | 85.8 | 24.93 | 18.82 | 0.8913 | 2724 | 82.5 | 5 | 50000 | 42443 |  | No |  | 3.1 | 2316.6 | 85.8 | 27 | 20 | 0.9 | 2700 | 80
PSA595ZQ | Shenzhen Romanso Electronic Co. Ltd. | ROMANSO | RMS-360D-[SE]-1-54W-ID(2700K) | Mogul (E39) Screw-Base Replacements for HID Lamps | Low Output | Replacement Lamps for Outdoor Pole/Arm-mounted Decorative Luminaires (Type B) |  | Standard | TRUE | 3661.8 | 69.2 | 52.92 | 17.33 | 0.8866 | 2746 | 82.6 | 5 | 50000 | 42443 |  | No |  | 3.1 | 3736.8 | 69.2 | 54 | 20 | 0.9 | 2700 | 80
P1B528VX | Fusion Lamps | Fusion Lamps | FLED54HID/27K/MOG | Mogul (E39) Screw-Base Replacements for HID Lamps | Low Output | Replacement Lamps for Outdoor Pole/Arm-mounted Decorative Luminaires (Type B) |  | Standard | TRUE | 3661.8 | 69.2 | 52.92 | 17.33 | 0.8866 | 2746 | 82.6 | 5 | 50000 | 42443 |  | No |  | 3.1 | 3736.8 | 69.2 | 54 | 20 | 0.9 | 2700 | 80
PKGMW7A3 | Shenzhen Romanso Electronic Co. Ltd. | ROMANSO | RMS-360D-[SE]-1-75W-ID(2700K) | Mogul (E39) Screw-Base Replacements for HID Lamps | Low Output | Replacement Lamps for Outdoor Pole/Arm-mounted Decorative Luminaires (Type B) |  | Standard | TRUE | 4403.7 | 63.6 | 69.21 | 15.33 | 0.8862 | 2737 | 82.6 | 5 | 50000 | 42443 |  | No |  | 3.1 | 4770 | 63.6 | 75 | 20 | 0.9 | 2700 | 80
PBA5CT5Y | Fusion Lamps | Fusion Lamps | FLED75HID/27K/MOG | Mogul (E39) Screw-Base Replacements for HID Lamps | Low Output | Replacement Lamps for Outdoor Pole/Arm-mounted Decorative Luminaires (Type B) |  | Standard | TRUE | 4403.7 | 63.6 | 69.21 | 15.33 | 0.8862 | 2737 | 82.6 | 5 | 50000 | 42443 |  | No |  | 3.1 | 4770 | 63.6 | 75 | 20 | 0.9 | 2700 | 80
PAZ3YSX5 | Shenzhen Romanso Electronic Co. Ltd. | ROMANSO | RMS-360D-[SE]-K8-45W-ID(2700K) | Mogul (E39) Screw-Base Replacements for HID Lamps | Low Output | Replacement Lamps for Outdoor Pole/Arm-mounted Decorative Luminaires (Type B) |  | Standard | TRUE | 3407.2 | 75.6 | 45.09 | 12.66 | 0.8767 | 2802 | 84.6 | 5 | 50000 | 42443 |  | No |  | 3.1 | 4950 | 110 | 45 | 20 | 0.9 | 2700 | 80
PYBUKTUP | Shenzhen Romanso Electronic Co. Ltd. | ROMANSO | RMS-360D-[SE]-1-45W-ID(2700K) | Mogul (E39) Screw-Base Replacements for HID Lamps | Low Output | Replacement Lamps for Outdoor Pole/Arm-mounted Decorative Luminaires (Type B) |  | Standard | TRUE | 3331 | 77.2 | 43.15 | 12.68 | 0.8766 | 2747 | 82.5 | 5 | 50000 | 42443 |  | No |  | 3.1 | 3474 | 77.2 | 45 | 20 | 0.9 | 2700 | 80
P13SKGZT | Fusion Lamps | Fusion Lamps | FLED45HID/27K/MOG | Mogul (E39) Screw-Base Replacements for HID Lamps | Low Output | Replacement Lamps for Outdoor Pole/Arm-mounted Decorative Luminaires (Type B) |  | Standard | TRUE | 3331 | 77.2 | 43.15 | 12.68 | 0.8766 | 2747 | 82.5 | 5 | 50000 | 42443 |  | No |  | 3.1 | 3474 | 77.2 | 45 | 20 | 0.9 | 2700 | 80
P8XU5PU6 | Shenzhen Romanso Electronic Co. Ltd. | ROMANSO | RMS-360D-[SE]-K8-54W-ID(2700K) | Mogul (E39) Screw-Base Replacements for HID Lamps | Low Output | Replacement Lamps for Outdoor Pole/Arm-mounted Decorative Luminaires (Type B) |  | Standard | TRUE | 3445 | 68.5 | 50.29 | 17.32 | 0.875 | 2819 | 84.5 | 5 | 50000 | 42443 |  | No |  | 3.1 | 5940 | 110 | 54 | 20 | 0.9 | 2700 | 80
PR6E6F77 | Dongguan Bestwon Lighting Co.Ltd | Bestwon | BWRL-100W-B(5700K) | Mogul (E39) Screw-Base Replacements for HID Lamps | Mid Output | Replacement Lamps for Outdoor Pole/Arm-mounted Decorative Luminaires (Type B) |  | Standard | FALSE | [9 empty] | 42443 |  | No |  | 3.1 | 8061 | 80.45 | 100.2 | 14.58 | 0.9023 | 5700 | 81.5
P3SV7EFS | Dongguan Bestwon Lighting Co.Ltd | Bestwon | BWRL-80W-B(5700K) | Mogul (E39) Screw-Base Replacements for HID Lamps | Mid Output | Replacement Lamps for Outdoor Pole/Arm-mounted Decorative Luminaires (Type B) |  | Standard | FALSE | [9 empty] | 42443 |  | No |  | 3.1 | 6267 | 79.37 | 78.96 | 10.19 | 0.9013 | 5700 | 81.5
PPHHMERJ | Dongguan Bestwon Lighting Co.Ltd | Bestwon | BWRL-100W-B(5000K) | Mogul (E39) Screw-Base Replacements for HID Lamps | Mid Output | Replacement Lamps for Outdoor Pole/Arm-mounted Decorative Luminaires (Type B) |  | Standard | FALSE | [9 empty] | 42443 |  | No |  | 3.1 | 7866.6 | 78.64 | 100.04 | 14.64 | 0.9039 | 5000 | 83.5
PBYNGKJB | Dongguan Bestwon Lighting Co.Ltd | Bestwon | BWRL-80W-B(5000K) | Mogul (E39) Screw-Base Replacements for HID Lamps | Mid Output | Replacement Lamps for Outdoor Pole/Arm-mounted Decorative Luminaires (Type B) |  | Standard | FALSE | [9 empty] | 42443 |  | No |  | 3.1 | 6131.2 | 77.91 | 78.7 | 10.27 | 0.9005 | 5000 | 83.5
PTZ196R1 | Dongguan Bestwon Lighting Co.Ltd | Bestwon | BWRL-100W-B(4500K) | Mogul (E39) Screw-Base Replacements for HID Lamps | Mid Output | Replacement Lamps for Outdoor Pole/Arm-mounted Decorative Luminaires (Type B) |  | Standard | FALSE | [9 empty] | 42443 |  | No |  | 3.1 | 7672.1 | 76.69 | 100.04 | 14.64 | 0.9039 | 4500 | 83.5
PHVH5Q8D | Dongguan Bestwon Lighting Co.Ltd | Bestwon | BWRL-80W-B(4500K) | Mogul (E39) Screw-Base Replacements for HID Lamps | Mid Output | Replacement Lamps for Outdoor Pole/Arm-mounted Decorative Luminaires (Type B) |  | Standard | FALSE | [9 empty] | 42443 |  | No |  | 3.1 | 5995.3 | 76.18 | 78.7 | 10.27 | 0.9005 | 4500 | 83.5
P9UV9DGT | Dongguan Bestwon Lighting Co.Ltd | Bestwon | BWRL-100W-B(4000K) | Mogul (E39) Screw-Base Replacements for HID Lamps | Mid Output | Replacement Lamps for Outdoor Pole/Arm-mounted Decorative Luminaires (Type B) |  | Standard | FALSE | [9 empty] | 42443 |  | No |  | 3.1 | 7477.7 | 74.75 | 100.04 | 14.64 | 0.9039 | 4000 | 83.5
P6HS2T2X | Dongguan Bestwon Lighting Co.Ltd | Bestwon | BWRL-80W-B(4000K) | Mogul (E39) Screw-Base Replacements for HID Lamps | Mid Output | Replacement Lamps for Outdoor Pole/Arm-mounted Decorative Luminaires (Type B) |  | Standard | FALSE | [9 empty] | 42443 |  | No |  | 3.1 | 5859.5 | 74.46 | 78.7 | 10.27 | 0.9005 | 4000 | 83.5
PN26BTGN | Dongguan Bestwon Lighting Co.Ltd | Bestwon | BWRL-100W-B(3500K) | Mogul (E39) Screw-Base Replacements for HID Lamps | Mid Output | Replacement Lamps for Outdoor Pole/Arm-mounted Decorative Luminaires (Type B) |  | Standard | FALSE | [9 empty] | 42443 |  | No |  | 3.1 | 7283.3 | 72.81 | 100.04 | 14.64 | 0.9039 | 3500 | 83.5
PEQFWMBD | Dongguan Bestwon Lighting Co.Ltd | Bestwon | BWRL-80W-B(3500K) | Mogul (E39) Screw-Base Replacements for HID Lamps | Mid Output | Replacement Lamps for Outdoor Pole/Arm-mounted Decorative Luminaires (Type B) |  | Standard | FALSE | [9 empty] | 42443 |  | No |  | 3.1 | 5723.6 | 72.73 | 78.7 | 10.27 | 0.9005 | 3500 | 83.5
PU65N18T | Dongguan Bestwon Lighting Co.Ltd | Bestwon | BWRL-100W-B(3000K) | Mogul (E39) Screw-Base Replacements for HID Lamps | Mid Output | Replacement Lamps for Outdoor Pole/Arm-mounted Decorative Luminaires (Type B) |  | Standard | FALSE | [9 empty] | 42443 |  | No |  | 3.1 | 7088.8 | 70.86 | 100.04 | 14.64 | 0.9039 | 3000 | 83.5
PT8YABNF | Dongguan Bestwon Lighting Co.Ltd | Bestwon | BWRL-80W-B(3000K) | Mogul (E39) Screw-Base Replacements for HID Lamps | Mid Output | Replacement Lamps for Outdoor Pole/Arm-mounted Decorative Luminaires (Type B) |  | Standard | FALSE | [9 empty] | 42443 |  | No |  | 3.1 | 5587.8 | 71.01 | 78.7 | 10.27 | 0.9005 | 3000 | 83.5
PFSTZMNB | Shenzhen Romanso Electronic Co. Ltd. | ROMANSO | RMS-360D-[SE]-K8-54W-ID(5000K) | Mogul (E39) Screw-Base Replacements for HID Lamps | Low Output | Replacement Lamps for Outdoor Pole/Arm-mounted Decorative Luminaires (Type B) |  | Standard | FALSE | [9 empty] | 42443 |  | No |  | 3.1 | 5940 | 110 | 54 | 20 | 0.9 | 5000 | 80
PXXYCD4W | Shenzhen Romanso Electronic Co. Ltd. | ROMANSO | RMS-360D-[SE]-K8-45W-ID(5000K) | Mogul (E39) Screw-Base Replacements for HID Lamps | Low Output | Replacement Lamps for Outdoor Pole/Arm-mounted Decorative Luminaires (Type B) |  | Standard | FALSE | [9 empty] | 42443 |  | No |  | 3.1 | 4950 | 110 | 45 | 20 | 0.9 | 5000 | 80
PXZ1255Z | Shenzhen Romanso Electronic Co. Ltd. | ROMANSO | RMS-360D-[SE]-1-75W-ID(5000K) | Mogul (E39) Screw-Base Replacements for HID Lamps | Low Output | Replacement Lamps for Outdoor Pole/Arm-mounted Decorative Luminaires (Type B) |  | Standard | FALSE | [9 empty] | 42443 |  | No |  | 3.1 | 4770 | 63.6 | 75 | 20 | 0.9 | 5000 | 80
P5EKG6JH | Shenzhen Romanso Electronic Co. Ltd. | ROMANSO | RMS-360D-[SE]-1-54W-ID(5000K) | Mogul (E39) Screw-Base Replacements for HID Lamps | Low Output | Replacement Lamps for Outdoor Pole/Arm-mounted Decorative Luminaires (Type B) |  | Standard | FALSE | [9 empty] | 42443 |  | No |  | 3.1 | 3736.8 | 69.2 | 54 | 20 | 0.9 | 5000 | 80
P8PXN8XB | Shenzhen Romanso Electronic Co. Ltd. | ROMANSO | RMS-360D-[SE]-1-45W-ID(5000K) | Mogul (E39) Screw-Base Replacements for HID Lamps | Low Output | Replacement Lamps for Outdoor Pole/Arm-mounted Decorative Luminaires (Type B) |  | Standard | FALSE | [9 empty] | 42443 |  | No |  | 3.1 | 3474 | 77.2 | 45 | 20 | 0.9 | 5000 | 80
PAMZXVZN | Shenzhen Romanso Electronic Co. Ltd. | ROMANSO | RMS-360D-[SE]-1-36W-ID(5000K) | Mogul (E39) Screw-Base Replacements for HID Lamps | Low Output | Replacement Lamps for Outdoor Pole/Arm-mounted Decorative Luminaires (Type B) |  | Standard | FALSE | [9 empty] | 42443 |  | No |  | 3.1 | 2865.6 | 79.6 | 36 | 20 | 0.9 | 5000 | 80
PE2DKV1S | Shenzhen Romanso Electronic Co. Ltd. | ROMANSO | RMS-360D-[SE]-1-27W-ID(5000K) | Mogul (E39) Screw-Base Replacements for HID Lamps | Low Output | Replacement Lamps for Outdoor Pole/Arm-mounted Decorative Luminaires (Type B) |  | Standard | FALSE | [9 empty] | 42443 |  | No |  | 3.1 | 2316.6 | 85.8 | 27 | 20 | 0.9 | 5000 | 80
PN3JJVBU | Shenzhen Romanso Electronic Co. Ltd. | ROMANSO | RMS-360D-[SE]-K8-54W-ID(4500K) | Mogul (E39) Screw-Base Replacements for HID Lamps | Low Output | Replacement Lamps for Outdoor Pole/Arm-mounted Decorative Luminaires (Type B) |  | Standard | FALSE | [9 empty] | 42443 |  | No |  | 3.1 | 5940 | 110 | 54 | 20 | 0.9 | 4500 | 80
PX6JY9VA | Shenzhen Romanso Electronic Co. Ltd. | ROMANSO | RMS-360D-[SE]-K8-45W-ID(4500K) | Mogul (E39) Screw-Base Replacements for HID Lamps | Low Output | Replacement Lamps for Outdoor Pole/Arm-mounted Decorative Luminaires (Type B) |  | Standard | FALSE | [9 empty] | 42443 |  | No |  | 3.1 | 4950 | 110 | 45 | 20 | 0.9 | 4500 | 80
PPZJBP99 | Shenzhen Romanso Electronic Co. Ltd. | ROMANSO | RMS-360D-[SE]-1-75W-ID(4500K) | Mogul (E39) Screw-Base Replacements for HID Lamps | Low Output | Replacement Lamps for Outdoor Pole/Arm-mounted Decorative Luminaires (Type B) |  | Standard | FALSE | [9 empty] | 42443 |  | No |  | 3.1 | 4770 | 63.6 | 75 | 20 | 0.9 | 4500 | 80
PV2W8MAK | Shenzhen Romanso Electronic Co. Ltd. | ROMANSO | RMS-360D-[SE]-1-54W-ID(4500K) | Mogul (E39) Screw-Base Replacements for HID Lamps | Low Output | Replacement Lamps for Outdoor Pole/Arm-mounted Decorative Luminaires (Type B) |  | Standard | FALSE | [9 empty] | 42443 |  | No |  | 3.1 | 3736.8 | 69.2 | 54 | 20 | 0.9 | 4500 | 80
PWV69MH7 | Shenzhen Romanso Electronic Co. Ltd. | ROMANSO | RMS-360D-[SE]-1-45W-ID(4500K) | Mogul (E39) Screw-Base Replacements for HID Lamps | Low Output | Replacement Lamps for Outdoor Pole/Arm-mounted Decorative Luminaires (Type B) |  | Standard | FALSE | [9 empty] | 42443 |  | No |  | 3.1 | 3474 | 77.2 | 45 | 20 | 0.9 | 4500 | 80
P4M26Y2U | Shenzhen Romanso Electronic Co. Ltd. | ROMANSO | RMS-360D-[SE]-1-36W-ID(4500K) | Mogul (E39) Screw-Base Replacements for HID Lamps | Low Output | Replacement Lamps for Outdoor Pole/Arm-mounted Decorative Luminaires (Type B) |  | Standard | FALSE | [9 empty] | 42443 |  | No |  | 3.1 | 2865.6 | 79.6 | 36 | 20 | 0.9 | 4500 | 80
PJ2ZQJNY | Shenzhen Romanso Electronic Co. Ltd. | ROMANSO | RMS-360D-[SE]-1-27W-ID(4500K) | Mogul (E39) Screw-Base Replacements for HID Lamps | Low Output | Replacement Lamps for Outdoor Pole/Arm-mounted Decorative Luminaires (Type B) |  | Standard | FALSE | [9 empty] | 42443 |  | No |  | 3.1 | 2316.6 | 85.8 | 27 | 20 | 0.9 | 4500 | 80
P3S8RMDS | Shenzhen Romanso Electronic Co. Ltd. | ROMANSO | RMS-360D-[SE]-K8-54W-ID(4000K) | Mogul (E39) Screw-Base Replacements for HID Lamps | Low Output | Replacement Lamps for Outdoor Pole/Arm-mounted Decorative Luminaires (Type B) |  | Standard | FALSE | [9 empty] | 42443 |  | No |  | 3.1 | 5940 | 110 | 54 | 20 | 0.9 | 4000 | 80
PT4APC6H | Shenzhen Romanso Electronic Co. Ltd. | ROMANSO | RMS-360D-[SE]-K8-45W-ID(4000K) | Mogul (E39) Screw-Base Replacements for HID Lamps | Low Output | Replacement Lamps for Outdoor Pole/Arm-mounted Decorative Luminaires (Type B) |  | Standard | FALSE | [9 empty] | 42443 |  | No |  | 3.1 | 4950 | 110 | 45 | 20 | 0.9 | 4000 | 80
PTB1PKWK | Shenzhen Romanso Electronic Co. Ltd. | ROMANSO | RMS-360D-[SE]-1-75W-ID(4000K) | Mogul (E39) Screw-Base Replacements for HID Lamps | Low Output | Replacement Lamps for Outdoor Pole/Arm-mounted Decorative Luminaires (Type B) |  | Standard | FALSE | [9 empty] | 42443 |  | No |  | 3.1 | 4770 | 63.6 | 75 | 20 | 0.9 | 4000 | 80
PJ4ANY6X | Shenzhen Romanso Electronic Co. Ltd. | ROMANSO | RMS-360D-[SE]-1-54W-ID(4000K) | Mogul (E39) Screw-Base Replacements for HID Lamps | Low Output | Replacement Lamps for Outdoor Pole/Arm-mounted Decorative Luminaires (Type B) |  | Standard | FALSE | [9 empty] | 42443 |  | No |  | 3.1 | 3736.8 | 69.2 | 54 | 20 | 0.9 | 4000 | 80
P269KCWZ | Shenzhen Romanso Electronic Co. Ltd. | ROMANSO | RMS-360D-[SE]-1-45W-ID(4000K) | Mogul (E39) Screw-Base Replacements for HID Lamps | Low Output | Replacement Lamps for Outdoor Pole/Arm-mounted Decorative Luminaires (Type B) |  | Standard | FALSE | [9 empty] | 42443 |  | No |  | 3.1 | 3474 | 77.2 | 45 | 20 | 0.9 | 4000 | 80
PW9785SB | Shenzhen Romanso Electronic Co. Ltd. | ROMANSO | RMS-360D-[SE]-1-36W-ID(4000K) | Mogul (E39) Screw-Base Replacements for HID Lamps | Low Output | Replacement Lamps for Outdoor Pole/Arm-mounted Decorative Luminaires (Type B) |  | Standard | FALSE | [9 empty] | 42443 |  | No |  | 3.1 | 2865.6 | 79.6 | 36 | 20 | 0.9 | 4000 | 80
P9WHCS8Z | Shenzhen Romanso Electronic Co. Ltd. | ROMANSO | RMS-360D-[SE]-1-27W-ID(4000K) | Mogul (E39) Screw-Base Replacements for HID Lamps | Low Output | Replacement Lamps for Outdoor Pole/Arm-mounted Decorative Luminaires (Type B) |  | Standard | FALSE | [9 empty] | 42443 |  | No |  | 3.1 | 2316.6 | 85.8 | 27 | 20 | 0.9 | 4000 | 80
P62KP2WP | Shenzhen Romanso Electronic Co. Ltd. | ROMANSO | RMS-360D-[SE]-K8-54W-ID(3500K) | Mogul (E39) Screw-Base Replacements for HID Lamps | Low Output | Replacement Lamps for Outdoor Pole/Arm-mounted Decorative Luminaires (Type B) |  | Standard | FALSE | [9 empty] | 42443 |  | No |  | 3.1 | 5940 | 110 | 54 | 20 | 0.9 | 3500 | 80
PE9SNNQY | Shenzhen Romanso Electronic Co. Ltd. | ROMANSO | RMS-360D-[SE]-K8-45W-ID(3500K) | Mogul (E39) Screw-Base Replacements for HID Lamps | Low Output | Replacement Lamps for Outdoor Pole/Arm-mounted Decorative Luminaires (Type B) |  | Standard | FALSE | [9 empty] | 42443 |  | No |  | 3.1 | 4950 | 110 | 45 | 20 | 0.9 | 3500 | 80
PF4XG423 | Shenzhen Romanso Electronic Co. Ltd. | ROMANSO | RMS-360D-[SE]-1-75W-ID(3500K) | Mogul (E39) Screw-Base Replacements for HID Lamps | Low Output | Replacement Lamps for Outdoor Pole/Arm-mounted Decorative Luminaires (Type B) |  | Standard | FALSE | [9 empty] | 42443 |  | No |  | 3.1 | 4770 | 63.6 | 75 | 20 | 0.9 | 3500 | 80
PFUAR7YG | Shenzhen Romanso Electronic Co. Ltd. | ROMANSO | RMS-360D-[SE]-1-54W-ID(3500K) | Mogul (E39) Screw-Base Replacements for HID Lamps | Low Output | Replacement Lamps for Outdoor Pole/Arm-mounted Decorative Luminaires (Type B) |  | Standard | FALSE | [9 empty] | 42443 |  | No |  | 3.1 | 3736.8 | 69.2 | 54 | 20 | 0.9 | 3500 | 80
PW8Q969B | Shenzhen Romanso Electronic Co. Ltd. | ROMANSO | RMS-360D-[SE]-1-45W-ID(3500K) | Mogul (E39) Screw-Base Replacements for HID Lamps | Low Output | Replacement Lamps for Outdoor Pole/Arm-mounted Decorative Luminaires (Type B) |  | Standard | FALSE | [9 empty] | 42443 |  | No |  | 3.1 | 3474 | 77.2 | 45 | 20 | 0.9 | 3500 | 80
P18JUUBV | Shenzhen Romanso Electronic Co. Ltd. | ROMANSO | RMS-360D-[SE]-1-36W-ID(3500K) | Mogul (E39) Screw-Base Replacements for HID Lamps | Low Output | Replacement Lamps for Outdoor Pole/Arm-mounted Decorative Luminaires (Type B) |  | Standard | FALSE | [9 empty] | 42443 |  | No |  | 3.1 | 2865.6 | 79.6 | 36 | 20 | 0.9 | 3500 | 80
PFVQBRPH | Shenzhen Romanso Electronic Co. Ltd. | ROMANSO | RMS-360D-[SE]-1-27W-ID(3500K) | Mogul (E39) Screw-Base Replacements for HID Lamps | Low Output | Replacement Lamps for Outdoor Pole/Arm-mounted Decorative Luminaires (Type B) |  | Standard | FALSE | [9 empty] | 42443 |  | No |  | 3.1 | 2316.6 | 85.8 | 27 | 20 | 0.9 | 3500 | 80
PV26SXUT | Shenzhen Romanso Electronic Co. Ltd. | ROMANSO | RMS-360D-[SE]-K8-54W-ID(3000K) | Mogul (E39) Screw-Base Replacements for HID Lamps | Low Output | Replacement Lamps for Outdoor Pole/Arm-mounted Decorative Luminaires (Type B) |  | Standard | FALSE | [9 empty] | 42443 |  | No |  | 3.1 | 5940 | 110 | 54 | 20 | 0.9 | 3000 | 80
PBY2WQ7D | Shenzhen Romanso Electronic Co. Ltd. | ROMANSO | RMS-360D-[SE]-K8-45W-ID(3000K) | Mogul (E39) Screw-Base Replacements for HID Lamps | Low Output | Replacement Lamps for Outdoor Pole/Arm-mounted Decorative Luminaires (Type B) |  | Standard | FALSE | [9 empty] | 42443 |  | No |  | 3.1 | 4950 | 110 | 45 | 20 | 0.9 | 3000 | 80
P5X6A84G | Shenzhen Romanso Electronic Co. Ltd. | ROMANSO | RMS-360D-[SE]-1-75W-ID(3000K) | Mogul (E39) Screw-Base Replacements for HID Lamps | Low Output | Replacement Lamps for Outdoor Pole/Arm-mounted Decorative Luminaires (Type B) |  | Standard | FALSE | [9 empty] | 42443 |  | No |  | 3.1 | 4770 | 63.6 | 75 | 20 | 0.9 | 3000 | 80
PPJYY1K6 | Shenzhen Romanso Electronic Co. Ltd. | ROMANSO | RMS-360D-[SE]-1-54W-ID(3000K) | Mogul (E39) Screw-Base Replacements for HID Lamps | Low Output | Replacement Lamps for Outdoor Pole/Arm-mounted Decorative Luminaires (Type B) |  | Standard | FALSE | [9 empty] | 42443 |  | No |  | 3.1 | 3736.8 | 69.2 | 54 | 20 | 0.9 | 3000 | 80
P351AZ64 | Shenzhen Romanso Electronic Co. Ltd. | ROMANSO | RMS-360D-[SE]-1-45W-ID(3000K) | Mogul (E39) Screw-Base Replacements for HID Lamps | Low Output | Replacement Lamps for Outdoor Pole/Arm-mounted Decorative Luminaires (Type B) |  | Standard | FALSE | [9 empty] | 42443 |  | No |  | 3.1 | 3474 | 77.2 | 45 | 20 | 0.9 | 3000 | 80
P6CX684E | Shenzhen Romanso Electronic Co. Ltd. | ROMANSO | RMS-360D-[SE]-1-36W-ID(3000K) | Mogul (E39) Screw-Base Replacements for HID Lamps | Low Output | Replacement Lamps for Outdoor Pole/Arm-mounted Decorative Luminaires (Type B) |  | Standard | FALSE | [9 empty] | 42443 |  | No |  | 3.1 | 2865.6 | 79.6 | 36 | 20 | 0.9 | 3000 | 80
P5PZNGGF | Shenzhen Romanso Electronic Co. Ltd. | ROMANSO | RMS-360D-[SE]-1-27W-ID(3000K) | Mogul (E39) Screw-Base Replacements for HID Lamps | Low Output | Replacement Lamps for Outdoor Pole/Arm-mounted Decorative Luminaires (Type B) |  | Standard | FALSE | [9 empty] | 42443 |  | No |  | 3.1 | 2316.6 | 85.8 | 27 | 20 | 0.9 | 3000 | 80
P4F3FP1M | Fusion Lamps | Fusion Lamps | FLED75HID/5K/MOG | Mogul (E39) Screw-Base Replacements for HID Lamps | Low Output | Replacement Lamps for Outdoor Pole/Arm-mounted Decorative Luminaires (Type B) |  | Standard | FALSE | [9 empty] | 42443 |  | No |  | 3.1 | 4770 | 63.6 | 75 | 20 | 0.9 | 5000 | 80
PTRSVDWS | Fusion Lamps | Fusion Lamps | FLED54HID/5K/MOG | Mogul (E39) Screw-Base Replacements for HID Lamps | Low Output | Replacement Lamps for Outdoor Pole/Arm-mounted Decorative Luminaires (Type B) |  | Standard | FALSE | [9 empty] | 42443 |  | No |  | 3.1 | 3736.8 | 69.2 | 54 | 20 | 0.9 | 5000 | 80
PCQP3GGS | Fusion Lamps | Fusion Lamps | FLED45HID/5K/MOG | Mogul (E39) Screw-Base Replacements for HID Lamps | Low Output | Replacement Lamps for Outdoor Pole/Arm-mounted Decorative Luminaires (Type B) |  | Standard | FALSE | [9 empty] | 42443 |  | No |  | 3.1 | 3474 | 77.2 | 45 | 20 | 0.9 | 5000 | 80
P2T6DZ3S | Fusion Lamps | Fusion Lamps | FLED36HID/5K/MOG | Mogul (E39) Screw-Base Replacements for HID Lamps | Low Output | Replacement Lamps for Outdoor Pole/Arm-mounted Decorative Luminaires (Type B) |  | Standard | FALSE | [9 empty] | 42443 |  | No |  | 3.1 | 2865.6 | 79.6 | 36 | 20 | 0.9 | 5000 | 80
PAVY5CTQ | Dongguan Weihu Lighting Technology Co.Ltd | WH | WH-YM-B3-38W(3000K) | Mogul (E39) Screw-Base Replacements for HID Lamps | Low Output | Replacement Lamps for Outdoor Pole/Arm-mounted Area and Roadway Luminaires (Type B) |  | Standard | TRUE | 2347.57 | 64.547 | 36.37 | 19.32 | 0.932 | 3044 | 83.2 | 5 | 50000 | 42440 |  | No |  | 3.1 | 2347.574 | 64.547 | 36.37 | 19.13 | 0.985 | 3000 | 83.2
PQGT617W | Dongguan Bestwon Lighting Co.Ltd | Bestwon | BWRL-120W-B(2700K) | Mogul (E39) Screw-Base Replacements for HID Lamps | Mid Output | Replacement Lamps for Outdoor Pole/Arm-mounted Decorative Luminaires (Type B) |  | Standard | TRUE | 8266.2 | 68.94 | 119.9 | 12.95 | 0.9178 | 2722 | 83.4 | 5 | 87600 | 42440 |  | No |  | 3.1 | 8266.2 | 68.94 | 119.9 | 12.95 | 0.9178 | 2700 | 83.4
PSWCX1UQ | Reetech Lighing Co. LTD | Reetech Lighting | RTCCL-36W (3000K) | Mogul (E39) Screw-Base Replacements for HID Lamps | Low Output | Replacement Lamps for Outdoor Pole/Arm-mounted Decorative Luminaires (Type B) |  | Standard | TRUE | 2845.8 | 81.4 | 34.95 | 17.04 | 0.9148 | 3138 | 84.9 | 5 | 50000 | 42440 |  | No |  | 3.1 | 4320 | 120 | 36 | 20 | 0.9 | 3000 | 80
PZPJGUXQ | Light Efficient Design | LIGHT EFFICIENT DESIGN | LED-8084M42[blank C] | Mogul (E39) Screw-Base Replacements for HID Lamps | Low Output | Replacement Lamps for Outdoor Pole/Arm-mounted Decorative Luminaires (Type C) |  | Standard | TRUE | 2956.8 | 67.11 | 44.06 | 18.72 | 0.9108 | 4033 | 87.3 | 5 | 50000 | 42440 |  | No |  | 3.1 | 2956.8 | 67.11 | 44.06 | 18.72 | 0.9108 | 4000 | 87.3
PP9HHDHT | Reetech Lighing Co. LTD | Reetech Lighting | RTCCL-54W (3000K) | Mogul (E39) Screw-Base Replacements for HID Lamps | Low Output | Replacement Lamps for Outdoor Pole/Arm-mounted Decorative Luminaires (Type B) |  | Standard | TRUE | 3835 | 78.4 | 48.89 | 15.16 | 0.908 | 3145 | 84.7 | 5 | 50000 | 42440 |  | No |  | 3.1 | 6480 | 120 | 54 | 20 | 0.9 | 3000 | 80
PFCB4H49 | Reetech Lighing Co. LTD | Reetech Lighting | RTCCL-45W (3000K) | Mogul (E39) Screw-Base Replacements for HID Lamps | Low Output | Replacement Lamps for Outdoor Pole/Arm-mounted Decorative Luminaires (Type B) |  | Standard | TRUE | 3400.1 | 76.8 | 44.25 | 15.91 | 0.9059 | 3139 | 85.1 | 5 | 50000 | 42440 |  | No |  | 3.1 | 5400 | 120 | 45 | 20 | 0.9 | 3000 | 80
P5BSN779 | Light Efficient Design | LIGHT EFFICIENT DESIGN | LED-8085M42[blank C] | Mogul (E39) Screw-Base Replacements for HID Lamps | Low Output | Replacement Lamps for Outdoor Pole/Arm-mounted Decorative Luminaires (Type C) |  | Standard | TRUE | 3794.9 | 68.04 | 55.77 | 16.94 | 0.9041 | 4024 | 87.3 | 5 | 50000 | 42440 |  | No |  | 3.1 | 3794.9 | 68.04 | 55.77 | 16.94 | 0.9041 | 4000 | 87.3
PY5ZCD1N | Reetech Lighing Co. LTD | Reetech Lighting | RTCCL-27W (3000K) | Mogul (E39) Screw-Base Replacements for HID Lamps | Low Output | Replacement Lamps for Outdoor Pole/Arm-mounted Decorative Luminaires (Type B) |  | Standard | TRUE | 2295.2 | 84.5 | 27.16 | 22.71 | 0.9041 | 3142 | 84.9 | 5 | 50000 | 42440 |  | No |  | 3.1 | 3200 | 118.5 | 27 | 20 | 0.9 | 3000 | 80
PWWUHWFB | Dongguan Weihu Lighting Technology Co.Ltd | WH | WH-YM-B3-38W(5700K) | Mogul (E39) Screw-Base Replacements for HID Lamps | Low Output | Replacement Lamps for Outdoor Pole/Arm-mounted Area and Roadway Luminaires (Type B) |  | Standard | FALSE | [9 empty] | 42440 |  | No |  | 3.1 | 2485.089 | 68.328 | 36.37 | 18.45 | 0.986 | 5700 | 82.9
PZ7CBWGJ | Dongguan Weihu Lighting Technology Co.Ltd | WH | WH-YM-B3-38W(5000K) | Mogul (E39) Screw-Base Replacements for HID Lamps | Low Output | Replacement Lamps for Outdoor Pole/Arm-mounted Area and Roadway Luminaires (Type B) |  | Standard | FALSE | [9 empty] | 42440 |  | No |  | 3.1 | 2347.574 | 64.547 | 36.37 | 19.13 | 0.985 | 5000 | 83.2
PZ4SNGS4 | Dongguan Weihu Lighting Technology Co.Ltd | WH | WH-YM-B3-38W(4000K) | Mogul (E39) Screw-Base Replacements for HID Lamps | Low Output | Replacement Lamps for Outdoor Pole/Arm-mounted Area and Roadway Luminaires (Type B) |  | Standard | FALSE | [9 empty] | 42440 |  | No |  | 3.1 | 2347.574 | 64.547 | 36.37 | 19.13 | 0.985 | 4000 | 83.2
P3MQ3AFX | Dongguan Bestwon Lighting Co.Ltd | Bestwon | BWRL-120W-B(5700K) | Mogul (E39) Screw-Base Replacements for HID Lamps | Mid Output | Replacement Lamps for Outdoor Pole/Arm-mounted Decorative Luminaires (Type B) |  | Standard | FALSE | [9 empty] | 42440 |  | No |  | 3.1 | 9588 | 79.83 | 120.1 | 12.86 | 0.9153 | 5700 | 81.5
PKM3FFQU | Dongguan Bestwon Lighting Co.Ltd | Bestwon | BWRL-120W-B(5000K) | Mogul (E39) Screw-Base Replacements for HID Lamps | Mid Output | Replacement Lamps for Outdoor Pole/Arm-mounted Decorative Luminaires (Type B) |  | Standard | FALSE | [9 empty] | 42440 |  | No |  | 3.1 | 9367.7 | 78.06 | 120 | 12.95 | 0.9178 | 5000 | 83.4
PNPBHRK2 | Dongguan Bestwon Lighting Co.Ltd | Bestwon | BWRL-120W-B(4500K) | Mogul (E39) Screw-Base Replacements for HID Lamps | Mid Output | Replacement Lamps for Outdoor Pole/Arm-mounted Decorative Luminaires (Type B) |  | Standard | FALSE | [9 empty] | 42440 |  | No |  | 3.1 | 9147.4 | 76.23 | 120 | 12.95 | 0.9178 | 4500 | 83.4
PXKQ8DWR | Dongguan Bestwon Lighting Co.Ltd | Bestwon | BWRL-120W-B(4000K) | Mogul (E39) Screw-Base Replacements for HID Lamps | Mid Output | Replacement Lamps for Outdoor Pole/Arm-mounted Decorative Luminaires (Type B) |  | Standard | FALSE | [9 empty] | 42440 |  | No |  | 3.1 | 8927.1 | 74.39 | 120 | 12.95 | 0.9178 | 4000 | 83.4
P8U85TCD | Dongguan Bestwon Lighting Co.Ltd | Bestwon | BWRL-120W-B(3500K) | Mogul (E39) Screw-Base Replacements for HID Lamps | Mid Output | Replacement Lamps for Outdoor Pole/Arm-mounted Decorative Luminaires (Type B) |  | Standard | FALSE | [9 empty] | 42440 |  | No |  | 3.1 | 8706.8 | 72.56 | 120 | 12.95 | 0.9178 | 3500 | 83.4
PCP8F3TC | Dongguan Bestwon Lighting Co.Ltd | Bestwon | BWRL-120W-B(3000K) | Mogul (E39) Screw-Base Replacements for HID Lamps | Mid Output | Replacement Lamps for Outdoor Pole/Arm-mounted Decorative Luminaires (Type B) |  | Standard | FALSE | [9 empty] | 42440 |  | No |  | 3.1 | 8486.5 | 70.72 | 120 | 12.95 | 0.9178 | 3000 | 83.4
PCCGYSKP | Light Efficient Design |  | LED-8084M57[blank C] | Mogul (E39) Screw-Base Replacements for HID Lamps | Low Output | Replacement Lamps for Outdoor Pole/Arm-mounted Decorative Luminaires (Type C) |  | Standard | FALSE | [9 empty] | 42440 |  | No |  | 3.1 | 3012 | 68.49 | 43.98 | 18.81 | 0.9112 | 5700 | 86.4
P4D4CB1J | Reetech Lighing Co. LTD | Reetech Lighting | RTCCL-54W (5000K) | Mogul (E39) Screw-Base Replacements for HID Lamps | Mid Output | Replacement Lamps for Outdoor Pole/Arm-mounted Decorative Luminaires (Type B) |  | Standard | FALSE | [9 empty] | 42440 | Not Dimmable | No |  | 3.1 | 6480 | 120 | 54 | 20 | 0.9 | 5000 | 80
PR9PXTFJ | Reetech Lighing Co. LTD | Reetech Lighting | RTCCL-45W (5000K) | Mogul (E39) Screw-Base Replacements for HID Lamps | Low Output | Replacement Lamps for Outdoor Pole/Arm-mounted Decorative Luminaires (Type B) |  | Standard | FALSE | [9 empty] | 42440 | Not Dimmable | No |  | 3.1 | 5400 | 120 | 45 | 20 | 0.9 | 5000 | 80
P7GP5PUP | Reetech Lighing Co. LTD | Reetech Lighting | RTCCL-36W (5000K) | Mogul (E39) Screw-Base Replacements for HID Lamps | Low Output | Replacement Lamps for Outdoor Pole/Arm-mounted Decorative Luminaires (Type B) |  | Standard | FALSE | [9 empty] | 42440 | Not Dimmable | No |  | 3.1 | 4320 | 120 | 36 | 20 | 0.9 | 5000 | 80
PR9FTKUZ | Reetech Lighing Co. LTD | Reetech Lighting | RTCCL-27W (5000K) | Mogul (E39) Screw-Base Replacements for HID Lamps | Low Output | Replacement Lamps for Outdoor Pole/Arm-mounted Decorative Luminaires (Type B) |  | Standard | FALSE | [9 empty] | 42440 | Not Dimmable | No |  | 3.1 | 3200 | 118.5 | 27 | 20 | 0.9 | 5000 | 80
P4J3RDG2 | Reetech Lighing Co. LTD | Reetech Lighting | RTCCL-54W (4000K) | Mogul (E39) Screw-Base Replacements for HID Lamps | Mid Output | Replacement Lamps for Outdoor Pole/Arm-mounted Decorative Luminaires (Type B) |  | Standard | FALSE | [9 empty] | 42440 | Not Dimmable | No |  | 3.1 | 6480 | 120 | 54 | 20 | 0.9 | 4000 | 80
PQV71BDB | Reetech Lighing Co. LTD | Reetech Lighting | RTCCL-45W (4000K) | Mogul (E39) Screw-Base Replacements for HID Lamps | Low Output | Replacement Lamps for Outdoor Pole/Arm-mounted Decorative Luminaires (Type B) |  | Standard | FALSE | [9 empty] | 42440 | Not Dimmable | No |  | 3.1 | 5400 | 120 | 45 | 20 | 0.9 | 4000 | 80
P1NBVVDH | Reetech Lighing Co. LTD | Reetech Lighting | RTCCL-36W (4000K) | Mogul (E39) Screw-Base Replacements for HID Lamps | Low Output | Replacement Lamps for Outdoor Pole/Arm-mounted Decorative Luminaires (Type B) |  | Standard | FALSE | [9 empty] | 42440 | Not Dimmable | No |  | 3.1 | 4320 | 120 | 36 | 20 | 0.9 | 4000 | 80
PDRRUV9Z | Reetech Lighing Co. LTD | Reetech Lighting | RTCCL-27W (4000K) | Mogul (E39) Screw-Base Replacements for HID Lamps | Low Output | Replacement Lamps for Outdoor Pole/Arm-mounted Decorative Luminaires (Type B) |  | Standard | FALSE | [9 empty] | 42440 | Not Dimmable | No |  | 3.1 | 3200 | 118.5 | 27 | 20 | 0.9 | 4000 | 80
PWTAYQ9W | ShenZhen Seven Rainbow Lighting Co.LTD | CH | CH-CORN-45W(3000K) | Mogul (E39) Screw-Base Replacements for HID Lamps | Low Output | Replacement Lamps for Outdoor Pole/Arm-mounted Area and Roadway Luminaires (Type B) |  | Standard | TRUE | 2869.138 | 66.446 | 43.18 | 15.38 | 0.916 | 2953 | 83.8 | 5 | 50000 | 42439 |  | No |  | 3.1 | 2869.138 | 66.446 | 43.18 | 15.38 | 0.987 | 3000 | 83.8
PCWXHK9D | Sansi Technology Inc. | SANSI | C0820-PT-25W(3000K)[E39 Base Only] | Mogul (E39) Screw-Base Replacements for HID Lamps | Low Output | Replacement Lamps for Outdoor Pole/Arm-mounted Decorative Luminaires (Type B) |  | Standard | TRUE | 2665.58 | 107.83 | 24.72 | 19.8 | 0.887 | 3133 | 73.3 | 5 | 50000 | 42439 |  | No |  | 3.1 | 2625 | 105 | 25 | 20 | 0.9 | 3000 | 70
P27ME51F | ShenZhen Seven Rainbow Lighting Co.LTD | CH | CH-CORN-45W(5000K) | Mogul (E39) Screw-Base Replacements for HID Lamps | Low Output | Replacement Lamps for Outdoor Pole/Arm-mounted Area and Roadway Luminaires (Type B) |  | Standard | FALSE | [9 empty] | 42439 |  | No |  | 3.1 | 2973.804 | 68.854 | 43.19 | 14.82 | 0.988 | 5000 | 81.4
PQD6FYRN | ShenZhen Seven Rainbow Lighting Co.LTD | CH | CH-CORN-45W(4500K) | Mogul (E39) Screw-Base Replacements for HID Lamps | Low Output | Replacement Lamps for Outdoor Pole/Arm-mounted Area and Roadway Luminaires (Type B) |  | Standard | FALSE | [9 empty] | 42439 |  | No |  | 3.1 | 2930.891 | 67.829 | 43.21 | 15.04 | 0.987 | 4500 | 83.7
P9N19JAA | ShenZhen Seven Rainbow Lighting Co.LTD | CH | CH-CORN-45W(4000K) | Mogul (E39) Screw-Base Replacements for HID Lamps | Low Output | Replacement Lamps for Outdoor Pole/Arm-mounted Area and Roadway Luminaires (Type B) |  | Standard | FALSE | [9 empty] | 42439 |  | No |  | 3.1 | 2930.891 | 67.829 | 43.21 | 15.04 | 0.987 | 4000 | 83.7
P29R63NR | ShenZhen Seven Rainbow Lighting Co.LTD | CH | CH-CORN-45W(3500K) | Mogul (E39) Screw-Base Replacements for HID Lamps | Low Output | Replacement Lamps for Outdoor Pole/Arm-mounted Area and Roadway Luminaires (Type B) |  | Standard | FALSE | [9 empty] | 42439 |  | No |  | 3.1 | 2869.138 | 66.446 | 43.18 | 15.38 | 0.987 | 3500 | 83.8
PNN2QN75 | Sansi Technology Inc. | SANSI | C0820-PT-45W(5000K)[E39 Base Only] | Mogul (E39) Screw-Base Replacements for HID Lamps | Low Output | Replacement Lamps for Outdoor Pole/Arm-mounted Decorative Luminaires (Type B) |  | Standard | FALSE | [9 empty] | 42439 |  | No |  | 3.1 | 4950 | 110 | 45 | 20 | 0.9 | 5000 | 70
PYJ25CAV | Sansi Technology Inc. | SANSI | C0820-PT-40W(5000K)[E39 Base Only] | Mogul (E39) Screw-Base Replacements for HID Lamps | Low Output | Replacement Lamps for Outdoor Pole/Arm-mounted Decorative Luminaires (Type B) |  | Standard | FALSE | [9 empty] | 42439 |  | No |  | 3.1 | 4400 | 110 | 40 | 20 | 0.9 | 5000 | 70
P8KPVWGY | Sansi Technology Inc. | SANSI | C0820-PT-30W(5000K)[E39 Base Only] | Mogul (E39) Screw-Base Replacements for HID Lamps | Low Output | Replacement Lamps for Outdoor Pole/Arm-mounted Decorative Luminaires (Type B) |  | Standard | FALSE | [9 empty] | 42439 |  | No |  | 3.1 | 3300 | 110 | 30 | 20 | 0.9 | 5000 | 70
PT74EFUD | Sansi Technology Inc. | SANSI | C0820-PT-25W(5000K)[E39 Base Only] | Mogul (E39) Screw-Base Replacements for HID Lamps | Low Output | Replacement Lamps for Outdoor Pole/Arm-mounted Decorative Luminaires (Type B) |  | Standard | FALSE | [9 empty] | 42439 |  | No |  | 3.1 | 2750 | 110 | 25 | 20 | 0.9 | 5000 | 70
PXQVUMR8 | Sansi Technology Inc. | SANSI | C0820-PT-45W(4000K)[E39 Base Only] | Mogul (E39) Screw-Base Replacements for HID Lamps | Low Output | Replacement Lamps for Outdoor Pole/Arm-mounted Decorative Luminaires (Type B) |  | Standard | FALSE | [9 empty] | 42439 |  | No |  | 3.1 | 4725 | 105 | 45 | 20 | 0.9 | 4000 | 70
PBVUUPXF | Sansi Technology Inc. | SANSI | C0820-PT-40W(4000K)[E39 Base Only] | Mogul (E39) Screw-Base Replacements for HID Lamps | Low Output | Replacement Lamps for Outdoor Pole/Arm-mounted Decorative Luminaires (Type B) |  | Standard | FALSE | [9 empty] | 42439 |  | No |  | 3.1 | 4200 | 105 | 40 | 20 | 0.9 | 4000 | 70
P7DM9YZ4 | Sansi Technology Inc. | SANSI | C0820-PT-30W(4000K)[E39 Base Only] | Mogul (E39) Screw-Base Replacements for HID Lamps | Low Output | Replacement Lamps for Outdoor Pole/Arm-mounted Decorative Luminaires (Type B) |  | Standard | FALSE | [9 empty] | 42439 |  | No |  | 3.1 | 3150 | 105 | 30 | 20 | 0.9 | 4000 | 70
PT5H22CS | Sansi Technology Inc. | SANSI | C0820-PT-25W(4000K)[E39 Base Only] | Mogul (E39) Screw-Base Replacements for HID Lamps | Low Output | Replacement Lamps for Outdoor Pole/Arm-mounted Decorative Luminaires (Type B) |  | Standard | FALSE | [9 empty] | 42439 |  | No |  | 3.1 | 2625 | 105 | 25 | 20 | 0.9 | 4000 | 70
P172CNXU | Sansi Technology Inc. | SANSI | C0820-PT-45W(3000K)[E39 Base Only] | Mogul (E39) Screw-Base Replacements for HID Lamps | Low Output | Replacement Lamps for Outdoor Pole/Arm-mounted Decorative Luminaires (Type B) |  | Standard | FALSE | [9 empty] | 42439 |  | No |  | 3.1 | 4725 | 105 | 45 | 20 | 0.9 | 3000 | 70
P8VBZATF | Sansi Technology Inc. | SANSI | C0820-PT-40W(3000K)[E39 Base Only] | Mogul (E39) Screw-Base Replacements for HID Lamps | Low Output | Replacement Lamps for Outdoor Pole/Arm-mounted Decorative Luminaires (Type B) |  | Standard | FALSE | [9 empty] | 42439 |  | No |  | 3.1 | 4200 | 105 | 40 | 20 | 0.9 | 3000 | 70
P67PSQ6D | Sansi Technology Inc. | SANSI | C0820-PT-30W(3000K)[E39 Base Only] | Mogul (E39) Screw-Base Replacements for HID Lamps | Low Output | Replacement Lamps for Outdoor Pole/Arm-mounted Decorative Luminaires (Type B) |  | Standard | FALSE | [9 empty] | 42439 |  | No |  | 3.1 | 3150 | 105 | 30 | 20 | 0.9 | 3000 | 70
P4QV3XRU | HOLDLED | HOLDLED | HD-CLC-L150N-A00C [E39 base only] | Mogul (E39) Screw-Base Replacements for HID Lamps | High Output | Replacement Lamps for Outdoor Pole/Arm-mounted Decorative Luminaires (Type B) |  | Standard | TRUE | 16532.49 | 113.81 | 145.27 | 17.8 | 0.909 | 2937 | 84.3 | 5 | 50000 | 42438 |  | No | Product updated on 2/2/2017 | 4.1 | 16800 | 112 | 150 | 15 | 0.9 | 3000 | 80
PYPMR4CW | HOLDLED | HOLDLED | HD-CLC-L120N-A00C [E39 base only] | Mogul (E39) Screw-Base Replacements for HID Lamps | High Output | Replacement Lamps for Outdoor Pole/Arm-mounted Decorative Luminaires (Type B) |  | Standard | TRUE | 13708.867 | 113.484 | 120.8 | 17.4 | 0.911 | 2945 | 84.6 | 5 | 50000 | 42438 |  | No | Product updated on 2/2/2017 | 4.1 | 14000 | 116 | 120 | 15 | 0.9 | 3000 | 80
P4BY9ATF | RemPhos Technologies LLC | Remphos | RPT-LEDSSG2-4000LM-3000K-E39 | Mogul (E39) Screw-Base Replacements for HID Lamps | Low Output | Replacement Lamps for Outdoor Pole/Arm-mounted Decorative Luminaires (Type B) |  | Standard | TRUE | 2845.8 | 81.4 | 34.95 | 17.04 | 0.9148 | 3138 | 84.9 | 5 | 50000 | 42438 |  | No |  | 3.1 | 4320 | 120 | 36 | 20 | 0.9 | 3000 | 80
P3B4MUXA | RemPhos Technologies LLC | Remphos | RPT-LEDSSG2-5600LM-3000K-E39 | Mogul (E39) Screw-Base Replacements for HID Lamps | Low Output | Replacement Lamps for Outdoor Pole/Arm-mounted Decorative Luminaires (Type B) |  | Standard | TRUE | 3400.1 | 76.8 | 44.25 | 15.91 | 0.9059 | 3139 | 85.1 | 5 | 50000 | 42438 |  | No |  | 3.1 | 5400 | 120 | 45 | 20 | 0.9 | 3000 | 80
PWR6ZDC7 | HOLDLED | HOLDLED | HD-CLC-W150N-A00C [E39 base only] | Mogul (E39) Screw-Base Replacements for HID Lamps | High Output | Replacement Lamps for Outdoor Pole/Arm-mounted Decorative Luminaires (Type B) |  | Standard | FALSE | [9 empty] | 42438 |  | No | Product updated on 2/2/2017 | 4.1 | 17700 | 118 | 150 | 15 | 0.9 | 5700 | 80
P2XAGN3T | HOLDLED | HOLDLED | HD-CLC-W120N-A00C [E39 base only] | Mogul (E39) Screw-Base Replacements for HID Lamps | High Output | Replacement Lamps for Outdoor Pole/Arm-mounted Decorative Luminaires (Type B) |  | Standard | FALSE | [9 empty] | 42438 |  | No | Product updated on 2/2/2017 | 4.1 | 14600 | 122 | 120 | 15 | 0.9 | 5700 | 80
PBWYDXYT | HOLDLED | HOLDLED | HD-CLC-N150N-A00C [E39 base only] | Mogul (E39) Screw-Base Replacements for HID Lamps | High Output | Replacement Lamps for Outdoor Pole/Arm-mounted Decorative Luminaires (Type B) |  | Standard | FALSE | [9 empty] | 42438 |  | No | Product updated on 2/2/2017 | 4.1 | 17400 | 116 | 150 | 15 | 0.9 | 5000 | 80
P68TCWW8 | HOLDLED | HOLDLED | HD-CLC-N120N-A00C [E39 base only] | Mogul (E39) Screw-Base Replacements for HID Lamps | High Output | Replacement Lamps for Outdoor Pole/Arm-mounted Decorative Luminaires (Type B) |  | Standard | FALSE | [9 empty] | 42438 |  | No | Product updated on 2/2/2017 | 4.1 | 14400 | 120 | 120 | 15 | 0.9 | 5000 | 80
P3KXHMF9 | HOLDLED | HOLDLED | HD-CLC-T150N-A00C [E39 base only] | Mogul (E39) Screw-Base Replacements for HID Lamps | High Output | Replacement Lamps for Outdoor Pole/Arm-mounted Decorative Luminaires (Type B) |  | Standard | FALSE | [9 empty] | 42438 |  | No | Product updated on 2/2/2017 | 4.1 | 17100 | 114 | 150 | 15 | 0.9 | 4000 | 80
PGDVW3MN | HOLDLED | HOLDLED | HD-CLC-T120N-A00C [E39 base only] | Mogul (E39) Screw-Base Replacements for HID Lamps | High Output | Replacement Lamps for Outdoor Pole/Arm-mounted Decorative Luminaires (Type B) |  | Standard | FALSE | [9 empty] | 42438 |  | No | Product updated on 2/2/2017 | 4.1 | 14200 | 118 | 120 | 15 | 0.9 | 4000 | 80
PNHYBH7K | RemPhos Technologies LLC | Remphos | RPT-LEDSSG2-5600LM-5000K-E39 | Mogul (E39) Screw-Base Replacements for HID Lamps | Low Output | Replacement Lamps for Outdoor Pole/Arm-mounted Decorative Luminaires (Type B) |  | Standard | FALSE | [9 empty] | 42438 |  | No |  | 3.1 | 5400 | 120 | 45 | 20 | 0.9 | 5000 | 80
PDNF861F | RemPhos Technologies LLC | Remphos | RPT-LEDSSG2-4000LM-5000K-E39 | Mogul (E39) Screw-Base Replacements for HID Lamps | Low Output | Replacement Lamps for Outdoor Pole/Arm-mounted Decorative Luminaires (Type B) |  | Standard | FALSE | [9 empty] | 42438 |  | No |  | 3.1 | 4320 | 120 | 36 | 20 | 0.9 | 5000 | 80
PP2S4FK3 | RemPhos Technologies LLC | Remphos | RPT-LEDSSG2-5600LM-4000K-E39 | Mogul (E39) Screw-Base Replacements for HID Lamps | Low Output | Replacement Lamps for Outdoor Pole/Arm-mounted Decorative Luminaires (Type B) |  | Standard | FALSE | [9 empty] | 42438 |  | No |  | 3.1 | 5400 | 120 | 45 | 20 | 0.9 | 4000 | 80
P86RK3BZ | RemPhos Technologies LLC | Remphos | RPT-LEDSSG2-4000LM-4000K-E39 | Mogul (E39) Screw-Base Replacements for HID Lamps | Low Output | Replacement Lamps for Outdoor Pole/Arm-mounted Decorative Luminaires (Type B) |  | Standard | FALSE | [9 empty] | 42438 |  | No |  | 3.1 | 4320 | 120 | 36 | 20 | 0.9 | 4000 | 80
PZAVUJRJ | Light Efficient Design | LIGHT EFFICIENT DESIGN | LED-8088M40C | Mogul (E39) Screw-Base Replacements for HID Lamps | Low Output | Replacement Lamps for Outdoor Pole/Arm-mounted Area and Roadway Luminaires (Type B) |  | Standard | TRUE | 3906.7 | 81.87 | 47.72 | 17.29 | 0.9096 | 4065 | 83.8 | 5 | 50000 | 42437 |  | No |  | 3.1 | 3906.7 | 81.87 | 47.72 | 17.29 | 0.9096 | 4000 | 83.8
PMM647V8 | Light Efficient Design | LIGHT EFFICIENT DESIGN | LED-8089M40C | Mogul (E39) Screw-Base Replacements for HID Lamps | Mid Output | Replacement Lamps for Outdoor Pole/Arm-mounted Area and Roadway Luminaires (Type B) |  | Standard | TRUE | 5691.2 | 68.34 | 83.28 | 17.47 | 0.9072 | 4041 | 81.9 | 5 | 50000 | 42437 |  | No |  | 3.1 | 5691.2 | 68.34 | 83.28 | 17.47 | 0.9072 | 4000 | 81.9
PM4E4B1V | Light Efficient Design | LIGHT EFFICIENT DESIGN | LED-8088M40C | Mogul (E39) Screw-Base Replacements for HID Lamps | Low Output | Replacement Lamps for Outdoor Full-Cutoff Wall-mounted Area Luminaires (Type B) |  | Standard | TRUE | 4893.2 | 101.18 | 48.36 | 17.37 | 0.9039 | 4071 | 83.8 | 5 | 50000 | 42437 |  | No |  | 3.1 | 4893.2 | 101.18 | 48.36 | 17.37 | 0.9039 | 4000 | 83.8
PBE15V28 | Light Efficient Design | LIGHT EFFICIENT DESIGN | LED-8090M40C | Mogul (E39) Screw-Base Replacements for HID Lamps | Mid Output | Replacement Lamps for Outdoor Pole/Arm-mounted Area and Roadway Luminaires (Type B) |  | Standard | TRUE | 8757 | 74.55 | 117.5 | 16.19 | 0.9028 | 3951 | 74.3 | 5 | 50000 | 42437 |  | No |  | 3.1 | 8757 | 74.55 | 117.5 | 16.19 | 0.9028 | 4000 | 74.3
PAFM7MZM | Dongguan Bestwon Lighting Co.Ltd | Bestwon | BWRL-54W-B(2700K) | Mogul (E39) Screw-Base Replacements for HID Lamps | Low Output | Replacement Lamps for Outdoor Pole/Arm-mounted Decorative Luminaires (Type B) |  | Standard | TRUE | 3664 | 65.66 | 54.13 | 16.05 | 0.9203 | 2753 | 83.7 | 5 | 50000 | 42437 |  | No |  | 3.1 | 3554 | 65.66 | 54.13 | 16.04 | 0.9203 | 2700 | 83.7
P662JQWX | Dongguan Bestwon Lighting Co.Ltd | Bestwon | BWRL-45W-B(2700K) | Mogul (E39) Screw-Base Replacements for HID Lamps | Low Output | Replacement Lamps for Outdoor Pole/Arm-mounted Decorative Luminaires (Type B) |  | Standard | TRUE | 3054.9 | 65.94 | 46.33 | 17.14 | 0.9136 | 2697 | 81.7 | 5 | 50000 | 42437 |  | No |  | 3.1 | 3054.9 | 65.94 | 46.33 | 17.14 | 0.9136 | 2700 | 81.7
PC1QMH18 | Dongguan Bestwon Lighting Co.Ltd | Bestwon | BWRL-36W-B(2700K) | Mogul (E39) Screw-Base Replacements for HID Lamps | Low Output | Replacement Lamps for Outdoor Pole/Arm-mounted Decorative Luminaires (Type B) |  | Standard | TRUE | 2404 | 67.01 | 35.97 | 17.89 | 0.9126 | 2744 | 83.5 | 5 | 50000 | 42437 |  | No |  | 3.1 | 2404 | 67.01 | 35.87 | 17.89 | 0.9126 | 2700 | 83.5
PREJ147S | Dongguan Bestwon Lighting Co.Ltd | Bestwon | BWRL-50W-B(2700K) | Mogul (E39) Screw-Base Replacements for HID Lamps | Low Output | Replacement Lamps for Outdoor Pole/Arm-mounted Decorative Luminaires (Type B) |  | Standard | TRUE | 3255.7 | 68.68 | 47.4 | 16.84 | 0.9026 | 2751 | 83.5 | 5 | 50000 | 42437 |  | No |  | 3.1 | 3255.7 | 68.68 | 47.4 | 16.84 | 0.9026 | 2700 | 83.5
PBYFUFND | Dongguan Bestwon Lighting Co.Ltd | Bestwon | BWRL-27W-B(2700K) | Mogul (E39) Screw-Base Replacements for HID Lamps | Low Output | Replacement Lamps for Outdoor Pole/Arm-mounted Decorative Luminaires (Type B) |  | Standard | TRUE | 1794.4 | 66.73 | 26.89 | 18.47 | 0.9024 | 2763 | 83.8 | 5 | 50000 | 42437 |  | No |  | 3.1 | 1794.4 | 66.73 | 26.89 | 18.47 | 0.9024 | 2700 | 83.8
PNY5WW6K | Dongguan Bestwon Lighting Co.Ltd | Bestwon | BWRL-36W-B(5700K) | Mogul (E39) Screw-Base Replacements for HID Lamps | Low Output | Replacement Lamps for Outdoor Pole/Arm-mounted Decorative Luminaires (Type B) |  | Standard | FALSE | [9 empty] | 42437 |  | No |  | 3.1 | 2639 | 73.22 | 36.04 | 17.74 | 0.9137 | 5700 | 82.9
PAD2HZFW | Dongguan Bestwon Lighting Co.Ltd | Bestwon | BWRL-27W-B(5700K) | Mogul (E39) Screw-Base Replacements for HID Lamps | Low Output | Replacement Lamps for Outdoor Pole/Arm-mounted Decorative Luminaires (Type B) |  | Standard | FALSE | [9 empty] | 42437 |  | No |  | 3.1 | 1975 | 73.09 | 27.02 | 18.28 | 0.9031 | 5700 | 82.4
PD93J7JM | Dongguan Bestwon Lighting Co.Ltd | Bestwon | BWRL-45W-B(5700K) | Mogul (E39) Screw-Base Replacements for HID Lamps | Low Output | Replacement Lamps for Outdoor Pole/Arm-mounted Decorative Luminaires (Type B) |  | Standard | FALSE | [9 empty] | 42437 |  | No |  | 3.1 | 3309 | 71.04 | 46.58 | 17.08 | 0.9179 | 5700 | 82.4
P7P5YCXG | Dongguan Bestwon Lighting Co.Ltd | Bestwon | BWRL-50W-B(5700K) | Mogul (E39) Screw-Base Replacements for HID Lamps | Low Output | Replacement Lamps for Outdoor Pole/Arm-mounted Decorative Luminaires (Type B) |  | Standard | FALSE | [9 empty] | 42437 |  | No |  | 3.1 | 3529 | 73.74 | 47.86 | 16.53 | 0.9012 | 5700 | 82.1
PB2C82NQ | Dongguan Bestwon Lighting Co.Ltd | Bestwon | BWRL-54W-B(5700K) | Mogul (E39) Screw-Base Replacements for HID Lamps | Low Output | Replacement Lamps for Outdoor Pole/Arm-mounted Decorative Luminaires (Type B) |  | Standard | FALSE | [9 empty] | 42437 |  | No |  | 3.1 | 3842 | 70.81 | 54.26 | 15.93 | 0.9185 | 5700 | 82.1
PZ2XPA4S | Dongguan Bestwon Lighting Co.Ltd | Bestwon | BWRL-27W-B(5000K) | Mogul (E39) Screw-Base Replacements for HID Lamps | Low Output | Replacement Lamps for Outdoor Pole/Arm-mounted Decorative Luminaires (Type B) |  | Standard | FALSE | [9 empty] | 42437 |  | No |  | 3.1 | 1944.9 | 72.15 | 26.96 | 18.47 | 0.9024 | 5000 | 83.8
PDCKDANE | Dongguan Bestwon Lighting Co.Ltd | Bestwon | BWRL-54W-B(5000K) | Mogul (E39) Screw-Base Replacements for HID Lamps | Low Output | Replacement Lamps for Outdoor Pole/Arm-mounted Decorative Luminaires (Type B) |  | Standard | FALSE | [9 empty] | 42437 |  | No |  | 3.1 | 3794 | 70.01 | 54.2 | 16.04 | 0.9203 | 5000 | 83.7
P9EVKC69 | Dongguan Bestwon Lighting Co.Ltd | Bestwon | BWRL-36W-B(5000K) | Mogul (E39) Screw-Base Replacements for HID Lamps | Low Output | Replacement Lamps for Outdoor Pole/Arm-mounted Decorative Luminaires (Type B) |  | Standard | FALSE | [9 empty] | 42437 |  | No |  | 3.1 | 2599.8 | 72.31 | 35.96 | 17.89 | 0.9126 | 5000 | 83.5
PGPDH4XW | Dongguan Bestwon Lighting Co.Ltd | Bestwon | BWRL-50W-B(5000K) | Mogul (E39) Screw-Base Replacements for HID Lamps | Low Output | Replacement Lamps for Outdoor Pole/Arm-mounted Decorative Luminaires (Type B) |  | Standard | FALSE | [9 empty] | 42437 |  | No |  | 3.1 | 3483.5 | 73.14 | 47.63 | 16.84 | 0.9026 | 5000 | 83.5
PVPU23XV | Dongguan Bestwon Lighting Co.Ltd | Bestwon | BWRL-45W-B(5000K) | Mogul (E39) Screw-Base Replacements for HID Lamps | Low Output | Replacement Lamps for Outdoor Pole/Arm-mounted Decorative Luminaires (Type B) |  | Standard | FALSE | [9 empty] | 42437 |  | No |  | 3.1 | 3266.7 | 70.32 | 46.46 | 17.14 | 0.9136 | 5000 | 81.7
P8MDNSX2 | Dongguan Bestwon Lighting Co.Ltd | Bestwon | BWRL-27W-B(4500K) | Mogul (E39) Screw-Base Replacements for HID Lamps | Low Output | Replacement Lamps for Outdoor Pole/Arm-mounted Decorative Luminaires (Type B) |  | Standard | FALSE | [9 empty] | 42437 |  | No |  | 3.1 | 1914.8 | 71.04 | 26.96 | 18.47 | 0.9024 | 4500 | 83.8
P8WWYZPU | Dongguan Bestwon Lighting Co.Ltd | Bestwon | BWRL-54W-B(4500K) | Mogul (E39) Screw-Base Replacements for HID Lamps | Low Output | Replacement Lamps for Outdoor Pole/Arm-mounted Decorative Luminaires (Type B) |  | Standard | FALSE | [9 empty] | 42437 |  | No |  | 3.1 | 3746 | 69.12 | 54.2 | 16.04 | 0.9203 | 4500 | 83.7
PXQ2GX4F | Dongguan Bestwon Lighting Co.Ltd | Bestwon | BWRL-36W-B(4500K) | Mogul (E39) Screw-Base Replacements for HID Lamps | Low Output | Replacement Lamps for Outdoor Pole/Arm-mounted Decorative Luminaires (Type B) |  | Standard | FALSE | [9 empty] | 42437 |  | No |  | 3.1 | 2560.7 | 71.22 | 35.96 | 17.89 | 0.9126 | 4500 | 83.5
PRWDKS47 | Dongguan Bestwon Lighting Co.Ltd | Bestwon | BWRL-50W-B(4500K) | Mogul (E39) Screw-Base Replacements for HID Lamps | Low Output | Replacement Lamps for Outdoor Pole/Arm-mounted Decorative Luminaires (Type B) |  | Standard | FALSE | [9 empty] | 42437 |  | No |  | 3.1 | 3437.9 | 72.18 | 47.63 | 16.84 | 0.9026 | 4500 | 83.5
PZ5KWCQB | Dongguan Bestwon Lighting Co.Ltd | Bestwon | BWRL-45W-B(4500K) | Mogul (E39) Screw-Base Replacements for HID Lamps | Low Output | Replacement Lamps for Outdoor Pole/Arm-mounted Decorative Luminaires (Type B) |  | Standard | FALSE | [9 empty] | 42437 |  | No |  | 3.1 | 3224.3 | 69.41 | 46.46 | 17.14 | 0.9136 | 4500 | 81.7
PZ7JREVX | Dongguan Bestwon Lighting Co.Ltd | Bestwon | BWRL-27W-B(4000K) | Mogul (E39) Screw-Base Replacements for HID Lamps | Low Output | Replacement Lamps for Outdoor Pole/Arm-mounted Decorative Luminaires (Type B) |  | Standard | FALSE | [9 empty] | 42437 |  | No |  | 3.1 | 1884.7 | 69.92 | 26.96 | 18.47 | 0.9024 | 4000 | 83.8
PTJV9X44 | Dongguan Bestwon Lighting Co.Ltd | Bestwon | BWRL-54W-B(4000K) | Mogul (E39) Screw-Base Replacements for HID Lamps | Low Output | Replacement Lamps for Outdoor Pole/Arm-mounted Decorative Luminaires (Type B) |  | Standard | FALSE | [9 empty] | 42437 |  | No |  | 3.1 | 3698 | 68.24 | 54.2 | 16.04 | 0.9203 | 4000 | 83.7
P136S57T | Dongguan Bestwon Lighting Co.Ltd | Bestwon | BWRL-36W-B(4000K) | Mogul (E39) Screw-Base Replacements for HID Lamps | Low Output | Replacement Lamps for Outdoor Pole/Arm-mounted Decorative Luminaires (Type B) |  | Standard | FALSE | [9 empty] | 42437 |  | No |  | 3.1 | 2521.5 | 70.13 | 35.96 | 17.89 | 0.9126 | 4000 | 83.5
PHB1JNRR | Dongguan Bestwon Lighting Co.Ltd | Bestwon | BWRL-50W-B(4000K) | Mogul (E39) Screw-Base Replacements for HID Lamps | Low Output | Replacement Lamps for Outdoor Pole/Arm-mounted Decorative Luminaires (Type B) |  | Standard | FALSE | [9 empty] | 42437 |  | No |  | 3.1 | 3392.4 | 71.22 | 47.63 | 16.84 | 0.9026 | 4000 | 83.5
PJ55ZG2W | Dongguan Bestwon Lighting Co.Ltd | Bestwon | BWRL-45W-B(4000K) | Mogul (E39) Screw-Base Replacements for HID Lamps | Low Output | Replacement Lamps for Outdoor Pole/Arm-mounted Decorative Luminaires (Type B) |  | Standard | FALSE | [9 empty] | 42437 |  | No |  | 3.1 | 3182 | 68.5 | 46.46 | 17.14 | 0.9136 | 4000 | 81.7
PQJRJ4BX | Dongguan Bestwon Lighting Co.Ltd | Bestwon | BWRL-27W-B(3500K) | Mogul (E39) Screw-Base Replacements for HID Lamps | Low Output | Replacement Lamps for Outdoor Pole/Arm-mounted Decorative Luminaires (Type B) |  | Standard | FALSE | [9 empty] | 42437 |  | No |  | 3.1 | 1854.6 | 68.8 | 26.96 | 18.47 | 0.9024 | 3500 | 83.8
PYM59MFF | Dongguan Bestwon Lighting Co.Ltd | Bestwon | BWRL-54W-B(3500K) | Mogul (E39) Screw-Base Replacements for HID Lamps | Low Output | Replacement Lamps for Outdoor Pole/Arm-mounted Decorative Luminaires (Type B) |  | Standard | FALSE | [9 empty] | 42437 |  | No |  | 3.1 | 3650 | 67.35 | 54.2 | 16.04 | 0.9203 | 3500 | 83.7
P3AX8JRE | Dongguan Bestwon Lighting Co.Ltd | Bestwon | BWRL-36W-B(3500K) | Mogul (E39) Screw-Base Replacements for HID Lamps | Low Output | Replacement Lamps for Outdoor Pole/Arm-mounted Decorative Luminaires (Type B) |  | Standard | FALSE | [9 empty] | 42437 |  | No |  | 3.1 | 2482.3 | 69.04 | 35.96 | 17.89 | 0.9126 | 3500 | 83.5
PWYNYQ17 | Dongguan Bestwon Lighting Co.Ltd | Bestwon | BWRL-50W-B(3500K) | Mogul (E39) Screw-Base Replacements for HID Lamps | Low Output | Replacement Lamps for Outdoor Pole/Arm-mounted Decorative Luminaires (Type B) |  | Standard | FALSE | [9 empty] | 42437 |  | No |  | 3.1 | 3346.8 | 70.27 | 47.63 | 16.84 | 0.9026 | 3500 | 83.5
P4YR3WFF | Dongguan Bestwon Lighting Co.Ltd | Bestwon | BWRL-45W-B(3500K) | Mogul (E39) Screw-Base Replacements for HID Lamps | Low Output | Replacement Lamps for Outdoor Pole/Arm-mounted Decorative Luminaires (Type B) |  | Standard | FALSE | [9 empty] | 42437 |  | No |  | 3.1 | 3139.6 | 67.58 | 46.46 | 17.14 | 0.9136 | 3500 | 81.7
PB5JBHDW | Dongguan Bestwon Lighting Co.Ltd | Bestwon | BWRL-27W-B(3000K) | Mogul (E39) Screw-Base Replacements for HID Lamps | Low Output | Replacement Lamps for Outdoor Pole/Arm-mounted Decorative Luminaires (Type B) |  | Standard | FALSE | [9 empty] | 42437 |  | No |  | 3.1 | 1824.5 | 67.69 | 26.96 | 18.47 | 0.9024 | 3000 | 83.8
PVXEUDST | Dongguan Bestwon Lighting Co.Ltd | Bestwon | BWRL-54W-B(3000K) | Mogul (E39) Screw-Base Replacements for HID Lamps | Low Output | Replacement Lamps for Outdoor Pole/Arm-mounted Decorative Luminaires (Type B) |  | Standard | FALSE | [9 empty] | 42437 |  | No |  | 3.1 | 3602 | 66.46 | 54.2 | 16.04 | 0.9203 | 3000 | 83.7
PRF4E7M1 | Dongguan Bestwon Lighting Co.Ltd | Bestwon | BWRL-36W-B(3000K) | Mogul (E39) Screw-Base Replacements for HID Lamps | Low Output | Replacement Lamps for Outdoor Pole/Arm-mounted Decorative Luminaires (Type B) |  | Standard | FALSE | [9 empty] | 42437 |  | No |  | 3.1 | 2443.2 | 67.95 | 35.96 | 17.89 | 0.9126 | 3000 | 83.5
PWJ9AGQP | Dongguan Bestwon Lighting Co.Ltd | Bestwon | BWRL-50W-B(3000K) | Mogul (E39) Screw-Base Replacements for HID Lamps | Low Output | Replacement Lamps for Outdoor Pole/Arm-mounted Decorative Luminaires (Type B) |  | Standard | FALSE | [9 empty] | 42437 |  | No |  | 3.1 | 3301.3 | 69.31 | 47.63 | 16.84 | 0.9026 | 3000 | 83.5
PGR4CEZX | Dongguan Bestwon Lighting Co.Ltd | Bestwon | BWRL-45W-B(3000K) | Mogul (E39) Screw-Base Replacements for HID Lamps | Low Output | Replacement Lamps for Outdoor Pole/Arm-mounted Decorative Luminaires (Type B) |  | Standard | FALSE | [9 empty] | 42437 |  | No |  | 3.1 | 3097.3 | 66.67 | 46.46 | 17.14 | 0.9136 | 3000 | 81.7
PPN71ZAJ | Light Efficient Design | LIGHT EFFICIENT DESIGN | LED-8088M57 | Mogul (E39) Screw-Base Replacements for HID Lamps | Low Output | Replacement Lamps for Outdoor Full-Cutoff Wall-mounted Area Luminaires (Type B) |  | Standard | FALSE | [9 empty] | 42437 |  | No |  | 3.1 | 4992 | 103.89 | 48.05 | 17.49 | 0.9058 | 5700 | 84.3
PB4F476D | Light Efficient Design | LIGHT EFFICIENT DESIGN | LED-8088M57C | Mogul (E39) Screw-Base Replacements for HID Lamps | Low Output | Replacement Lamps for Outdoor Full-Cutoff Wall-mounted Area Luminaires (Type B) |  | Standard | FALSE | [9 empty] | 42437 |  | No |  | 3.1 | 4992 | 103.89 | 48.05 | 17.49 | 0.9058 | 5700 | 84.3
PS4PDR8R | Light Efficient Design | LIGHT EFFICIENT DESIGN | LED-8088M57 | Mogul (E39) Screw-Base Replacements for HID Lamps | Low Output | Replacement Lamps for Outdoor Pole/Arm-mounted Area and Roadway Luminaires (Type B) |  | Standard | FALSE | [9 empty] | 42437 |  | No |  | 3.1 | 3984 | 83.72 | 47.59 | 17.62 | 0.9053 | 5700 | 84.2
PJ2UEAAG | Light Efficient Design | LIGHT EFFICIENT DESIGN | LED-8088M57C | Mogul (E39) Screw-Base Replacements for HID Lamps | Low Output | Replacement Lamps for Outdoor Pole/Arm-mounted Area and Roadway Luminaires (Type B) |  | Standard | FALSE | [9 empty] | 42437 |  | No |  | 3.1 | 3984 | 83.72 | 47.59 | 17.62 | 0.9053 | 5700 | 84.2
PC395MHF | Light Efficient Design | LIGHT EFFICIENT DESIGN | LED-8088M50C | Mogul (E39) Screw-Base Replacements for HID Lamps | Low Output | Replacement Lamps for Outdoor Full-Cutoff Wall-mounted Area Luminaires (Type B) |  | Standard | FALSE | [9 empty] | 42437 |  | No |  | 3.1 | 4893.2 | 101.18 | 48.36 | 17.37 | 0.9039 | 5000 | 83.8
P4JRS2GT | Light Efficient Design | LIGHT EFFICIENT DESIGN | LED-8088M50 | Mogul (E39) Screw-Base Replacements for HID Lamps | Low Output | Replacement Lamps for Outdoor Full-Cutoff Wall-mounted Area Luminaires (Type B) |  | Standard | FALSE | [9 empty] | 42437 |  | No |  | 3.1 | 4893.2 | 101.18 | 48.36 | 17.37 | 0.9039 | 5000 | 83.8
PEAHHNC8 | Light Efficient Design | LIGHT EFFICIENT DESIGN | LED-8088M50 | Mogul (E39) Screw-Base Replacements for HID Lamps | Low Output | Replacement Lamps for Outdoor Pole/Arm-mounted Area and Roadway Luminaires (Type B) |  | Standard | FALSE | [9 empty] | 42437 |  | No |  | 3.1 | 3906.7 | 81.87 | 47.72 | 17.29 | 0.9096 | 5000 | 83.8
P6BNY5E3 | Light Efficient Design | LIGHT EFFICIENT DESIGN | LED-8088M50C | Mogul (E39) Screw-Base Replacements for HID Lamps | Low Output | Replacement Lamps for Outdoor Pole/Arm-mounted Area and Roadway Luminaires (Type B) |  | Standard | FALSE | [9 empty] | 42437 |  | No |  | 3.1 | 3906.7 | 81.87 | 47.72 | 17.29 | 0.9096 | 5000 | 83.8
PKSQB7V8 | Light Efficient Design | LIGHT EFFICIENT DESIGN | LED-8089M50C | Mogul (E39) Screw-Base Replacements for HID Lamps | Mid Output | Replacement Lamps for Outdoor Pole/Arm-mounted Area and Roadway Luminaires (Type B) |  | Standard | FALSE | [9 empty] | 42437 |  | No |  | 3.1 | 5837 | 69.85 | 83.57 | 17.84 | 0.9058 | 5000 | 82.9
PHES5B3Q | Light Efficient Design | LIGHT EFFICIENT DESIGN | LED-8089M50 | Mogul (E39) Screw-Base Replacements for HID Lamps | Mid Output | Replacement Lamps for Outdoor Pole/Arm-mounted Area and Roadway Luminaires (Type B) |  | Standard | FALSE | [9 empty] | 42437 |  | No |  | 3.1 | 5837 | 69.85 | 83.57 | 17.84 | 0.9058 | 5000 | 82.9
PVW9DDBA | Light Efficient Design | LIGHT EFFICIENT DESIGN | LED-8090M50C | Mogul (E39) Screw-Base Replacements for HID Lamps | Mid Output | Replacement Lamps for Outdoor Pole/Arm-mounted Area and Roadway Luminaires (Type B) |  | Standard | FALSE | [9 empty] | 42437 |  | No |  | 3.1 | 8975 | 76.19 | 117.8 | 16.02 | 0.9059 | 5000 | 75.3
PBNFB25S | Light Efficient Design | LIGHT EFFICIENT DESIGN | LED-8090M50 | Mogul (E39) Screw-Base Replacements for HID Lamps | Mid Output | Replacement Lamps for Outdoor Pole/Arm-mounted Area and Roadway Luminaires (Type B) |  | Standard | FALSE | [9 empty] | 42437 |  | No |  | 3.1 | 8975 | 76.19 | 117.8 | 16.02 | 0.9059 | 5000 | 75.3
P6DVK6SH | Light Efficient Design | LIGHT EFFICIENT DESIGN | LED-8088M45 | Mogul (E39) Screw-Base Replacements for HID Lamps | Low Output | Replacement Lamps for Outdoor Full-Cutoff Wall-mounted Area Luminaires (Type B) |  | Standard | FALSE | [9 empty] | 42437 |  | No |  | 3.1 | 4893.2 | 101.18 | 48.36 | 17.37 | 0.9039 | 4500 | 83.8
P2CXC9MZ | Light Efficient Design | LIGHT EFFICIENT DESIGN | LED-8088M45C | Mogul (E39) Screw-Base Replacements for HID Lamps | Low Output | Replacement Lamps for Outdoor Full-Cutoff Wall-mounted Area Luminaires (Type B) |  | Standard | FALSE | [9 empty] | 42437 |  | No |  | 3.1 | 4893.2 | 101.18 | 48.36 | 17.37 | 0.9039 | 4500 | 83.8
PKTG88G2 | Light Efficient Design | LIGHT EFFICIENT DESIGN | LED-8088M45C | Mogul (E39) Screw-Base Replacements for HID Lamps | Low Output | Replacement Lamps for Outdoor Pole/Arm-mounted Area and Roadway Luminaires (Type B) |  | Standard | FALSE | [9 empty] | 42437 |  | No |  | 3.1 | 3906.7 | 81.87 | 47.72 | 17.29 | 0.9096 | 4500 | 83.8
P8PCS2JQ | Light Efficient Design | LIGHT EFFICIENT DESIGN | LED-8088M45 | Mogul (E39) Screw-Base Replacements for HID Lamps | Low Output | Replacement Lamps for Outdoor Pole/Arm-mounted Area and Roadway Luminaires (Type B) |  | Standard | FALSE | [9 empty] | 42437 |  | No |  | 3.1 | 3906.7 | 81.87 | 47.72 | 17.29 | 0.9096 | 4500 | 83.8
PK5DNBX3 | Light Efficient Design | LIGHT EFFICIENT DESIGN | LED-8089M45C | Mogul (E39) Screw-Base Replacements for HID Lamps | Mid Output | Replacement Lamps for Outdoor Pole/Arm-mounted Area and Roadway Luminaires (Type B) |  | Standard | FALSE | [9 empty] | 42437 |  | No |  | 3.1 | 5691.2 | 68.34 | 83.28 | 17.47 | 0.9072 | 4500 | 81.9
PJGH6DQ4 | Light Efficient Design | LIGHT EFFICIENT DESIGN | LED-8089M45 | Mogul (E39) Screw-Base Replacements for HID Lamps | Mid Output | Replacement Lamps for Outdoor Pole/Arm-mounted Area and Roadway Luminaires (Type B) |  | Standard | FALSE | [9 empty] | 42437 |  | No |  | 3.1 | 5691.2 | 68.34 | 83.28 | 17.47 | 0.9072 | 4500 | 81.9
PFVFWQXW | Light Efficient Design | LIGHT EFFICIENT DESIGN | LED-8090M45 | Mogul (E39) Screw-Base Replacements for HID Lamps | Mid Output | Replacement Lamps for Outdoor Pole/Arm-mounted Area and Roadway Luminaires (Type B) |  | Standard | FALSE | [9 empty] | 42437 |  | No |  | 3.1 | 8757 | 74.55 | 117.5 | 16.19 | 0.9028 | 4500 | 74.3
PDRNKS1Z | Light Efficient Design | LIGHT EFFICIENT DESIGN | LED-8090M45C | Mogul (E39) Screw-Base Replacements for HID Lamps | Mid Output | Replacement Lamps for Outdoor Pole/Arm-mounted Area and Roadway Luminaires (Type B) |  | Standard | FALSE | [9 empty] | 42437 |  | No |  | 3.1 | 8757 | 74.55 | 117.5 | 16.19 | 0.9028 | 4500 | 74.3
PCAGZR1Q | Light Efficient Design | LIGHT EFFICIENT DESIGN | LED-8088M40 | Mogul (E39) Screw-Base Replacements for HID Lamps | Low Output | Replacement Lamps for Outdoor Full-Cutoff Wall-mounted Area Luminaires (Type B) |  | Standard | FALSE | [9 empty] | 42437 |  | No |  | 3.1 | 4893.2 | 101.18 | 48.36 | 17.37 | 0.9039 | 4000 | 83.8
P452N977 | Light Efficient Design | LIGHT EFFICIENT DESIGN | LED-8088M40 | Mogul (E39) Screw-Base Replacements for HID Lamps | Low Output | Replacement Lamps for Outdoor Pole/Arm-mounted Area and Roadway Luminaires (Type B) |  | Standard | FALSE | [9 empty] | 42437 |  | No |  | 3.1 | 3906.7 | 81.87 | 47.72 | 17.29 | 0.9096 | 4000 | 83.8
PQ2S8Z8J | Light Efficient Design | LIGHT EFFICIENT DESIGN | LED-8089M40 | Mogul (E39) Screw-Base Replacements for HID Lamps | Mid Output | Replacement Lamps for Outdoor Pole/Arm-mounted Area and Roadway Luminaires (Type B) |  | Standard | FALSE | [9 empty] | 42437 |  | No |  | 3.1 | 5691.2 | 68.34 | 83.28 | 17.47 | 0.9072 | 4000 | 81.9
P115ZAQH | Light Efficient Design | LIGHT EFFICIENT DESIGN | LED-8090M40 | Mogul (E39) Screw-Base Replacements for HID Lamps | Mid Output | Replacement Lamps for Outdoor Pole/Arm-mounted Area and Roadway Luminaires (Type B) |  | Standard | FALSE | [9 empty] | 42437 |  | No |  | 3.1 | 8757 | 74.55 | 117.5 | 16.19 | 0.9028 | 4000 | 74.3
PUMS5UDF | ShenZhen Seven Rainbow Lighting Co.LTD | CH | CH-CORN-27W(3000K) | Mogul (E39) Screw-Base Replacements for HID Lamps | Low Output | Replacement Lamps for Outdoor Pole/Arm-mounted Area and Roadway Luminaires (Type B) |  | Standard | TRUE | 1760.264 | 65.657 | 26.81 | 16.46 | 0.922 | 3011 | 83.7 | 5 | 50000 | 42436 |  | No |  | 3.1 | 1760.264 | 65.657 | 26.81 | 16.46 | 0.978 | 3000 | 83.7
PW96SE7E | ShenZhen Seven Rainbow Lighting Co.LTD | CH | CH-CORN-27W(5000K) | Mogul (E39) Screw-Base Replacements for HID Lamps | Low Output | Replacement Lamps for Outdoor Pole/Arm-mounted Area and Roadway Luminaires (Type B) |  | Standard | FALSE | [9 empty] | 42436 |  | No |  | 3.1 | 1843.258 | 68.727 | 26.82 | 15.31 | 0.978 | 5000 | 83.6
PDMUCBZZ | ShenZhen Seven Rainbow Lighting Co.LTD | CH | CH-CORN-27W(4500K) | Mogul (E39) Screw-Base Replacements for HID Lamps | Low Output | Replacement Lamps for Outdoor Pole/Arm-mounted Area and Roadway Luminaires (Type B) |  | Standard | FALSE | [9 empty] | 42436 |  | No |  | 3.1 | 1794.71 | 66.867 | 26.84 | 15.89 | 0.977 | 4500 | 82.7
PX9TZM4G | ShenZhen Seven Rainbow Lighting Co.LTD | CH | CH-CORN-27W(4000K) | Mogul (E39) Screw-Base Replacements for HID Lamps | Low Output | Replacement Lamps for Outdoor Pole/Arm-mounted Area and Roadway Luminaires (Type B) |  | Standard | FALSE | [9 empty] | 42436 |  | No |  | 3.1 | 1794.71 | 66.867 | 26.84 | 15.89 | 0.977 | 4000 | 82.7
PWUA8S17 | ShenZhen Seven Rainbow Lighting Co.LTD | CH | CH-CORN-27W(3500K) | Mogul (E39) Screw-Base Replacements for HID Lamps | Low Output | Replacement Lamps for Outdoor Pole/Arm-mounted Area and Roadway Luminaires (Type B) |  | Standard | FALSE | [9 empty] | 42436 |  | No |  | 3.1 | 1760.264 | 65.657 | 26.81 | 16.46 | 0.978 | 3500 | 83.7
PDKCRM11 | Aleddra Inc. | Aleddra | ACL-S09-36W-E39-30K | Mogul (E39) Screw-Base Replacements for HID Lamps | Low Output | Replacement Lamps for Outdoor Pole/Arm-mounted Decorative Luminaires (Type B) |  | Standard | TRUE | 2845.8 | 81.4 | 34.95 | 17.04 | 0.9148 | 3138 | 84.9 | 5 | 50000 | 42433 |  | No |  | 3.1 | 4320 | 120 | 36 | 20 | 0.9 | 3000 | 80
PUZTKHK9 | Aleddra Inc. | Aleddra | ACL-S09-54W-E39-30K | Mogul (E39) Screw-Base Replacements for HID Lamps | Low Output | Replacement Lamps for Outdoor Pole/Arm-mounted Decorative Luminaires (Type B) |  | Standard | TRUE | 3835 | 78.4 | 48.89 | 15.16 | 0.908 | 3145 | 84.7 | 5 | 50000 | 42433 |  | No |  | 3.1 | 6480 | 120 | 54 | 20 | 0.9 | 3000 | 80
PMD7G3H2 | Aleddra Inc. | Aleddra | ACL-S09-45W-E39-30K | Mogul (E39) Screw-Base Replacements for HID Lamps | Low Output | Replacement Lamps for Outdoor Pole/Arm-mounted Decorative Luminaires (Type B) |  | Standard | TRUE | 3400.1 | 76.8 | 44.25 | 15.91 | 0.9059 | 3139 | 85.1 | 5 | 50000 | 42433 |  | No |  | 3.1 | 5400 | 120 | 45 | 20 | 0.9 | 3000 | 80
P5Y6Z1QJ | Aleddra Inc. | Aleddra | ACL-S09-27W-E39-30K | Mogul (E39) Screw-Base Replacements for HID Lamps | Low Output | Replacement Lamps for Outdoor Pole/Arm-mounted Decorative Luminaires (Type B) |  | Standard | TRUE | 2295.2 | 84.5 | 27.16 | 22.71 | 0.9041 | 3142 | 84.9 | 5 | 50000 | 42433 |  | No |  | 3.1 | 3200 | 118.5 | 27 | 20 | 0.9 | 3000 | 80
PGEJUS8B | Aleddra Inc. | Aleddra | ACL-S09-54W-E39-50K | Mogul (E39) Screw-Base Replacements for HID Lamps | Mid Output | Replacement Lamps for Outdoor Pole/Arm-mounted Decorative Luminaires (Type B) |  | Standard | FALSE | [9 empty] | 42433 | Not Dimmable | No |  | 3.1 | 6480 | 120 | 54 | 20 | 0.9 | 5000 | 80
PN3HPZT1 | Aleddra Inc. | Aleddra | ACL-S09-45W-E39-50K | Mogul (E39) Screw-Base Replacements for HID Lamps | Low Output | Replacement Lamps for Outdoor Pole/Arm-mounted Decorative Luminaires (Type B) |  | Standard | FALSE | [9 empty] | 42433 | Not Dimmable | No |  | 3.1 | 5400 | 120 | 45 | 20 | 0.9 | 5000 | 80
P1KW3NZ6 | Aleddra Inc. | Aleddra | ACL-S09-36W-E39-50K | Mogul (E39) Screw-Base Replacements for HID Lamps | Low Output | Replacement Lamps for Outdoor Pole/Arm-mounted Decorative Luminaires (Type B) |  | Standard | FALSE | [9 empty] | 42433 | Not Dimmable | No |  | 3.1 | 4320 | 120 | 36 | 20 | 0.9 | 5000 | 80
PZ9X29TB | Aleddra Inc. | Aleddra | ACL-S09-27W-E39-50K | Mogul (E39) Screw-Base Replacements for HID Lamps | Low Output | Replacement Lamps for Outdoor Pole/Arm-mounted Decorative Luminaires (Type B) |  | Standard | FALSE | [9 empty] | 42433 | Not Dimmable | No |  | 3.1 | 3200 | 118.5 | 27 | 20 | 0.9 | 5000 | 80
PZB9W4F2 | Aleddra Inc. | Aleddra | ACL-S09-54W-E39-40K | Mogul (E39) Screw-Base Replacements for HID Lamps | Mid Output | Replacement Lamps for Outdoor Pole/Arm-mounted Decorative Luminaires (Type B) |  | Standard | FALSE | [9 empty] | 42433 | Not Dimmable | No |  | 3.1 | 6480 | 120 | 54 | 20 | 0.9 | 4000 | 80
P8H2SNA1 | Aleddra Inc. | Aleddra | ACL-S09-45W-E39-40K | Mogul (E39) Screw-Base Replacements for HID Lamps | Low Output | Replacement Lamps for Outdoor Pole/Arm-mounted Decorative Luminaires (Type B) |  | Standard | FALSE | [9 empty] | 42433 | Not Dimmable | No |  | 3.1 | 5400 | 120 | 45 | 20 | 0.9 | 4000 | 80
P95RG6NR | Aleddra Inc. | Aleddra | ACL-S09-36W-E39-40K | Mogul (E39) Screw-Base Replacements for HID Lamps | Low Output | Replacement Lamps for Outdoor Pole/Arm-mounted Decorative Luminaires (Type B) |  | Standard | FALSE | [9 empty] | 42433 | Not Dimmable | No |  | 3.1 | 4320 | 120 | 36 | 20 | 0.9 | 4000 | 80
P1PE1GW2 | Aleddra Inc. | Aleddra | ACL-S09-27W-E39-40K | Mogul (E39) Screw-Base Replacements for HID Lamps | Low Output | Replacement Lamps for Outdoor Pole/Arm-mounted Decorative Luminaires (Type B) |  | Standard | FALSE | [9 empty] | 42433 | Not Dimmable | No |  | 3.1 | 3200 | 118.5 | 27 | 20 | 0.9 | 4000 | 80
PAJDQT3A | Green Creative LTD | GREEN CREATIVE | 45HID/827/277V/E39 | Mogul (E39) Screw-Base Replacements for HID Lamps | Low Output | Replacement Lamps for Outdoor Pole/Arm-mounted Decorative Luminaires (Type B) |  | Standard | TRUE | 3040.6 | 66.33 | 45.84 | 16.51 | 0.9042 | 2681 | 83.7 | 5 |  | 42432 |  | No |  | 3.1 | 3086.5 | 67.88 | 45.47 | 16.51 | 0.9042 | 2700 | 83.7
PPW6F8X1 | Green Creative LTD | GREEN CREATIVE | 27HID/827/277V/E39 | Mogul (E39) Screw-Base Replacements for HID Lamps | Low Output | Replacement Lamps for Outdoor Pole/Arm-mounted Decorative Luminaires (Type B) |  | Standard | TRUE | 1841.6 | 67.96 | 27.1 | 13.67 | 0.9041 | 2679 | 83.5 | 5 | 50000 | 42432 |  | No |  | 3.1 | 1873.9 | 68.34 | 27.42 | 13.67 | 0.9041 | 2700 | 83.5
P2DXNN8X | Green Creative LTD | GREEN CREATIVE | 45HID/857/277V/EX39 | Mogul (E39) Screw-Base Replacements for HID Lamps | Low Output | Replacement Lamps for Outdoor Pole/Arm-mounted Decorative Luminaires (Type B) |  | Standard | FALSE | [9 empty] | 42432 |  | No |  | 3.1 | 3397 | 74.61 | 45.53 | 16.29 | 0.9058 | 5700 | 84.7
P2S1ZZZW | Green Creative LTD | GREEN CREATIVE | 27HID/857/277V/EX39 | Mogul (E39) Screw-Base Replacements for HID Lamps | Low Output | Replacement Lamps for Outdoor Pole/Arm-mounted Decorative Luminaires (Type B) |  | Standard | FALSE | [9 empty] | 42432 |  | No |  | 3.1 | 2063 | 74.32 | 27.76 | 13.59 | 0.9054 | 5700 | 84.7
PERUGR61 | Green Creative LTD | GREEN CREATIVE | 45HID/850/277V/EX39 | Mogul (E39) Screw-Base Replacements for HID Lamps | Low Output | Replacement Lamps for Outdoor Pole/Arm-mounted Decorative Luminaires (Type B) |  | Standard | FALSE | [9 empty] | 42432 |  | No |  | 3.1 | 3086.5 | 67.88 | 45.47 | 16.51 | 0.9042 | 5000 | 83.7
P6ZX89SD | Green Creative LTD | GREEN CREATIVE | 27HID/850/277V/EX39 | Mogul (E39) Screw-Base Replacements for HID Lamps | Low Output | Replacement Lamps for Outdoor Pole/Arm-mounted Decorative Luminaires (Type B) |  | Standard | FALSE | [9 empty] | 42432 |  | No |  | 3.1 | 1873.9 | 68.34 | 27.42 | 13.67 | 0.9041 | 5000 | 83.5
PP1Z3NVT | Green Creative LTD | GREEN CREATIVE | 45HID/830/277V/EX39 | Mogul (E39) Screw-Base Replacements for HID Lamps | Low Output | Replacement Lamps for Outdoor Pole/Arm-mounted Decorative Luminaires (Type B) |  | Standard | FALSE | [9 empty] | 42432 |  | No |  | 3.1 | 3086.5 | 67.88 | 45.47 | 16.51 | 0.9042 | 3000 | 83.7
P3KP6ZUZ | Green Creative LTD | GREEN CREATIVE | 27HID/830/277V/EX39 | Mogul (E39) Screw-Base Replacements for HID Lamps | Low Output | Replacement Lamps for Outdoor Pole/Arm-mounted Decorative Luminaires (Type B) |  | Standard | FALSE | [9 empty] | 42432 |  | No |  | 3.1 | 1873.9 | 68.34 | 27.42 | 13.67 | 0.9041 | 3000 | 83.5
P2CBSX8S | Shenzhen Romanso Electronic Co. Ltd. | ROMANSO | RMS-360D-[SE]-K8-75W-ID(3000K) [E39 Base Only] | Mogul (E39) Screw-Base Replacements for HID Lamps | Low Output | Replacement Lamps for Outdoor Pole/Arm-mounted Decorative Luminaires (Type B) |  | Standard | TRUE | 4719.7 | 67.3 | 70.18 | 18.58 | 0.904 | 3156 | 84.5 | 5 | 50000 | 42431 |  | No |  | 3.1 | 5047.5 | 67.3 | 75 | 20 | 0.9 | 3000 | 80
PS7RHQ7H | Shenzhen Romanso Electronic Co. Ltd. | ROMANSO | RMS-360D-[SE]-K8-36W-ID(2700K) [E39 Base Only] | Mogul (E39) Screw-Base Replacements for HID Lamps | Low Output | Replacement Lamps for Outdoor Pole/Arm-mounted Decorative Luminaires (Type B) |  | Standard | TRUE | 2843.6 | 76.6 | 37.1 | 16.51 | 0.89 | 2800 | 84.3 | 5 | 50000 | 42431 |  | No |  | 3.1 | 2757.6 | 76.6 | 36 | 20 | 0.9 | 2700 | 80
P8CKZCSG | Shenzhen Romanso Electronic Co. Ltd. | ROMANSO | RMS-360D-[SE]-K8-27W-ID(2700K) [E39 Base Only] | Mogul (E39) Screw-Base Replacements for HID Lamps | Low Output | Replacement Lamps for Outdoor Pole/Arm-mounted Decorative Luminaires (Type B) |  | Standard | TRUE | 2247.4 | 80.3 | 28 | 22.35 | 0.8898 | 2811 | 84.6 | 5 | 50000 | 42431 |  | No |  | 3.1 | 2168.1 | 80.3 | 27 | 20 | 0.9 | 2700 | 80
PWKSM2N4 | Shenzhen Romanso Electronic Co. Ltd. | ROMANSO | RMS-360D-[SE]-K8-75W-ID(5000K) [E39 Base Only] | Mogul (E39) Screw-Base Replacements for HID Lamps | Low Output | Replacement Lamps for Outdoor Pole/Arm-mounted Decorative Luminaires (Type B) |  | Standard | FALSE | [9 empty] | 42431 |  | No |  | 3.1 | 5047.5 | 67.3 | 75 | 20 | 0.9 | 5000 | 80
P3DCWWDQ | Shenzhen Romanso Electronic Co. Ltd. | ROMANSO | RMS-360D-[SE]-K8-36W-ID(5000K) [E39 Base Only] | Mogul (E39) Screw-Base Replacements for HID Lamps | Low Output | Replacement Lamps for Outdoor Pole/Arm-mounted Decorative Luminaires (Type B) |  | Standard | FALSE | [9 empty] | 42431 |  | No |  | 3.1 | 2757.6 | 76.6 | 36 | 20 | 0.9 | 5000 | 80
P5CTTFXB | Shenzhen Romanso Electronic Co. Ltd. | ROMANSO | RMS-360D-[SE]-K8-27W-ID(5000K) [E39 Base Only] | Mogul (E39) Screw-Base Replacements for HID Lamps | Low Output | Replacement Lamps for Outdoor Pole/Arm-mounted Decorative Luminaires (Type B) |  | Standard | FALSE | [9 empty] | 42431 |  | No |  | 3.1 | 2168.1 | 80.3 | 27 | 20 | 0.9 | 5000 | 80
PSQU6F1W | Shenzhen Romanso Electronic Co. Ltd. | ROMANSO | RMS-360D-[SE]-K8-75W-ID(4500K) [E39 Base Only] | Mogul (E39) Screw-Base Replacements for HID Lamps | Low Output | Replacement Lamps for Outdoor Pole/Arm-mounted Decorative Luminaires (Type B) |  | Standard | FALSE | [9 empty] | 42431 |  | No |  | 3.1 | 5047.5 | 67.3 | 75 | 20 | 0.9 | 4500 | 80
PK224KK5 | Shenzhen Romanso Electronic Co. Ltd. | ROMANSO | RMS-360D-[SE]-K8-36W-ID(4500K) [E39 Base Only] | Mogul (E39) Screw-Base Replacements for HID Lamps | Low Output | Replacement Lamps for Outdoor Pole/Arm-mounted Decorative Luminaires (Type B) |  | Standard | FALSE | [9 empty] | 42431 |  | No |  | 3.1 | 2757.6 | 76.6 | 36 | 20 | 0.9 | 4500 | 80
PTBJQXEU | Shenzhen Romanso Electronic Co. Ltd. | ROMANSO | RMS-360D-[SE]-K8-27W-ID(4500K) [E39 Base Only] | Mogul (E39) Screw-Base Replacements for HID Lamps | Low Output | Replacement Lamps for Outdoor Pole/Arm-mounted Decorative Luminaires (Type B) |  | Standard | FALSE | [9 empty] | 42431 |  | No |  | 3.1 | 2168.1 | 80.3 | 27 | 20 | 0.9 | 4500 | 80
PYA12EX2 | Shenzhen Romanso Electronic Co. Ltd. | ROMANSO | RMS-360D-[SE]-K8-75W-ID(4000K) [E39 Base Only] | Mogul (E39) Screw-Base Replacements for HID Lamps | Low Output | Replacement Lamps for Outdoor Pole/Arm-mounted Decorative Luminaires (Type B) |  | Standard | FALSE | [9 empty] | 42431 |  | No |  | 3.1 | 5047.5 | 67.3 | 75 | 20 | 0.9 | 4000 | 80
PWHQTY2V | Shenzhen Romanso Electronic Co. Ltd. | ROMANSO | RMS-360D-[SE]-K8-36W-ID(4000K) [E39 Base Only] | Mogul (E39) Screw-Base Replacements for HID Lamps | Low Output | Replacement Lamps for Outdoor Pole/Arm-mounted Decorative Luminaires (Type B) |  | Standard | FALSE | [9 empty] | 42431 |  | No |  | 3.1 | 2757.6 | 76.6 | 36 | 20 | 0.9 | 4000 | 80
PNZVMAUM | Shenzhen Romanso Electronic Co. Ltd. | ROMANSO | RMS-360D-[SE]-K8-27W-ID(4000K) [E39 Base Only] | Mogul (E39) Screw-Base Replacements for HID Lamps | Low Output | Replacement Lamps for Outdoor Pole/Arm-mounted Decorative Luminaires (Type B) |  | Standard | FALSE | [9 empty] | 42431 |  | No |  | 3.1 | 2168.1 | 80.3 | 27 | 20 | 0.9 | 4000 | 80
PMDRH2J6 | Shenzhen Romanso Electronic Co. Ltd. | ROMANSO | RMS-360D-[SE]-K8-75W-ID(3500K) [E39 Base Only] | Mogul (E39) Screw-Base Replacements for HID Lamps | Low Output | Replacement Lamps for Outdoor Pole/Arm-mounted Decorative Luminaires (Type B) |  | Standard | FALSE | [9 empty] | 42431 |  | No |  | 3.1 | 5047.5 | 67.3 | 75 | 20 | 0.9 | 3500 | 80
PP1PC853 | Shenzhen Romanso Electronic Co. Ltd. | ROMANSO | RMS-360D-[SE]-K8-36W-ID(3500K) [E39 Base Only] | Mogul (E39) Screw-Base Replacements for HID Lamps | Low Output | Replacement Lamps for Outdoor Pole/Arm-mounted Decorative Luminaires (Type B) |  | Standard | FALSE | [9 empty] | 42431 |  | No |  | 3.1 | 2757.6 | 76.6 | 36 | 20 | 0.9 | 3500 | 80
PRPKK98N | Shenzhen Romanso Electronic Co. Ltd. | ROMANSO | RMS-360D-[SE]-K8-27W-ID(3500K) [E39 Base Only] | Mogul (E39) Screw-Base Replacements for HID Lamps | Low Output | Replacement Lamps for Outdoor Pole/Arm-mounted Decorative Luminaires (Type B) |  | Standard | FALSE | [9 empty] | 42431 |  | No |  | 3.1 | 2168.1 | 80.3 | 27 | 20 | 0.9 | 3500 | 80
PCJFNFSV | Shenzhen Romanso Electronic Co. Ltd. | ROMANSO | RMS-360D-[SE]-K8-36W-ID(3000K) [E39 Base Only] | Mogul (E39) Screw-Base Replacements for HID Lamps | Low Output | Replacement Lamps for Outdoor Pole/Arm-mounted Decorative Luminaires (Type B) |  | Standard | FALSE | [9 empty] | 42431 |  | No |  | 3.1 | 2757.6 | 76.6 | 36 | 20 | 0.9 | 3000 | 80
PKXT4E3M | Shenzhen Romanso Electronic Co. Ltd. | ROMANSO | RMS-360D-[SE]-K8-27W-ID(3000K) [E39 Base Only] | Mogul (E39) Screw-Base Replacements for HID Lamps | Low Output | Replacement Lamps for Outdoor Pole/Arm-mounted Decorative Luminaires (Type B) |  | Standard | FALSE | [9 empty] | 42431 |  | No |  | 3.1 | 2168.1 | 80.3 | 27 | 20 | 0.9 | 3000 | 80
P3EZPB8F | SHENZHEN R&Z LED WORLD CO.LTD | RZ | RZ-RT-120W-A(4100K) | Mogul (E39) Screw-Base Replacements for HID Lamps | High Output | Replacement Lamps for Outdoor Pole/Arm-mounted Area and Roadway Luminaires (Type C) |  | Standard | TRUE | 12918 | 109.08 | 118.4 | 12.57 | 0.9358 | 4197 | 83.3 | 8 | 50000 | 42430 |  | No |  | 3.1 | 12918 | 109.08 | 118.4 | 12.57 | 0.9358 | 4100 | 83.3
PP444CV2 | SHENZHEN R&Z LED WORLD CO.LTD | RZ | RZ-RT-75W-A(4100K) | Mogul (E39) Screw-Base Replacements for HID Lamps | Mid Output | Replacement Lamps for Outdoor Pole/Arm-mounted Area and Roadway Luminaires (Type C) |  | Standard | TRUE | 8124.4 | 99.73 | 81.47 | 14.53 | 0.901 | 4183 | 83.2 | 8 | 50000 | 42430 |  | No |  | 3.1 | 8092.5 | 99.92 | 80.99 | 14.53 | 0.901 | 4100 | 83.2
P3UGH3VF | Renesola Zhejiang Ltd | Renesola | RCN150H02 4000K | Mogul (E39) Screw-Base Replacements for HID Lamps | High Output | Replacement Lamps for Outdoor Pole/Arm-mounted Decorative Luminaires (Type B) |  | Standard | TRUE | 11281 | 76.87 | 146.8 | 13.54 | 0.9327 | 4046 | 83.6 | 5 |  | 42430 |  | No | Equivalently RCN150H02 150W 4000K E39 | 3.1 | 11281 | 76.87 | 146.8 | 13.54 | 0.9327 | 4000 | 83.6
PZ42XDSY | Renesola Zhejiang Ltd | Renesola | RCN100H02 4000K | Mogul (E39) Screw-Base Replacements for HID Lamps | Mid Output | Replacement Lamps for Outdoor Pole/Arm-mounted Decorative Luminaires (Type B) |  | Standard | TRUE | 7678.1 | 77.6 | 98.95 | 13.66 | 0.9148 | 4105 | 84 | 5 | 50000 | 42430 |  | No | Equivalently RCN100H02 100W 4000K E39 | 3.1 | 7678.1 | 77.6 | 98.95 | 13.66 | 0.9148 | 4000 | 83.4
PTB3FKS2 | Renesola Zhejiang Ltd | Renesola | RCN080H02 4000K | Mogul (E39) Screw-Base Replacements for HID Lamps | Mid Output | Replacement Lamps for Outdoor Pole/Arm-mounted Decorative Luminaires (Type B) |  | Standard | TRUE | 6435 | 80.08 | 80.36 | 13.27 | 0.914 | 4105 | 84.4 | 5 | 50000 | 42430 |  | No | Equivalently RCN080H02 80W4000K E39 | 3.1 | 6291.2 | 78.11 | 80.54 | 10.32 | 0.914 | 4000 | 83.4
PEYN93DD | SHENZHEN R&Z LED WORLD CO.LTD | RZ | RZ-RT-75W-A(5500K) | Mogul (E39) Screw-Base Replacements for HID Lamps | Mid Output | Replacement Lamps for Outdoor Pole/Arm-mounted Area and Roadway Luminaires (Type C) |  | Standard | FALSE | [9 empty] | 42430 | Not Dimmable | No |  | 3.1 | 8253 | 102.23 | 80.73 | 14.74 | 0.9036 | 5500 | 72.3
PQ16VH5V | SHENZHEN R&Z LED WORLD CO.LTD | RZ | RZ-RT-120W-A(5500K) | Mogul (E39) Screw-Base Replacements for HID Lamps | High Output | Replacement Lamps for Outdoor Pole/Arm-mounted Area and Roadway Luminaires (Type C) |  | Standard | FALSE | [9 empty] | 42430 | Not Dimmable | No |  | 3.1 | 13276 | 111.47 | 119.1 | 12.43 | 0.9347 | 5500 | 71.4
PFKMGJ3H | SHENZHEN R&Z LED WORLD CO.LTD | RZ | RZ-RT-75W-AD(5500K) | Mogul (E39) Screw-Base Replacements for HID Lamps | Mid Output | Replacement Lamps for Outdoor Pole/Arm-mounted Area and Roadway Luminaires (Type C) |  | Standard | FALSE | [9 empty] | 42430 | Dimmable | No |  | 3.1 | 8253 | 102.23 | 80.73 | 14.74 | 0.9036 | 5500 | 72.3
PZSBF1KN | SHENZHEN R&Z LED WORLD CO.LTD | RZ | RZ-RT-120W-AD(5500K) | Mogul (E39) Screw-Base Replacements for HID Lamps | High Output | Replacement Lamps for Outdoor Pole/Arm-mounted Area and Roadway Luminaires (Type C) |  | Standard | FALSE | [9 empty] | 42430 | Dimmable | No |  | 3.1 | 13276 | 111.47 | 119.1 | 12.43 | 0.9347 | 5500 | 71.4
PDJMU1NR | SHENZHEN R&Z LED WORLD CO.LTD | RZ | RZ-RT-120W-A(5000K) | Mogul (E39) Screw-Base Replacements for HID Lamps | High Output | Replacement Lamps for Outdoor Pole/Arm-mounted Area and Roadway Luminaires (Type C) |  | Standard | FALSE | [9 empty] | 42430 | Not Dimmable | No |  | 3.1 | 13157 | 110.79 | 118.8 | 12.57 | 0.9358 | 5000 | 83.3
PUM14UAV | SHENZHEN R&Z LED WORLD CO.LTD | RZ | RZ-RT-75W-A(5000K) | Mogul (E39) Screw-Base Replacements for HID Lamps | Mid Output | Replacement Lamps for Outdoor Pole/Arm-mounted Area and Roadway Luminaires (Type C) |  | Standard | FALSE | [9 empty] | 42430 | Not Dimmable | No |  | 3.1 | 8199.5 | 101.4 | 80.86 | 14.53 | 0.901 | 5000 | 83.2
P5WHGJBR | SHENZHEN R&Z LED WORLD CO.LTD | RZ | RZ-RT-120W-AD(5000K) | Mogul (E39) Screw-Base Replacements for HID Lamps | High Output | Replacement Lamps for Outdoor Pole/Arm-mounted Area and Roadway Luminaires (Type C) |  | Standard | FALSE | [9 empty] | 42430 | Dimmable | No |  | 3.1 | 13157 | 110.79 | 118.8 | 12.57 | 0.9358 | 5000 | 83.3
PNK7GS8F | SHENZHEN R&Z LED WORLD CO.LTD | RZ | RZ-RT-75W-AD(5000K) | Mogul (E39) Screw-Base Replacements for HID Lamps | Mid Output | Replacement Lamps for Outdoor Pole/Arm-mounted Area and Roadway Luminaires (Type C) |  | Standard | FALSE | [9 empty] | 42430 | Dimmable | No |  | 3.1 | 8199.5 | 101.4 | 80.86 | 14.53 | 0.901 | 5000 | 83.2
PWZK3R1S | SHENZHEN R&Z LED WORLD CO.LTD | RZ | RZ-RT-120W-A(4500K) | Mogul (E39) Screw-Base Replacements for HID Lamps | High Output | Replacement Lamps for Outdoor Pole/Arm-mounted Area and Roadway Luminaires (Type C) |  | Standard | FALSE | [9 empty] | 42430 | Not Dimmable | No |  | 3.1 | 13037 | 109.79 | 118.8 | 12.57 | 0.9358 | 4500 | 83.3
PAJ7JCUT | SHENZHEN R&Z LED WORLD CO.LTD | RZ | RZ-RT-75W-A(4500K) | Mogul (E39) Screw-Base Replacements for HID Lamps | Mid Output | Replacement Lamps for Outdoor Pole/Arm-mounted Area and Roadway Luminaires (Type C) |  | Standard | FALSE | [9 empty] | 42430 | Not Dimmable | No |  | 3.1 | 8146 | 100.74 | 80.86 | 14.53 | 0.901 | 4500 | 83.2
PW1A363Q | SHENZHEN R&Z LED WORLD CO.LTD | RZ | RZ-RT-120W-AD(4500K) | Mogul (E39) Screw-Base Replacements for HID Lamps | High Output | Replacement Lamps for Outdoor Pole/Arm-mounted Area and Roadway Luminaires (Type C) |  | Standard | FALSE | [9 empty] | 42430 | Dimmable | No |  | 3.1 | 13037 | 109.79 | 118.8 | 12.57 | 0.9358 | 4500 | 83.3
P7F93HX5 | SHENZHEN R&Z LED WORLD CO.LTD | RZ | RZ-RT-75W-AD(4500K) | Mogul (E39) Screw-Base Replacements for HID Lamps | Mid Output | Replacement Lamps for Outdoor Pole/Arm-mounted Area and Roadway Luminaires (Type C) |  | Standard | FALSE | [9 empty] | 42430 | Dimmable | No |  | 3.1 | 8146 | 100.74 | 80.86 | 14.53 | 0.901 | 4500 | 83.2
P4YA6FX7 | SHENZHEN R&Z LED WORLD CO.LTD | RZ | RZ-RT-120W-AD(4100K) | Mogul (E39) Screw-Base Replacements for HID Lamps | High Output | Replacement Lamps for Outdoor Pole/Arm-mounted Area and Roadway Luminaires (Type C) |  | Standard | FALSE | [9 empty] | 42430 | Dimmable | No |  | 3.1 | 12918 | 109.08 | 118.4 | 12.57 | 0.9358 | 4100 | 83.3
PF9ZQNVH | SHENZHEN R&Z LED WORLD CO.LTD | RZ | RZ-RT-75W-AD(4100K) | Mogul (E39) Screw-Base Replacements for HID Lamps | Mid Output | Replacement Lamps for Outdoor Pole/Arm-mounted Area and Roadway Luminaires (Type C) |  | Standard | FALSE | [9 empty] | 42430 | Dimmable | No |  | 3.1 | 8092.5 | 99.92 | 80.99 | 14.53 | 0.901 | 4100 | 83.2
PNDN1F81 | Renesola Zhejiang Ltd | Renesola | RCN150H02 5700K | Mogul (E39) Screw-Base Replacements for HID Lamps | High Output | Replacement Lamps for Outdoor Pole/Arm-mounted Decorative Luminaires (Type B) |  | Standard | FALSE | [9 empty] | 42430 | Not Dimmable | No | Equivalently RCN150H02 150W 5700K E39 | 3.1 | 11624 | 78.75 | 147.6 | 13.77 | 0.9344 | 5700 | 84.7
PQVM71Y2 | Renesola Zhejiang Ltd | Renesola | RCN080H02 5700K | Mogul (E39) Screw-Base Replacements for HID Lamps | Mid Output | Replacement Lamps for Outdoor Pole/Arm-mounted Decorative Luminaires (Type B) |  | Standard | FALSE | [9 empty] | 42430 | Not Dimmable | No | Equivalently RCN080H02 80W 5700K E39 | 3.1 | 6435 | 80.08 | 80.36 | 10.32 | 0.9133 | 5700 | 84.4
P7AHR5YC | Renesola Zhejiang Ltd | Renesola | RCN100H02 5700K | Mogul (E39) Screw-Base Replacements for HID Lamps | Mid Output | Replacement Lamps for Outdoor Pole/Arm-mounted Decorative Luminaires (Type B) |  | Standard | FALSE | [9 empty] | 42430 | Not Dimmable | No | Equivalently RCN100H02 100W 5700K E39 | 3.1 | 7849 | 79.58 | 98.63 | 13.66 | 0.9129 | 5700 | 84
PQFK6G23 | Renesola Zhejiang Ltd | Renesola | RCN150H02 5000K | Mogul (E39) Screw-Base Replacements for HID Lamps | High Output | Replacement Lamps for Outdoor Pole/Arm-mounted Decorative Luminaires (Type B) |  | Standard | FALSE | [9 empty] | 42430 | Not Dimmable | No | Equivalently RCN150H02 150W 5000K E39 | 3.1 | 11509 | 78.19 | 147.2 | 13.54 | 0.9327 | 5000 | 83.6
PK5J9TGG | Renesola Zhejiang Ltd | Renesola | RCN100H02 5000K | Mogul (E39) Screw-Base Replacements for HID Lamps | Mid Output | Replacement Lamps for Outdoor Pole/Arm-mounted Decorative Luminaires (Type B) |  | Standard | FALSE | [9 empty] | 42430 | Not Dimmable | No | Equivalently RCN100H02 100W 5000K E39 | 3.1 | 7792 | 78.87 | 98.79 | 13.66 | 0.9148 | 5000 | 83.4
PCQMMJVF | Renesola Zhejiang Ltd | Renesola | RCN080H02 5000K | Mogul (E39) Screw-Base Replacements for HID Lamps | Mid Output | Replacement Lamps for Outdoor Pole/Arm-mounted Decorative Luminaires (Type B) |  | Standard | FALSE | [9 empty] | 42430 | Not Dimmable | No | Equivalently RCN080H02 80W 5000K E39 | 3.1 | 6387 | 79.39 | 80.45 | 10.32 | 0.914 | 5000 | 83.4
P4QXNQNM | Renesola Zhejiang Ltd | Renesola | RCN150H02 4500K | Mogul (E39) Screw-Base Replacements for HID Lamps | High Output | Replacement Lamps for Outdoor Pole/Arm-mounted Decorative Luminaires (Type B) |  | Standard | FALSE | [9 empty] | 42430 | Not Dimmable | No | Equivalently RCN150H02 150W 4500K E39 | 3.1 | 11395 | 77.41 | 147.2 | 13.54 | 0.9327 | 4500 | 83.6
PXKYGFRZ | Renesola Zhejiang Ltd | Renesola | RCN100H02 4500K | Mogul (E39) Screw-Base Replacements for HID Lamps | Mid Output | Replacement Lamps for Outdoor Pole/Arm-mounted Decorative Luminaires (Type B) |  | Standard | FALSE | [9 empty] | 42430 | Not Dimmable | No | Equivalently RCN100H02 100W 4500K E39 | 3.1 | 7735 | 78.3 | 98.79 | 13.66 | 0.9148 | 4500 | 83.4
PA4G13CY | Renesola Zhejiang Ltd | Renesola | RCN080H02 4500K | Mogul (E39) Screw-Base Replacements for HID Lamps | Mid Output | Replacement Lamps for Outdoor Pole/Arm-mounted Decorative Luminaires (Type B) |  | Standard | FALSE | [9 empty] | 42430 | Not Dimmable | No | Equivalently RCN080H02 80W 4500K E39 | 3.1 | 6339 | 78.79 | 80.45 | 10.32 | 0.914 | 4500 | 83.4
PDG83EZY | SATCO Products Inc | SATCO PRODUCTS | S9683 | Mogul (E39) Screw-Base Replacements for HID Lamps | Mid Output | Replacement Lamps for Outdoor Pole/Arm-mounted Decorative Luminaires (Type B) |  | Standard | TRUE | 8312.9 | 70.91 | 117.2 | 9.13 | 0.9625 | 2685 | 83.5 | 5 |  | 42429 |  | No |  | 3.1 | 8312.9 | 70.91 | 117.2 | 9.13 | 0.9625 | 2700 | 83.5
PZ6AAW3W | SATCO Products Inc | SATCO PRODUCTS | S9682 | Mogul (E39) Screw-Base Replacements for HID Lamps | Mid Output | Replacement Lamps for Outdoor Pole/Arm-mounted Decorative Luminaires (Type B) |  | Standard | TRUE | 6690.9 | 69.31 | 96.54 | 8.96 | 0.9501 | 2684 | 83.4 | 5 |  | 42429 |  | No |  | 3.1 | 6939 | 70.16 | 98.91 | 8.96 | 0.9501 | 2700 | 83.4
P45ZP92S | HOLDLED | HOLDLED | HD-CLC-L40A-A00C [E39 base only] | Mogul (E39) Screw-Base Replacements for HID Lamps | Low Output | Replacement Lamps for Outdoor Pole/Arm-mounted Decorative Luminaires (Type B) |  | Standard | TRUE | 4481.428 | 110.38 | 40.6 | 17.9 | 0.926 | 2975 | 84.8 | 5 | 50000 | 42429 |  | No | Product updated on 2/2/2017 | 4.1 | 4400 | 110 | 40 | 15 | 0.9 | 3000 | 80
P8JN79ZG | SATCO Products Inc | SATCO PRODUCTS | S9680 | Mogul (E39) Screw-Base Replacements for HID Lamps | Low Output | Replacement Lamps for Outdoor Pole/Arm-mounted Decorative Luminaires (Type B) |  | Standard | TRUE | 3607 | 67.92 | 53.1 | 15.34 | 0.9084 | 2630 | 81.8 | 5 |  | 42429 |  | No |  | 3.1 | 3681.4 | 67.95 | 54.18 | 15.34 | 0.9084 | 2700 | 81.8
PPGF4KVJ | SATCO Products Inc | SATCO PRODUCTS | S9681 | Mogul (E39) Screw-Base Replacements for HID Lamps | Mid Output | Replacement Lamps for Outdoor Pole/Arm-mounted Decorative Luminaires (Type B) |  | Standard | TRUE | 5216.6 | 68.25 | 77.36 | 18.64 | 0.9043 | 2677 | 83.5 | 5 |  | 42429 |  | No |  | 3.1 | 5304.5 | 68.57 | 77.36 | 18.64 | 0.9043 | 2700 | 83.5
PHKCRYJH | SATCO Products Inc | SATCO PRODUCTS | S9679 | Mogul (E39) Screw-Base Replacements for HID Lamps | Low Output | Replacement Lamps for Outdoor Pole/Arm-mounted Decorative Luminaires (Type B) |  | Standard | TRUE | 3040.6 | 66.33 | 45.84 | 16.51 | 0.9042 | 2681 | 83.7 | 5 |  | 42429 |  | No |  | 3.1 | 3086.5 | 67.88 | 45.47 | 16.51 | 0.9042 | 2700 | 83.7
PVXXBG7S | HOLDLED | HOLDLED | HD-CLC-L30A-A00C [E39 base only] | Mogul (E39) Screw-Base Replacements for HID Lamps | Low Output | Replacement Lamps for Outdoor Pole/Arm-mounted Decorative Luminaires (Type B) |  | Standard | TRUE | 3083.758 | 111.327 | 27.7 | 16.9 | 0.92 | 2964 | 84.7 | 5 | 50000 | 42429 |  | No | Product updated on 2/2/2017 | 4.1 | 3300 | 110 | 30 | 15 | 0.9 | 3000 | 80
PZWR1T72 | HOLDLED | HOLDLED | HD-CE39-L210Z-A00D | Mogul (E39) Screw-Base Replacements for HID Lamps | Low Output | Replacement Lamps for Outdoor Pole/Arm-mounted Decorative Luminaires (Type B) |  | Standard | TRUE | 2865.8 | 87.5 | 32.75 | 24.86 | 0.8817 | 3060 | 82.8 | 5 | 50000 | 42429 |  | No | Updated on 7/29/2016 | 3.1 | 3600 | 120 | 30 | 20 | 0.95 | 3000 | 80
PWSBJRWZ | HOLDLED | HOLDLED | HD-CE39-L378Z-A00D | Mogul (E39) Screw-Base Replacements for HID Lamps | Low Output | Replacement Lamps for Outdoor Pole/Arm-mounted Decorative Luminaires (Type B) |  | Standard | TRUE | 3724.9 | 92 | 40.47 | 21.02 | 0.8746 | 3052 | 83.2 | 5 | 50000 | 42429 |  | No | Updated on 7/29/2016 | 3.1 | 4800 | 120 | 40 | 20 | 0.95 | 3000 | 80
P5XGUBX8 | HOLDLED | HOLDLED | HD-CE39-W378Z-A00D | Mogul (E39) Screw-Base Replacements for HID Lamps | Low Output | Replacement Lamps for Outdoor Pole/Arm-mounted Decorative Luminaires (Type B) |  | Standard | FALSE | [9 empty] | 42429 |  | No | Updated on 7/29/2016 | 3.1 | 4800 | 120 | 40 | 20 | 0.95 | 5700 | 80
P1HXJ4B7 | HOLDLED | HOLDLED | HD-CLC-W40A-A00C [E39 base only] | Mogul (E39) Screw-Base Replacements for HID Lamps | Low Output | Replacement Lamps for Outdoor Pole/Arm-mounted Decorative Luminaires (Type B) |  | Standard | FALSE | [9 empty] | 42429 |  | No | Product updated on 2/2/2017 | 4.1 | 4700 | 118 | 40 | 15 | 0.9 | 5700 | 80
P1A3DS14 | HOLDLED | HOLDLED | HD-CE39-W210Z-A00D | Mogul (E39) Screw-Base Replacements for HID Lamps | Low Output | Replacement Lamps for Outdoor Pole/Arm-mounted Decorative Luminaires (Type B) |  | Standard | FALSE | [9 empty] | 42429 |  | No | Updated on 7/29/2016 | 3.1 | 3600 | 120 | 30 | 20 | 0.95 | 5700 | 80
PYJT8H12 | HOLDLED | HOLDLED | HD-CLC-W30A-A00C [E39 base only] | Mogul (E39) Screw-Base Replacements for HID Lamps | Low Output | Replacement Lamps for Outdoor Pole/Arm-mounted Decorative Luminaires (Type B) |  | Standard | FALSE | [9 empty] | 42429 |  | No | Product updated on 2/2/2017 | 4.1 | 3600 | 120 | 30 | 15 | 0.9 | 5700 | 80
P4NUWTTD | HOLDLED | HOLDLED | HD-CE39-N378Z-A00D | Mogul (E39) Screw-Base Replacements for HID Lamps | Low Output | Replacement Lamps for Outdoor Pole/Arm-mounted Decorative Luminaires (Type B) |  | Standard | FALSE | [9 empty] | 42429 |  | No | Updated on 7/29/2016 | 3.1 | 4800 | 120 | 40 | 20 | 0.95 | 5000 | 80
PRVKFPEK | HOLDLED | HOLDLED | HD-CLC-N40A-A00C [E39 base only] | Mogul (E39) Screw-Base Replacements for HID Lamps | Low Output | Replacement Lamps for Outdoor Pole/Arm-mounted Decorative Luminaires (Type B) |  | Standard | FALSE | [9 empty] | 42429 |  | No | Product updated on 2/2/2017 | 4.1 | 4600 | 116 | 40 | 15 | 0.9 | 5000 | 80
PB589CQF | HOLDLED | HOLDLED | HD-CE39-N210Z-A00D | Mogul (E39) Screw-Base Replacements for HID Lamps | Low Output | Replacement Lamps for Outdoor Pole/Arm-mounted Decorative Luminaires (Type B) |  | Standard | FALSE | [9 empty] | 42429 |  | No | Updated on 7/29/2016 | 3.1 | 3600 | 120 | 30 | 20 | 0.95 | 5000 | 80
PV686247 | HOLDLED | HOLDLED | HD-CLC-N30A-A00C [E39 base only] | Mogul (E39) Screw-Base Replacements for HID Lamps | Low Output | Replacement Lamps for Outdoor Pole/Arm-mounted Decorative Luminaires (Type B) |  | Standard | FALSE | [9 empty] | 42429 |  | No | Product updated on 2/2/2017 | 4.1 | 3500 | 116 | 30 | 15 | 0.9 | 5000 | 80
PBJBAFXN | HOLDLED | HOLDLED | HD-CE39-T378Z-A00D | Mogul (E39) Screw-Base Replacements for HID Lamps | Low Output | Replacement Lamps for Outdoor Pole/Arm-mounted Decorative Luminaires (Type B) |  | Standard | FALSE | [9 empty] | 42429 |  | No | Updated on 7/29/2016 | 3.1 | 4800 | 120 | 40 | 20 | 0.95 | 4000 | 80
PXQ9915V | HOLDLED | HOLDLED | HD-CLC-T40A-A00C [E39 base only] | Mogul (E39) Screw-Base Replacements for HID Lamps | Low Output | Replacement Lamps for Outdoor Pole/Arm-mounted Decorative Luminaires (Type B) |  | Standard | FALSE | [9 empty] | 42429 |  | No | Product updated on 2/2/2017 | 4.1 | 4500 | 113 | 40 | 15 | 0.9 | 4000 | 80
PD18H294 | HOLDLED | HOLDLED | HD-CE39-T210Z-A00D | Mogul (E39) Screw-Base Replacements for HID Lamps | Low Output | Replacement Lamps for Outdoor Pole/Arm-mounted Decorative Luminaires (Type B) |  | Standard | FALSE | [9 empty] | 42429 |  | No | Updated on 7/29/2016 | 3.1 | 3600 | 120 | 30 | 20 | 0.95 | 4000 | 80
PH69KND9 | HOLDLED | HOLDLED | HD-CLC-T30A-A00C [E39 base only] | Mogul (E39) Screw-Base Replacements for HID Lamps | Low Output | Replacement Lamps for Outdoor Pole/Arm-mounted Decorative Luminaires (Type B) |  | Standard | FALSE | [9 empty] | 42429 |  | No | Product updated on 2/2/2017 | 4.1 | 3400 | 113 | 30 | 15 | 0.9 | 4000 | 80
PAMXSTF9 | SATCO Products Inc | SATCO PRODUCTS | S9393 | Mogul (E39) Screw-Base Replacements for HID Lamps | Low Output | Replacement Lamps for Outdoor Pole/Arm-mounted Decorative Luminaires (Type B) |  | Standard | FALSE | [9 empty] | 42429 | Not Dimmable | No |  | 3.1 | 3086.5 | 67.88 | 45.47 | 16.51 | 0.9042 | 5000 | 83.7
PP1A959J | SATCO Products Inc | SATCO PRODUCTS | S9395 | Mogul (E39) Screw-Base Replacements for HID Lamps | Mid Output | Replacement Lamps for Outdoor Pole/Arm-mounted Decorative Luminaires (Type B) |  | Standard | FALSE | [9 empty] | 42429 | Not Dimmable | No |  | 3.1 | 5304.5 | 68.57 | 77.36 | 18.64 | 0.9043 | 5000 | 83.5
P5A9HGXM | SATCO Products Inc | SATCO PRODUCTS | S9397 | Mogul (E39) Screw-Base Replacements for HID Lamps | Mid Output | Replacement Lamps for Outdoor Pole/Arm-mounted Decorative Luminaires (Type B) |  | Standard | FALSE | [9 empty] | 42429 | Not Dimmable | No |  | 3.1 | 8312.9 | 70.91 | 117.2 | 9.13 | 0.9625 | 5000 | 83.5
PDRXGW1U | SATCO Products Inc | SATCO PRODUCTS | S9396 | Mogul (E39) Screw-Base Replacements for HID Lamps | Mid Output | Replacement Lamps for Outdoor Pole/Arm-mounted Decorative Luminaires (Type B) |  | Standard | FALSE | [9 empty] | 42429 | Not Dimmable | No |  | 3.1 | 6939 | 70.16 | 98.91 | 8.96 | 0.9501 | 5000 | 83.4
PYVFQXXR | SATCO Products Inc | SATCO PRODUCTS | S9394 | Mogul (E39) Screw-Base Replacements for HID Lamps | Low Output | Replacement Lamps for Outdoor Pole/Arm-mounted Decorative Luminaires (Type B) |  | Standard | FALSE | [9 empty] | 42429 | Not Dimmable | No |  | 3.1 | 3681.4 | 67.95 | 54.18 | 15.34 | 0.9084 | 5000 | 81.8
PA9PMYYJ | ETECH LED | E TECH LED | CC-360-D2-120-27-100277-E39 | Mogul (E39) Screw-Base Replacements for HID Lamps | Mid Output | Replacement Lamps for Outdoor Pole/Arm-mounted Decorative Luminaires (Type B) |  | Standard | TRUE | 8312.9 | 70.91 | 117.2 | 9.13 | 0.9625 | 2685 | 83.5 | 5 |  | 42426 |  | No |  | 3.1 | 8312.9 | 70.91 | 117.2 | 9.13 | 0.9625 | 2700 | 83.5
PQBPZ6S6 | ETECH LED | E TECH LED | CC-360-D2-100-27-100277-E39 | Mogul (E39) Screw-Base Replacements for HID Lamps | Mid Output | Replacement Lamps for Outdoor Pole/Arm-mounted Decorative Luminaires (Type B) |  | Standard | TRUE | 6690.9 | 69.31 | 96.54 | 8.96 | 0.9501 | 2684 | 83.4 | 5 |  | 42426 |  | No |  | 3.1 | 6939 | 70.16 | 98.91 | 8.96 | 0.9501 | 2700 | 83.4
P119QYFM | ETECH LED | E TECH LED | CC-360-D2-36-27-100277-E39 | Mogul (E39) Screw-Base Replacements for HID Lamps | Low Output | Replacement Lamps for Outdoor Pole/Arm-mounted Decorative Luminaires (Type B) |  | Standard | TRUE | 2453.7 | 68.87 | 35.63 | 13.61 | 0.9086 | 2684 | 83.8 | 5 | 50000 | 42426 |  | No |  | 3.1 | 2481.7 | 69.26 | 35.83 | 13.61 | 0.9086 | 2700 | 83.8
PFV2TJFS | ETECH LED | E TECH LED | CC-360-D2-54-27-100277-E39 | Mogul (E39) Screw-Base Replacements for HID Lamps | Low Output | Replacement Lamps for Outdoor Pole/Arm-mounted Decorative Luminaires (Type B) |  | Standard | TRUE | 3607 | 67.92 | 53.1 | 15.34 | 0.9084 | 2630 | 81.8 | 5 |  | 42426 |  | No |  | 3.1 | 3681.4 | 67.95 | 54.18 | 15.34 | 0.9084 | 2700 | 81.8
PF68KUMJ | ETECH LED | E TECH LED | CC-360-D2-80-27-100277-E39 | Mogul (E39) Screw-Base Replacements for HID Lamps | Mid Output | Replacement Lamps for Outdoor Pole/Arm-mounted Decorative Luminaires (Type B) |  | Standard | TRUE | 5216.6 | 68.25 | 77.36 | 18.64 | 0.9043 | 2677 | 83.5 | 5 |  | 42426 |  | No |  | 3.1 | 5304.5 | 68.57 | 77.36 | 18.64 | 0.9043 | 2700 | 83.5
PCJ6625T | ETECH LED | E TECH LED | CC-360-D2-45-27-100277-E39 | Mogul (E39) Screw-Base Replacements for HID Lamps | Low Output | Replacement Lamps for Outdoor Pole/Arm-mounted Decorative Luminaires (Type B) |  | Standard | TRUE | 3040.6 | 66.33 | 45.84 | 16.51 | 0.9042 | 2681 | 83.7 | 5 |  | 42426 |  | No |  | 3.1 | 3086.5 | 67.88 | 45.47 | 16.51 | 0.9042 | 2700 | 83.7
PBZWG3ME | ETECH LED | E TECH LED | CC-360-D2-27-27-100277-E39 | Mogul (E39) Screw-Base Replacements for HID Lamps | Low Output | Replacement Lamps for Outdoor Pole/Arm-mounted Decorative Luminaires (Type B) |  | Standard | TRUE | 1841.6 | 67.96 | 27.1 | 13.67 | 0.9041 | 2679 | 83.5 | 5 | 50000 | 42426 |  | No |  | 3.1 | 1873.9 | 68.34 | 27.42 | 13.67 | 0.9041 | 2700 | 83.5
PTCTSERG | ETECH LED | E TECH LED | CC-360-D2-54-57-100277-E39 | Mogul (E39) Screw-Base Replacements for HID Lamps | Low Output | Replacement Lamps for Outdoor Pole/Arm-mounted Decorative Luminaires (Type B) |  | Standard | FALSE | [9 empty] | 42426 | Not Dimmable | No |  | 3.1 | 4026 | 73.16 | 55.03 | 15.07 | 0.9065 | 5700 | 85
PJ5W3Y1D | ETECH LED | E TECH LED | CC-360-D2-80-57-100277-E39 | Mogul (E39) Screw-Base Replacements for HID Lamps | Mid Output | Replacement Lamps for Outdoor Pole/Arm-mounted Decorative Luminaires (Type B) |  | Standard | FALSE | [9 empty] | 42426 | Not Dimmable | No |  | 3.1 | 6013 | 75.02 | 80.15 | 18.02 | 0.9056 | 5700 | 84.9
PVAJZJ5J | ETECH LED | E TECH LED | CC-360-D2-36-57-100277-E39 | Mogul (E39) Screw-Base Replacements for HID Lamps | Low Output | Replacement Lamps for Outdoor Pole/Arm-mounted Decorative Luminaires (Type B) |  | Standard | FALSE | [9 empty] | 42426 | Not Dimmable | No |  | 3.1 | 2884 | 78.39 | 36.79 | 13.61 | 0.9097 | 5700 | 84.8
PC2JMPH3 | ETECH LED | E TECH LED | CC-360-D2-120-57-100277-E39 | Mogul (E39) Screw-Base Replacements for HID Lamps | Mid Output | Replacement Lamps for Outdoor Pole/Arm-mounted Decorative Luminaires (Type B) |  | Standard | FALSE | [9 empty] | 42426 | Not Dimmable | No |  | 3.1 | 8942 | 73.42 | 121.8 | 8.76 | 0.9619 | 5700 | 84.8
PPQB3FXJ | ETECH LED | E TECH LED | CC-360-D2-45-57-100277-E39 | Mogul (E39) Screw-Base Replacements for HID Lamps | Low Output | Replacement Lamps for Outdoor Pole/Arm-mounted Decorative Luminaires (Type B) |  | Standard | FALSE | [9 empty] | 42426 | Not Dimmable | No |  | 3.1 | 3397 | 74.61 | 45.53 | 16.29 | 0.9058 | 5700 | 84.7
PDJ98DX4 | ETECH LED | E TECH LED | CC-360-D2-27-57-100277-E39 | Mogul (E39) Screw-Base Replacements for HID Lamps | Low Output | Replacement Lamps for Outdoor Pole/Arm-mounted Decorative Luminaires (Type B) |  | Standard | FALSE | [9 empty] | 42426 | Not Dimmable | No |  | 3.1 | 2063 | 74.32 | 27.76 | 13.67 | 0.9054 | 5700 | 84.7
PFB31TXA | ETECH LED | E TECH LED | CC-360-D2-100-57-100277-E39 | Mogul (E39) Screw-Base Replacements for HID Lamps | Mid Output | Replacement Lamps for Outdoor Pole/Arm-mounted Decorative Luminaires (Type B) |  | Standard | FALSE | [9 empty] | 42426 | Not Dimmable | No |  | 3.1 | 7497 | 74.08 | 101.2 | 8.54 | 0.9482 | 5700 | 84.7
PD7A1K2X | ETECH LED | E TECH LED | CC-360-D2-36-50-100277-E39 | Mogul (E39) Screw-Base Replacements for HID Lamps | Low Output | Replacement Lamps for Outdoor Pole/Arm-mounted Decorative Luminaires (Type B) |  | Standard | FALSE | [9 empty] | 42426 | Not Dimmable | No |  | 3.1 | 2481.7 | 69.26 | 35.83 | 13.61 | 0.9086 | 5000 | 83.8
P96MEHBM | ETECH LED | E TECH LED | CC-360-D2-45-50-100277-E39 | Mogul (E39) Screw-Base Replacements for HID Lamps | Low Output | Replacement Lamps for Outdoor Pole/Arm-mounted Decorative Luminaires (Type B) |  | Standard | FALSE | [9 empty] | 42426 | Not Dimmable | No |  | 3.1 | 3086.5 | 67.88 | 45.47 | 16.51 | 0.9042 | 5000 | 83.7
P2NWZ7G3 | ETECH LED | E TECH LED | CC-360-D2-80-50-100277-E39 | Mogul (E39) Screw-Base Replacements for HID Lamps | Mid Output | Replacement Lamps for Outdoor Pole/Arm-mounted Decorative Luminaires (Type B) |  | Standard | FALSE | [9 empty] | 42426 | Not Dimmable | No |  | 3.1 | 5304.5 | 68.57 | 77.36 | 18.64 | 0.9043 | 5000 | 83.5
PZ11QKCN | ETECH LED | E TECH LED | CC-360-D2-27-50-100277-E39 | Mogul (E39) Screw-Base Replacements for HID Lamps | Low Output | Replacement Lamps for Outdoor Pole/Arm-mounted Decorative Luminaires (Type B) |  | Standard | FALSE | [9 empty] | 42426 | Not Dimmable | No |  | 3.1 | 1873.9 | 68.34 | 27.42 | 13.67 | 0.9041 | 5000 | 83.5
P9V8P455 | ETECH LED | E TECH LED | CC-360-D2-120-50-100277-E39 | Mogul (E39) Screw-Base Replacements for HID Lamps | Mid Output | Replacement Lamps for Outdoor Pole/Arm-mounted Decorative Luminaires (Type B) |  | Standard | FALSE | [9 empty] | 42426 | Not Dimmable | No |  | 3.1 | 8312.9 | 70.91 | 117.2 | 9.13 | 0.9625 | 5000 | 83.5
PQYVJ1CN | ETECH LED | E TECH LED | CC-360-D2-100-50-100277-E39 | Mogul (E39) Screw-Base Replacements for HID Lamps | Mid Output | Replacement Lamps for Outdoor Pole/Arm-mounted Decorative Luminaires (Type B) |  | Standard | FALSE | [9 empty] | 42426 | Not Dimmable | No |  | 3.1 | 6939 | 70.16 | 98.91 | 8.96 | 0.9501 | 5000 | 83.4
P42VJE1G | ETECH LED | E TECH LED | CC-360-D2-54-50-100277-E39 | Mogul (E39) Screw-Base Replacements for HID Lamps | Low Output | Replacement Lamps for Outdoor Pole/Arm-mounted Decorative Luminaires (Type B) |  | Standard | FALSE | [9 empty] | 42426 | Not Dimmable | No |  | 3.1 | 3681.4 | 67.95 | 54.18 | 15.34 | 0.9084 | 5000 | 81.8
PCET4C45 | ETECH LED | E TECH LED | CC-360-D2-36-45-100277-E39 | Mogul (E39) Screw-Base Replacements for HID Lamps | Low Output | Replacement Lamps for Outdoor Pole/Arm-mounted Decorative Luminaires (Type B) |  | Standard | FALSE | [9 empty] | 42426 | Not Dimmable | No |  | 3.1 | 2481.7 | 69.26 | 35.83 | 13.61 | 0.9086 | 4500 | 83.8
PFWJH7TU | ETECH LED | E TECH LED | CC-360-D2-45-45-100277-E39 | Mogul (E39) Screw-Base Replacements for HID Lamps | Low Output | Replacement Lamps for Outdoor Pole/Arm-mounted Decorative Luminaires (Type B) |  | Standard | FALSE | [9 empty] | 42426 | Not Dimmable | No |  | 3.1 | 3086.5 | 67.88 | 45.47 | 16.51 | 0.9042 | 4500 | 83.7
P74PUPHX | ETECH LED | E TECH LED | CC-360-D2-80-45-100277-E39 | Mogul (E39) Screw-Base Replacements for HID Lamps | Mid Output | Replacement Lamps for Outdoor Pole/Arm-mounted Decorative Luminaires (Type B) |  | Standard | FALSE | [9 empty] | 42426 | Not Dimmable | No |  | 3.1 | 5304.5 | 68.57 | 77.36 | 18.64 | 0.9043 | 4500 | 83.5
P8QJYSCN | ETECH LED | E TECH LED | CC-360-D2-27-45-100277-E39 | Mogul (E39) Screw-Base Replacements for HID Lamps | Low Output | Replacement Lamps for Outdoor Pole/Arm-mounted Decorative Luminaires (Type B) |  | Standard | FALSE | [9 empty] | 42426 | Not Dimmable | No |  | 3.1 | 1873.9 | 68.34 | 27.42 | 13.67 | 0.9041 | 4500 | 83.5
PQ5D85TU | ETECH LED | E TECH LED | CC-360-D2-120-45-100277-E39 | Mogul (E39) Screw-Base Replacements for HID Lamps | Mid Output | Replacement Lamps for Outdoor Pole/Arm-mounted Decorative Luminaires (Type B) |  | Standard | FALSE | [9 empty] | 42426 | Not Dimmable | No |  | 3.1 | 8312.9 | 70.91 | 117.2 | 9.13 | 0.9625 | 4500 | 83.5
PBNS6WF9 | ETECH LED | E TECH LED | CC-360-D2-100-45-100277-E39 | Mogul (E39) Screw-Base Replacements for HID Lamps | Mid Output | Replacement Lamps for Outdoor Pole/Arm-mounted Decorative Luminaires (Type B) |  | Standard | FALSE | [9 empty] | 42426 | Not Dimmable | No |  | 3.1 | 6939 | 70.16 | 98.91 | 8.96 | 0.9501 | 4500 | 83.4
PAT1YMBR | ETECH LED | E TECH LED | CC-360-D2-54-45-100277-E39 | Mogul (E39) Screw-Base Replacements for HID Lamps | Low Output | Replacement Lamps for Outdoor Pole/Arm-mounted Decorative Luminaires (Type B) |  | Standard | FALSE | [9 empty] | 42426 | Not Dimmable | No |  | 3.1 | 3681.4 | 67.95 | 54.18 | 15.34 | 0.9084 | 4500 | 81.8
PHXNMY7A | ETECH LED | E TECH LED | CC-360-D2-36-40-100277-E39 | Mogul (E39) Screw-Base Replacements for HID Lamps | Low Output | Replacement Lamps for Outdoor Pole/Arm-mounted Decorative Luminaires (Type B) |  | Standard | FALSE | [9 empty] | 42426 | Not Dimmable | No |  | 3.1 | 2481.7 | 69.26 | 35.83 | 13.61 | 0.9086 | 4000 | 83.8
PF2AXZG4 | ETECH LED | E TECH LED | CC-360-D2-45-40-100277-E39 | Mogul (E39) Screw-Base Replacements for HID Lamps | Low Output | Replacement Lamps for Outdoor Pole/Arm-mounted Decorative Luminaires (Type B) |  | Standard | FALSE | [9 empty] | 42426 | Not Dimmable | No |  | 3.1 | 3086.5 | 67.88 | 45.47 | 16.51 | 0.9042 | 4000 | 83.7
PHYUYC1A | ETECH LED | E TECH LED | CC-360-D2-80-40-100277-E39 | Mogul (E39) Screw-Base Replacements for HID Lamps | Mid Output | Replacement Lamps for Outdoor Pole/Arm-mounted Decorative Luminaires (Type B) |  | Standard | FALSE | [9 empty] | 42426 | Not Dimmable | No |  | 3.1 | 5304.5 | 68.57 | 77.36 | 18.64 | 0.9043 | 4000 | 83.5
P9M5GE3Z | ETECH LED | E TECH LED | CC-360-D2-27-40-100277-E39 | Mogul (E39) Screw-Base Replacements for HID Lamps | Low Output | Replacement Lamps for Outdoor Pole/Arm-mounted Decorative Luminaires (Type B) |  | Standard | FALSE | [9 empty] | 42426 | Not Dimmable | No |  | 3.1 | 1873.9 | 68.34 | 27.42 | 13.67 | 0.9041 | 4000 | 83.5
P93E8SHF | ETECH LED | E TECH LED | CC-360-D2-120-40-100277-E39 | Mogul (E39) Screw-Base Replacements for HID Lamps | Mid Output | Replacement Lamps for Outdoor Pole/Arm-mounted Decorative Luminaires (Type B) |  | Standard | FALSE | [9 empty] | 42426 | Not Dimmable | No |  | 3.1 | 8312.9 | 70.91 | 117.2 | 9.13 | 0.9625 | 4000 | 83.5
P5CAVUF3 | ETECH LED | E TECH LED | CC-360-D2-100-40-100277-E39 | Mogul (E39) Screw-Base Replacements for HID Lamps | Mid Output | Replacement Lamps for Outdoor Pole/Arm-mounted Decorative Luminaires (Type B) |  | Standard | FALSE | [9 empty] | 42426 | Not Dimmable | No |  | 3.1 | 6939 | 70.16 | 98.91 | 8.96 | 0.9501 | 4000 | 83.4
P3KE5RT9 | ETECH LED | E TECH LED | CC-360-D2-54-40-100277-E39 | Mogul (E39) Screw-Base Replacements for HID Lamps | Low Output | Replacement Lamps for Outdoor Pole/Arm-mounted Decorative Luminaires (Type B) |  | Standard | FALSE | [9 empty] | 42426 | Not Dimmable | No |  | 3.1 | 3681.4 | 67.95 | 54.18 | 15.34 | 0.9084 | 4000 | 81.8
P24QMXZH | ETECH LED | E TECH LED | CC-360-D2-36-35-100277-E39 | Mogul (E39) Screw-Base Replacements for HID Lamps | Low Output | Replacement Lamps for Outdoor Pole/Arm-mounted Decorative Luminaires (Type B) |  | Standard | FALSE | [9 empty] | 42426 | Not Dimmable | No |  | 3.1 | 2481.7 | 69.26 | 35.83 | 13.61 | 0.9086 | 3500 | 83.8
PC7SGQJU | ETECH LED | E TECH LED | CC-360-D2-45-35-100277-E39 | Mogul (E39) Screw-Base Replacements for HID Lamps | Low Output | Replacement Lamps for Outdoor Pole/Arm-mounted Decorative Luminaires (Type B) |  | Standard | FALSE | [9 empty] | 42426 | Not Dimmable | No |  | 3.1 | 3086.5 | 67.88 | 45.47 | 16.51 | 0.9042 | 3500 | 83.7
P6JBDY9Z | ETECH LED | E TECH LED | CC-360-D2-80-35-100277-E39 | Mogul (E39) Screw-Base Replacements for HID Lamps | Mid Output | Replacement Lamps for Outdoor Pole/Arm-mounted Decorative Luminaires (Type B) |  | Standard | FALSE | [9 empty] | 42426 | Not Dimmable | No |  | 3.1 | 5304.5 | 68.57 | 77.36 | 18.64 | 0.9043 | 3500 | 83.5
PQ3P22SE | ETECH LED | E TECH LED | CC-360-D2-27-35-100277-E39 | Mogul (E39) Screw-Base Replacements for HID Lamps | Low Output | Replacement Lamps for Outdoor Pole/Arm-mounted Decorative Luminaires (Type B) |  | Standard | FALSE | [9 empty] | 42426 | Not Dimmable | No |  | 3.1 | 1873.9 | 68.34 | 27.42 | 13.67 | 0.9041 | 3500 | 83.5
PKMKWDSX | ETECH LED | E TECH LED | CC-360-D2-120-35-100277-E39 | Mogul (E39) Screw-Base Replacements for HID Lamps | Mid Output | Replacement Lamps for Outdoor Pole/Arm-mounted Decorative Luminaires (Type B) |  | Standard | FALSE | [9 empty] | 42426 | Not Dimmable | No |  | 3.1 | 8312.9 | 70.91 | 117.2 | 9.13 | 0.9625 | 3500 | 83.5
PFBEW9CS | ETECH LED | E TECH LED | CC-360-D2-100-35-100277-E39 | Mogul (E39) Screw-Base Replacements for HID Lamps | Mid Output | Replacement Lamps for Outdoor Pole/Arm-mounted Decorative Luminaires (Type B) |  | Standard | FALSE | [9 empty] | 42426 | Not Dimmable | No |  | 3.1 | 6939 | 70.16 | 98.91 | 8.96 | 0.9501 | 3500 | 83.4
P33YCWDJ | ETECH LED | E TECH LED | CC-360-D2-54-35-100277-E39 | Mogul (E39) Screw-Base Replacements for HID Lamps | Low Output | Replacement Lamps for Outdoor Pole/Arm-mounted Decorative Luminaires (Type B) |  | Standard | FALSE | [9 empty] | 42426 | Not Dimmable | No |  | 3.1 | 3681.4 | 67.95 | 54.18 | 15.34 | 0.9084 | 3500 | 81.8
P6XASS3H | ETECH LED | E TECH LED | CC-360-D2-36-30-100277-E39 | Mogul (E39) Screw-Base Replacements for HID Lamps | Low Output | Replacement Lamps for Outdoor Pole/Arm-mounted Decorative Luminaires (Type B) |  | Standard | FALSE | [9 empty] | 42426 | Not Dimmable | No |  | 3.1 | 2481.7 | 69.26 | 35.83 | 13.61 | 0.9086 | 3000 | 83.8
PV13NKZB | ETECH LED | E TECH LED | CC-360-D2-45-30-100277-E39 | Mogul (E39) Screw-Base Replacements for HID Lamps | Low Output | Replacement Lamps for Outdoor Pole/Arm-mounted Decorative Luminaires (Type B) |  | Standard | FALSE | [9 empty] | 42426 | Not Dimmable | No |  | 3.1 | 3086.5 | 67.88 | 45.47 | 16.51 | 0.9042 | 3000 | 83.7
PQGU6GZE | ETECH LED | E TECH LED | CC-360-D2-80-30-100277-E39 | Mogul (E39) Screw-Base Replacements for HID Lamps | Mid Output | Replacement Lamps for Outdoor Pole/Arm-mounted Decorative Luminaires (Type B) |  | Standard | FALSE | [9 empty] | 42426 | Not Dimmable | No |  | 3.1 | 5304.5 | 68.57 | 77.36 | 18.64 | 0.9043 | 3000 | 83.5
PY6TV6NR | ETECH LED | E TECH LED | CC-360-D2-27-30-100277-E39 | Mogul (E39) Screw-Base Replacements for HID Lamps | Low Output | Replacement Lamps for Outdoor Pole/Arm-mounted Decorative Luminaires (Type B) |  | Standard | FALSE | [9 empty] | 42426 | Not Dimmable | No |  | 3.1 | 1873.9 | 68.34 | 27.42 | 13.67 | 0.9041 | 3000 | 83.5
PY129M9M | ETECH LED | E TECH LED | CC-360-D2-120-30-100277-E39 | Mogul (E39) Screw-Base Replacements for HID Lamps | Mid Output | Replacement Lamps for Outdoor Pole/Arm-mounted Decorative Luminaires (Type B) |  | Standard | FALSE | [9 empty] | 42426 | Not Dimmable | No |  | 3.1 | 8312.9 | 70.91 | 117.2 | 9.13 | 0.9625 | 3000 | 83.5
P294T21N | ETECH LED | E TECH LED | CC-360-D2-100-30-100277-E39 | Mogul (E39) Screw-Base Replacements for HID Lamps | Mid Output | Replacement Lamps for Outdoor Pole/Arm-mounted Decorative Luminaires (Type B) |  | Standard | FALSE | [9 empty] | 42426 | Not Dimmable | No |  | 3.1 | 6939 | 70.16 | 98.91 | 8.96 | 0.9501 | 3000 | 83.4
P6ZTRETT | ETECH LED | E TECH LED | CC-360-D2-54-30-100277-E39 | Mogul (E39) Screw-Base Replacements for HID Lamps | Low Output | Replacement Lamps for Outdoor Pole/Arm-mounted Decorative Luminaires (Type B) |  | Standard | FALSE | [9 empty] | 42426 | Not Dimmable | No |  | 3.1 | 3681.4 | 67.95 | 54.18 | 15.34 | 0.9084 | 3000 | 81.8
P3CJC9KG | LED Trail | LED Trail | OD2779 4000K | Mogul (E39) Screw-Base Replacements for HID Lamps | High Output | Replacement Lamps for Outdoor Pole/Arm-mounted Decorative Luminaires (Type B) |  | Standard | TRUE | 11281 | 76.87 | 146.8 | 13.54 | 0.9327 | 4046 | 83.6 | 5 |  | 42425 |  | No |  | 3.1 | 11281 | 76.87 | 146.8 | 13.54 | 0.9327 | 4000 | 83.6
P5FF23DF | LED Trail | LED Trail | 2776 4000K | Mogul (E39) Screw-Base Replacements for HID Lamps | Mid Output | Replacement Lamps for Outdoor Pole/Arm-mounted Decorative Luminaires (Type B) |  | Standard | TRUE | 5527.9 | 72.03 | 77.16 | 14.55 | 0.9204 | 5700 | 81.7 | 5 | 50000 | 42425 |  | No |  | 3.1 | 5557.9 | 72.03 | 77.16 | 14.55 | 0.9204 | 4000 | 81.7
PF3NV89T | LED Trail | LED Trail | OD2775 4000K | Mogul (E39) Screw-Base Replacements for HID Lamps | Low Output | Replacement Lamps for Outdoor Pole/Arm-mounted Decorative Luminaires (Type B) |  | Standard | TRUE | 3942.4 | 69.73 | 56.54 | 14.46 | 0.9159 | 4058 | 83.5 | 5 | 50000 | 42425 |  | No |  | 3.1 | 4061.8 | 69.88 | 58.12 | 14.46 | 0.9159 | 4000 | 83.5
PN6BZYJ8 | LED Trail | LED Trail | 2773 4000K | Mogul (E39) Screw-Base Replacements for HID Lamps | Low Output | Replacement Lamps for Outdoor Pole/Arm-mounted Decorative Luminaires (Type B) |  | Standard | TRUE | 2821.2 | 71.65 | 39.38 | 14.16 | 0.9106 | 4146 | 81.6 | 5 |  | 42425 |  | No |  | 3.1 | 2846.8 | 72.43 | 39.3 | 14.16 | 0.9106 | 4000 | 81.6
PGG2UU36 | LED Trail | LED Trail | OD2773 4000K | Mogul (E39) Screw-Base Replacements for HID Lamps | Low Output | Replacement Lamps for Outdoor Pole/Arm-mounted Decorative Luminaires (Type B) |  | Standard | TRUE | 2558.1 | 63.36 | 40.37 | 14.6 | 0.9103 | 4085 | 83.6 | 5 | 50000 | 42425 |  | No |  | 3.1 | 2558.1 | 63.36 | 40.37 | 14.6 | 0.9103 | 4000 | 83.6
PEMU4UAY | LED Trail | LED Trail | 2774 4000K | Mogul (E39) Screw-Base Replacements for HID Lamps | Low Output | Replacement Lamps for Outdoor Pole/Arm-mounted Decorative Luminaires (Type B) |  | Standard | TRUE | 3987.9 | 69.24 | 57.59 | 14.09 | 0.9095 | 4149 | 81.7 | 5 | 50000 | 42425 |  | No |  | 3.1 | 4027 | 70.34 | 57.25 | 14.09 | 0.9095 | 4000 | 81.7
PFGTUAFW | LED Trail | LED Trail | 2772 4000K | Mogul (E39) Screw-Base Replacements for HID Lamps | Low Output | Replacement Lamps for Outdoor Pole/Arm-mounted Decorative Luminaires (Type B) |  | Standard | TRUE | 2109.2 | 73.06 | 28.87 | 14.16 | 0.9084 | 4154 | 81.8 | 5 |  | 42425 |  | No |  | 3.1 | 2122.4 | 74.4 | 28.53 | 14.16 | 0.9084 | 4000 | 81.8
PYWMQK7P | LED Trail | LED Trail | OD2772 4000K | Mogul (E39) Screw-Base Replacements for HID Lamps | Low Output | Replacement Lamps for Outdoor Pole/Arm-mounted Decorative Luminaires (Type B) |  | Standard | TRUE | 1947.1 | 64.18 | 30.34 | 14.27 | 0.9048 | 4065 | 83.6 | 5 |  | 42425 |  | No |  | 3.1 | 1947.1 | 64.18 | 30.34 | 14.27 | 0.9048 | 4000 | 83.6
PQAMC1PG | LED Trail | LED Trail | OD2773 5700K | Mogul (E39) Screw-Base Replacements for HID Lamps | Low Output | Replacement Lamps for Outdoor Pole/Arm-mounted Decorative Luminaires (Type B) |  | Standard | FALSE | [9 empty] | 42425 |  | No |  | 3.1 | 2634 | 64.77 | 40.67 | 14.94 | 0.9116 | 5700 | 84.9
PN2QFCYR | LED Trail | LED Trail | OD2775 5700K | Mogul (E39) Screw-Base Replacements for HID Lamps | Low Output | Replacement Lamps for Outdoor Pole/Arm-mounted Decorative Luminaires (Type B) |  | Standard | FALSE | [9 empty] | 42425 |  | No |  | 3.1 | 4190 | 71.8 | 58.36 | 14.06 | 0.9196 | 5700 | 84.9
PKDCWS8D | LED Trail | LED Trail | 2773 570K | Mogul (E39) Screw-Base Replacements for HID Lamps | Low Output | Replacement Lamps for Outdoor Pole/Arm-mounted Decorative Luminaires (Type B) |  | Standard | FALSE | [9 empty] | 42425 |  | No |  | 3.1 | 2931 | 74.22 | 39.49 | 14.73 | 0.9114 | 5700 | 84.8
PMK68K7B | LED Trail | LED Trail | OD2779 5700K | Mogul (E39) Screw-Base Replacements for HID Lamps | High Output | Replacement Lamps for Outdoor Pole/Arm-mounted Decorative Luminaires (Type B) |  | Standard | FALSE | [9 empty] | 42425 |  | No |  | 3.1 | 11624 | 78.75 | 147.6 | 13.77 | 0.9344 | 5700 | 84.7
P58J2J1H | LED Trail | LED Trail | 2772 5700K | Mogul (E39) Screw-Base Replacements for HID Lamps | Low Output | Replacement Lamps for Outdoor Pole/Arm-mounted Decorative Luminaires (Type B) |  | Standard | FALSE | [9 empty] | 42425 |  | No |  | 3.1 | 2196 | 76.28 | 28.79 | 14.22 | 0.9098 | 5700 | 84.6
P2WK9YY3 | LED Trail | LED Trail | OD2772 5700K | Mogul (E39) Screw-Base Replacements for HID Lamps | Low Output | Replacement Lamps for Outdoor Pole/Arm-mounted Decorative Luminaires (Type B) |  | Standard | FALSE | [9 empty] | 42425 |  | No |  | 3.1 | 2009 | 66.04 | 30.42 | 14.81 | 0.9056 | 5700 | 84.5
PH5A3NFG | LED Trail | LED Trail | 2776 5700K | Mogul (E39) Screw-Base Replacements for HID Lamps | Mid Output | Replacement Lamps for Outdoor Pole/Arm-mounted Decorative Luminaires (Type B) |  | Standard | FALSE | [9 empty] | 42425 |  | No |  | 3.1 | 5746 | 74.38 | 77.25 | 14.69 | 0.9218 | 5700 | 84.5
PC1FP2V4 | LED Trail | LED Trail | 2774 5700K | Mogul (E39) Screw-Base Replacements for HID Lamps | Low Output | Replacement Lamps for Outdoor Pole/Arm-mounted Decorative Luminaires (Type B) |  | Standard | FALSE | [9 empty] | 42425 |  | No |  | 3.1 | 4170 | 72.49 | 57.53 | 11.7 | 0.9118 | 5700 | 84.3
PUJACZP5 | LED Trail | LED Trail | OD2773 5000K | Mogul (E39) Screw-Base Replacements for HID Lamps | Low Output | Replacement Lamps for Outdoor Pole/Arm-mounted Decorative Luminaires (Type B) |  | Standard | FALSE | [9 empty] | 42425 |  | No |  | 3.1 | 2609 | 64.38 | 40.52 | 14.6 | 0.9103 | 5000 | 83.6
PD4PM3NT | LED Trail | LED Trail | OD2772 5000K | Mogul (E39) Screw-Base Replacements for HID Lamps | Low Output | Replacement Lamps for Outdoor Pole/Arm-mounted Decorative Luminaires (Type B) |  | Standard | FALSE | [9 empty] | 42425 |  | No |  | 3.1 | 1988 | 65.45 | 30.38 | 14.27 | 0.9048 | 5000 | 83.6
PPQ8W4PC | LED Trail | LED Trail | OD2779 5000K | Mogul (E39) Screw-Base Replacements for HID Lamps | High Output | Replacement Lamps for Outdoor Pole/Arm-mounted Decorative Luminaires (Type B) |  | Standard | FALSE | [9 empty] | 42425 |  | No |  | 3.1 | 11509 | 78.19 | 147.2 | 13.54 | 0.9327 | 5000 | 83.6
PQV61DSZ | LED Trail | LED Trail | OD2775 5000K | Mogul (E39) Screw-Base Replacements for HID Lamps | Low Output | Replacement Lamps for Outdoor Pole/Arm-mounted Decorative Luminaires (Type B) |  | Standard | FALSE | [9 empty] | 42425 |  | No |  | 3.1 | 4147 | 71.21 | 58.24 | 14.46 | 0.9159 | 5000 | 83.5
P7S61E8X | LED Trail | LED Trail | 2772 5000K | Mogul (E39) Screw-Base Replacements for HID Lamps | Low Output | Replacement Lamps for Outdoor Pole/Arm-mounted Decorative Luminaires (Type B) |  | Standard | FALSE | [9 empty] | 42425 |  | No |  | 3.1 | 2171 | 75.77 | 28.66 | 14.16 | 0.9084 | 5000 | 81.8
PUS5EHKG | LED Trail | LED Trail | 2776 5000K | Mogul (E39) Screw-Base Replacements for HID Lamps | Mid Output | Replacement Lamps for Outdoor Pole/Arm-mounted Decorative Luminaires (Type B) |  | Standard | FALSE | [9 empty] | 42425 |  | No |  | 3.1 | 5683 | 73.61 | 77.21 | 14.55 | 0.9204 | 5000 | 81.7
PKS5M7YU | LED Trail | LED Trail | 2774 5000K | Mogul (E39) Screw-Base Replacements for HID Lamps | Low Output | Replacement Lamps for Outdoor Pole/Arm-mounted Decorative Luminaires (Type B) |  | Standard | FALSE | [9 empty] | 42425 |  | No |  | 3.1 | 4122 | 71.83 | 57.39 | 14.09 | 0.9095 | 5000 | 81.7
P1HB1NWR | LED Trail | LED Trail | 2773 5000K | Mogul (E39) Screw-Base Replacements for HID Lamps | Low Output | Replacement Lamps for Outdoor Pole/Arm-mounted Decorative Luminaires (Type B) |  | Standard | FALSE | [9 empty] | 42425 |  | No |  | 3.1 | 2903 | 73.69 | 39.4 | 14.16 | 0.9106 | 5000 | 81.6
P96AP4PH | Shenzhen Like Lighting Technology Co. Ltd. | Likelighting | LK-360D-[SE]-K8-54W-ID (3000K) [E39/EX39 Base Only] | Mogul (E39) Screw-Base Replacements for HID Lamps | Mid Output | Replacement Lamps for Outdoor Pole/Arm-mounted Decorative Luminaires (Type B) |  | Standard | TRUE | 5416.55 | 104.21 | 51.975 | 13.3 | 0.918 | 3056 | 84.2 | 5 | 50000 | 42424 |  | No | Product Updated on 8/4/2016 | 3.1 | 5930.2 | 114.2 | 51.9 | 13.3 | 0.92 | 3056 | 84.2
PXC8KSBC | Shenzhen Like Lighting Technology Co. Ltd. | Likelighting | LK-360D-[SE]-K8-45W-ID (3000K) [E39/EX39 Base Only] | Mogul (E39) Screw-Base Replacements for HID Lamps | Mid Output | Replacement Lamps for Outdoor Pole/Arm-mounted Decorative Luminaires (Type B) |  | Standard | TRUE | 4680.64 | 105.51 | 44.364 | 13.8 | 0.917 | 2992 | 84.1 | 5 | 50000 | 42424 |  | No | Product updated on 8/4/2016 | 3.1 | 5296.6 | 117.9 | 44.9 | 13.8 | 0.92 | 2992 | 84.1
PWSJJCY6 | Halco Lighting Technologies | HID Retrofit PROLED | HID36/830/MV/E39/LED | Mogul (E39) Screw-Base Replacements for HID Lamps | Low Output | Replacement Lamps for Outdoor Pole/Arm-mounted Decorative Luminaires (Type B) |  | Standard | TRUE | 2845.8 | 81.4 | 34.95 | 17.04 | 0.9148 | 3138 | 84.9 | 5 | 50000 | 42424 |  | No |  | 3.1 | 4320 | 120 | 36 | 20 | 0.9 | 3000 | 80
P72G8EHV | Halco Lighting Technologies | HID Retrofit PROLED | HID54/830/MV/E39/LED | Mogul (E39) Screw-Base Replacements for HID Lamps | Low Output | Replacement Lamps for Outdoor Pole/Arm-mounted Decorative Luminaires (Type B) |  | Standard | TRUE | 3835 | 78.4 | 48.89 | 15.16 | 0.908 | 3145 | 84.7 | 5 | 50000 | 42424 |  | No |  | 3.1 | 6480 | 120 | 54 | 20 | 0.9 | 3000 | 80
P6KMWZ8V | Halco Lighting Technologies | HID Retrofit PROLED | HID45/830/MV/E39/LED | Mogul (E39) Screw-Base Replacements for HID Lamps | Low Output | Replacement Lamps for Outdoor Pole/Arm-mounted Decorative Luminaires (Type B) |  | Standard | TRUE | 3400.1 | 76.8 | 44.25 | 15.91 | 0.9059 | 3139 | 85.1 | 5 | 50000 | 42424 |  | No |  | 3.1 | 5400 | 120 | 45 | 20 | 0.9 | 3000 | 80
P2V3ZCCR | Shenzhen Like Lighting Technology Co. Ltd. | Likelighting | LK-360D-[SE]-1-45W-ID (3000K) [E39/EX39 Base Only] | Mogul (E39) Screw-Base Replacements for HID Lamps | Low Output | Replacement Lamps for Outdoor Pole/Arm-mounted Decorative Luminaires (Type B) |  | Standard | TRUE | 4435.35 | 102.83 | 43.131 | 12.6 | 0.905 | 2941 | 83.4 | 5 | 50000 | 42424 |  | No | Product updated on 8/4/2016 | 3.1 | 5043.6 | 114.3 | 44.1 | 12.6 | 0.91 | 2941 | 83.4
P87BZMAY | Shenzhen Like Lighting Technology Co. Ltd. | Likelighting | LK-360D-[SE]-1-75W-ID (3000K) [E39/EX39 Base Only] | Mogul (E39) Screw-Base Replacements for HID Lamps | Mid Output | Replacement Lamps for Outdoor Pole/Arm-mounted Decorative Luminaires (Type B) |  | Standard | TRUE | 7365.51 | 103.27 | 71.325 | 15.4 | 0.905 | 2899 | 83.1 | 5 | 50000 | 42424 |  | No | Product updated 8/4/2016 | 3.1 | 8161.9 | 113 | 72.2 | 15.4 | 0.91 | 2899 | 83.1
PZGSHM5K | Shenzhen Like Lighting Technology Co. Ltd. | Likelighting | LK-360D-[SE]-1-54W-ID (3000K) [E39/EX39 Base Only] | Mogul (E39) Screw-Base Replacements for HID Lamps | Mid Output | Replacement Lamps for Outdoor Pole/Arm-mounted Decorative Luminaires (Type B) |  | Standard | TRUE | 5395.74 | 101.13 | 53.355 | 17.5 | 0.903 | 2897 | 83.2 | 5 | 50000 | 42424 |  | No | Product updated on 8/4/2016 | 3.1 | 6106.5 | 112.4 | 54.3 | 17.5 | 0.9 | 2897 | 83.2
PGTWUZHU | Shenzhen Like Lighting Technology Co. Ltd. | Likelighting | LK-360D-[SE]-1-36W-ID (3000K) [E39/EX39 Base Only] | Mogul (E39) Screw-Base Replacements for HID Lamps | Low Output | Replacement Lamps for Outdoor Pole/Arm-mounted Decorative Luminaires (Type B) |  | Standard | TRUE | 3495.51 | 100.36 | 34.829 | 15.4 | 0.903 | 2960 | 83.5 | 5 | 50000 | 42424 |  | No | Product updated on 8/4/2016 | 3.1 | 4025 | 114.6 | 35.1 | 15.4 | 0.9 | 2960 | 83.5
P552A755 | Shenzhen Like Lighting Technology Co. Ltd. | Likelighting | LK-360D-[SE]-1-27W-ID (3000K) [E39/EX39 Base Only] | Mogul (E39) Screw-Base Replacements for HID Lamps | Low Output | Replacement Lamps for Outdoor Pole/Arm-mounted Decorative Luminaires (Type B) |  | Standard | TRUE | 2641.26 | 101.14 | 26.2 | 17.3 | 0.902 | 2907 | 83.2 | 5 | 50000 | 42424 |  | No | Product Updated 8/3/2016 | 3.1 | 2938.6 | 112.1 | 26.2 | 17.3 | 0.9 | 2907 | 83.2
PZCAKYX2 | Halco Lighting Technologies | HID Retrofit PROLED | HID54/850/MV/E39/LED | Mogul (E39) Screw-Base Replacements for HID Lamps | Mid Output | Replacement Lamps for Outdoor Pole/Arm-mounted Decorative Luminaires (Type B) |  | Standard | FALSE | [9 empty] | 42424 |  | No |  | 3.1 | 6480 | 120 | 54 | 20 | 0.9 | 5000 | 80
PVUB2NCT | Halco Lighting Technologies | HID Retrofit PROLED | HID45/850/MV/E39/LED | Mogul (E39) Screw-Base Replacements for HID Lamps | Low Output | Replacement Lamps for Outdoor Pole/Arm-mounted Decorative Luminaires (Type B) |  | Standard | FALSE | [9 empty] | 42424 |  | No |  | 3.1 | 5400 | 120 | 45 | 20 | 0.9 | 5000 | 80
P6J389ZV | Halco Lighting Technologies | HID Retrofit PROLED | HID36/850/MV/E39/LED | Mogul (E39) Screw-Base Replacements for HID Lamps | Low Output | Replacement Lamps for Outdoor Pole/Arm-mounted Decorative Luminaires (Type B) |  | Standard | FALSE | [9 empty] | 42424 |  | No |  | 3.1 | 4320 | 120 | 36 | 20 | 0.9 | 5000 | 80
PP5EGV8T | Shenzhen Like Lighting Technology Co. Ltd. | Likelighting | LK-360D-[SE]-K8-54W-ID (5000K) [E39/EX39 Base Only] | Mogul (E39) Screw-Base Replacements for HID Lamps | Mid Output | Replacement Lamps for Outdoor Pole/Arm-mounted Decorative Luminaires (Type B) |  | Standard | FALSE | [9 empty] | 42424 | Dimmable | No | Product Updated on 8/4/2016 | 3.1 | 5930.2 | 114.2 | 51.9 | 13.3 | 0.92 | 5000 | 84.2
PSBNYV5T | Shenzhen Like Lighting Technology Co. Ltd. | Likelighting | LK-360D-[SE]-K8-45W-ID (5000K) [E39/EX39 Base Only] | Mogul (E39) Screw-Base Replacements for HID Lamps | Mid Output | Replacement Lamps for Outdoor Pole/Arm-mounted Decorative Luminaires (Type B) |  | Standard | FALSE | [9 empty] | 42424 | Dimmable | No | Product updated on 8/4/2016 | 3.1 | 5296.6 | 117.9 | 44.9 | 13.8 | 0.92 | 5000 | 84.1
PYFV36GE | Shenzhen Like Lighting Technology Co. Ltd. | Likelighting | LK-360D-[SE]-1-36W-ID (5000K) [E39/EX39 Base Only] | Mogul (E39) Screw-Base Replacements for HID Lamps | Low Output | Replacement Lamps for Outdoor Pole/Arm-mounted Decorative Luminaires (Type B) |  | Standard | FALSE | [9 empty] | 42424 | Dimmable | No | Product updated on 8/4/2016 | 3.1 | 4025 | 114.6 | 35.1 | 15.4 | 0.9 | 5000 | 83.5
PP9GS5VZ | Shenzhen Like Lighting Technology Co. Ltd. | Likelighting | LK-360D-[SE]-1-45W-ID (5000K) [E39/EX39 Base Only] | Mogul (E39) Screw-Base Replacements for HID Lamps | Low Output | Replacement Lamps for Outdoor Pole/Arm-mounted Decorative Luminaires (Type B) |  | Standard | FALSE | [9 empty] | 42424 | Dimmable | No | Product updated on 8/4/2016 | 3.1 | 5043.6 | 114.3 | 44.1 | 12.6 | 0.91 | 5000 | 83.4
PPHD1BE1 | Shenzhen Like Lighting Technology Co. Ltd. | Likelighting | LK-360D-[SE]-1-54W-ID (5000K) [E39/EX39 Base Only] | Mogul (E39) Screw-Base Replacements for HID Lamps | Mid Output | Replacement Lamps for Outdoor Pole/Arm-mounted Decorative Luminaires (Type B) |  | Standard | FALSE | [9 empty] | 42424 | Dimmable | No | Product updated on 8/4/2016 | 3.1 | 6106.5 | 112.4 | 54.3 | 17.5 | 0.9 | 5000 | 83.2
P4X24BG9 | Shenzhen Like Lighting Technology Co. Ltd. | Likelighting | LK-360D-[SE]-1-27W-ID (5000K) [E39/EX39 Base Only] | Mogul (E39) Screw-Base Replacements for HID Lamps | Low Output | Replacement Lamps for Outdoor Pole/Arm-mounted Decorative Luminaires (Type B) |  | Standard | FALSE | [9 empty] | 42424 | Dimmable | No | Product Updated 8/3/2016 | 3.1 | 2938.6 | 112.1 | 26.2 | 17.3 | 0.9 | 5000 | 83.2
P28PW8AK | Shenzhen Like Lighting Technology Co. Ltd. | Likelighting | LK-360D-[SE]-1-75W-ID (5000K) [E39/EX39 Base Only] | Mogul (E39) Screw-Base Replacements for HID Lamps | Mid Output | Replacement Lamps for Outdoor Pole/Arm-mounted Decorative Luminaires (Type B) |  | Standard | FALSE | [9 empty] | 42424 | Dimmable | No | Product updated 8/4/2016 | 3.1 | 8161.9 | 113 | 72.2 | 15.4 | 0.91 | 5000 | 83.1
PF957WVW | Shenzhen Like Lighting Technology Co. Ltd. | Likelighting | LK-360D-[SE]-K8-54W-ID (4500K) [E39/EX39 Base Only] | Mogul (E39) Screw-Base Replacements for HID Lamps | Mid Output | Replacement Lamps for Outdoor Pole/Arm-mounted Decorative Luminaires (Type B) |  | Standard | FALSE | [9 empty] | 42424 | Dimmable | No | Product Updated on 8/4/2016 | 3.1 | 5930.2 | 114.2 | 51.9 | 13.3 | 0.92 | 4500 | 84.2
PXF77YX5 | Shenzhen Like Lighting Technology Co. Ltd. | Likelighting | LK-360D-[SE]-K8-45W-ID (4500K) [E39/EX39 Base Only] | Mogul (E39) Screw-Base Replacements for HID Lamps | Mid Output | Replacement Lamps for Outdoor Pole/Arm-mounted Decorative Luminaires (Type B) |  | Standard | FALSE | [9 empty] | 42424 | Dimmable | No | Product updated on 8/4/2016 | 3.1 | 5296.6 | 117.9 | 44.9 | 13.8 | 0.92 | 4500 | 84.1
PVKA1447 | Shenzhen Like Lighting Technology Co. Ltd. | Likelighting | LK-360D-[SE]-1-36W-ID (4500K) [E39/EX39 Base Only] | Mogul (E39) Screw-Base Replacements for HID Lamps | Low Output | Replacement Lamps for Outdoor Pole/Arm-mounted Decorative Luminaires (Type B) |  | Standard | FALSE | [9 empty] | 42424 | Dimmable | No | Product updated on 8/4/2016 | 3.1 | 4025 | 114.6 | 35.1 | 15.4 | 0.9 | 4500 | 83.5
P4GUWNAM | Shenzhen Like Lighting Technology Co. Ltd. | Likelighting | LK-360D-[SE]-1-45W-ID (4500K) [E39/EX39 Base Only] | Mogul (E39) Screw-Base Replacements for HID Lamps | Low Output | Replacement Lamps for Outdoor Pole/Arm-mounted Decorative Luminaires (Type B) |  | Standard | FALSE | [9 empty] | 42424 | Dimmable | No | Product updated on 8/4/2016 | 3.1 | 5043.6 | 114.3 | 44.1 | 12.6 | 0.91 | 4500 | 83.4
PART416K | Shenzhen Like Lighting Technology Co. Ltd. | Likelighting | LK-360D-[SE]-1-54W-ID (4500K) [E39/EX39 Base Only] | Mogul (E39) Screw-Base Replacements for HID Lamps | Mid Output | Replacement Lamps for Outdoor Pole/Arm-mounted Decorative Luminaires (Type B) |  | Standard | FALSE | [9 empty] | 42424 | Dimmable | No | Product updated on 8/4/2016 | 3.1 | 6106.5 | 112.4 | 54.3 | 17.5 | 0.9 | 4500 | 83.2
PPK7Q4DG | Shenzhen Like Lighting Technology Co. Ltd. | Likelighting | LK-360D-[SE]-1-27W-ID (4500K) [E39/EX39 Base Only] | Mogul (E39) Screw-Base Replacements for HID Lamps | Low Output | Replacement Lamps for Outdoor Pole/Arm-mounted Decorative Luminaires (Type B) |  | Standard | FALSE | [9 empty] | 42424 | Dimmable | No | Product Updated 8/3/2016 | 3.1 | 2938.6 | 112.1 | 26.2 | 17.3 | 0.9 | 4500 | 83.2
P38S1V5M | Shenzhen Like Lighting Technology Co. Ltd. | Likelighting | LK-360D-[SE]-1-75W-ID (4500K) [E39/EX39 Base Only] | Mogul (E39) Screw-Base Replacements for HID Lamps | Mid Output | Replacement Lamps for Outdoor Pole/Arm-mounted Decorative Luminaires (Type B) |  | Standard | FALSE | [9 empty] | 42424 | Dimmable | No | Product updated 8/4/2016 | 3.1 | 8161.9 | 113 | 72.2 | 15.4 | 0.91 | 4500 | 83.1
PYT8N4A7 | Shenzhen Like Lighting Technology Co. Ltd. | Likelighting | LK-360D-[SE]-K8-54W-ID (4000K) [E39/EX39 Base Only] | Mogul (E39) Screw-Base Replacements for HID Lamps | Mid Output | Replacement Lamps for Outdoor Pole/Arm-mounted Decorative Luminaires (Type B) |  | Standard | FALSE | [9 empty] | 42424 | Dimmable | No | Product Updated on 8/4/2016 | 3.1 | 5930.2 | 114.2 | 51.9 | 13.3 | 0.92 | 4000 | 84.2
P92QTNSH | Shenzhen Like Lighting Technology Co. Ltd. | Likelighting | LK-360D-[SE]-K8-45W-ID (4000K) [E39/EX39 Base Only] | Mogul (E39) Screw-Base Replacements for HID Lamps | Mid Output | Replacement Lamps for Outdoor Pole/Arm-mounted Decorative Luminaires (Type B) |  | Standard | FALSE | [9 empty] | 42424 | Dimmable | No | Product updated on 8/4/2016 | 3.1 | 5296.6 | 117.9 | 44.9 | 13.8 | 0.92 | 4000 | 84.1
PJMHGAJ3 | Shenzhen Like Lighting Technology Co. Ltd. | Likelighting | LK-360D-[SE]-1-36W-ID (4000K) [E39/EX39 Base Only] | Mogul (E39) Screw-Base Replacements for HID Lamps | Low Output | Replacement Lamps for Outdoor Pole/Arm-mounted Decorative Luminaires (Type B) |  | Standard | FALSE | [9 empty] | 42424 | Dimmable | No | Product updated on 8/4/2016 | 3.1 | 4025 | 114.6 | 35.1 | 15.4 | 0.9 | 4000 | 83.5
PMTXA7FM | Shenzhen Like Lighting Technology Co. Ltd. | Likelighting | LK-360D-[SE]-1-45W-ID (4000K) [E39/EX39 Base Only] | Mogul (E39) Screw-Base Replacements for HID Lamps | Low Output | Replacement Lamps for Outdoor Pole/Arm-mounted Decorative Luminaires (Type B) |  | Standard | FALSE | [9 empty] | 42424 | Dimmable | No | Product updated on 8/4/2016 | 3.1 | 5043.6 | 114.3 | 44.1 | 12.6 | 0.91 | 4000 | 83.4
PKF4TKJ8 | Shenzhen Like Lighting Technology Co. Ltd. | Likelighting | LK-360D-[SE]-1-54W-ID (4000K) [E39/EX39 Base Only] | Mogul (E39) Screw-Base Replacements for HID Lamps | Mid Output | Replacement Lamps for Outdoor Pole/Arm-mounted Decorative Luminaires (Type B) |  | Standard | FALSE | [9 empty] | 42424 | Dimmable | No | Product updated on 8/4/2016 | 3.1 | 6106.5 | 112.4 | 54.3 | 17.5 | 0.9 | 4000 | 83.2
PY5SNEER | Shenzhen Like Lighting Technology Co. Ltd. | Likelighting | LK-360D-[SE]-1-27W-ID (4000K) [E39/EX39 Base Only] | Mogul (E39) Screw-Base Replacements for HID Lamps | Low Output | Replacement Lamps for Outdoor Pole/Arm-mounted Decorative Luminaires (Type B) |  | Standard | FALSE | [9 empty] | 42424 | Dimmable | No | Product Updated 8/3/2016 | 3.1 | 2938.6 | 112.1 | 26.2 | 17.3 | 0.9 | 4000 | 83.2
P9CPAEAM | Shenzhen Like Lighting Technology Co. Ltd. | Likelighting | LK-360D-[SE]-1-75W-ID (4000K) [E39/EX39 Base Only] | Mogul (E39) Screw-Base Replacements for HID Lamps | Mid Output | Replacement Lamps for Outdoor Pole/Arm-mounted Decorative Luminaires (Type B) |  | Standard | FALSE | [9 empty] | 42424 | Dimmable | No | Product updated 8/4/2016 | 3.1 | 8161.9 | 113 | 72.2 | 15.4 | 0.91 | 4000 | 83.1
PMR1FPWS | Shenzhen Like Lighting Technology Co. Ltd. | Likelighting | LK-360D-[SE]-K8-54W-ID (3500K) [E39/EX39 Base Only] | Mogul (E39) Screw-Base Replacements for HID Lamps | Mid Output | Replacement Lamps for Outdoor Pole/Arm-mounted Decorative Luminaires (Type B) |  | Standard | FALSE | [9 empty] | 42424 | Dimmable | No | Product Updated on 8/4/2016 | 3.1 | 5930.2 | 114.2 | 51.9 | 13.3 | 0.92 | 3500 | 84.2
P4TD49RA | Shenzhen Like Lighting Technology Co. Ltd. | Likelighting | LK-360D-[SE]-K8-45W-ID (3500K) [E39/EX39 Base Only] | Mogul (E39) Screw-Base Replacements for HID Lamps | Mid Output | Replacement Lamps for Outdoor Pole/Arm-mounted Decorative Luminaires (Type B) |  | Standard | FALSE | [9 empty] | 42424 | Dimmable | No | Product updated on 8/4/2016 | 3.1 | 5296.6 | 117.9 | 44.9 | 13.8 | 0.92 | 3500 | 84.1
PEUU9PCZ | Shenzhen Like Lighting Technology Co. Ltd. | Likelighting | LK-360D-[SE]-1-36W-ID (3500K) [E39/EX39 Base Only] | Mogul (E39) Screw-Base Replacements for HID Lamps | Low Output | Replacement Lamps for Outdoor Pole/Arm-mounted Decorative Luminaires (Type B) |  | Standard | FALSE | [9 empty] | 42424 | Dimmable | No | Product updated on 8/4/2016 | 3.1 | 4025 | 114.6 | 35.1 | 15.4 | 0.9 | 3500 | 83.5
PAGSFQ6B | Shenzhen Like Lighting Technology Co. Ltd. | Likelighting | LK-360D-[SE]-1-45W-ID (3500K) [E39/EX39 Base Only] | Mogul (E39) Screw-Base Replacements for HID Lamps | Low Output | Replacement Lamps for Outdoor Pole/Arm-mounted Decorative Luminaires (Type B) |  | Standard | FALSE | [9 empty] | 42424 | Dimmable | No | Product updated on 8/4/2016 | 3.1 | 5043.6 | 114.3 | 44.1 | 12.6 | 0.91 | 3500 | 83.4
P1GB22R2 | Shenzhen Like Lighting Technology Co. Ltd. | Likelighting | LK-360D-[SE]-1-54W-ID (3500K) [E39/EX39 Base Only] | Mogul (E39) Screw-Base Replacements for HID Lamps | Mid Output | Replacement Lamps for Outdoor Pole/Arm-mounted Decorative Luminaires (Type B) |  | Standard | FALSE | [9 empty] | 42424 | Dimmable | No | Product updated on 8/4/2016 | 3.1 | 6106.5 | 112.4 | 54.3 | 17.5 | 0.9 | 3500 | 83.2
PBYJQNFW | Shenzhen Like Lighting Technology Co. Ltd. | Likelighting | LK-360D-[SE]-1-27W-ID (3500K) [E39/EX39 Base Only] | Mogul (E39) Screw-Base Replacements for HID Lamps | Low Output | Replacement Lamps for Outdoor Pole/Arm-mounted Decorative Luminaires (Type B) |  | Standard | FALSE | [9 empty] | 42424 | Dimmable | No | Product Updated 8/3/2016 | 3.1 | 2938.6 | 112.1 | 26.2 | 17.3 | 0.9 | 3500 | 83.2
P1Q5685P | Shenzhen Like Lighting Technology Co. Ltd. | Likelighting | LK-360D-[SE]-1-75W-ID (3500K) [E39/EX39 Base Only] | Mogul (E39) Screw-Base Replacements for HID Lamps | Mid Output | Replacement Lamps for Outdoor Pole/Arm-mounted Decorative Luminaires (Type B) |  | Standard | FALSE | [9 empty] | 42424 | Dimmable | No | Product updated 8/4/2016 | 3.1 | 8161.9 | 113 | 72.2 | 15.4 | 0.91 | 3500 | 83.1
PKY3T7T5 | Sigma Luminous | Luminous Retrofits | ULTRA-480-50KT2-MG | Mogul (E39) Screw-Base Replacements for HID Lamps | High Output | Replacement Lamps for Outdoor Pole/Arm-mounted Area and Roadway Luminaires (Type C) |  | Standard | FALSE | [9 empty] | 42423 |  | No | Qualified pointing straight down | 3 | 10970 | 85.6 | 128.2 | 17.3 | 0.893 | 5126 | 75.1
P4G2F1W4 | Sigma Luminous | Luminous Retrofits | ULTRA-UNV-50KT2-MG | Mogul (E39) Screw-Base Replacements for HID Lamps | High Output | Replacement Lamps for Outdoor Pole/Arm-mounted Area and Roadway Luminaires (Type C) |  | Standard | FALSE | [9 empty] | 42423 |  | No | Qualified pointing straight down | 3 | 11090 | 86.7 | 127.9 | 13.2 | 0.929 | 5083 | 75.1
PH4S59VR | Sigma Luminous | Luminous Retrofits | PRO-75W-480-40KT2-MG | Mogul (E39) Screw-Base Replacements for HID Lamps | Mid Output | Replacement Lamps for Outdoor Pole/Arm-mounted Area and Roadway Luminaires (Type C) |  | Standard | FALSE | [9 empty] | 42423 |  | No | Qualified pointing straight down | 3 | 6114 | 78.5 | 77.93 | 12.1 | 0.95 | 5078 | 72
PP3ZMZX7 | Sigma Luminous | Luminous Retrofits | ULTRA-480-50CK120-MG | Mogul (E39) Screw-Base Replacements for HID Lamps | High Output | Replacement Lamps for Outdoor Pole/Arm-mounted Area and Roadway Luminaires (Type C) |  | Standard | FALSE | [9 empty] | 42423 |  | No | Qualified pointing straight down | 3 | 11612.88 | 96.69 | 120.1 | 17.3 | 0.893 | 5000 | 80.9
PY2JK26A | Sigma Luminous | Luminous Retrofits | ULTRA-480-50CK360S-MG | Mogul (E39) Screw-Base Replacements for HID Lamps | High Output | Replacement Lamps for Outdoor Pole/Arm-mounted Area and Roadway Luminaires (Type C) |  | Standard | FALSE | [9 empty] | 42423 |  | No | Qualified pointing straight down | 3 | 10529.77 | 87.68 | 120.1 | 17.3 | 0.893 | 5000 | 80.9
PD4CTCHG | Sigma Luminous | Luminous Retrofits | ULTRA-480-50CKT2-MG | Mogul (E39) Screw-Base Replacements for HID Lamps | High Output | Replacement Lamps for Outdoor Pole/Arm-mounted Area and Roadway Luminaires (Type C) |  | Standard | FALSE | [9 empty] | 42423 |  | No | Qualified pointing straight down | 3 | 10285.99 | 85.65 | 120.1 | 17.3 | 0.893 | 5000 | 80.9
PPAN4HMC | Sigma Luminous | Luminous Retrofits | ULTRA-UNV-50CK120-MG | Mogul (E39) Screw-Base Replacements for HID Lamps | High Output | Replacement Lamps for Outdoor Pole/Arm-mounted Area and Roadway Luminaires (Type C) |  | Standard | FALSE | [9 empty] | 42423 |  | No | Qualified pointing straight down | 3 | 11330.67 | 96.68 | 117.2 | 13.2 | 0.929 | 5000 | 80.9
PR9C6U5F | Sigma Luminous | Luminous Retrofits | ULTRA-UNV-50CK360S-MG | Mogul (E39) Screw-Base Replacements for HID Lamps | High Output | Replacement Lamps for Outdoor Pole/Arm-mounted Area and Roadway Luminaires (Type C) |  | Standard | FALSE | [9 empty] | 42423 |  | No | Qualified pointing straight down | 3 | 10273.88 | 87.66 | 117.2 | 13.2 | 0.929 | 5000 | 80.9
PRQ9MN26 | Sigma Luminous | Luminous Retrofits | ULTRA-UNV-50CKT2-MG | Mogul (E39) Screw-Base Replacements for HID Lamps | High Output | Replacement Lamps for Outdoor Pole/Arm-mounted Area and Roadway Luminaires (Type C) |  | Standard | FALSE | [9 empty] | 42423 |  | No | Qualified pointing straight down | 3 | 10036.02 | 85.63 | 117.2 | 13.2 | 0.929 | 5000 | 80.9
PU7FZK6Q | Sigma Luminous | Luminous Retrofits | MINI-60W-UNV-50CKS120-MG | Mogul (E39) Screw-Base Replacements for HID Lamps | Mid Output | Replacement Lamps for Outdoor Pole/Arm-mounted Area and Roadway Luminaires (Type C) |  | Standard | FALSE | [9 empty] | 42423 |  | No | Qualified pointing straight down | 3 | 5764.24 | 96.07 | 60 | 12.2 | 0.927 | 5000 | 80.9
PZKSFHKZ | Sigma Luminous | Luminous Retrofits | MINI-60W-UNV-50CK360S-MG | Mogul (E39) Screw-Base Replacements for HID Lamps | Mid Output | Replacement Lamps for Outdoor Pole/Arm-mounted Area and Roadway Luminaires (Type C) |  | Standard | FALSE | [9 empty] | 42423 |  | No | Qualified pointing straight down | 3 | 5226.62 | 87.11 | 60 | 12.2 | 0.927 | 5000 | 80.9
PTBXRQR1 | Sigma Luminous | Luminous Retrofits | MINI-60W-UNV-50CKT2-MG | Mogul (E39) Screw-Base Replacements for HID Lamps | Mid Output | Replacement Lamps for Outdoor Pole/Arm-mounted Area and Roadway Luminaires (Type C) |  | Standard | FALSE | [9 empty] | 42423 |  | No | Qualified pointing straight down | 3 | 5105.61 | 85.09 | 60 | 12.2 | 0.927 | 5000 | 80.9
PCAWKD8X | Sigma Luminous | Luminous Retrofits | MINI-50W-UNV-50CKS120-MG | Mogul (E39) Screw-Base Replacements for HID Lamps | Low Output | Replacement Lamps for Outdoor Pole/Arm-mounted Area and Roadway Luminaires (Type C) |  | Standard | FALSE | [9 empty] | 42423 |  | No | Qualified pointing straight down | 3 | 4791.09 | 95.82 | 50 | 12.2 | 0.927 | 5000 | 80.9
PCUTS4HT | Sigma Luminous | Luminous Retrofits | MINI-50W-UNV-50CK360S-MG | Mogul (E39) Screw-Base Replacements for HID Lamps | Low Output | Replacement Lamps for Outdoor Pole/Arm-mounted Area and Roadway Luminaires (Type C) |  | Standard | FALSE | [9 empty] | 42423 |  | No | Qualified pointing straight down | 3 | 4344.23 | 86.88 | 50 | 12.2 | 0.927 | 5000 | 80.9
PGKUC5ZA | Sigma Luminous | Luminous Retrofits | MINI-50W-UNV-50CKT2-MG | Mogul (E39) Screw-Base Replacements for HID Lamps | Low Output | Replacement Lamps for Outdoor Pole/Arm-mounted Area and Roadway Luminaires (Type C) |  | Standard | FALSE | [9 empty] | 42423 |  | No | Qualified pointing straight down | 3 | 4243.65 | 84.87 | 50 | 12.2 | 0.927 | 5000 | 80.9
PM9TA3N5 | Sigma Luminous | Luminous Retrofits | PRO-95W-480-50CK120-MG | Mogul (E39) Screw-Base Replacements for HID Lamps | Mid Output | Replacement Lamps for Outdoor Pole/Arm-mounted Area and Roadway Luminaires (Type C) |  | Standard | FALSE | [9 empty] | 42423 |  | No | Qualified pointing straight down | 3 | 9170.27 | 96.53 | 95 | 12.1 | 0.95 | 5000 | 80.9
PV39NWZE | Sigma Luminous | Luminous Retrofits | PRO-95W-480-50CK360S-MG | Mogul (E39) Screw-Base Replacements for HID Lamps | Mid Output | Replacement Lamps for Outdoor Pole/Arm-mounted Area and Roadway Luminaires (Type C) |  | Standard | FALSE | [9 empty] | 42423 |  | No | Qualified pointing straight down | 3 | 8314.97 | 87.53 | 95 | 12.1 | 0.95 | 5000 | 80.9
PZ38WACS | Sigma Luminous | Luminous Retrofits | PRO-85W-480-50CK120-MG | Mogul (E39) Screw-Base Replacements for HID Lamps | Mid Output | Replacement Lamps for Outdoor Pole/Arm-mounted Area and Roadway Luminaires (Type C) |  | Standard | FALSE | [9 empty] | 42423 |  | No | Qualified pointing straight down | 3 | 8197.12 | 96.44 | 85 | 12.1 | 0.95 | 5000 | 80.9
P3A95NEJ | Sigma Luminous | Luminous Retrofits | PRO-95W-480-50CKT2-MG | Mogul (E39) Screw-Base Replacements for HID Lamps | Mid Output | Replacement Lamps for Outdoor Pole/Arm-mounted Area and Roadway Luminaires (Type C) |  | Standard | FALSE | [9 empty] | 42423 |  | No | Qualified pointing straight down | 3 | 8122.47 | 85.5 | 95 | 12.1 | 0.95 | 5000 | 80.9
PV5B5A93 | Sigma Luminous | Luminous Retrofits | PRO-85W-480-50CK360S-MG | Mogul (E39) Screw-Base Replacements for HID Lamps | Mid Output | Replacement Lamps for Outdoor Pole/Arm-mounted Area and Roadway Luminaires (Type C) |  | Standard | FALSE | [9 empty] | 42423 |  | No | Qualified pointing straight down | 3 | 7432.59 | 87.44 | 85 | 12.1 | 0.95 | 5000 | 80.9
PVTU2F8Z | Sigma Luminous | Luminous Retrofits | PRO-85W-480-50CKT2-MG | Mogul (E39) Screw-Base Replacements for HID Lamps | Mid Output | Replacement Lamps for Outdoor Pole/Arm-mounted Area and Roadway Luminaires (Type C) |  | Standard | FALSE | [9 empty] | 42423 |  | No | Qualified pointing straight down | 3 | 7260.51 | 85.42 | 85 | 12.1 | 0.95 | 5000 | 80.9
PWDC3DCZ | Sigma Luminous | Luminous Retrofits | PRO-75W-480-50CK120-MG | Mogul (E39) Screw-Base Replacements for HID Lamps | Mid Output | Replacement Lamps for Outdoor Pole/Arm-mounted Area and Roadway Luminaires (Type C) |  | Standard | FALSE | [9 empty] | 42423 |  | No | Qualified pointing straight down | 3 | 7223.97 | 96.32 | 75 | 12.1 | 0.95 | 5000 | 80.9
P2B3X83S | Sigma Luminous | Luminous Retrofits | PRO-75W-480-50CK360S-MG | Mogul (E39) Screw-Base Replacements for HID Lamps | Mid Output | Replacement Lamps for Outdoor Pole/Arm-mounted Area and Roadway Luminaires (Type C) |  | Standard | FALSE | [9 empty] | 42423 |  | No | Qualified pointing straight down | 3 | 6550.2 | 87.34 | 75 | 12.1 | 0.95 | 5000 | 80.9
P7ZZGD19 | Sigma Luminous | Luminous Retrofits | PRO-75W-480-50CKT2-MG | Mogul (E39) Screw-Base Replacements for HID Lamps | Mid Output | Replacement Lamps for Outdoor Pole/Arm-mounted Area and Roadway Luminaires (Type C) |  | Standard | FALSE | [9 empty] | 42423 |  | No | Qualified pointing straight down | 3 | 6398.55 | 85.31 | 75 | 12.1 | 0.95 | 5000 | 80.9
PWW4ZBTS | Sigma Luminous | Luminous Retrofits | PRO-95W-UNV-50CK120-MG | Mogul (E39) Screw-Base Replacements for HID Lamps | Mid Output | Replacement Lamps for Outdoor Pole/Arm-mounted Area and Roadway Luminaires (Type C) |  | Standard | FALSE | [9 empty] | 42423 |  | No | Qualified pointing straight down | 3 | 9170.27 | 96.53 | 95 | 11.6 | 0.939 | 5000 | 80.9
PMY9MNM7 | Sigma Luminous | Luminous Retrofits | PRO-95W-UNV-50CK360S-MG | Mogul (E39) Screw-Base Replacements for HID Lamps | Mid Output | Replacement Lamps for Outdoor Pole/Arm-mounted Area and Roadway Luminaires (Type C) |  | Standard | FALSE | [9 empty] | 42423 |  | No | Qualified pointing straight down | 3 | 8314.97 | 87.53 | 95 | 11.6 | 0.939 | 5000 | 80.9
PRR9GP1Z | Sigma Luminous | Luminous Retrofits | PRO-85W-UNV-50CK120-MG | Mogul (E39) Screw-Base Replacements for HID Lamps | Mid Output | Replacement Lamps for Outdoor Pole/Arm-mounted Area and Roadway Luminaires (Type C) |  | Standard | FALSE | [9 empty] | 42423 |  | No | Qualified pointing straight down | 3 | 8197.12 | 96.44 | 85 | 11.6 | 0.939 | 5000 | 80.9
PYQVQZE9 | Sigma Luminous | Luminous Retrofits | PRO-95W-UNV-50CKT2-MG | Mogul (E39) Screw-Base Replacements for HID Lamps | Mid Output | Replacement Lamps for Outdoor Pole/Arm-mounted Area and Roadway Luminaires (Type C) |  | Standard | FALSE | [9 empty] | 42423 |  | No | Qualified pointing straight down | 3 | 8122.47 | 85.5 | 95 | 11.6 | 0.939 | 5000 | 80.9
P8UDQZA8 | Sigma Luminous | Luminous Retrofits | PRO-85W-UNV-50CK360S-MG | Mogul (E39) Screw-Base Replacements for HID Lamps | Mid Output | Replacement Lamps for Outdoor Pole/Arm-mounted Area and Roadway Luminaires (Type C) |  | Standard | FALSE | [9 empty] | 42423 |  | No | Qualified pointing straight down | 3 | 7432.59 | 87.44 | 85 | 11.6 | 0.939 | 5000 | 80.9
PK3H26YD | Sigma Luminous | Luminous Retrofits | PRO-85W-UNV-50CKT2-MG | Mogul (E39) Screw-Base Replacements for HID Lamps | Mid Output | Replacement Lamps for Outdoor Pole/Arm-mounted Area and Roadway Luminaires (Type C) |  | Standard | FALSE | [9 empty] | 42423 |  | No | Qualified pointing straight down | 3 | 7260.51 | 85.42 | 85 | 11.6 | 0.939 | 5000 | 80.9
PQDV3BCN | Sigma Luminous | Luminous Retrofits | PRO-75W-UNV-50CK120-MG | Mogul (E39) Screw-Base Replacements for HID Lamps | Mid Output | Replacement Lamps for Outdoor Pole/Arm-mounted Area and Roadway Luminaires (Type C) |  | Standard | FALSE | [9 empty] | 42423 |  | No | Qualified pointing straight down | 3 | 7223.97 | 96.32 | 75 | 11.6 | 0.939 | 5000 | 80.9
P78E2CW5 | Sigma Luminous | Luminous Retrofits | PRO-75W-UNV-50CK360S-MG | Mogul (E39) Screw-Base Replacements for HID Lamps | Mid Output | Replacement Lamps for Outdoor Pole/Arm-mounted Area and Roadway Luminaires (Type C) |  | Standard | FALSE | [9 empty] | 42423 |  | No | Qualified pointing straight down | 3 | 6550.2 | 87.34 | 75 | 11.6 | 0.939 | 5000 | 80.9
PDR2DVM5 | Sigma Luminous | Luminous Retrofits | PRO-75W-UNV-50CKT2-MG | Mogul (E39) Screw-Base Replacements for HID Lamps | Mid Output | Replacement Lamps for Outdoor Pole/Arm-mounted Area and Roadway Luminaires (Type C) |  | Standard | FALSE | [9 empty] | 42423 |  | No | Qualified pointing straight down | 3 | 6398.55 | 85.31 | 75 | 11.6 | 0.939 | 5000 | 80.9
P4C4Z8PX | Sigma Luminous | Luminous Retrofits | MINI-40W-UNV-50CK120-MG | Mogul (E39) Screw-Base Replacements for HID Lamps | Low Output | Replacement Lamps for Outdoor Pole/Arm-mounted Area and Roadway Luminaires (Type C) |  | Standard | FALSE | [9 empty] | 42423 |  | No | Qualified pointing straight down | 3 | 3817.93 | 95.45 | 40 | 10.3 | 0.886 | 5000 | 80.9
PHV11CGF | Sigma Luminous | Luminous Retrofits | MINI-40W-UNV-50CK360S-MG | Mogul (E39) Screw-Base Replacements for HID Lamps | Low Output | Replacement Lamps for Outdoor Pole/Arm-mounted Area and Roadway Luminaires (Type C) |  | Standard | FALSE | [9 empty] | 42423 |  | No | Qualified pointing straight down | 3 | 3461.84 | 86.55 | 40 | 10.3 | 0.886 | 5000 | 80.9
PNJ814UJ | Sigma Luminous | Luminous Retrofits | MINI-40W-UNV-50CKT2-MG | Mogul (E39) Screw-Base Replacements for HID Lamps | Low Output | Replacement Lamps for Outdoor Pole/Arm-mounted Area and Roadway Luminaires (Type C) |  | Standard | FALSE | [9 empty] | 42423 |  | No | Qualified pointing straight down | 3 | 3381.69 | 84.54 | 40 | 10.3 | 0.886 | 5000 | 80.9
PMG2CG6E | Sigma Luminous | Luminous Retrofits | MINI-30W-UNV-50CKS120-MG | Mogul (E39) Screw-Base Replacements for HID Lamps | Low Output | Replacement Lamps for Outdoor Pole/Arm-mounted Area and Roadway Luminaires (Type C) |  | Standard | FALSE | [9 empty] | 42423 |  | No | Qualified pointing straight down | 3 | 2844.78 | 94.83 | 30 | 10.3 | 0.886 | 5000 | 80.9
PEWDC5AJ | Sigma Luminous | Luminous Retrofits | MINI-30W-UNV-50CK360S-MG | Mogul (E39) Screw-Base Replacements for HID Lamps | Low Output | Replacement Lamps for Outdoor Pole/Arm-mounted Area and Roadway Luminaires (Type C) |  | Standard | FALSE | [9 empty] | 42423 |  | No | Qualified pointing straight down | 3 | 2579.45 | 85.98 | 30 | 10.3 | 0.886 | 5000 | 80.9
PTSZQGTE | Sigma Luminous | Luminous Retrofits | MINI-30W-UNV-50CKT2-MG | Mogul (E39) Screw-Base Replacements for HID Lamps | Low Output | Replacement Lamps for Outdoor Pole/Arm-mounted Area and Roadway Luminaires (Type C) |  | Standard | FALSE | [9 empty] | 42423 |  | No | Qualified pointing straight down | 3 | 2519.73 | 83.99 | 30 | 10.3 | 0.886 | 5000 | 80.9
PGHCCSB3 | Sigma Luminous | Luminous Retrofits | ULTRA-480-50K120-MG | Mogul (E39) Screw-Base Replacements for HID Lamps | High Output | Replacement Lamps for Outdoor Pole/Arm-mounted Area and Roadway Luminaires (Type C) |  | Standard | FALSE | [9 empty] | 42423 |  | No | Qualified pointing straight down | 3 | 12903.2 | 107.44 | 120.1 | 17.3 | 0.893 | 5000 | 72
PM9AY4K6 | Sigma Luminous | Luminous Retrofits | ULTRA-480-50K360S-MG | Mogul (E39) Screw-Base Replacements for HID Lamps | High Output | Replacement Lamps for Outdoor Pole/Arm-mounted Area and Roadway Luminaires (Type C) |  | Standard | FALSE | [9 empty] | 42423 |  | No | Qualified pointing straight down | 3 | 11699.74 | 97.42 | 120.1 | 17.3 | 0.893 | 5000 | 72
PB34ZSNC | Sigma Luminous | Luminous Retrofits | ULTRA-UNV-50K120-MG | Mogul (E39) Screw-Base Replacements for HID Lamps | High Output | Replacement Lamps for Outdoor Pole/Arm-mounted Area and Roadway Luminaires (Type C) |  | Standard | FALSE | [9 empty] | 42423 |  | No | Qualified pointing straight down | 3 | 12589.63 | 107.42 | 117.2 | 13.2 | 0.929 | 5000 | 72
PEC1U2P4 | Sigma Luminous | Luminous Retrofits | ULTRA-UNV-50K360S-MG | Mogul (E39) Screw-Base Replacements for HID Lamps | High Output | Replacement Lamps for Outdoor Pole/Arm-mounted Area and Roadway Luminaires (Type C) |  | Standard | FALSE | [9 empty] | 42423 |  | No | Qualified pointing straight down | 3 | 11415.42 | 97.4 | 117.2 | 13.2 | 0.929 | 5000 | 72
PSTRRR5U | Sigma Luminous | Luminous Retrofits | MINI-60W-UNV-50K120-MG | Mogul (E39) Screw-Base Replacements for HID Lamps | Mid Output | Replacement Lamps for Outdoor Pole/Arm-mounted Area and Roadway Luminaires (Type C) |  | Standard | FALSE | [9 empty] | 42423 |  | No | Qualified pointing straight down | 3 | 6404.71 | 106.75 | 60 | 12.2 | 0.927 | 5000 | 72
P898E5RU | Sigma Luminous | Luminous Retrofits | MINI-60W-UNV-50K360S-MG | Mogul (E39) Screw-Base Replacements for HID Lamps | Mid Output | Replacement Lamps for Outdoor Pole/Arm-mounted Area and Roadway Luminaires (Type C) |  | Standard | FALSE | [9 empty] | 42423 |  | No | Qualified pointing straight down | 3 | 5807.35 | 96.79 | 60 | 12.2 | 0.927 | 5000 | 72
PJ2Y382E | Sigma Luminous | Luminous Retrofits | MINI-50W-UNV-50K120-MG | Mogul (E39) Screw-Base Replacements for HID Lamps | Mid Output | Replacement Lamps for Outdoor Pole/Arm-mounted Area and Roadway Luminaires (Type C) |  | Standard | FALSE | [9 empty] | 42423 |  | No | Qualified pointing straight down | 3 | 5323.43 | 106.47 | 50 | 12.2 | 0.927 | 5000 | 72
PK1C9QHC | Sigma Luminous | Luminous Retrofits | MINI-50W-UNV-50K360S-MG | Mogul (E39) Screw-Base Replacements for HID Lamps | Low Output | Replacement Lamps for Outdoor Pole/Arm-mounted Area and Roadway Luminaires (Type C) |  | Standard | FALSE | [9 empty] | 42423 |  | No | Qualified pointing straight down | 3 | 4826.92 | 96.54 | 50 | 12.2 | 0.927 | 5000 | 72
PF975AJF | Sigma Luminous | Luminous Retrofits | MINI-50W-UNV-50KT2-MG | Mogul (E39) Screw-Base Replacements for HID Lamps | Low Output | Replacement Lamps for Outdoor Pole/Arm-mounted Area and Roadway Luminaires (Type C) |  | Standard | FALSE | [9 empty] | 42423 |  | No | Qualified pointing straight down | 3 | 4715.17 | 94.3 | 50 | 12.2 | 0.927 | 5000 | 72
PFH5GP85 | Sigma Luminous | Luminous Retrofits | PRO-95W-480-50K120-MG | Mogul (E39) Screw-Base Replacements for HID Lamps | Mid Output | Replacement Lamps for Outdoor Pole/Arm-mounted Area and Roadway Luminaires (Type C) |  | Standard | FALSE | [9 empty] | 42423 |  | No | Qualified pointing straight down | 3 | 10189.19 | 107.25 | 95 | 12.1 | 0.95 | 5000 | 72
PH6WRZZ1 | Sigma Luminous | Luminous Retrofits | PRO-95W-480-50K360S-MG | Mogul (E39) Screw-Base Replacements for HID Lamps | Mid Output | Replacement Lamps for Outdoor Pole/Arm-mounted Area and Roadway Luminaires (Type C) |  | Standard | FALSE | [9 empty] | 42423 |  | No | Qualified pointing straight down | 3 | 9238.86 | 97.25 | 95 | 12.1 | 0.95 | 5000 | 72
PENCJPDT | Sigma Luminous | Luminous Retrofits | PRO-85W-480-50K120-MG | Mogul (E39) Screw-Base Replacements for HID Lamps | Mid Output | Replacement Lamps for Outdoor Pole/Arm-mounted Area and Roadway Luminaires (Type C) |  | Standard | FALSE | [9 empty] | 42423 |  | No | Qualified pointing straight down | 3 | 9107.91 | 107.15 | 85 | 12.1 | 0.95 | 5000 | 72
PENWTVJW | Sigma Luminous | Luminous Retrofits | PRO-95W-480-50KT2-MG | Mogul (E39) Screw-Base Replacements for HID Lamps | Mid Output | Replacement Lamps for Outdoor Pole/Arm-mounted Area and Roadway Luminaires (Type C) |  | Standard | FALSE | [9 empty] | 42423 |  | No | Qualified pointing straight down | 3 | 9024.97 | 95 | 95 | 12.1 | 0.95 | 5000 | 72
PN6HJNQY | Sigma Luminous | Luminous Retrofits | PRO-85W-480-50K360S-MG | Mogul (E39) Screw-Base Replacements for HID Lamps | Mid Output | Replacement Lamps for Outdoor Pole/Arm-mounted Area and Roadway Luminaires (Type C) |  | Standard | FALSE | [9 empty] | 42423 |  | No | Qualified pointing straight down | 3 | 8258.43 | 97.16 | 85 | 12.1 | 0.95 | 5000 | 72
PGMXHY3R | Sigma Luminous | Luminous Retrofits | PRO-85W-480-50KT2-MG | Mogul (E39) Screw-Base Replacements for HID Lamps | Mid Output | Replacement Lamps for Outdoor Pole/Arm-mounted Area and Roadway Luminaires (Type C) |  | Standard | FALSE | [9 empty] | 42423 |  | No | Qualified pointing straight down | 3 | 8067.24 | 94.91 | 85 | 12.1 | 0.95 | 5000 | 72
PSTK7FR8 | Sigma Luminous | Luminous Retrofits | PRO-75W-480-50K120-MG | Mogul (E39) Screw-Base Replacements for HID Lamps | Mid Output | Replacement Lamps for Outdoor Pole/Arm-mounted Area and Roadway Luminaires (Type C) |  | Standard | FALSE | [9 empty] | 42423 |  | No | Qualified pointing straight down | 3 | 8026.63 | 107.02 | 75 | 12.1 | 0.95 | 5000 | 72
PXWD9YTG | Sigma Luminous | Luminous Retrofits | PRO-75W-480-50K360S-MG | Mogul (E39) Screw-Base Replacements for HID Lamps | Mid Output | Replacement Lamps for Outdoor Pole/Arm-mounted Area and Roadway Luminaires (Type C) |  | Standard | FALSE | [9 empty] | 42423 |  | No | Qualified pointing straight down | 3 | 7278 | 97.04 | 75 | 12.1 | 0.95 | 5000 | 72
PF2N567F | Sigma Luminous | Luminous Retrofits | PRO-75W-480-50KT2-MG | Mogul (E39) Screw-Base Replacements for HID Lamps | Mid Output | Replacement Lamps for Outdoor Pole/Arm-mounted Area and Roadway Luminaires (Type C) |  | Standard | FALSE | [9 empty] | 42423 |  | No | Qualified pointing straight down | 3 | 7109.5 | 94.79 | 75 | 12.1 | 0.95 | 5000 | 72
PHMVHKDD | Sigma Luminous | Luminous Retrofits | PRO-95W-UNV-50K120-MG | Mogul (E39) Screw-Base Replacements for HID Lamps | Mid Output | Replacement Lamps for Outdoor Pole/Arm-mounted Area and Roadway Luminaires (Type C) |  | Standard | FALSE | [9 empty] | 42423 |  | No | Qualified pointing straight down | 3 | 10189.19 | 107.25 | 95 | 11.6 | 0.939 | 5000 | 72
PKX5QC9Z | Sigma Luminous | Luminous Retrofits | PRO-95W-UNV-50K360S-MG | Mogul (E39) Screw-Base Replacements for HID Lamps | Mid Output | Replacement Lamps for Outdoor Pole/Arm-mounted Area and Roadway Luminaires (Type C) |  | Standard | FALSE | [9 empty] | 42423 |  | No | Qualified pointing straight down | 3 | 9238.86 | 97.25 | 95 | 11.6 | 0.939 | 5000 | 72
PDQSCQSN | Sigma Luminous | Luminous Retrofits | PRO-85W-UNV-50K120-MG | Mogul (E39) Screw-Base Replacements for HID Lamps | Mid Output | Replacement Lamps for Outdoor Pole/Arm-mounted Area and Roadway Luminaires (Type C) |  | Standard | FALSE | [9 empty] | 42423 |  | No | Qualified pointing straight down | 3 | 9107.91 | 107.15 | 85 | 11.6 | 0.939 | 5000 | 72
PK2J62RN | Sigma Luminous | Luminous Retrofits | PRO-95W-UNV-50KT2-MG | Mogul (E39) Screw-Base Replacements for HID Lamps | Mid Output | Replacement Lamps for Outdoor Pole/Arm-mounted Area and Roadway Luminaires (Type C) |  | Standard | FALSE | [9 empty] | 42423 |  | No | Qualified pointing straight down | 3 | 9024.97 | 95 | 95 | 11.6 | 0.939 | 5000 | 72
P8SJ6E91 | Sigma Luminous | Luminous Retrofits | PRO-85W-UNV-50K360S-MG | Mogul (E39) Screw-Base Replacements for HID Lamps | Mid Output | Replacement Lamps for Outdoor Pole/Arm-mounted Area and Roadway Luminaires (Type C) |  | Standard | FALSE | [9 empty] | 42423 |  | No | Qualified pointing straight down | 3 | 8258.43 | 97.16 | 85 | 11.6 | 0.939 | 5000 | 72
PCXUFNV8 | Sigma Luminous | Luminous Retrofits | PRO-85W-UNV-50KT2-MG | Mogul (E39) Screw-Base Replacements for HID Lamps | Mid Output | Replacement Lamps for Outdoor Pole/Arm-mounted Area and Roadway Luminaires (Type C) |  | Standard | FALSE | [9 empty] | 42423 |  | No | Qualified pointing straight down | 3 | 8067.24 | 94.91 | 85 | 11.6 | 0.939 | 5000 | 72
PN253516 | Sigma Luminous | Luminous Retrofits | PRO-75W-UNV-50K120-MG | Mogul (E39) Screw-Base Replacements for HID Lamps | Mid Output | Replacement Lamps for Outdoor Pole/Arm-mounted Area and Roadway Luminaires (Type C) |  | Standard | FALSE | [9 empty] | 42423 |  | No | Qualified pointing straight down | 3 | 8026.63 | 107.02 | 75 | 11.6 | 0.939 | 5000 | 72
PV78TQSK | Sigma Luminous | Luminous Retrofits | PRO-75W-UNV-50K360S-MG | Mogul (E39) Screw-Base Replacements for HID Lamps | Mid Output | Replacement Lamps for Outdoor Pole/Arm-mounted Area and Roadway Luminaires (Type C) |  | Standard | FALSE | [9 empty] | 42423 |  | No | Qualified pointing straight down | 3 | 7278 | 97.04 | 75 | 11.6 | 0.939 | 5000 | 72
P8EJDX3Q | Sigma Luminous | Luminous Retrofits | PRO-75W-UNV-50KT2-MG | Mogul (E39) Screw-Base Replacements for HID Lamps | Mid Output | Replacement Lamps for Outdoor Pole/Arm-mounted Area and Roadway Luminaires (Type C) |  | Standard | FALSE | [9 empty] | 42423 |  | No | Qualified pointing straight down | 3 | 7109.5 | 94.79 | 75 | 11.6 | 0.939 | 5000 | 72
P3UQ1CR2 | Sigma Luminous | Luminous Retrofits | MINI-40W-UNV-50K120-MG | Mogul (E39) Screw-Base Replacements for HID Lamps | Low Output | Replacement Lamps for Outdoor Pole/Arm-mounted Area and Roadway Luminaires (Type C) |  | Standard | FALSE | [9 empty] | 42423 |  | No | Qualified pointing straight down | 3 | 4242.15 | 106.05 | 40 | 10.3 | 0.886 | 5000 | 72
PRUJEKCA | Sigma Luminous | Luminous Retrofits | MINI-40W-UNV-50K360S-MG | Mogul (E39) Screw-Base Replacements for HID Lamps | Low Output | Replacement Lamps for Outdoor Pole/Arm-mounted Area and Roadway Luminaires (Type C) |  | Standard | FALSE | [9 empty] | 42423 |  | No | Qualified pointing straight down | 3 | 3846.49 | 96.16 | 40 | 10.3 | 0.886 | 5000 | 72
PSFJHT4A | Sigma Luminous | Luminous Retrofits | MINI-40W-UNV-50KT2-MG | Mogul (E39) Screw-Base Replacements for HID Lamps | Low Output | Replacement Lamps for Outdoor Pole/Arm-mounted Area and Roadway Luminaires (Type C) |  | Standard | FALSE | [9 empty] | 42423 |  | No | Qualified pointing straight down | 3 | 3757.44 | 93.94 | 40 | 10.3 | 0.886 | 5000 | 72
PFCFY8G7 | Sigma Luminous | Luminous Retrofits | MINI-30W-UNV-50K120-MG | Mogul (E39) Screw-Base Replacements for HID Lamps | Low Output | Replacement Lamps for Outdoor Pole/Arm-mounted Area and Roadway Luminaires (Type C) |  | Standard | FALSE | [9 empty] | 42423 |  | No | Qualified pointing straight down | 3 | 3160.87 | 105.36 | 30 | 10.3 | 0.886 | 5000 | 72
P2Q1YH9B | Sigma Luminous | Luminous Retrofits | MINI-30W-UNV-50K360S-MG | Mogul (E39) Screw-Base Replacements for HID Lamps | Low Output | Replacement Lamps for Outdoor Pole/Arm-mounted Area and Roadway Luminaires (Type C) |  | Standard | FALSE | [9 empty] | 42423 |  | No | Qualified pointing straight down | 3 | 2866.06 | 95.54 | 30 | 10.3 | 0.886 | 5000 | 72
PDJ5VCBX | Sigma Luminous | Luminous Retrofits | MINI-30W-UNV-50KT2-MG | Mogul (E39) Screw-Base Replacements for HID Lamps | Low Output | Replacement Lamps for Outdoor Pole/Arm-mounted Area and Roadway Luminaires (Type C) |  | Standard | FALSE | [9 empty] | 42423 |  | No | Qualified pointing straight down | 3 | 2799.71 | 93.32 | 30 | 10.3 | 0.886 | 5000 | 72
PM6U7MR1 | Sigma Luminous | Luminous Retrofits | MINI-60W-UNV-50KT2-MG | Mogul (E39) Screw-Base Replacements for HID Lamps | Mid Output | Replacement Lamps for Outdoor Pole/Arm-mounted Area and Roadway Luminaires (Type C) |  | Standard | FALSE | [9 empty] | 42423 |  | No | Qualified pointing straight down | 3 | 5030 | 84.6 | 59.46 | 12.2 | 0.927 | 4876 | 74.3
PCEPP666 | Sigma Luminous | Luminous Retrofits | PRO-75W-UNV-40KT2-MG | Mogul (E39) Screw-Base Replacements for HID Lamps | Mid Output | Replacement Lamps for Outdoor Pole/Arm-mounted Area and Roadway Luminaires (Type C) |  | Standard | FALSE | [9 empty] | 42423 |  | No | Qualified pointing straight down | 3 | 5341 | 68.5 | 78.01 | 11.6 | 0.939 | 4184 | 80.9
PFEYUGX4 | Sigma Luminous | Luminous Retrofits | ULTRA-480-41K360S-MG | Mogul (E39) Screw-Base Replacements for HID Lamps | Mid Output | Replacement Lamps for Outdoor Pole/Arm-mounted Area and Roadway Luminaires (Type C) |  | Standard | FALSE | [9 empty] | 42423 |  | No | Qualified pointing straight down | 3 | 9741.19 | 89.22 | 120.1 | 17.3 | 0.893 | 4100 | 72
PMJ74Z98 | Sigma Luminous | Luminous Retrofits | ULTRA-480-41KT2-MG | Mogul (E39) Screw-Base Replacements for HID Lamps | Mid Output | Replacement Lamps for Outdoor Pole/Arm-mounted Area and Roadway Luminaires (Type C) |  | Standard | FALSE | [9 empty] | 42423 |  | No | Qualified pointing straight down | 3 | 9515.67 | 87.15 | 120.1 | 17.3 | 0.893 | 4100 | 72
PCMV3YBY | Sigma Luminous | Luminous Retrofits | ULTRA-480-41K120-MG | Mogul (E39) Screw-Base Replacements for HID Lamps | High Output | Replacement Lamps for Outdoor Pole/Arm-mounted Area and Roadway Luminaires (Type C) |  | Standard | FALSE | [9 empty] | 42423 |  | No | Qualified pointing straight down | 3 | 10743.2 | 98.4 | 120.1 | 17.3 | 0.893 | 4100 | 72
P57K5W3B | Sigma Luminous | Luminous Retrofits | ULTRA-UNV-41K360S-MG | Mogul (E39) Screw-Base Replacements for HID Lamps | Mid Output | Replacement Lamps for Outdoor Pole/Arm-mounted Area and Roadway Luminaires (Type C) |  | Standard | FALSE | [9 empty] | 42423 |  | No | Qualified pointing straight down | 3 | 9504.47 | 89.21 | 117.2 | 13.2 | 0.929 | 4100 | 72
PYA42AUU | Sigma Luminous | Luminous Retrofits | ULTRA-UNV-41KT2-MG | Mogul (E39) Screw-Base Replacements for HID Lamps | Mid Output | Replacement Lamps for Outdoor Pole/Arm-mounted Area and Roadway Luminaires (Type C) |  | Standard | FALSE | [9 empty] | 42423 |  | No | Qualified pointing straight down | 3 | 9284.43 | 87.14 | 117.2 | 13.2 | 0.929 | 4100 | 72
PTE98MFC | Sigma Luminous | Luminous Retrofits | ULTRA-UNV-41K120-MG | Mogul (E39) Screw-Base Replacements for HID Lamps | High Output | Replacement Lamps for Outdoor Pole/Arm-mounted Area and Roadway Luminaires (Type C) |  | Standard | FALSE | [9 empty] | 42423 |  | No | Qualified pointing straight down | 3 | 10482.12 | 98.38 | 117.2 | 13.2 | 0.929 | 4100 | 72
PD7KKSY9 | Sigma Luminous | Luminous Retrofits | MINI-60W-UNV-41K120-MG | Mogul (E39) Screw-Base Replacements for HID Lamps | Mid Output | Replacement Lamps for Outdoor Pole/Arm-mounted Area and Roadway Luminaires (Type C) |  | Standard | FALSE | [9 empty] | 42423 |  | No | Qualified pointing straight down | 3 | 5332.55 | 97.76 | 60 | 12.2 | 0.927 | 4100 | 72
P2JWDZWS | Sigma Luminous | Luminous Retrofits | MINI-60W-UNV-41K360S-MG | Mogul (E39) Screw-Base Replacements for HID Lamps | Low Output | Replacement Lamps for Outdoor Pole/Arm-mounted Area and Roadway Luminaires (Type C) |  | Standard | FALSE | [9 empty] | 42423 |  | No | Qualified pointing straight down | 3 | 4835.2 | 88.65 | 60 | 12.2 | 0.927 | 4100 | 72
PSFW3UGN | Sigma Luminous | Luminous Retrofits | MINI-60W-UNV-41KT2-MG | Mogul (E39) Screw-Base Replacements for HID Lamps | Low Output | Replacement Lamps for Outdoor Pole/Arm-mounted Area and Roadway Luminaires (Type C) |  | Standard | FALSE | [9 empty] | 42423 |  | No | Qualified pointing straight down | 3 | 4723.25 | 86.59 | 60 | 12.2 | 0.927 | 4100 | 72
PGEA6FXY | Sigma Luminous | Luminous Retrofits | MINI-50W-UNV-41K120-MG | Mogul (E39) Screw-Base Replacements for HID Lamps | Low Output | Replacement Lamps for Outdoor Pole/Arm-mounted Area and Roadway Luminaires (Type C) |  | Standard | FALSE | [9 empty] | 42423 |  | No | Qualified pointing straight down | 3 | 4432.28 | 97.51 | 50 | 12.2 | 0.927 | 4100 | 72
P84MNM58 | Sigma Luminous | Luminous Retrofits | MINI-50W-UNV-41K360S-MG | Mogul (E39) Screw-Base Replacements for HID Lamps | Low Output | Replacement Lamps for Outdoor Pole/Arm-mounted Area and Roadway Luminaires (Type C) |  | Standard | FALSE | [9 empty] | 42423 |  | No | Qualified pointing straight down | 3 | 4018.89 | 88.42 | 50 | 12.2 | 0.927 | 4100 | 72
PVCUDKX9 | Sigma Luminous | Luminous Retrofits | MINI-50W-UNV-41KT2-MG | Mogul (E39) Screw-Base Replacements for HID Lamps | Low Output | Replacement Lamps for Outdoor Pole/Arm-mounted Area and Roadway Luminaires (Type C) |  | Standard | FALSE | [9 empty] | 42423 |  | No | Qualified pointing straight down | 3 | 3925.85 | 86.37 | 50 | 12.2 | 0.927 | 4100 | 72
PJNZQUX8 | Sigma Luminous | Luminous Retrofits | PRO-95W-480-41K120-MG | Mogul (E39) Screw-Base Replacements for HID Lamps | Mid Output | Replacement Lamps for Outdoor Pole/Arm-mounted Area and Roadway Luminaires (Type C) |  | Standard | FALSE | [9 empty] | 42423 |  | No | Qualified pointing straight down | 3 | 8483.51 | 98.23 | 95 | 12.1 | 0.95 | 4100 | 72
PD1N73JM | Sigma Luminous | Luminous Retrofits | PRO-95W-480-41K360S-MG | Mogul (E39) Screw-Base Replacements for HID Lamps | Mid Output | Replacement Lamps for Outdoor Pole/Arm-mounted Area and Roadway Luminaires (Type C) |  | Standard | FALSE | [9 empty] | 42423 |  | No | Qualified pointing straight down | 3 | 7692.27 | 89.07 | 95 | 12.1 | 0.95 | 4100 | 72
PV9NQC1Z | Sigma Luminous | Luminous Retrofits | PRO-85W-480-41K120-MG | Mogul (E39) Screw-Base Replacements for HID Lamps | Mid Output | Replacement Lamps for Outdoor Pole/Arm-mounted Area and Roadway Luminaires (Type C) |  | Standard | FALSE | [9 empty] | 42423 |  | No | Qualified pointing straight down | 3 | 7583.24 | 98.14 | 85 | 12.1 | 0.95 | 4100 | 72
PX6Z5JK4 | Sigma Luminous | Luminous Retrofits | PRO-95W-480-41KT2-MG | Mogul (E39) Screw-Base Replacements for HID Lamps | Mid Output | Replacement Lamps for Outdoor Pole/Arm-mounted Area and Roadway Luminaires (Type C) |  | Standard | FALSE | [9 empty] | 42423 |  | No | Qualified pointing straight down | 3 | 7514.18 | 87.01 | 95 | 12.1 | 0.95 | 4100 | 72
P1RER28Q | Sigma Luminous | Luminous Retrofits | PRO-85W-480-41K360S-MG | Mogul (E39) Screw-Base Replacements for HID Lamps | Mid Output | Replacement Lamps for Outdoor Pole/Arm-mounted Area and Roadway Luminaires (Type C) |  | Standard | FALSE | [9 empty] | 42423 |  | No | Qualified pointing straight down | 3 | 6875.96 | 88.98 | 85 | 12.1 | 0.95 | 4100 | 72
PNYR57DM | Sigma Luminous | Luminous Retrofits | PRO-85W-480-41KT2-MG | Mogul (E39) Screw-Base Replacements for HID Lamps | Mid Output | Replacement Lamps for Outdoor Pole/Arm-mounted Area and Roadway Luminaires (Type C) |  | Standard | FALSE | [9 empty] | 42423 |  | No | Qualified pointing straight down | 3 | 6716.77 | 86.92 | 85 | 12.1 | 0.95 | 4100 | 72
PTUAFKU2 | Sigma Luminous | Luminous Retrofits | PRO-75W-480-41K120-MG | Mogul (E39) Screw-Base Replacements for HID Lamps | Mid Output | Replacement Lamps for Outdoor Pole/Arm-mounted Area and Roadway Luminaires (Type C) |  | Standard | FALSE | [9 empty] | 42423 |  | No | Qualified pointing straight down | 3 | 6682.96 | 98.02 | 75 | 12.1 | 0.95 | 4100 | 72
PNM4G7T8 | Sigma Luminous | Luminous Retrofits | PRO-75W-480-41K360S-MG | Mogul (E39) Screw-Base Replacements for HID Lamps | Mid Output | Replacement Lamps for Outdoor Pole/Arm-mounted Area and Roadway Luminaires (Type C) |  | Standard | FALSE | [9 empty] | 42423 |  | No | Qualified pointing straight down | 3 | 6059.65 | 88.87 | 75 | 12.1 | 0.95 | 4100 | 72
PE9ME1WP | Sigma Luminous | Luminous Retrofits | PRO-75W-480-41KT2-MG | Mogul (E39) Screw-Base Replacements for HID Lamps | Mid Output | Replacement Lamps for Outdoor Pole/Arm-mounted Area and Roadway Luminaires (Type C) |  | Standard | FALSE | [9 empty] | 42423 |  | No | Qualified pointing straight down | 3 | 5919.37 | 86.82 | 75 | 12.1 | 0.95 | 4100 | 72
PF7BKESY | Sigma Luminous | Luminous Retrofits | PRO-95W-UNV-41K120-MG | Mogul (E39) Screw-Base Replacements for HID Lamps | Mid Output | Replacement Lamps for Outdoor Pole/Arm-mounted Area and Roadway Luminaires (Type C) |  | Standard | FALSE | [9 empty] | 42423 |  | No | Qualified pointing straight down | 3 | 8483.51 | 98.23 | 95 | 11.6 | 0.939 | 4100 | 72
P8F66YK1 | Sigma Luminous | Luminous Retrofits | PRO-95W-UNV-41K360S-MG | Mogul (E39) Screw-Base Replacements for HID Lamps | Mid Output | Replacement Lamps for Outdoor Pole/Arm-mounted Area and Roadway Luminaires (Type C) |  | Standard | FALSE | [9 empty] | 42423 |  | No | Qualified pointing straight down | 3 | 7692.27 | 89.07 | 95 | 11.6 | 0.939 | 4100 | 72
PVBB6EXX | Sigma Luminous | Luminous Retrofits | PRO-85W-UNV-41K120-MG | Mogul (E39) Screw-Base Replacements for HID Lamps | Mid Output | Replacement Lamps for Outdoor Pole/Arm-mounted Area and Roadway Luminaires (Type C) |  | Standard | FALSE | [9 empty] | 42423 |  | No | Qualified pointing straight down | 3 | 7583.24 | 98.14 | 85 | 11.6 | 0.939 | 4100 | 72
P4Q4PJER | Sigma Luminous | Luminous Retrofits | PRO-95W-UNV-41KT2-MG | Mogul (E39) Screw-Base Replacements for HID Lamps | Mid Output | Replacement Lamps for Outdoor Pole/Arm-mounted Area and Roadway Luminaires (Type C) |  | Standard | FALSE | [9 empty] | 42423 |  | No | Qualified pointing straight down | 3 | 7514.18 | 87.01 | 95 | 11.6 | 0.939 | 4100 | 72
PQ8SWTN4 | Sigma Luminous | Luminous Retrofits | PRO-85W-UNV-41K360S-MG | Mogul (E39) Screw-Base Replacements for HID Lamps | Mid Output | Replacement Lamps for Outdoor Pole/Arm-mounted Area and Roadway Luminaires (Type C) |  | Standard | FALSE | [9 empty] | 42423 |  | No | Qualified pointing straight down | 3 | 6875.96 | 88.98 | 85 | 11.6 | 0.939 | 4100 | 72
PQQYUFYQ | Sigma Luminous | Luminous Retrofits | PRO-85W-UNV-41KT2-MG | Mogul (E39) Screw-Base Replacements for HID Lamps | Mid Output | Replacement Lamps for Outdoor Pole/Arm-mounted Area and Roadway Luminaires (Type C) |  | Standard | FALSE | [9 empty] | 42423 |  | No | Qualified pointing straight down | 3 | 6716.77 | 86.92 | 85 | 11.6 | 0.939 | 4100 | 72
PC8JCY9A | Sigma Luminous | Luminous Retrofits | PRO-75W-UNV-41K120-MG | Mogul (E39) Screw-Base Replacements for HID Lamps | Mid Output | Replacement Lamps for Outdoor Pole/Arm-mounted Area and Roadway Luminaires (Type C) |  | Standard | FALSE | [9 empty] | 42423 |  | No | Qualified pointing straight down | 3 | 6682.96 | 98.02 | 75 | 11.6 | 0.939 | 4100 | 72
PZEE6Y7X | Sigma Luminous | Luminous Retrofits | PRO-75W-UNV-41K360S-MG | Mogul (E39) Screw-Base Replacements for HID Lamps | Mid Output | Replacement Lamps for Outdoor Pole/Arm-mounted Area and Roadway Luminaires (Type C) |  | Standard | FALSE | [9 empty] | 42423 |  | No | Qualified pointing straight down | 3 | 6059.65 | 88.87 | 75 | 11.6 | 0.939 | 4100 | 72
P5P3RAF8 | Sigma Luminous | Luminous Retrofits | PRO-75W-UNV-41KT2-MG | Mogul (E39) Screw-Base Replacements for HID Lamps | Mid Output | Replacement Lamps for Outdoor Pole/Arm-mounted Area and Roadway Luminaires (Type C) |  | Standard | FALSE | [9 empty] | 42423 |  | No | Qualified pointing straight down | 3 | 5919.37 | 86.82 | 75 | 11.6 | 0.939 | 4100 | 72
PK7M9X97 | Sigma Luminous | Luminous Retrofits | MINI-40W-UNV-41K120-MG | Mogul (E39) Screw-Base Replacements for HID Lamps | Low Output | Replacement Lamps for Outdoor Pole/Arm-mounted Area and Roadway Luminaires (Type C) |  | Standard | FALSE | [9 empty] | 42423 |  | No | Qualified pointing straight down | 3 | 3532.01 | 97.13 | 40 | 10.3 | 0.886 | 4100 | 72
PK96TE3E | Sigma Luminous | Luminous Retrofits | MINI-40W-UNV-41K360S-MG | Mogul (E39) Screw-Base Replacements for HID Lamps | Low Output | Replacement Lamps for Outdoor Pole/Arm-mounted Area and Roadway Luminaires (Type C) |  | Standard | FALSE | [9 empty] | 42423 |  | No | Qualified pointing straight down | 3 | 3202.58 | 88.07 | 40 | 10.3 | 0.886 | 4100 | 72
PG3BJFB6 | Sigma Luminous | Luminous Retrofits | MINI-40W-UNV-41KT2-MG | Mogul (E39) Screw-Base Replacements for HID Lamps | Low Output | Replacement Lamps for Outdoor Pole/Arm-mounted Area and Roadway Luminaires (Type C) |  | Standard | FALSE | [9 empty] | 42423 |  | No | Qualified pointing straight down | 3 | 3128.44 | 86.03 | 40 | 10.3 | 0.886 | 4100 | 72
P8V9BHC3 | Sigma Luminous | Luminous Retrofits | MINI-30W-UNV-41K120-MG | Mogul (E39) Screw-Base Replacements for HID Lamps | Low Output | Replacement Lamps for Outdoor Pole/Arm-mounted Area and Roadway Luminaires (Type C) |  | Standard | FALSE | [9 empty] | 42423 |  | No | Qualified pointing straight down | 3 | 2631.74 | 96.5 | 30 | 10.3 | 0.886 | 4100 | 72
PH3V39FA | Sigma Luminous | Luminous Retrofits | MINI-30W-UNV-41K360S-MG | Mogul (E39) Screw-Base Replacements for HID Lamps | Low Output | Replacement Lamps for Outdoor Pole/Arm-mounted Area and Roadway Luminaires (Type C) |  | Standard | FALSE | [9 empty] | 42423 |  | No | Qualified pointing straight down | 3 | 2386.28 | 87.5 | 30 | 10.3 | 0.886 | 4100 | 72
PK9PBW43 | Sigma Luminous | Luminous Retrofits | MINI-30W-UNV-41KT2-MG | Mogul (E39) Screw-Base Replacements for HID Lamps | Low Output | Replacement Lamps for Outdoor Pole/Arm-mounted Area and Roadway Luminaires (Type C) |  | Standard | FALSE | [9 empty] | 42423 |  | No | Qualified pointing straight down | 3 | 2331.03 | 85.47 | 30 | 10.3 | 0.886 | 4100 | 72
PTNND9F1 | Sigma Luminous | Luminous Retrofits | MINI-50W-UNV-40KT2-MG | Mogul (E39) Screw-Base Replacements for HID Lamps | Low Output | Replacement Lamps for Outdoor Pole/Arm-mounted Area and Roadway Luminaires (Type C) |  | Standard | FALSE | [9 empty] | 42423 |  | No | Qualified pointing straight down | 3 | 3199 | 66.9 | 47.55 | 12.2 | 0.927 | 4059 | 83
PE4P27G1 | Sigma Luminous | Luminous Retrofits | MINI-30W-UNV-40KT2-MG | Mogul (E39) Screw-Base Replacements for HID Lamps | Low Output | Replacement Lamps for Outdoor Pole/Arm-mounted Area and Roadway Luminaires (Type C) |  | Standard | FALSE | [9 empty] | 42423 |  | No | Qualified pointing straight down | 3 | 1892 | 66.8 | 28.31 | 10.3 | 0.886 | 4048 | 82
PSHJ7FCE | Sigma Luminous | Luminous Retrofits | ULTRA-480-40KT2-MG | Mogul (E39) Screw-Base Replacements for HID Lamps | Mid Output | Replacement Lamps for Outdoor Pole/Arm-mounted Area and Roadway Luminaires (Type C) |  | Standard | FALSE | [9 empty] | 42423 |  | No | Qualified pointing straight down | 3 | 7903 | 68.5 | 115.3 | 17.3 | 0.893 | 4001 | 81.4
PNRUG567 | Sigma Luminous | Luminous Retrofits | ULTRA-480-40K120-MG | Mogul (E39) Screw-Base Replacements for HID Lamps | Mid Output | Replacement Lamps for Outdoor Pole/Arm-mounted Area and Roadway Luminaires (Type C) |  | Standard | FALSE | [9 empty] | 42423 |  | No | Qualified pointing straight down | 3 | 9418.4 | 78.42 | 120.1 | 17.3 | 0.893 | 4000 | 80.9
PWT77NE4 | Sigma Luminous | Luminous Retrofits | ULTRA-480-40K360S-MG | Mogul (E39) Screw-Base Replacements for HID Lamps | Mid Output | Replacement Lamps for Outdoor Pole/Arm-mounted Area and Roadway Luminaires (Type C) |  | Standard | FALSE | [9 empty] | 42423 |  | No | Qualified pointing straight down | 3 | 8539.96 | 71.11 | 120.1 | 17.3 | 0.893 | 4000 | 80.9
PDPRYRYH | Sigma Luminous | Luminous Retrofits | ULTRA-UNV-40K120-MG | Mogul (E39) Screw-Base Replacements for HID Lamps | Mid Output | Replacement Lamps for Outdoor Pole/Arm-mounted Area and Roadway Luminaires (Type C) |  | Standard | FALSE | [9 empty] | 42423 |  | No | Qualified pointing straight down | 3 | 9189.51 | 78.41 | 117.2 | 13.2 | 0.929 | 4000 | 80.9
PEJJGVGA | Sigma Luminous | Luminous Retrofits | ULTRA-UNV-40K360S-MG | Mogul (E39) Screw-Base Replacements for HID Lamps | Mid Output | Replacement Lamps for Outdoor Pole/Arm-mounted Area and Roadway Luminaires (Type C) |  | Standard | FALSE | [9 empty] | 42423 |  | No | Qualified pointing straight down | 3 | 8332.42 | 71.1 | 117.2 | 13.2 | 0.929 | 4000 | 80.9
P6K7ETK4 | Sigma Luminous | Luminous Retrofits | MINI-60W-UNV-40K120-MG | Mogul (E39) Screw-Base Replacements for HID Lamps | Low Output | Replacement Lamps for Outdoor Pole/Arm-mounted Area and Roadway Luminaires (Type C) |  | Standard | FALSE | [9 empty] | 42423 |  | No | Qualified pointing straight down | 3 | 4674.97 | 77.92 | 60 | 12.2 | 0.927 | 4000 | 80.9
PZVQ38WK | Sigma Luminous | Luminous Retrofits | MINI-60W-UNV-40K360S-MG | Mogul (E39) Screw-Base Replacements for HID Lamps | Low Output | Replacement Lamps for Outdoor Pole/Arm-mounted Area and Roadway Luminaires (Type C) |  | Standard | FALSE | [9 empty] | 42423 |  | No | Qualified pointing straight down | 3 | 4238.94 | 70.65 | 60 | 12.2 | 0.927 | 4000 | 80.9
PXPKHRC1 | Sigma Luminous | Luminous Retrofits | MINI-60W-UNV-40KT2-MG | Mogul (E39) Screw-Base Replacements for HID Lamps | Low Output | Replacement Lamps for Outdoor Pole/Arm-mounted Area and Roadway Luminaires (Type C) |  | Standard | FALSE | [9 empty] | 42423 |  | No | Qualified pointing straight down | 3 | 4140.81 | 69.01 | 60 | 12.2 | 0.927 | 4000 | 80.9
PDDUUXD8 | Sigma Luminous | Luminous Retrofits | MINI-50W-UNV-40K120-MG | Mogul (E39) Screw-Base Replacements for HID Lamps | Low Output | Replacement Lamps for Outdoor Pole/Arm-mounted Area and Roadway Luminaires (Type C) |  | Standard | FALSE | [9 empty] | 42423 |  | No | Qualified pointing straight down | 3 | 3885.71 | 77.71 | 50 | 12.2 | 0.927 | 4000 | 80.9
PA2RW82Y | Sigma Luminous | Luminous Retrofits | MINI-50W-UNV-40K360S-MG | Mogul (E39) Screw-Base Replacements for HID Lamps | Low Output | Replacement Lamps for Outdoor Pole/Arm-mounted Area and Roadway Luminaires (Type C) |  | Standard | FALSE | [9 empty] | 42423 |  | No | Qualified pointing straight down | 3 | 3523.3 | 70.47 | 50 | 12.2 | 0.927 | 4000 | 80.9
PCS9W5YZ | Sigma Luminous | Luminous Retrofits | PRO-95W-480-40K120-MG | Mogul (E39) Screw-Base Replacements for HID Lamps | Mid Output | Replacement Lamps for Outdoor Pole/Arm-mounted Area and Roadway Luminaires (Type C) |  | Standard | FALSE | [9 empty] | 42423 |  | No | Qualified pointing straight down | 3 | 7437.36 | 78.29 | 95 | 12.1 | 0.95 | 4000 | 80.9
PK455DAE | Sigma Luminous | Luminous Retrofits | PRO-95W-480-40K360S-MG | Mogul (E39) Screw-Base Replacements for HID Lamps | Mid Output | Replacement Lamps for Outdoor Pole/Arm-mounted Area and Roadway Luminaires (Type C) |  | Standard | FALSE | [9 empty] | 42423 |  | No | Qualified pointing straight down | 3 | 6743.69 | 70.99 | 95 | 12.1 | 0.95 | 4000 | 80.9
P73FTV86 | Sigma Luminous | Luminous Retrofits | PRO-85W-480-40K120-MG | Mogul (E39) Screw-Base Replacements for HID Lamps | Mid Output | Replacement Lamps for Outdoor Pole/Arm-mounted Area and Roadway Luminaires (Type C) |  | Standard | FALSE | [9 empty] | 42423 |  | No | Qualified pointing straight down | 3 | 6648.11 | 78.21 | 85 | 12.1 | 0.95 | 4000 | 80.9
PRBGTMZ7 | Sigma Luminous | Luminous Retrofits | PRO-95W-480-40KT2-MG | Mogul (E39) Screw-Base Replacements for HID Lamps | Mid Output | Replacement Lamps for Outdoor Pole/Arm-mounted Area and Roadway Luminaires (Type C) |  | Standard | FALSE | [9 empty] | 42423 |  | No | Qualified pointing straight down | 3 | 6587.57 | 69.34 | 95 | 12.1 | 0.95 | 4000 | 80.9
PUR2XUXQ | Sigma Luminous | Luminous Retrofits | PRO-85W-480-40K360S-MG | Mogul (E39) Screw-Base Replacements for HID Lamps | Mid Output | Replacement Lamps for Outdoor Pole/Arm-mounted Area and Roadway Luminaires (Type C) |  | Standard | FALSE | [9 empty] | 42423 |  | No | Qualified pointing straight down | 3 | 6028.05 | 70.92 | 85 | 12.1 | 0.95 | 4000 | 80.9
PHWU9PUM | Sigma Luminous | Luminous Retrofits | PRO-85W-480-40KT2-MG | Mogul (E39) Screw-Base Replacements for HID Lamps | Mid Output | Replacement Lamps for Outdoor Pole/Arm-mounted Area and Roadway Luminaires (Type C) |  | Standard | FALSE | [9 empty] | 42423 |  | No | Qualified pointing straight down | 3 | 5888.49 | 69.28 | 85 | 12.1 | 0.95 | 4000 | 80.9
P5AHRNW5 | Sigma Luminous | Luminous Retrofits | PRO-75W-480-40K120-MG | Mogul (E39) Screw-Base Replacements for HID Lamps | Mid Output | Replacement Lamps for Outdoor Pole/Arm-mounted Area and Roadway Luminaires (Type C) |  | Standard | FALSE | [9 empty] | 42423 |  | No | Qualified pointing straight down | 3 | 5858.85 | 78.12 | 75 | 12.1 | 0.95 | 4000 | 80.9
PKEVC6GE | Sigma Luminous | Luminous Retrofits | PRO-75W-480-40K360S-MG | Mogul (E39) Screw-Base Replacements for HID Lamps | Mid Output | Replacement Lamps for Outdoor Pole/Arm-mounted Area and Roadway Luminaires (Type C) |  | Standard | FALSE | [9 empty] | 42423 |  | No | Qualified pointing straight down | 3 | 5312.41 | 70.83 | 75 | 12.1 | 0.95 | 4000 | 80.9
PF5ZN465 | Sigma Luminous | Luminous Retrofits | PRO-95W-UNV-40K120-MG | Mogul (E39) Screw-Base Replacements for HID Lamps | Mid Output | Replacement Lamps for Outdoor Pole/Arm-mounted Area and Roadway Luminaires (Type C) |  | Standard | FALSE | [9 empty] | 42423 |  | No | Qualified pointing straight down | 3 | 7437.36 | 78.29 | 95 | 11.6 | 0.939 | 4000 | 80.9
PR4FX1A4 | Sigma Luminous | Luminous Retrofits | PRO-95W-UNV-40K360S-MG | Mogul (E39) Screw-Base Replacements for HID Lamps | Mid Output | Replacement Lamps for Outdoor Pole/Arm-mounted Area and Roadway Luminaires (Type C) |  | Standard | FALSE | [9 empty] | 42423 |  | No | Qualified pointing straight down | 3 | 6743.69 | 70.99 | 95 | 11.6 | 0.939 | 4000 | 80.9
P29MBERZ | Sigma Luminous | Luminous Retrofits | PRO-85W-UNV-40K120-MG | Mogul (E39) Screw-Base Replacements for HID Lamps | Mid Output | Replacement Lamps for Outdoor Pole/Arm-mounted Area and Roadway Luminaires (Type C) |  | Standard | FALSE | [9 empty] | 42423 |  | No | Qualified pointing straight down | 3 | 6648.11 | 78.21 | 85 | 11.6 | 0.939 | 4000 | 80.9
P664G6PQ | Sigma Luminous | Luminous Retrofits | PRO-95W-UNV-40KT2-MG | Mogul (E39) Screw-Base Replacements for HID Lamps | Mid Output | Replacement Lamps for Outdoor Pole/Arm-mounted Area and Roadway Luminaires (Type C) |  | Standard | FALSE | [9 empty] | 42423 |  | No | Qualified pointing straight down | 3 | 6587.57 | 69.34 | 95 | 11.6 | 0.939 | 4000 | 80.9
PEVH9Y6G | Sigma Luminous | Luminous Retrofits | PRO-85W-UNV-40K360S-MG | Mogul (E39) Screw-Base Replacements for HID Lamps | Mid Output | Replacement Lamps for Outdoor Pole/Arm-mounted Area and Roadway Luminaires (Type C) |  | Standard | FALSE | [9 empty] | 42423 |  | No | Qualified pointing straight down | 3 | 6028.05 | 70.92 | 85 | 11.6 | 0.939 | 4000 | 80.9
P9TNJ2T9 | Sigma Luminous | Luminous Retrofits | PRO-85W-UNV-40KT2-MG | Mogul (E39) Screw-Base Replacements for HID Lamps | Mid Output | Replacement Lamps for Outdoor Pole/Arm-mounted Area and Roadway Luminaires (Type C) |  | Standard | FALSE | [9 empty] | 42423 |  | No | Qualified pointing straight down | 3 | 5888.49 | 69.28 | 85 | 11.6 | 0.939 | 4000 | 80.9
PYQ78C5Q | Sigma Luminous | Luminous Retrofits | PRO-75W-UNV-40K120-MG | Mogul (E39) Screw-Base Replacements for HID Lamps | Mid Output | Replacement Lamps for Outdoor Pole/Arm-mounted Area and Roadway Luminaires (Type C) |  | Standard | FALSE | [9 empty] | 42423 |  | No | Qualified pointing straight down | 3 | 5858.85 | 78.12 | 75 | 11.6 | 0.939 | 4000 | 80.9
PXZYH8W5 | Sigma Luminous | Luminous Retrofits | PRO-75W-UNV-40K360S-MG | Mogul (E39) Screw-Base Replacements for HID Lamps | Mid Output | Replacement Lamps for Outdoor Pole/Arm-mounted Area and Roadway Luminaires (Type C) |  | Standard | FALSE | [9 empty] | 42423 |  | No | Qualified pointing straight down | 3 | 5312.41 | 70.83 | 75 | 11.6 | 0.939 | 4000 | 80.9
PSQTD573 | Sigma Luminous | Luminous Retrofits | MINI-40W-UNV-40K120-MG | Mogul (E39) Screw-Base Replacements for HID Lamps | Low Output | Replacement Lamps for Outdoor Pole/Arm-mounted Area and Roadway Luminaires (Type C) |  | Standard | FALSE | [9 empty] | 42423 |  | No | Qualified pointing straight down | 3 | 3096.46 | 77.41 | 40 | 10.3 | 0.886 | 4000 | 80.9
PABQ94EC | Sigma Luminous | Luminous Retrofits | MINI-40W-UNV-40K360S-MG | Mogul (E39) Screw-Base Replacements for HID Lamps | Low Output | Replacement Lamps for Outdoor Pole/Arm-mounted Area and Roadway Luminaires (Type C) |  | Standard | FALSE | [9 empty] | 42423 |  | No | Qualified pointing straight down | 3 | 2807.66 | 70.19 | 40 | 10.3 | 0.886 | 4000 | 80.9
PKKG35VG | Sigma Luminous | Luminous Retrofits | MINI-40W-UNV-40KT2-MG | Mogul (E39) Screw-Base Replacements for HID Lamps | Low Output | Replacement Lamps for Outdoor Pole/Arm-mounted Area and Roadway Luminaires (Type C) |  | Standard | FALSE | [9 empty] | 42423 |  | No | Qualified pointing straight down | 3 | 2742.66 | 68.57 | 40 | 10.3 | 0.886 | 4000 | 80.9
PH4YT1JD | Sigma Luminous | Luminous Retrofits | MINI-30W-UNV-40K120-MG | Mogul (E39) Screw-Base Replacements for HID Lamps | Low Output | Replacement Lamps for Outdoor Pole/Arm-mounted Area and Roadway Luminaires (Type C) |  | Standard | FALSE | [9 empty] | 42423 |  | No | Qualified pointing straight down | 3 | 2307.2 | 76.91 | 30 | 10.3 | 0.886 | 4000 | 80.9
PTWVKT6A | Sigma Luminous | Luminous Retrofits | MINI-30W-UNV-40K360S-MG | Mogul (E39) Screw-Base Replacements for HID Lamps | Low Output | Replacement Lamps for Outdoor Pole/Arm-mounted Area and Roadway Luminaires (Type C) |  | Standard | FALSE | [9 empty] | 42423 |  | No | Qualified pointing straight down | 3 | 2092.01 | 69.73 | 30 | 10.3 | 0.886 | 4000 | 80.9
PFFYYFSY | SHENZHEN R&Z LED WORLD CO.LTD | RZ | RZ-RT-320W-A(4100K) | Mogul (E39) Screw-Base Replacements for HID Lamps | High Output | Replacement Lamps for Outdoor Pole/Arm-mounted Area and Roadway Luminaires (Type C) |  | Standard | TRUE | 23696 | 77.51 | 305.7 | 12.69 | 0.9461 | 4206 | 83.3 | 5 | 50000 | 42422 |  | No |  | 3.1 | 23696 | 77.51 | 305.7 | 12.69 | 0.9461 | 4100 | 83.3
P7UR298N | SHENZHEN R&Z LED WORLD CO.LTD | RZ | RZ-RT-150W-A(4100K) | Mogul (E39) Screw-Base Replacements for HID Lamps | High Output | Replacement Lamps for Outdoor Pole/Arm-mounted Area and Roadway Luminaires (Type C) |  | Standard | TRUE | 16021 | 105.5 | 151.9 | 10.92 | 0.9261 | 4229 | 83.7 | 5 | 50000 | 42422 |  | No |  | 3.1 | 16021 | 105.5 | 151.9 | 10.92 | 0.9261 | 4100 | 83.7
PYVF57W3 | Shenzhen Like Lighting Technology Co. Ltd. | Likelighting | LK-360D-[SE]-K8-75W-ID (3000K) [E39/EX39 Base Only] | Mogul (E39) Screw-Base Replacements for HID Lamps | Mid Output | Replacement Lamps for Outdoor Pole/Arm-mounted Decorative Luminaires (Type B) |  | Standard | TRUE | 7244.94 | 104.33 | 69.444 | 14.2 | 0.917 | 3034 | 83.8 | 5 | 50000 | 42422 |  | No | Product updated on 8/4/2016 | 3.1 | 8153.2 | 114.3 | 71.3 | 14.2 | 0.92 | 3034 | 83.8
PKG9269V | Revolution Lighting Technologies | Revolution Lighting Technologies | 130096-011 | Mogul (E39) Screw-Base Replacements for HID Lamps | Low Output | Replacement Lamps for Outdoor Pole/Arm-mounted Decorative Luminaires (Type B) |  | Standard | TRUE | 2845.8 | 81.4 | 34.95 | 17.04 | 0.9148 | 3138 | 84.9 | 5 | 50000 | 42422 |  | No |  | 3.1 | 4320 | 120 | 36 | 20 | 0.9 | 3000 | 80
PRB6KFF2 | Revolution Lighting Technologies | Revolution Lighting Technologies | 130098-011 | Mogul (E39) Screw-Base Replacements for HID Lamps | Low Output | Replacement Lamps for Outdoor Pole/Arm-mounted Decorative Luminaires (Type B) |  | Standard | TRUE | 3835 | 78.4 | 48.89 | 15.16 | 0.908 | 3145 | 84.7 | 5 | 50000 | 42422 |  | No |  | 3.1 | 6480 | 120 | 54 | 20 | 0.9 | 3000 | 80
PJYYR92A | Revolution Lighting Technologies | Revolution Lighting Technologies | 130097-011 | Mogul (E39) Screw-Base Replacements for HID Lamps | Low Output | Replacement Lamps for Outdoor Pole/Arm-mounted Decorative Luminaires (Type B) |  | Standard | TRUE | 3400.1 | 76.8 | 44.25 | 15.91 | 0.9059 | 3139 | 85.1 | 5 | 50000 | 42422 |  | No |  | 3.1 | 5400 | 120 | 45 | 20 | 0.9 | 3000 | 80
P5TC8GKX | Revolution Lighting Technologies | Revolution Lighting Technologies | 130095-011 | Mogul (E39) Screw-Base Replacements for HID Lamps | Low Output | Replacement Lamps for Outdoor Pole/Arm-mounted Decorative Luminaires (Type B) |  | Standard | TRUE | 2295.2 | 84.5 | 27.16 | 22.71 | 0.9041 | 3142 | 84.9 | 5 | 50000 | 42422 |  | No |  | 3.1 | 3200 | 118.5 | 27 | 20 | 0.9 | 3000 | 80
PTKM7HVC | Revolution Lighting Technologies | Revolution Lighting Technologies | 130098-014 | Mogul (E39) Screw-Base Replacements for HID Lamps | Mid Output | Replacement Lamps for Outdoor Pole/Arm-mounted Decorative Luminaires (Type B) |  | Standard | FALSE | [9 empty] | 42422 |  | No |  | 3.1 | 6480 | 120 | 54 | 20 | 0.9 | 5000 | 80
PKDGKKBC | Revolution Lighting Technologies | Revolution Lighting Technologies | 130097-014 | Mogul (E39) Screw-Base Replacements for HID Lamps | Low Output | Replacement Lamps for Outdoor Pole/Arm-mounted Decorative Luminaires (Type B) |  | Standard | FALSE | [9 empty] | 42422 |  | No |  | 3.1 | 5400 | 120 | 45 | 20 | 0.9 | 5000 | 80
PV8N484E | Revolution Lighting Technologies | Revolution Lighting Technologies | 130096-014 | Mogul (E39) Screw-Base Replacements for HID Lamps | Low Output | Replacement Lamps for Outdoor Pole/Arm-mounted Decorative Luminaires (Type B) |  | Standard | FALSE | [9 empty] | 42422 |  | No |  | 3.1 | 4320 | 120 | 36 | 20 | 0.9 | 5000 | 80
PNMCYVKG | Revolution Lighting Technologies | Revolution Lighting Technologies | 130095-014 | Mogul (E39) Screw-Base Replacements for HID Lamps | Low Output | Replacement Lamps for Outdoor Pole/Arm-mounted Decorative Luminaires (Type B) |  | Standard | FALSE | [9 empty] | 42422 |  | No |  | 3.1 | 3200 | 118.5 | 27 | 20 | 0.9 | 5000 | 80
PN15WSBB | Revolution Lighting Technologies | Revolution Lighting Technologies | 130098-013 | Mogul (E39) Screw-Base Replacements for HID Lamps | Mid Output | Replacement Lamps for Outdoor Pole/Arm-mounted Decorative Luminaires (Type B) |  | Standard | FALSE | [9 empty] | 42422 |  | No |  | 3.1 | 6480 | 120 | 54 | 20 | 0.9 | 4000 | 80
P28XZCCU | Revolution Lighting Technologies | Revolution Lighting Technologies | 130097-013 | Mogul (E39) Screw-Base Replacements for HID Lamps | Low Output | Replacement Lamps for Outdoor Pole/Arm-mounted Decorative Luminaires (Type B) |  | Standard | FALSE | [9 empty] | 42422 |  | No |  | 3.1 | 5400 | 120 | 45 | 20 | 0.9 | 4000 | 80
P4RDDTQ8 | Revolution Lighting Technologies | Revolution Lighting Technologies | 130096-013 | Mogul (E39) Screw-Base Replacements for HID Lamps | Low Output | Replacement Lamps for Outdoor Pole/Arm-mounted Decorative Luminaires (Type B) |  | Standard | FALSE | [9 empty] | 42422 |  | No |  | 3.1 | 4320 | 120 | 36 | 20 | 0.9 | 4000 | 80
P66FA3WE | Revolution Lighting Technologies | Revolution Lighting Technologies | 130095-013 | Mogul (E39) Screw-Base Replacements for HID Lamps | Low Output | Replacement Lamps for Outdoor Pole/Arm-mounted Decorative Luminaires (Type B) |  | Standard | FALSE | [9 empty] | 42422 |  | No |  | 3.1 | 3200 | 118.5 | 27 | 20 | 0.9 | 4000 | 80
PE3EH3Q7 | Shenzhen Like Lighting Technology Co. Ltd. | Likelighting | LK-360D-[SE]-K8-75W-ID (5000K) [E39/EX39 Base Only] | Mogul (E39) Screw-Base Replacements for HID Lamps | Mid Output | Replacement Lamps for Outdoor Pole/Arm-mounted Decorative Luminaires (Type B) |  | Standard | FALSE | [9 empty] | 42422 | Dimmable | No | Product updated on 8/4/2016 | 3.1 | 8153.2 | 114.3 | 71.3 | 14.2 | 0.92 | 5000 | 83.8
PS6RFTST | Shenzhen Like Lighting Technology Co. Ltd. | Likelighting | LK-360D-[SE]-K8-75W-ID (4500K) [E39/EX39 Base Only] | Mogul (E39) Screw-Base Replacements for HID Lamps | Mid Output | Replacement Lamps for Outdoor Pole/Arm-mounted Decorative Luminaires (Type B) |  | Standard | FALSE | [9 empty] | 42422 | Dimmable | No | Product updated on 8/4/2016 | 3.1 | 8153.2 | 114.3 | 71.3 | 14.2 | 0.92 | 4500 | 83.8
PAU5FUZ5 | Shenzhen Like Lighting Technology Co. Ltd. | Likelighting | LK-360D-[SE]-K8-75W-ID (4000K) [E39/EX39 Base Only] | Mogul (E39) Screw-Base Replacements for HID Lamps | Mid Output | Replacement Lamps for Outdoor Pole/Arm-mounted Decorative Luminaires (Type B) |  | Standard | FALSE | [9 empty] | 42422 | Dimmable | No | Product updated on 8/4/2016 | 3.1 | 8153.2 | 114.3 | 71.3 | 14.2 | 0.92 | 4000 | 83.8
P1XZ8WMV | Shenzhen Like Lighting Technology Co. Ltd. | Likelighting | LK-360D-[SE]-K8-75W-ID (3500K) [E39/EX39 Base Only] | Mogul (E39) Screw-Base Replacements for HID Lamps | Mid Output | Replacement Lamps for Outdoor Pole/Arm-mounted Decorative Luminaires (Type B) |  | Standard | FALSE | [9 empty] | 42422 | Dimmable | No | Product updated on 8/4/2016 | 3.1 | 8153.2 | 114.3 | 71.3 | 14.2 | 0.92 | 3500 | 83.8
PPDQ9H11 | SHENZHEN R&Z LED WORLD CO.LTD | RZ | RZ-RT-150W-A(5500K) | Mogul (E39) Screw-Base Replacements for HID Lamps | High Output | Replacement Lamps for Outdoor Pole/Arm-mounted Area and Roadway Luminaires (Type C) |  | Standard | FALSE | [9 empty] | 42422 | Not Dimmable | No |  | 3.1 | 16342 | 108.01 | 151.3 | 11.03 | 0.9254 | 5500 | 72.4
P7QW2FJ6 | SHENZHEN R&Z LED WORLD CO.LTD | RZ | RZ-RT-320W-A(5500K) | Mogul (E39) Screw-Base Replacements for HID Lamps | High Output | Replacement Lamps for Outdoor Pole/Arm-mounted Area and Roadway Luminaires (Type C) |  | Standard | FALSE | [9 empty] | 42422 | Not Dimmable | No |  | 3.1 | 24395 | 80.08 | 304.8 | 12.3 | 0.9414 | 5500 | 71.3
P34S1XFU | SHENZHEN R&Z LED WORLD CO.LTD | RZ | RZ-RT-150W-AD(5500K) | Mogul (E39) Screw-Base Replacements for HID Lamps | High Output | Replacement Lamps for Outdoor Pole/Arm-mounted Area and Roadway Luminaires (Type C) |  | Standard | FALSE | [9 empty] | 42422 | Dimmable | No |  | 3.1 | 16342 | 108.01 | 151.3 | 11.03 | 0.9254 | 5500 | 72.4
PKTGB9BH | SHENZHEN R&Z LED WORLD CO.LTD | RZ | RZ-RT-320W-AD(5500K) | Mogul (E39) Screw-Base Replacements for HID Lamps | High Output | Replacement Lamps for Outdoor Pole/Arm-mounted Area and Roadway Luminaires (Type C) |  | Standard | FALSE | [9 empty] | 42422 | Dimmable | No |  | 3.1 | 24395 | 80.08 | 304.8 | 12.3 | 0.9414 | 5500 | 71.3
PZU7W14P | SHENZHEN R&Z LED WORLD CO.LTD | RZ | RZ-RT-150W-A(5000K) | Mogul (E39) Screw-Base Replacements for HID Lamps | High Output | Replacement Lamps for Outdoor Pole/Arm-mounted Area and Roadway Luminaires (Type C) |  | Standard | FALSE | [9 empty] | 42422 | Not Dimmable | No |  | 3.1 | 16235 | 107.09 | 151.6 | 10.92 | 0.9261 | 5000 | 83.7
PZE9QM77 | SHENZHEN R&Z LED WORLD CO.LTD | RZ | RZ-RT-320W-A(5000K) | Mogul (E39) Screw-Base Replacements for HID Lamps | High Output | Replacement Lamps for Outdoor Pole/Arm-mounted Area and Roadway Luminaires (Type C) |  | Standard | FALSE | [9 empty] | 42422 | Not Dimmable | No |  | 3.1 | 24162 | 79.15 | 305.3 | 12.69 | 0.9461 | 5000 | 83.3
P5GGNAF8 | SHENZHEN R&Z LED WORLD CO.LTD | RZ | RZ-RT-150W-AD(5000K) | Mogul (E39) Screw-Base Replacements for HID Lamps | High Output | Replacement Lamps for Outdoor Pole/Arm-mounted Area and Roadway Luminaires (Type C) |  | Standard | FALSE | [9 empty] | 42422 | Dimmable | No |  | 3.1 | 16235 | 107.09 | 151.6 | 10.92 | 0.9261 | 5000 | 83.7
P4W3VNZY | SHENZHEN R&Z LED WORLD CO.LTD | RZ | RZ-RT-320W-AD(5000K) | Mogul (E39) Screw-Base Replacements for HID Lamps | High Output | Replacement Lamps for Outdoor Pole/Arm-mounted Area and Roadway Luminaires (Type C) |  | Standard | FALSE | [9 empty] | 42422 | Dimmable | No |  | 3.1 | 24162 | 79.15 | 305.3 | 12.69 | 0.9461 | 5000 | 83.3
PUTEK8T2 | SHENZHEN R&Z LED WORLD CO.LTD | RZ | RZ-RT-150W-A(4500K) | Mogul (E39) Screw-Base Replacements for HID Lamps | High Output | Replacement Lamps for Outdoor Pole/Arm-mounted Area and Roadway Luminaires (Type C) |  | Standard | FALSE | [9 empty] | 42422 | Not Dimmable | No |  | 3.1 | 16128 | 106.39 | 151.6 | 10.92 | 0.9261 | 4500 | 83.7
PTXZJ84F | SHENZHEN R&Z LED WORLD CO.LTD | RZ | RZ-RT-320W-A(4500K) | Mogul (E39) Screw-Base Replacements for HID Lamps | High Output | Replacement Lamps for Outdoor Pole/Arm-mounted Area and Roadway Luminaires (Type C) |  | Standard | FALSE | [9 empty] | 42422 | Not Dimmable | No |  | 3.1 | 23929 | 78.39 | 305.3 | 12.69 | 0.9461 | 4500 | 83.3
PSP3BVT3 | SHENZHEN R&Z LED WORLD CO.LTD | RZ | RZ-RT-150W-AD(4500K) | Mogul (E39) Screw-Base Replacements for HID Lamps | High Output | Replacement Lamps for Outdoor Pole/Arm-mounted Area and Roadway Luminaires (Type C) |  | Standard | FALSE | [9 empty] | 42422 | Dimmable | No |  | 3.1 | 16128 | 106.39 | 151.6 | 10.92 | 0.9261 | 4500 | 83.7
PZ8UDQWR | SHENZHEN R&Z LED WORLD CO.LTD | RZ | RZ-RT-320W-AD(4500K) | Mogul (E39) Screw-Base Replacements for HID Lamps | High Output | Replacement Lamps for Outdoor Pole/Arm-mounted Area and Roadway Luminaires (Type C) |  | Standard | FALSE | [9 empty] | 42422 | Dimmable | No |  | 3.1 | 23929 | 78.39 | 305.3 | 12.69 | 0.9461 | 4500 | 83.3
PQHC7UDP | SHENZHEN R&Z LED WORLD CO.LTD | RZ | RZ-RT-150W-AD(4100K) | Mogul (E39) Screw-Base Replacements for HID Lamps | High Output | Replacement Lamps for Outdoor Pole/Arm-mounted Area and Roadway Luminaires (Type C) |  | Standard | FALSE | [9 empty] | 42422 | Dimmable | No |  | 3.1 | 16021 | 105.5 | 151.9 | 10.92 | 0.9261 | 4100 | 83.7
PZSWMZ15 | SHENZHEN R&Z LED WORLD CO.LTD | RZ | RZ-RT-320W-AD(4100K) | Mogul (E39) Screw-Base Replacements for HID Lamps | High Output | Replacement Lamps for Outdoor Pole/Arm-mounted Area and Roadway Luminaires (Type C) |  | Standard | FALSE | [9 empty] | 42422 | Dimmable | No |  | 3.1 | 23696 | 77.51 | 305.7 | 12.69 | 0.9461 | 4100 | 83.3
PVM97XY3 | Shenzhen Romanso Electronic Co. Ltd. | ROMANSO | RMS-180D-[SE]-1-75W-ID(2700K) [E39 Base Only] | Mogul (E39) Screw-Base Replacements for HID Lamps | Low Output | Replacement Lamps for Outdoor Full-Cutoff Wall-mounted Area Luminaires (Type B) |  | Standard | TRUE | 4821.912 | 66.601 | 72.4 | 13.3 | 0.912 | 2688 | 82.1 | 5 | 50000 | 42418 |  | No |  | 3.1 | 4821.9 | 66.6 | 72.4 | 13.3 | 0.912 | 2688 | 82.1
PP4N2HJ8 | Shenzhen Romanso Electronic Co. Ltd. | ROMANSO | RMS-180D-[SE]-1-36W-ID(2700K) [E39 Base Only] | Mogul (E39) Screw-Base Replacements for HID Lamps | Low Output | Replacement Lamps for Outdoor Full-Cutoff Wall-mounted Area Luminaires (Type B) |  | Standard | TRUE | 2300.109 | 65.344 | 35.2 | 13.1 | 0.913 | 2695 | 82.3 | 5 | 50000 | 42418 |  | No |  | 3.1 | 2300.1 | 65.3 | 35.2 | 13.1 | 0.913 | 2695 | 82.3
PV4U9V8C | Shenzhen Romanso Electronic Co. Ltd. | ROMANSO | RMS-180D-[SE]-1-54W-ID(2700K) [E39 Base Only] | Mogul (E39) Screw-Base Replacements for HID Lamps | Low Output | Replacement Lamps for Outdoor Full-Cutoff Wall-mounted Area Luminaires (Type B) |  | Standard | TRUE | 3376.075 | 66.068 | 51.1 | 13.2 | 0.911 | 2698 | 82.2 | 5 | 50000 | 42418 |  | No |  | 3.1 | 3376 | 66 | 51.1 | 13.2 | 0.911 | 2698 | 82.2
P4697GRK | Dongguan Bestwon Lighting Co.Ltd | Bestwon | BWRL-27W-A[E39EX39](2700K) | Mogul (E39) Screw-Base Replacements for HID Lamps | Low Output | Replacement Lamps for Parking Garage Luminaires (Type B) |  | Standard | TRUE | 1803.9 | 67.21 | 26.84 | 18.33 | 0.9075 | 2788 | 83.6 | 5 | 50000 | 42418 |  | No |  | 3.1 | 1861.6 | 68.87 | 27.03 | 18.33 | 0.9075 | 2700 | 83.6
PTPWPQ7U | Dongguan Bestwon Lighting Co.Ltd | Bestwon | BWRL-27W-A[E39EX39](5700K) | Mogul (E39) Screw-Base Replacements for HID Lamps | Low Output | Replacement Lamps for Parking Garage Luminaires (Type B) |  | Standard | FALSE | [9 empty] | 42418 |  | No |  | 3.1 | 2009 | 74.24 | 27.06 | 18.35 | 0.9068 | 5700 | 82.9
PS7BB4QQ | Dongguan Bestwon Lighting Co.Ltd | Bestwon | BWRL-27W-A[E39EX39](5000K) | Mogul (E39) Screw-Base Replacements for HID Lamps | Low Output | Replacement Lamps for Parking Garage Luminaires (Type B) |  | Standard | FALSE | [9 empty] | 42418 |  | No |  | 3.1 | 1984.4 | 73.38 | 27.05 | 18.33 | 0.9075 | 5000 | 83.6
P1WYB7U6 | Dongguan Bestwon Lighting Co.Ltd | Bestwon | BWRL-27W-A[E39EX39](4500K) | Mogul (E39) Screw-Base Replacements for HID Lamps | Low Output | Replacement Lamps for Parking Garage Luminaires (Type B) |  | Standard | FALSE | [9 empty] | 42418 |  | No |  | 3.1 | 1959.9 | 72.47 | 27.05 | 18.33 | 0.9075 | 4500 | 83.6
P3UUQPTT | Dongguan Bestwon Lighting Co.Ltd | Bestwon | BWRL-27W-A[E39EX39](4000K) | Mogul (E39) Screw-Base Replacements for HID Lamps | Low Output | Replacement Lamps for Parking Garage Luminaires (Type B) |  | Standard | FALSE | [9 empty] | 42418 |  | No |  | 3.1 | 1935.3 | 71.56 | 27.05 | 18.33 | 0.9075 | 4000 | 83.6
P1URTXVH | Dongguan Bestwon Lighting Co.Ltd | Bestwon | BWRL-27W-A[E39EX39](3500K) | Mogul (E39) Screw-Base Replacements for HID Lamps | Low Output | Replacement Lamps for Parking Garage Luminaires (Type B) |  | Standard | FALSE | [9 empty] | 42418 |  | No |  | 3.1 | 1910.7 | 70.65 | 27.05 | 18.33 | 0.9075 | 3500 | 83.6
P3UEYUPP | Dongguan Bestwon Lighting Co.Ltd | Bestwon | BWRL-27W-A[E39EX39](3000K) | Mogul (E39) Screw-Base Replacements for HID Lamps | Low Output | Replacement Lamps for Parking Garage Luminaires (Type B) |  | Standard | FALSE | [9 empty] | 42418 |  | No |  | 3.1 | 1886.2 | 69.74 | 27.05 | 18.33 | 0.9075 | 3000 | 83.6
PFQN9D43 | Shenzhen Romanso Electronic Co. Ltd. | ROMANSO | RMS-180D-[SE]-1-75W-ID(5000K) [E39 Base Only] | Mogul (E39) Screw-Base Replacements for HID Lamps | Low Output | Replacement Lamps for Outdoor Full-Cutoff Wall-mounted Area Luminaires (Type B) |  | Standard | FALSE | [9 empty] | 42418 |  | No |  | 3.1 | 5075.8 | 71.9 | 70.5 | 13.5 | 0.91 | 4985 | 82.7
PZZH2F7X | Shenzhen Romanso Electronic Co. Ltd. | ROMANSO | RMS-180D-[SE]-1-36W-ID(5000K) [E39 Base Only] | Mogul (E39) Screw-Base Replacements for HID Lamps | Low Output | Replacement Lamps for Outdoor Full-Cutoff Wall-mounted Area Luminaires (Type B) |  | Standard | FALSE | [9 empty] | 42418 |  | No |  | 3.1 | 2491.2 | 70.5 | 35.3 | 13.2 | 0.912 | 4985 | 82.5
P5SP81X1 | Shenzhen Romanso Electronic Co. Ltd. | ROMANSO | RMS-180D-[SE]-1-54W-ID(5000K) [E39 Base Only] | Mogul (E39) Screw-Base Replacements for HID Lamps | Low Output | Replacement Lamps for Outdoor Full-Cutoff Wall-mounted Area Luminaires (Type B) |  | Standard | FALSE | [9 empty] | 42418 |  | No |  | 3.1 | 3843.2 | 71.1 | 54 | 13.4 | 0.91 | 4977 | 82.5
PZGNQC7X | Shenzhen Romanso Electronic Co. Ltd. | ROMANSO | RMS-180D-[SE]-1-36W-ID(4500K) [E39 Base Only] | Mogul (E39) Screw-Base Replacements for HID Lamps | Low Output | Replacement Lamps for Outdoor Full-Cutoff Wall-mounted Area Luminaires (Type B) |  | Standard | FALSE | [9 empty] | 42418 |  | No |  | 3.1 | 2300.1 | 65.3 | 35.2 | 13.1 | 0.913 | 4500 | 82.3
P84QE24Z | Shenzhen Romanso Electronic Co. Ltd. | ROMANSO | RMS-180D-[SE]-1-54W-ID(4500K) [E39 Base Only] | Mogul (E39) Screw-Base Replacements for HID Lamps | Low Output | Replacement Lamps for Outdoor Full-Cutoff Wall-mounted Area Luminaires (Type B) |  | Standard | FALSE | [9 empty] | 42418 |  | No |  | 3.1 | 3376 | 66 | 51.1 | 13.2 | 0.911 | 4500 | 82.2
PJ939UFP | Shenzhen Romanso Electronic Co. Ltd. | ROMANSO | RMS-180D-[SE]-1-75W-ID(4500K) [E39 Base Only] | Mogul (E39) Screw-Base Replacements for HID Lamps | Low Output | Replacement Lamps for Outdoor Full-Cutoff Wall-mounted Area Luminaires (Type B) |  | Standard | FALSE | [9 empty] | 42418 |  | No |  | 3.1 | 4821.9 | 66.6 | 72.4 | 13.3 | 0.912 | 4500 | 82.1
PZHCMNWD | Shenzhen Romanso Electronic Co. Ltd. | ROMANSO | RMS-180D-[SE]-1-36W-ID(4000K) [E39 Base Only] | Mogul (E39) Screw-Base Replacements for HID Lamps | Low Output | Replacement Lamps for Outdoor Full-Cutoff Wall-mounted Area Luminaires (Type B) |  | Standard | FALSE | [9 empty] | 42418 |  | No |  | 3.1 | 2300.1 | 65.3 | 35.2 | 13.1 | 0.913 | 4000 | 82.3
PU3UNH1U | Shenzhen Romanso Electronic Co. Ltd. | ROMANSO | RMS-180D-[SE]-1-54W-ID(4000K) [E39 Base Only] | Mogul (E39) Screw-Base Replacements for HID Lamps | Low Output | Replacement Lamps for Outdoor Full-Cutoff Wall-mounted Area Luminaires (Type B) |  | Standard | FALSE | [9 empty] | 42418 |  | No |  | 3.1 | 3376 | 66 | 51.1 | 13.2 | 0.911 | 4000 | 82.2
PKXUHZ1D | Shenzhen Romanso Electronic Co. Ltd. | ROMANSO | RMS-180D-[SE]-1-75W-ID(4000K) [E39 Base Only] | Mogul (E39) Screw-Base Replacements for HID Lamps | Low Output | Replacement Lamps for Outdoor Full-Cutoff Wall-mounted Area Luminaires (Type B) |  | Standard | FALSE | [9 empty] | 42418 |  | No |  | 3.1 | 4821.9 | 66.6 | 72.4 | 13.3 | 0.912 | 4000 | 82.1
PQ5MSSX2 | Shenzhen Romanso Electronic Co. Ltd. | ROMANSO | RMS-180D-[SE]-1-36W-ID(3500K) [E39 Base Only] | Mogul (E39) Screw-Base Replacements for HID Lamps | Low Output | Replacement Lamps for Outdoor Full-Cutoff Wall-mounted Area Luminaires (Type B) |  | Standard | FALSE | [9 empty] | 42418 |  | No |  | 3.1 | 2300.1 | 65.3 | 35.2 | 13.1 | 0.913 | 3500 | 82.3
PSZNNNJG | Shenzhen Romanso Electronic Co. Ltd. | ROMANSO | RMS-180D-[SE]-1-54W-ID(3500K) [E39 Base Only] | Mogul (E39) Screw-Base Replacements for HID Lamps | Low Output | Replacement Lamps for Outdoor Full-Cutoff Wall-mounted Area Luminaires (Type B) |  | Standard | FALSE | [9 empty] | 42418 |  | No |  | 3.1 | 3376 | 66 | 51.1 | 13.2 | 0.911 | 3500 | 82.2
PNQPAY7P | Shenzhen Romanso Electronic Co. Ltd. | ROMANSO | RMS-180D-[SE]-1-75W-ID(3500K) [E39 Base Only] | Mogul (E39) Screw-Base Replacements for HID Lamps | Low Output | Replacement Lamps for Outdoor Full-Cutoff Wall-mounted Area Luminaires (Type B) |  | Standard | FALSE | [9 empty] | 42418 |  | No |  | 3.1 | 4821.9 | 66.6 | 72.4 | 13.3 | 0.912 | 3500 | 82.1
P7SBRRRN | Shenzhen Romanso Electronic Co. Ltd. | ROMANSO | RMS-180D-[SE]-1-36W-ID(3000K) [E39 Base Only] | Mogul (E39) Screw-Base Replacements for HID Lamps | Low Output | Replacement Lamps for Outdoor Full-Cutoff Wall-mounted Area Luminaires (Type B) |  | Standard | FALSE | [9 empty] | 42418 |  | No |  | 3.1 | 2300.1 | 65.3 | 35.2 | 13.1 | 0.913 | 3000 | 82.3
PQ36TBRS | Shenzhen Romanso Electronic Co. Ltd. | ROMANSO | RMS-180D-[SE]-1-54W-ID(3000K) [E39 Base Only] | Mogul (E39) Screw-Base Replacements for HID Lamps | Low Output | Replacement Lamps for Outdoor Full-Cutoff Wall-mounted Area Luminaires (Type B) |  | Standard | FALSE | [9 empty] | 42418 |  | No |  | 3.1 | 3376 | 66 | 51.1 | 13.2 | 0.911 | 3000 | 82.2
PR1VTDHM | Shenzhen Romanso Electronic Co. Ltd. | ROMANSO | RMS-180D-[SE]-1-75W-ID(3000K) [E39 Base Only] | Mogul (E39) Screw-Base Replacements for HID Lamps | Low Output | Replacement Lamps for Outdoor Full-Cutoff Wall-mounted Area Luminaires (Type B) |  | Standard | FALSE | [9 empty] | 42418 |  | No |  | 3.1 | 4821.9 | 66.6 | 72.4 | 13.3 | 0.912 | 3000 | 82.1
PU5Q3JX5 | Dongguan Bestwon Lighting Co.Ltd | Bestwon | BWRK-150W-A(3000K) | Mogul (E39) Screw-Base Replacements for HID Lamps | High Output | Replacement Lamps for Outdoor Pole/Arm-mounted Area and Roadway Luminaires (Type C) |  | Standard | TRUE | 10902 | 73.71 | 147.9 | 13.57 | 0.9241 | 3045 | 83.5 | 6 | 50000 | 42417 |  | No |  | 3.1 | 10902 | 73.71 | 147.9 | 13.57 | 0.9241 | 3000 | 83.5
PYUW2FUK | Dongguan Bestwon Lighting Co.Ltd | Bestwon | BWRL-36W-A(2700K) | Mogul (E39) Screw-Base Replacements for HID Lamps | Low Output | Replacement Lamps for Parking Garage Luminaires (Type B) |  | Standard | TRUE | 2338.6 | 66.56 | 35.14 | 17.62 | 0.909 | 2809 | 83.9 | 5 | 50000 | 42417 |  | No |  | 3.1 | 2404.3 | 66.97 | 35.9 | 17.62 | 0.909 | 2700 | 83.9
P2VDECT7 | Dongguan Bestwon Lighting Co.Ltd | Bestwon | BWRL-36W-A(5700K) | Mogul (E39) Screw-Base Replacements for HID Lamps | Low Output | Replacement Lamps for Parking Garage Luminaires (Type B) |  | Standard | FALSE | [9 empty] | 42417 |  | No |  | 3.1 | 2532 | 70.04 | 36.15 | 17.49 | 0.9053 | 5700 | 83
PBZ7BFXV | Dongguan Bestwon Lighting Co.Ltd | Bestwon | BWRK-150W-A(5700K) | Mogul (E39) Screw-Base Replacements for HID Lamps | High Output | Replacement Lamps for Outdoor Pole/Arm-mounted Area and Roadway Luminaires (Type C) |  | Standard | FALSE | [9 empty] | 42417 |  | No |  | 3.1 | 11329 | 76.24 | 148.6 | 13.48 | 0.9226 | 5700 | 71.7
PA45A2QZ | Dongguan Bestwon Lighting Co.Ltd | Bestwon | BWRL-36W-A(5000K) | Mogul (E39) Screw-Base Replacements for HID Lamps | Low Output | Replacement Lamps for Parking Garage Luminaires (Type B) |  | Standard | FALSE | [9 empty] | 42417 |  | No |  | 3.1 | 2510.7 | 69.69 | 36.03 | 17.62 | 0.909 | 5000 | 83.9
P2D431MJ | Dongguan Bestwon Lighting Co.Ltd | Bestwon | BWRK-150W-A(5000K) | Mogul (E39) Screw-Base Replacements for HID Lamps | High Output | Replacement Lamps for Outdoor Pole/Arm-mounted Area and Roadway Luminaires (Type C) |  | Standard | FALSE | [9 empty] | 42417 |  | No |  | 3.1 | 11244 | 75.84 | 148.3 | 13.57 | 0.9241 | 5000 | 83.5
P4M1DH66 | Dongguan Bestwon Lighting Co.Ltd | Bestwon | BWRL-36W-A(4500K) | Mogul (E39) Screw-Base Replacements for HID Lamps | Low Output | Replacement Lamps for Parking Garage Luminaires (Type B) |  | Standard | FALSE | [9 empty] | 42417 |  | No |  | 3.1 | 2489.4 | 69.1 | 36.03 | 17.62 | 0.909 | 4500 | 83.9
PWXS4HWY | Dongguan Bestwon Lighting Co.Ltd | Bestwon | BWRK-150W-A(4500K) | Mogul (E39) Screw-Base Replacements for HID Lamps | High Output | Replacement Lamps for Outdoor Pole/Arm-mounted Area and Roadway Luminaires (Type C) |  | Standard | FALSE | [9 empty] | 42417 |  | No |  | 3.1 | 11158 | 75.27 | 148.3 | 13.57 | 0.9241 | 4500 | 83.5
PU2HJ1ZV | Dongguan Bestwon Lighting Co.Ltd | Bestwon | BWRL-36W-A(4000K) | Mogul (E39) Screw-Base Replacements for HID Lamps | Low Output | Replacement Lamps for Parking Garage Luminaires (Type B) |  | Standard | FALSE | [9 empty] | 42417 |  | No |  | 3.1 | 2468.2 | 68.51 | 36.03 | 17.62 | 0.909 | 4000 | 83.9
PCZ74B9F | Dongguan Bestwon Lighting Co.Ltd | Bestwon | BWRK-150W-A(4000K) | Mogul (E39) Screw-Base Replacements for HID Lamps | High Output | Replacement Lamps for Outdoor Pole/Arm-mounted Area and Roadway Luminaires (Type C) |  | Standard | FALSE | [9 empty] | 42417 |  | No |  | 3.1 | 11073 | 74.69 | 148.3 | 13.57 | 0.9241 | 4000 | 83.5
PD66F33S | Dongguan Bestwon Lighting Co.Ltd | Bestwon | BWRL-36W-A(3500K) | Mogul (E39) Screw-Base Replacements for HID Lamps | Low Output | Replacement Lamps for Parking Garage Luminaires (Type B) |  | Standard | FALSE | [9 empty] | 42417 |  | No |  | 3.1 | 2446.9 | 67.92 | 36.03 | 17.62 | 0.909 | 3500 | 83.9
PFEA2QPY | Dongguan Bestwon Lighting Co.Ltd | Bestwon | BWRK-150W-A(3500K) | Mogul (E39) Screw-Base Replacements for HID Lamps | High Output | Replacement Lamps for Outdoor Pole/Arm-mounted Area and Roadway Luminaires (Type C) |  | Standard | FALSE | [9 empty] | 42417 |  | No |  | 3.1 | 10987 | 74.11 | 148.3 | 13.57 | 0.9241 | 3500 | 83.5
PTYC18TT | Dongguan Bestwon Lighting Co.Ltd | Bestwon | BWRL-36W-A(3000K) | Mogul (E39) Screw-Base Replacements for HID Lamps | Low Output | Replacement Lamps for Parking Garage Luminaires (Type B) |  | Standard | FALSE | [9 empty] | 42417 |  | No |  | 3.1 | 2425.6 | 67.33 | 36.03 | 17.62 | 0.909 | 3000 | 83.9
P5QGDRAZ | HOLDLED | HOLDLED | HD-CLC-L60A-A00C [E39 base only] | Mogul (E39) Screw-Base Replacements for HID Lamps | Mid Output | Replacement Lamps for Outdoor Pole/Arm-mounted Decorative Luminaires (Type B) |  | Standard | TRUE | 6545.57 | 111.395 | 58.76 | 17.7 | 0.907 | 2958 | 84.6 | 5 | 50000 | 42416 |  | No | Product updated on 2/2/2017 | 4.1 | 6600 | 110 | 60 | 15 | 0.9 | 3000 | 80
PM3QPMUF | Dongguan Bestwon Lighting Co.Ltd | Bestwon | BWRL-54W-A[E39EX39](2700K) | Mogul (E39) Screw-Base Replacements for HID Lamps | Low Output | Replacement Lamps for Parking Garage Luminaires (Type B) |  | Standard | TRUE | 3443 | 64.68 | 54.98 | 16.72 | 0.9254 | 2693 | 81.1 | 5 |  | 42416 |  | No |  | 3.1 | 3578.3 | 65.08 | 54.98 | 16.34 | 0.909 | 2700 | 81.1
P19U2WB6 | Dongguan Bestwon Lighting Co.Ltd | Bestwon | BWRL-80W-E(X)39A(2700K) | Mogul (E39) Screw-Base Replacements for HID Lamps | Mid Output | Replacement Lamps for Outdoor Pole/Arm-mounted Decorative Luminaires (Type B) |  | Standard | TRUE | 8043.6 | 104.15 | 77.23 | 17.55 | 0.9071 | 2737 | 82.9 | 5 | 50000 | 42416 |  | No | product updated on 1/10/2017 | 4.1 | 8198.4 | 104.29 | 78.61 | 17.55 | 0.91 | 2700 | 82.9
PQHYKAB6 | HOLDLED | HOLDLED | HD-CLC-L80N-A00C [E39 base only] | Mogul (E39) Screw-Base Replacements for HID Lamps | Mid Output | Replacement Lamps for Outdoor Pole/Arm-mounted Decorative Luminaires (Type B) |  | Standard | TRUE | 8914.635 | 114.584 | 77.8 | 17.7 | 0.911 | 2960 | 84.8 | 5 | 50000 | 42416 |  | No | Product updated on 2/2/2017 | 4.1 | 8800 | 110 | 80 | 15 | 0.9 | 3000 | 80
PYMD7D4X | HOLDLED | HOLDLED | HD-CLC-L20N-A00C | Mogul (E39) Screw-Base Replacements for HID Lamps | Low Output | Replacement Lamps for Outdoor Pole/Arm-mounted Decorative Luminaires (Type B) |  | Standard | TRUE | 1673.7 | 80.1 | 20.9 | 24.68 | 0.8796 | 3058 | 84.1 | 5 | 50000 | 42416 |  | No |  | 3.1 | 2200 | 110 | 20 | 20 | 0.95 | 3000 | 80
PCJQVZVQ | HOLDLED | HOLDLED | HD-CLC-L25N-A00C | Mogul (E39) Screw-Base Replacements for HID Lamps | Low Output | Replacement Lamps for Outdoor Pole/Arm-mounted Decorative Luminaires (Type B) |  | Standard | TRUE | 2008.5 | 77.5 | 25.91 | 24.86 | 0.8782 | 3044 | 82.7 | 5 | 50000 | 42416 |  | No |  | 3.1 | 2800 | 112 | 25 | 20 | 0.95 | 3000 | 80
PNK35EGG | HOLDLED | HOLDLED | HD-CLC-L40P-A00C | Mogul (E39) Screw-Base Replacements for HID Lamps | Low Output | Replacement Lamps for Outdoor Pole/Arm-mounted Decorative Luminaires (Type B) |  | Standard | TRUE | 3407.7 | 84.3 | 40.43 | 21.32 | 0.8764 | 3063 | 83.4 | 5 | 50000 | 42416 |  | No |  | 3.1 | 4400 | 110 | 40 | 20 | 0.95 | 3000 | 80
P6EMTRF7 | HOLDLED | HOLDLED | HD-CLC-L30P-A00C | Mogul (E39) Screw-Base Replacements for HID Lamps | Low Output | Replacement Lamps for Outdoor Pole/Arm-mounted Decorative Luminaires (Type B) |  | Standard | TRUE | 2734.7 | 83 | 32.93 | 24.56 | 0.8731 | 3073 | 83.3 | 5 | 50000 | 42416 |  | No |  | 3.1 | 3300 | 110 | 30 | 20 | 0.95 | 3000 | 80
P753XMG6 | HOLDLED | HOLDLED | HD-CLC-L100N-A00C [E39 base only] | Mogul (E39) Screw-Base Replacements for HID Lamps | High Output | Replacement Lamps for Outdoor Pole/Arm-mounted Decorative Luminaires (Type B) |  | Standard | TRUE | 10108.21 | 109.2 | 92.57 | 17.3 | 0.913 | 2958 | 84.2 | 5 | 50000 | 42416 |  | No | Product updated on 2/21/2017 | 4.1 | 11000 | 110 | 100 | 15 | 0.9 | 3000 | 80
P5949AA6 | Dongguan Bestwon Lighting Co.Ltd | Bestwon | BWRL-80W-E(X)39A(5700K) | Mogul (E39) Screw-Base Replacements for HID Lamps | Mid Output | Replacement Lamps for Outdoor Pole/Arm-mounted Decorative Luminaires (Type B) |  | Standard | FALSE | [9 empty] | 42416 |  | No | product updated on 1/10/2017 | 4.1 | 8514 | 108.15 | 78.72 | 17.86 | 0.9 | 5700 | 82.6
P8SD3YYJ | Dongguan Bestwon Lighting Co.Ltd | Bestwon | BWRL-54W-A[E39EX39](5700K) | Mogul (E39) Screw-Base Replacements for HID Lamps | Low Output | Replacement Lamps for Parking Garage Luminaires (Type B) |  | Standard | FALSE | [9 empty] | 42416 |  | No |  | 3.1 | 3759 | 68.96 | 54.51 | 16.72 | 0.9254 | 5700 | 82.9
PDPBE41E | Dongguan Bestwon Lighting Co.Ltd | Bestwon | BWRL-80W-E(X)39A(5000K) | Mogul (E39) Screw-Base Replacements for HID Lamps | Mid Output | Replacement Lamps for Outdoor Pole/Arm-mounted Decorative Luminaires (Type B) |  | Standard | FALSE | [9 empty] | 42416 |  | No | product updated on 1/10/2017 | 4.1 | 8461 | 107.55 | 78.67 | 17.55 | 0.91 | 5000 | 82.9
PXCJPQCR | Dongguan Bestwon Lighting Co.Ltd | Bestwon | BWRL-54W-A[E39EX39](5000K) | Mogul (E39) Screw-Base Replacements for HID Lamps | Low Output | Replacement Lamps for Parking Garage Luminaires (Type B) |  | Standard | FALSE | [9 empty] | 42416 |  | No |  | 3.1 | 3728.9 | 68.11 | 54.75 | 17.62 | 0.909 | 5000 | 81.1
P9RX6HPR | Dongguan Bestwon Lighting Co.Ltd | Bestwon | BWRL-80W-E(X)39A(4500K) | Mogul (E39) Screw-Base Replacements for HID Lamps | Mid Output | Replacement Lamps for Outdoor Pole/Arm-mounted Decorative Luminaires (Type B) |  | Standard | FALSE | [9 empty] | 42416 |  | No | product updated on 1/10/2017 | 4.1 | 8409 | 106.89 | 78.67 | 17.55 | 0.91 | 4500 | 82.9
P4MJS9FN | Dongguan Bestwon Lighting Co.Ltd | Bestwon | BWRL-54W-A[E39EX39](4500K) | Mogul (E39) Screw-Base Replacements for HID Lamps | Low Output | Replacement Lamps for Parking Garage Luminaires (Type B) |  | Standard | FALSE | [9 empty] | 42416 |  | No |  | 3.1 | 3698.8 | 67.56 | 54.75 | 17.62 | 0.909 | 4500 | 81.1
PNEP7M4K | Dongguan Bestwon Lighting Co.Ltd | Bestwon | BWRL-80W-E(X)39A(4000K) | Mogul (E39) Screw-Base Replacements for HID Lamps | Mid Output | Replacement Lamps for Outdoor Pole/Arm-mounted Decorative Luminaires (Type B) |  | Standard | FALSE | [9 empty] | 42416 |  | No | product updated on 1/10/2017 | 4.1 | 8356 | 106.22 | 78.67 | 17.55 | 0.91 | 4000 | 82.9
PNMSCR6X | Dongguan Bestwon Lighting Co.Ltd | Bestwon | BWRL-54W-A[E39EX39](4000K) | Mogul (E39) Screw-Base Replacements for HID Lamps | Low Output | Replacement Lamps for Parking Garage Luminaires (Type B) |  | Standard | FALSE | [9 empty] | 42416 |  | No |  | 3.1 | 3668.7 | 67.01 | 54.75 | 17.62 | 0.909 | 4000 | 81.1
PN1UT9M2 | Dongguan Bestwon Lighting Co.Ltd | Bestwon | BWRL-80W-E(X)39A(3500K) | Mogul (E39) Screw-Base Replacements for HID Lamps | Mid Output | Replacement Lamps for Outdoor Pole/Arm-mounted Decorative Luminaires (Type B) |  | Standard | FALSE | [9 empty] | 42416 |  | No | product updated on 1/10/2017 | 4.1 | 8304 | 105.55 | 78.67 | 17.55 | 0.91 | 3500 | 82.9
PXEBAHJU | Dongguan Bestwon Lighting Co.Ltd | Bestwon | BWRL-54W-A[E39EX39](3500K) | Mogul (E39) Screw-Base Replacements for HID Lamps | Low Output | Replacement Lamps for Parking Garage Luminaires (Type B) |  | Standard | FALSE | [9 empty] | 42416 |  | No |  | 3.1 | 3638.5 | 66.46 | 54.75 | 17.62 | 0.909 | 3500 | 81.1
PBPEH2XN | Dongguan Bestwon Lighting Co.Ltd | Bestwon | BWRL-80W-E(X)39A(3000K) | Mogul (E39) Screw-Base Replacements for HID Lamps | Mid Output | Replacement Lamps for Outdoor Pole/Arm-mounted Decorative Luminaires (Type B) |  | Standard | FALSE | [9 empty] | 42416 |  | No | product updated on 1/10/2017 | 4.1 | 8251 | 104.88 | 78.67 | 17.55 | 0.91 | 3000 | 82.9
PUFA68DR | Dongguan Bestwon Lighting Co.Ltd | Bestwon | BWRL-54W-A[E39EX39](3000K) | Mogul (E39) Screw-Base Replacements for HID Lamps | Low Output | Replacement Lamps for Parking Garage Luminaires (Type B) |  | Standard | FALSE | [9 empty] | 42416 |  | No |  | 3.1 | 3608.4 | 65.91 | 54.75 | 17.62 | 0.909 | 3000 | 81.1
P5H361XH | HOLDLED | HOLDLED | HD-CLC-W60A-A00C [E39 base only] | Mogul (E39) Screw-Base Replacements for HID Lamps | Mid Output | Replacement Lamps for Outdoor Pole/Arm-mounted Decorative Luminaires (Type B) |  | Standard | FALSE | [9 empty] | 42416 |  | No | Product updated on 2/2/2017 | 4.1 | 7200 | 120 | 60 | 15 | 0.9 | 5700 | 80
PJHUQVSX | HOLDLED | HOLDLED | HD-CLC-W40P-A00C | Mogul (E39) Screw-Base Replacements for HID Lamps | Low Output | Replacement Lamps for Outdoor Pole/Arm-mounted Decorative Luminaires (Type B) |  | Standard | FALSE | [9 empty] | 42416 |  | No |  | 3.1 | 4400 | 110 | 40 | 20 | 0.95 | 5700 | 80
PYR9QTCC | HOLDLED | HOLDLED | HD-CLC-W30P-A00C | Mogul (E39) Screw-Base Replacements for HID Lamps | Low Output | Replacement Lamps for Outdoor Pole/Arm-mounted Decorative Luminaires (Type B) |  | Standard | FALSE | [9 empty] | 42416 |  | No |  | 3.1 | 3300 | 110 | 30 | 20 | 0.95 | 5700 | 80
PSMU3BHG | HOLDLED | HOLDLED | HD-CLC-W25N-A00C | Mogul (E39) Screw-Base Replacements for HID Lamps | Low Output | Replacement Lamps for Outdoor Pole/Arm-mounted Decorative Luminaires (Type B) |  | Standard | FALSE | [9 empty] | 42416 |  | No |  | 3.1 | 2800 | 112 | 25 | 20 | 0.95 | 5700 | 80
P465J43W | HOLDLED | HOLDLED | HD-CLC-W20N-A00C | Mogul (E39) Screw-Base Replacements for HID Lamps | Low Output | Replacement Lamps for Outdoor Pole/Arm-mounted Decorative Luminaires (Type B) |  | Standard | FALSE | [9 empty] | 42416 |  | No |  | 3.1 | 2200 | 110 | 20 | 20 | 0.95 | 5700 | 80
PEANRG25 | HOLDLED | HOLDLED | HD-CLC-W100N-A00C [E39 base only] | Mogul (E39) Screw-Base Replacements for HID Lamps | High Output | Replacement Lamps for Outdoor Pole/Arm-mounted Decorative Luminaires (Type B) |  | Standard | FALSE | [9 empty] | 42416 |  | No | Product updated on 2/21/2017 | 4.1 | 11600 | 116 | 100 | 15 | 0.9 | 5700 | 80
PG2N68Q3 | HOLDLED | HOLDLED | HD-CLC-W80N-A00C [E39 base only] | Mogul (E39) Screw-Base Replacements for HID Lamps | Mid Output | Replacement Lamps for Outdoor Pole/Arm-mounted Decorative Luminaires (Type B) |  | Standard | FALSE | [9 empty] | 42416 |  | No | Product updated on 2/2/2017 | 4.1 | 9400 | 118 | 80 | 15 | 0.9 | 5700 | 80
PBJ62MA4 | HOLDLED | HOLDLED | HD-CLC-N60A-A00C [E39 base only] | Mogul (E39) Screw-Base Replacements for HID Lamps | Mid Output | Replacement Lamps for Outdoor Pole/Arm-mounted Decorative Luminaires (Type B) |  | Standard | FALSE | [9 empty] | 42416 |  | No | Product updated on 2/2/2017 | 4.1 | 7000 | 116 | 60 | 15 | 0.9 | 5000 | 80
PBJCD1FA | HOLDLED | HOLDLED | HD-CLC-N40P-A00C | Mogul (E39) Screw-Base Replacements for HID Lamps | Low Output | Replacement Lamps for Outdoor Pole/Arm-mounted Decorative Luminaires (Type B) |  | Standard | FALSE | [9 empty] | 42416 |  | No |  | 3.1 | 4400 | 110 | 40 | 20 | 0.95 | 5000 | 80
P91G53QP | HOLDLED | HOLDLED | HD-CLC-N30P-A00C | Mogul (E39) Screw-Base Replacements for HID Lamps | Low Output | Replacement Lamps for Outdoor Pole/Arm-mounted Decorative Luminaires (Type B) |  | Standard | FALSE | [9 empty] | 42416 |  | No |  | 3.1 | 3300 | 110 | 30 | 20 | 0.95 | 5000 | 80
PHXDUJJK | HOLDLED | HOLDLED | HD-CLC-N25N-A00C | Mogul (E39) Screw-Base Replacements for HID Lamps | Low Output | Replacement Lamps for Outdoor Pole/Arm-mounted Decorative Luminaires (Type B) |  | Standard | FALSE | [9 empty] | 42416 |  | No |  | 3.1 | 2800 | 112 | 25 | 20 | 0.95 | 5000 | 80
PKGUQWBR | HOLDLED | HOLDLED | HD-CLC-N20N-A00C | Mogul (E39) Screw-Base Replacements for HID Lamps | Low Output | Replacement Lamps for Outdoor Pole/Arm-mounted Decorative Luminaires (Type B) |  | Standard | FALSE | [9 empty] | 42416 |  | No |  | 3.1 | 2200 | 110 | 20 | 20 | 0.95 | 5000 | 80
PVYC775F | HOLDLED | HOLDLED | HD-CLC-N100N-A00C [E39 base only] | Mogul (E39) Screw-Base Replacements for HID Lamps | High Output | Replacement Lamps for Outdoor Pole/Arm-mounted Decorative Luminaires (Type B) |  | Standard | FALSE | [9 empty] | 42416 |  | No | Product updated on 2/21/2017 | 4.1 | 11400 | 114 | 100 | 15 | 0.9 | 5000 | 80
PMFEXMAH | HOLDLED | HOLDLED | HD-CLC-N80N-A00C [E39 base only] | Mogul (E39) Screw-Base Replacements for HID Lamps | Mid Output | Replacement Lamps for Outdoor Pole/Arm-mounted Decorative Luminaires (Type B) |  | Standard | FALSE | [9 empty] | 42416 |  | No | Product updated on 2/2/2017 | 4.1 | 9200 | 115 | 80 | 15 | 0.9 | 5000 | 80
PX198YUQ | HOLDLED | HOLDLED | HD-CLC-T60A-A00C [E39 base only] | Mogul (E39) Screw-Base Replacements for HID Lamps | Mid Output | Replacement Lamps for Outdoor Pole/Arm-mounted Decorative Luminaires (Type B) |  | Standard | FALSE | [9 empty] | 42416 |  | No | Product updated on 2/2/2017 | 4.1 | 6800 | 113 | 60 | 15 | 0.9 | 4000 | 80
PKZ2T2U1 | HOLDLED | HOLDLED | HD-CLC-T40P-A00C | Mogul (E39) Screw-Base Replacements for HID Lamps | Low Output | Replacement Lamps for Outdoor Pole/Arm-mounted Decorative Luminaires (Type B) |  | Standard | FALSE | [9 empty] | 42416 |  | No |  | 3.1 | 4400 | 110 | 40 | 20 | 0.95 | 4000 | 80
PZBR9F72 | HOLDLED | HOLDLED | HD-CLC-T30P-A00C | Mogul (E39) Screw-Base Replacements for HID Lamps | Low Output | Replacement Lamps for Outdoor Pole/Arm-mounted Decorative Luminaires (Type B) |  | Standard | FALSE | [9 empty] | 42416 |  | No |  | 3.1 | 3300 | 110 | 30 | 20 | 0.95 | 4000 | 80
PVR9MP3M | HOLDLED | HOLDLED | HD-CLC-T25N-A00C | Mogul (E39) Screw-Base Replacements for HID Lamps | Low Output | Replacement Lamps for Outdoor Pole/Arm-mounted Decorative Luminaires (Type B) |  | Standard | FALSE | [9 empty] | 42416 |  | No |  | 3.1 | 2800 | 112 | 25 | 20 | 0.95 | 4000 | 80
P3BQRMNQ | HOLDLED | HOLDLED | HD-CLC-T20N-A00C | Mogul (E39) Screw-Base Replacements for HID Lamps | Low Output | Replacement Lamps for Outdoor Pole/Arm-mounted Decorative Luminaires (Type B) |  | Standard | FALSE | [9 empty] | 42416 |  | No |  | 3.1 | 2200 | 110 | 20 | 20 | 0.95 | 4000 | 80
PE6PJ9ZQ | HOLDLED | HOLDLED | HD-CLC-T100N-A00C [E39 base only] | Mogul (E39) Screw-Base Replacements for HID Lamps | High Output | Replacement Lamps for Outdoor Pole/Arm-mounted Decorative Luminaires (Type B) |  | Standard | FALSE | [9 empty] | 42416 |  | No | Product updated on 2/21/2017 | 4.1 | 11200 | 112 | 100 | 15 | 0.9 | 4000 | 80
PFX4AEUF | HOLDLED | HOLDLED | HD-CLC-T80N-A00C [E39 base only] | Mogul (E39) Screw-Base Replacements for HID Lamps | Mid Output | Replacement Lamps for Outdoor Pole/Arm-mounted Decorative Luminaires (Type B) |  | Standard | FALSE | [9 empty] | 42416 |  | No | Product updated on 2/2/2017 | 4.1 | 9000 | 113 | 80 | 15 | 0.9 | 4000 | 80
PH8SGDCC | Dongguan Bestwon Lighting Co.Ltd | Bestwon | BWRL-54W-A(2700K) | Mogul (E39) Screw-Base Replacements for HID Lamps | Low Output | Replacement Lamps for Outdoor Pole/Arm-mounted Decorative Luminaires (Type B) |  | Standard | TRUE | 4063.3 | 73.93 | 54.96 | 16.37 | 0.9269 | 2743 | 83 | 5 | 50000 | 42412 |  | No |  | 3.1 | 4063.3 | 73.93 | 54.96 | 16.37 | 0.9269 | 2700 | 83
PDJBRXZJ | Eiko Global LLC | EIKO | LED36WPT30KMOG-G5 | Mogul (E39) Screw-Base Replacements for HID Lamps | Low Output | Replacement Lamps for Outdoor Pole/Arm-mounted Decorative Luminaires (Type B) |  | Standard | TRUE | 2845.8 | 81.4 | 34.95 | 17.04 | 0.9148 | 3138 | 84.9 | 5 | 50000 | 42412 |  | No |  | 3.1 | 4320 | 120 | 36 | 20 | 0.9 | 3000 | 80
PC3XB4QM | Dongguan Bestwon Lighting Co.Ltd | Bestwon | BWRL-36W-A[E39EX39](2700K) | Mogul (E39) Screw-Base Replacements for HID Lamps | Low Output | Replacement Lamps for Outdoor Pole/Arm-mounted Decorative Luminaires (Type B) |  | Standard | TRUE | 2627.6 | 73.01 | 35.99 | 17.59 | 0.9095 | 2790 | 83.3 | 5 | 50000 | 42412 |  | No |  | 3.1 | 2627.6 | 73.01 | 35.99 | 17.59 | 0.9095 | 2700 | 83.3
PC7R36EV | Eiko Global LLC | EIKO | LED54WPT30KMOG-G5 | Mogul (E39) Screw-Base Replacements for HID Lamps | Low Output | Replacement Lamps for Outdoor Pole/Arm-mounted Decorative Luminaires (Type B) |  | Standard | TRUE | 3835 | 78.4 | 48.89 | 15.16 | 0.908 | 3145 | 84.7 | 5 | 50000 | 42412 |  | No |  | 3.1 | 6480 | 120 | 54 | 20 | 0.9 | 3000 | 80
PTV6BGZ3 | Dongguan Bestwon Lighting Co.Ltd | Bestwon | BWRL-50W-A(2700K) | Mogul (E39) Screw-Base Replacements for HID Lamps | Low Output | Replacement Lamps for Outdoor Pole/Arm-mounted Decorative Luminaires (Type B) |  | Standard | TRUE | 3586.8 | 75.56 | 47.47 | 16.62 | 0.9063 | 2782 | 83.5 | 5 | 50000 | 42412 |  | No |  | 3.1 | 3586.8 | 75.56 | 47.47 | 16.62 | 0.9063 | 2700 | 83.5
PM6Z1RRQ | Dongguan Bestwon Lighting Co.Ltd | Bestwon | BWRL-50W-A(2700K) | Mogul (E39) Screw-Base Replacements for HID Lamps | Low Output | Replacement Lamps for Outdoor Pole/Arm-mounted Decorative Luminaires (Type B) |  | Standard | TRUE | 3586.8 | 75.56 | 47.47 | 16.62 | 0.9063 | 2782 | 83.5 | 5 | 50000 | 42412 |  | No |  | 3.1 | 3586.8 | 75.56 | 47.47 | 16.62 | 0.9063 | 2700 | 83.5
PE1HMWS6 | Dongguan Bestwon Lighting Co.Ltd | Bestwon | BWRL-50W-A(2700K) | Mogul (E39) Screw-Base Replacements for HID Lamps | Low Output | Replacement Lamps for Outdoor Pole/Arm-mounted Decorative Luminaires (Type B) |  | Standard | TRUE | 3586.8 | 75.56 | 47.47 | 16.62 | 0.9063 | 2782 | 83.5 | 5 | 50000 | 42412 |  | No |  | 3.1 | 3586.8 | 75.56 | 47.47 | 16.62 | 0.9063 | 2700 | 83.5
PJ15U96Q | Eiko Global LLC | EIKO | LED45WPT30KMOG-G5 | Mogul (E39) Screw-Base Replacements for HID Lamps | Low Output | Replacement Lamps for Outdoor Pole/Arm-mounted Decorative Luminaires (Type B) |  | Standard | TRUE | 3400.1 | 76.8 | 44.25 | 15.91 | 0.9059 | 3139 | 85.1 | 5 | 50000 | 42412 |  | No |  | 3.1 | 5400 | 120 | 45 | 20 | 0.9 | 3000 | 80
PW6CBJ4W | Eiko Global LLC | EIKO | LED27WPT30KMOG-G5 | Mogul (E39) Screw-Base Replacements for HID Lamps | Low Output | Replacement Lamps for Outdoor Pole/Arm-mounted Decorative Luminaires (Type B) |  | Standard | TRUE | 2295.2 | 84.5 | 27.16 | 22.71 | 0.9041 | 3142 | 84.9 | 5 | 50000 | 42412 |  | No |  | 3.1 | 3200 | 118.5 | 27 | 20 | 0.9 | 3000 | 80
PF2AVFAB | Dongguan Bestwon Lighting Co.Ltd | Bestwon | BWRL-50W-A(5700K) | Mogul (E39) Screw-Base Replacements for HID Lamps | Low Output | Replacement Lamps for Outdoor Pole/Arm-mounted Decorative Luminaires (Type B) |  | Standard | FALSE | [9 empty] | 42412 |  | No |  | 3.1 | 3707 | 78.34 | 47.32 | 16.75 | 0.9051 | 5700 | 86.1
P78QG5A1 | Dongguan Bestwon Lighting Co.Ltd | Bestwon | BWRL-50W-A(5700K) | Mogul (E39) Screw-Base Replacements for HID Lamps | Low Output | Replacement Lamps for Outdoor Pole/Arm-mounted Decorative Luminaires (Type B) |  | Standard | FALSE | [9 empty] | 42412 |  | No |  | 3.1 | 3707 | 78.34 | 47.32 | 16.75 | 0.9051 | 5700 | 86.1
P3QPZYHJ | Dongguan Bestwon Lighting Co.Ltd | Bestwon | BWRL-50W-A(5700K) | Mogul (E39) Screw-Base Replacements for HID Lamps | Low Output | Replacement Lamps for Outdoor Pole/Arm-mounted Decorative Luminaires (Type B) |  | Standard | FALSE | [9 empty] | 42412 |  | No |  | 3.1 | 3707 | 78.34 | 47.32 | 16.75 | 0.9051 | 5700 | 86.1
PHZTFXWH | Dongguan Bestwon Lighting Co.Ltd | Bestwon | BWRL-36W-A[E39EX39](5700K) | Mogul (E39) Screw-Base Replacements for HID Lamps | Low Output | Replacement Lamps for Outdoor Pole/Arm-mounted Decorative Luminaires (Type B) |  | Standard | FALSE | [9 empty] | 42412 |  | No |  | 3.1 | 2765 | 76.53 | 36.13 | 17.42 | 0.9082 | 5700 | 82.9
P5FP6385 | Dongguan Bestwon Lighting Co.Ltd | Bestwon | BWRL-54W-A(5700K) | Mogul (E39) Screw-Base Replacements for HID Lamps | Low Output | Replacement Lamps for Outdoor Pole/Arm-mounted Decorative Luminaires (Type B) |  | Standard | FALSE | [9 empty] | 42412 |  | No |  | 3.1 | 4267 | 78.25 | 54.53 | 16.53 | 0.9239 | 5700 | 82.8
PS126PJV | Dongguan Bestwon Lighting Co.Ltd | Bestwon | BWRL-50W-A(5000K) | Mogul (E39) Screw-Base Replacements for HID Lamps | Low Output | Replacement Lamps for Outdoor Pole/Arm-mounted Decorative Luminaires (Type B) |  | Standard | FALSE | [9 empty] | 42412 |  | No |  | 3.1 | 3687 | 77.79 | 47.4 | 16.62 | 0.9063 | 5000 | 83.5
PHW31UWN | Dongguan Bestwon Lighting Co.Ltd | Bestwon | BWRL-50W-A(5000K) | Mogul (E39) Screw-Base Replacements for HID Lamps | Low Output | Replacement Lamps for Outdoor Pole/Arm-mounted Decorative Luminaires (Type B) |  | Standard | FALSE | [9 empty] | 42412 |  | No |  | 3.1 | 3687 | 77.79 | 47.4 | 16.62 | 0.9063 | 5000 | 83.5
P1GUJYXN | Dongguan Bestwon Lighting Co.Ltd | Bestwon | BWRL-50W-A(5000K) | Mogul (E39) Screw-Base Replacements for HID Lamps | Low Output | Replacement Lamps for Outdoor Pole/Arm-mounted Decorative Luminaires (Type B) |  | Standard | FALSE | [9 empty] | 42412 |  | No |  | 3.1 | 3687 | 77.79 | 47.4 | 16.62 | 0.9063 | 5000 | 83.5
PUJ984RJ | Dongguan Bestwon Lighting Co.Ltd | Bestwon | BWRL-36W-A[E39EX39](5000K) | Mogul (E39) Screw-Base Replacements for HID Lamps | Low Output | Replacement Lamps for Outdoor Pole/Arm-mounted Decorative Luminaires (Type B) |  | Standard | FALSE | [9 empty] | 42412 |  | No |  | 3.1 | 2742.1 | 76.04 | 36.06 | 17.59 | 0.9095 | 5000 | 83.3
PZNFJJJ8 | Dongguan Bestwon Lighting Co.Ltd | Bestwon | BWRL-54W-A(5000K) | Mogul (E39) Screw-Base Replacements for HID Lamps | Low Output | Replacement Lamps for Outdoor Pole/Arm-mounted Decorative Luminaires (Type B) |  | Standard | FALSE | [9 empty] | 42412 |  | No |  | 3.1 | 4233.1 | 77.32 | 54.75 | 16.37 | 0.9269 | 5000 | 83
PQPVGMF2 | Dongguan Bestwon Lighting Co.Ltd | Bestwon | BWRL-50W-A(4500K) | Mogul (E39) Screw-Base Replacements for HID Lamps | Low Output | Replacement Lamps for Outdoor Pole/Arm-mounted Decorative Luminaires (Type B) |  | Standard | FALSE | [9 empty] | 42412 |  | No |  | 3.1 | 3666.9 | 77.37 | 47.4 | 16.62 | 0.9063 | 4500 | 83.5
PCX7JZDC | Dongguan Bestwon Lighting Co.Ltd | Bestwon | BWRL-50W-A(4500K) | Mogul (E39) Screw-Base Replacements for HID Lamps | Low Output | Replacement Lamps for Outdoor Pole/Arm-mounted Decorative Luminaires (Type B) |  | Standard | FALSE | [9 empty] | 42412 |  | No |  | 3.1 | 3666.9 | 77.37 | 47.4 | 16.62 | 0.9063 | 4500 | 83.5
P887BJM7 | Dongguan Bestwon Lighting Co.Ltd | Bestwon | BWRL-50W-A(4500K) | Mogul (E39) Screw-Base Replacements for HID Lamps | Low Output | Replacement Lamps for Outdoor Pole/Arm-mounted Decorative Luminaires (Type B) |  | Standard | FALSE | [9 empty] | 42412 |  | No |  | 3.1 | 3666.9 | 77.37 | 47.4 | 16.62 | 0.9063 | 4500 | 83.5
PFG4ZQ7F | Dongguan Bestwon Lighting Co.Ltd | Bestwon | BWRL-36W-A[E39EX39](4500K) | Mogul (E39) Screw-Base Replacements for HID Lamps | Low Output | Replacement Lamps for Outdoor Pole/Arm-mounted Decorative Luminaires (Type B) |  | Standard | FALSE | [9 empty] | 42412 |  | No |  | 3.1 | 2719.2 | 75.41 | 36.06 | 17.59 | 0.9095 | 4500 | 83.3
P97ME4AQ | Dongguan Bestwon Lighting Co.Ltd | Bestwon | BWRL-54W-A(4500K) | Mogul (E39) Screw-Base Replacements for HID Lamps | Low Output | Replacement Lamps for Outdoor Pole/Arm-mounted Decorative Luminaires (Type B) |  | Standard | FALSE | [9 empty] | 42412 |  | No |  | 3.1 | 4199.1 | 76.7 | 54.75 | 16.37 | 0.9269 | 4500 | 83
PZ53J6UR | Dongguan Bestwon Lighting Co.Ltd | Bestwon | BWRL-50W-A(4000K) | Mogul (E39) Screw-Base Replacements for HID Lamps | Low Output | Replacement Lamps for Outdoor Pole/Arm-mounted Decorative Luminaires (Type B) |  | Standard | FALSE | [9 empty] | 42412 |  | No |  | 3.1 | 3646.9 | 76.95 | 47.4 | 16.62 | 0.9063 | 4000 | 83.5
PJX3C918 | Dongguan Bestwon Lighting Co.Ltd | Bestwon | BWRL-50W-A(4000K) | Mogul (E39) Screw-Base Replacements for HID Lamps | Low Output | Replacement Lamps for Outdoor Pole/Arm-mounted Decorative Luminaires (Type B) |  | Standard | FALSE | [9 empty] | 42412 |  | No |  | 3.1 | 3646.9 | 76.95 | 47.4 | 16.62 | 0.9063 | 4000 | 83.5
P4X6PKB6 | Dongguan Bestwon Lighting Co.Ltd | Bestwon | BWRL-50W-A(4000K) | Mogul (E39) Screw-Base Replacements for HID Lamps | Low Output | Replacement Lamps for Outdoor Pole/Arm-mounted Decorative Luminaires (Type B) |  | Standard | FALSE | [9 empty] | 42412 |  | No |  | 3.1 | 3646.9 | 76.95 | 47.4 | 16.62 | 0.9063 | 4000 | 83.5
PN8PG6AW | Dongguan Bestwon Lighting Co.Ltd | Bestwon | BWRL-36W-A[E39EX39](4000K) | Mogul (E39) Screw-Base Replacements for HID Lamps | Low Output | Replacement Lamps for Outdoor Pole/Arm-mounted Decorative Luminaires (Type B) |  | Standard | FALSE | [9 empty] | 42412 |  | No |  | 3.1 | 2696.3 | 74.77 | 36.06 | 17.59 | 0.9095 | 4000 | 83.3
PGUH1JD1 | Dongguan Bestwon Lighting Co.Ltd | Bestwon | BWRL-54W-A(4000K) | Mogul (E39) Screw-Base Replacements for HID Lamps | Low Output | Replacement Lamps for Outdoor Pole/Arm-mounted Decorative Luminaires (Type B) |  | Standard | FALSE | [9 empty] | 42412 |  | No |  | 3.1 | 4165.2 | 76.08 | 54.75 | 16.37 | 0.9269 | 4000 | 83
PQRRW87Q | Dongguan Bestwon Lighting Co.Ltd | Bestwon | BWRL-50W-A(3500K) | Mogul (E39) Screw-Base Replacements for HID Lamps | Low Output | Replacement Lamps for Outdoor Pole/Arm-mounted Decorative Luminaires (Type B) |  | Standard | FALSE | [9 empty] | 42412 |  | No |  | 3.1 | 3626.9 | 76.52 | 47.4 | 16.62 | 0.9063 | 3500 | 83.5
PQCG2CA7 | Dongguan Bestwon Lighting Co.Ltd | Bestwon | BWRL-50W-A(3500K) | Mogul (E39) Screw-Base Replacements for HID Lamps | Low Output | Replacement Lamps for Outdoor Pole/Arm-mounted Decorative Luminaires (Type B) |  | Standard | FALSE | [9 empty] | 42412 |  | No |  | 3.1 | 3626.9 | 76.52 | 47.4 | 16.62 | 0.9063 | 3500 | 83.5
P13K8YVF | Dongguan Bestwon Lighting Co.Ltd | Bestwon | BWRL-50W-A(3500K) | Mogul (E39) Screw-Base Replacements for HID Lamps | Low Output | Replacement Lamps for Outdoor Pole/Arm-mounted Decorative Luminaires (Type B) |  | Standard | FALSE | [9 empty] | 42412 |  | No |  | 3.1 | 3626.9 | 76.52 | 47.4 | 16.62 | 0.9063 | 3500 | 83.5
PF4EDB2P | Dongguan Bestwon Lighting Co.Ltd | Bestwon | BWRL-36W-A[E39EX39](3500K) | Mogul (E39) Screw-Base Replacements for HID Lamps | Low Output | Replacement Lamps for Outdoor Pole/Arm-mounted Decorative Luminaires (Type B) |  | Standard | FALSE | [9 empty] | 42412 |  | No |  | 3.1 | 2673.4 | 74.14 | 36.06 | 17.59 | 0.9095 | 3500 | 83.3
PYP761JB | Dongguan Bestwon Lighting Co.Ltd | Bestwon | BWRL-54W-A(3500K) | Mogul (E39) Screw-Base Replacements for HID Lamps | Low Output | Replacement Lamps for Outdoor Pole/Arm-mounted Decorative Luminaires (Type B) |  | Standard | FALSE | [9 empty] | 42412 |  | No |  | 3.1 | 4131.2 | 75.46 | 54.75 | 16.37 | 0.9269 | 3500 | 83
PRNZUX2Y | Dongguan Bestwon Lighting Co.Ltd | Bestwon | BWRL-50W-A(3000K) | Mogul (E39) Screw-Base Replacements for HID Lamps | Low Output | Replacement Lamps for Outdoor Pole/Arm-mounted Decorative Luminaires (Type B) |  | Standard | FALSE | [9 empty] | 42412 |  | No |  | 3.1 | 3606.8 | 76.1 | 47.4 | 16.62 | 0.9063 | 3000 | 83.5
PCJ8UCSB | Dongguan Bestwon Lighting Co.Ltd | Bestwon | BWRL-50W-A(3000K) | Mogul (E39) Screw-Base Replacements for HID Lamps | Low Output | Replacement Lamps for Outdoor Pole/Arm-mounted Decorative Luminaires (Type B) |  | Standard | FALSE | [9 empty] | 42412 |  | No |  | 3.1 | 3606.8 | 76.1 | 47.4 | 16.62 | 0.9063 | 3000 | 83.5
P5QBZ8RN | Dongguan Bestwon Lighting Co.Ltd | Bestwon | BWRL-50W-A(3000K) | Mogul (E39) Screw-Base Replacements for HID Lamps | Low Output | Replacement Lamps for Outdoor Pole/Arm-mounted Decorative Luminaires (Type B) |  | Standard | FALSE | [9 empty] | 42412 |  | No |  | 3.1 | 3606.8 | 76.1 | 47.4 | 16.62 | 0.9063 | 3000 | 83.5
PHVSFDYH | Dongguan Bestwon Lighting Co.Ltd | Bestwon | BWRL-36W-A[E39EX39](3000K) | Mogul (E39) Screw-Base Replacements for HID Lamps | Low Output | Replacement Lamps for Outdoor Pole/Arm-mounted Decorative Luminaires (Type B) |  | Standard | FALSE | [9 empty] | 42412 |  | No |  | 3.1 | 2650.5 | 73.5 | 36.06 | 17.59 | 0.9095 | 3000 | 83.3
PKRVCX1G | Dongguan Bestwon Lighting Co.Ltd | Bestwon | BWRL-54W-A(3000K) | Mogul (E39) Screw-Base Replacements for HID Lamps | Low Output | Replacement Lamps for Outdoor Pole/Arm-mounted Decorative Luminaires (Type B) |  | Standard | FALSE | [9 empty] | 42412 |  | No |  | 3.1 | 4097.3 | 74.84 | 54.75 | 16.37 | 0.9269 | 3000 | 83
PQWB71YJ | Eiko Global LLC | EIKO | LED54WPT50KMOG-G5 | Mogul (E39) Screw-Base Replacements for HID Lamps | Mid Output | Replacement Lamps for Outdoor Pole/Arm-mounted Decorative Luminaires (Type B) |  | Standard | FALSE | [9 empty] | 42412 |  | No |  | 3.1 | 6480 | 120 | 54 | 20 | 0.9 | 5000 | 80
P3JJWVQG | Eiko Global LLC | EIKO | LED45WPT50KMOG-G5 | Mogul (E39) Screw-Base Replacements for HID Lamps | Low Output | Replacement Lamps for Outdoor Pole/Arm-mounted Decorative Luminaires (Type B) |  | Standard | FALSE | [9 empty] | 42412 |  | No |  | 3.1 | 5400 | 120 | 45 | 20 | 0.9 | 5000 | 80
PGWJ6HFQ | Eiko Global LLC | EIKO | LED36WPT50KMOG-G5 | Mogul (E39) Screw-Base Replacements for HID Lamps | Low Output | Replacement Lamps for Outdoor Pole/Arm-mounted Decorative Luminaires (Type B) |  | Standard | FALSE | [9 empty] | 42412 |  | No |  | 3.1 | 4320 | 120 | 36 | 20 | 0.9 | 5000 | 80
PS3DNGER | Eiko Global LLC | EIKO | LED27WPT50KMOG-G5 | Mogul (E39) Screw-Base Replacements for HID Lamps | Low Output | Replacement Lamps for Outdoor Pole/Arm-mounted Decorative Luminaires (Type B) |  | Standard | FALSE | [9 empty] | 42412 |  | No |  | 3.1 | 3200 | 118.5 | 27 | 20 | 0.9 | 5000 | 80
PHNFEKX4 | Eiko Global LLC | EIKO | LED54WPT40KMOG-G5 | Mogul (E39) Screw-Base Replacements for HID Lamps | Mid Output | Replacement Lamps for Outdoor Pole/Arm-mounted Decorative Luminaires (Type B) |  | Standard | FALSE | [9 empty] | 42412 |  | No |  | 3.1 | 6480 | 120 | 54 | 20 | 0.9 | 4000 | 80
P32KCJP9 | Eiko Global LLC | EIKO | LED45WPT40KMOG-G5 | Mogul (E39) Screw-Base Replacements for HID Lamps | Low Output | Replacement Lamps for Outdoor Pole/Arm-mounted Decorative Luminaires (Type B) |  | Standard | FALSE | [9 empty] | 42412 |  | No |  | 3.1 | 5400 | 120 | 45 | 20 | 0.9 | 4000 | 80
PMDE4643 | Eiko Global LLC | EIKO | LED36WPT40KMOG-G5 | Mogul (E39) Screw-Base Replacements for HID Lamps | Low Output | Replacement Lamps for Outdoor Pole/Arm-mounted Decorative Luminaires (Type B) |  | Standard | FALSE | [9 empty] | 42412 |  | No |  | 3.1 | 4320 | 120 | 36 | 20 | 0.9 | 4000 | 80
PM3MFJCF | Eiko Global LLC | EIKO | LED27WPT40KMOG-G5 | Mogul (E39) Screw-Base Replacements for HID Lamps | Low Output | Replacement Lamps for Outdoor Pole/Arm-mounted Decorative Luminaires (Type B) |  | Standard | FALSE | [9 empty] | 42412 |  | No |  | 3.1 | 3200 | 118.5 | 27 | 20 | 0.9 | 4000 | 80
P3H799N2 | Dongguan Bestwon Lighting Co.Ltd | Bestwon | BWRL-45W-A(2700K) | Mogul (E39) Screw-Base Replacements for HID Lamps | Low Output | Replacement Lamps for Outdoor Pole/Arm-mounted Decorative Luminaires (Type B) |  | Standard | TRUE | 3303 | 72.16 | 45.77 | 17.03 | 0.904 | 2864 | 84.9 | 5 | 50000 | 42411 |  | No |  | 3.1 | 3303 | 72.16 | 45.77 | 17.03 | 0.904 | 2700 | 84.9
PRRBMT2F | Dongguan Bestwon Lighting Co.Ltd | Bestwon | BWRL-45W-A(5700K) | Mogul (E39) Screw-Base Replacements for HID Lamps | Low Output | Replacement Lamps for Outdoor Pole/Arm-mounted Decorative Luminaires (Type B) |  | Standard | FALSE | [9 empty] | 42411 |  | No |  | 3.1 | 3561 | 77.96 | 45.68 | 17.12 | 0.9089 | 5700 | 85.9
PWEX7VB5 | Dongguan Bestwon Lighting Co.Ltd | Bestwon | BWRL-45W-A(5000K) | Mogul (E39) Screw-Base Replacements for HID Lamps | Low Output | Replacement Lamps for Outdoor Pole/Arm-mounted Decorative Luminaires (Type B) |  | Standard | FALSE | [9 empty] | 42411 |  | No |  | 3.1 | 3518 | 76.94 | 45.73 | 17.03 | 0.904 | 5000 | 84.9
PMX9NDKR | Dongguan Bestwon Lighting Co.Ltd | Bestwon | BWRL-45W-A(4500K) | Mogul (E39) Screw-Base Replacements for HID Lamps | Low Output | Replacement Lamps for Outdoor Pole/Arm-mounted Decorative Luminaires (Type B) |  | Standard | FALSE | [9 empty] | 42411 |  | No |  | 3.1 | 3475 | 76 | 45.73 | 17.03 | 0.904 | 4500 | 84.9
PPX9AH1N | Dongguan Bestwon Lighting Co.Ltd | Bestwon | BWRL-45W-A(4000K) | Mogul (E39) Screw-Base Replacements for HID Lamps | Low Output | Replacement Lamps for Outdoor Pole/Arm-mounted Decorative Luminaires (Type B) |  | Standard | FALSE | [9 empty] | 42411 |  | No |  | 3.1 | 3432 | 75.06 | 45.73 | 17.03 | 0.904 | 4000 | 84.9
P85F9YR2 | Dongguan Bestwon Lighting Co.Ltd | Bestwon | BWRL-45W-A(3500K) | Mogul (E39) Screw-Base Replacements for HID Lamps | Low Output | Replacement Lamps for Outdoor Pole/Arm-mounted Decorative Luminaires (Type B) |  | Standard | FALSE | [9 empty] | 42411 |  | No |  | 3.1 | 3389 | 74.12 | 45.73 | 17.03 | 0.904 | 3500 | 84.9
P5EZTC8Y | Dongguan Bestwon Lighting Co.Ltd | Bestwon | BWRL-45W-A(3000K) | Mogul (E39) Screw-Base Replacements for HID Lamps | Low Output | Replacement Lamps for Outdoor Pole/Arm-mounted Decorative Luminaires (Type B) |  | Standard | FALSE | [9 empty] | 42411 |  | No |  | 3.1 | 3346 | 73.18 | 45.73 | 17.03 | 0.904 | 3000 | 84.9
PPR9SP1W | SNC OPTO ELECTRONIC CO LTD. | SNC LED | SNC-RK-65WA1E39 4000K | Mogul (E39) Screw-Base Replacements for HID Lamps | Mid Output | Replacement Lamps for Outdoor Pole/Arm-mounted Area and Roadway Luminaires (Type C) |  | Standard | TRUE | 5825.4 | 91.52 | 63.65 | 14.36 | 0.9042 | 4065 | 74.4 | 5 | 50000 | 42409 |  | No |  | 3.1 | 5879.4 | 92.92 | 63.7 | 14.36 | 0.9042 | 4000 | 74.4
P3XKBVXJ | Ecomax Lighting | ECOMAX LIGHTING | SUN09-36W (3000K) | Mogul (E39) Screw-Base Replacements for HID Lamps | Low Output | Replacement Lamps for Outdoor Pole/Arm-mounted Decorative Luminaires (Type B) |  | Standard | TRUE | 2845.8 | 81.4 | 34.95 | 17.04 | 0.9148 | 3138 | 84.9 | 5 | 50000 | 42409 |  | No |  | 3.1 | 4320 | 120 | 36 | 20 | 0.9 | 3000 | 80
PAFUSCUX | Ecomax Lighting | ECOMAX LIGHTING | SUN09-54W (3000K) | Mogul (E39) Screw-Base Replacements for HID Lamps | Low Output | Replacement Lamps for Outdoor Pole/Arm-mounted Decorative Luminaires (Type B) |  | Standard | TRUE | 3835 | 78.4 | 48.89 | 15.16 | 0.908 | 3145 | 84.7 | 5 | 50000 | 42409 |  | No |  | 3.1 | 6480 | 120 | 54 | 20 | 0.9 | 3000 | 80
P67SZ5KV | Ecomax Lighting | ECOMAX LIGHTING | SUN09-45W (3000K) | Mogul (E39) Screw-Base Replacements for HID Lamps | Low Output | Replacement Lamps for Outdoor Pole/Arm-mounted Decorative Luminaires (Type B) |  | Standard | TRUE | 3400.1 | 76.8 | 44.25 | 15.91 | 0.9059 | 3139 | 85.1 | 5 | 50000 | 42409 |  | No |  | 3.1 | 5400 | 120 | 45 | 20 | 0.9 | 3000 | 80
P75U2VQP | Ecomax Lighting | ECOMAX LIGHTING | SUN09-27W (3000K) | Mogul (E39) Screw-Base Replacements for HID Lamps | Low Output | Replacement Lamps for Outdoor Pole/Arm-mounted Decorative Luminaires (Type B) |  | Standard | TRUE | 2295.2 | 84.5 | 27.16 | 22.71 | 0.9041 | 3142 | 84.9 | 5 | 50000 | 42409 |  | No |  | 3.1 | 3200 | 118.5 | 27 | 20 | 0.9 | 3000 | 80
PYZ5CFC3 | SNC OPTO ELECTRONIC CO LTD. | SNC LED | SNC-RK-65WA1E39 5700K | Mogul (E39) Screw-Base Replacements for HID Lamps | Mid Output | Replacement Lamps for Outdoor Pole/Arm-mounted Area and Roadway Luminaires (Type C) |  | Standard | FALSE | [9 empty] | 42409 |  | No |  | 3.1 | 6152 | 95.64 | 64.32 | 14.51 | 0.9053 | 5700 | 70.6
PEFNJZAN | SNC OPTO ELECTRONIC CO LTD. | SNC LED | SNC-RK-65WA1E39 5000K | Mogul (E39) Screw-Base Replacements for HID Lamps | Mid Output | Replacement Lamps for Outdoor Pole/Arm-mounted Area and Roadway Luminaires (Type C) |  | Standard | FALSE | [9 empty] | 42409 |  | No |  | 3.1 | 6061 | 94.69 | 64.01 | 14.36 | 0.9042 | 5000 | 74.4
PQAV7JJV | SNC OPTO ELECTRONIC CO LTD. | SNC LED | SNC-RK-65WA1E39 4500K | Mogul (E39) Screw-Base Replacements for HID Lamps | Mid Output | Replacement Lamps for Outdoor Pole/Arm-mounted Area and Roadway Luminaires (Type C) |  | Standard | FALSE | [9 empty] | 42409 |  | No |  | 3.1 | 5970 | 93.27 | 64.01 | 14.36 | 0.9042 | 4500 | 74.4
P32KAH6R | Ecomax Lighting | ECOMAX LIGHTING | SUN09-54W (5000K) | Mogul (E39) Screw-Base Replacements for HID Lamps | Low Output | Replacement Lamps for Outdoor Pole/Arm-mounted Decorative Luminaires (Type B) |  | Standard | FALSE | [9 empty] | 42409 | Not Dimmable | No |  | 3.1 | 6480 | 120 | 54 | 20 | 0.9 | 5000 | 80
P1N7TX72 | Ecomax Lighting | ECOMAX LIGHTING | SUN09-45W (5000K) | Mogul (E39) Screw-Base Replacements for HID Lamps | Low Output | Replacement Lamps for Outdoor Pole/Arm-mounted Decorative Luminaires (Type B) |  | Standard | FALSE | [9 empty] | 42409 | Not Dimmable | No |  | 3.1 | 5400 | 120 | 45 | 20 | 0.9 | 5000 | 80
PCYJN7JE | Ecomax Lighting | ECOMAX LIGHTING | SUN09-36W (5000K) | Mogul (E39) Screw-Base Replacements for HID Lamps | Low Output | Replacement Lamps for Outdoor Pole/Arm-mounted Decorative Luminaires (Type B) |  | Standard | FALSE | [9 empty] | 42409 | Not Dimmable | No |  | 3.1 | 4320 | 120 | 36 | 20 | 0.9 | 5000 | 80
PFS5F7AC | Ecomax Lighting | ECOMAX LIGHTING | SUN09-27W (5000K) | Mogul (E39) Screw-Base Replacements for HID Lamps | Low Output | Replacement Lamps for Outdoor Pole/Arm-mounted Decorative Luminaires (Type B) |  | Standard | FALSE | [9 empty] | 42409 | Not Dimmable | No |  | 3.1 | 3200 | 118.5 | 27 | 20 | 0.9 | 5000 | 80
PZXFZXX5 | Ecomax Lighting | ECOMAX LIGHTING | SUN09-54W (4000K) | Mogul (E39) Screw-Base Replacements for HID Lamps | Low Output | Replacement Lamps for Outdoor Pole/Arm-mounted Decorative Luminaires (Type B) |  | Standard | FALSE | [9 empty] | 42409 | Not Dimmable | No |  | 3.1 | 6480 | 120 | 54 | 20 | 0.9 | 4000 | 80
PYVQ6E2K | Ecomax Lighting | ECOMAX LIGHTING | SUN09-45W (4000K) | Mogul (E39) Screw-Base Replacements for HID Lamps | Low Output | Replacement Lamps for Outdoor Pole/Arm-mounted Decorative Luminaires (Type B) |  | Standard | FALSE | [9 empty] | 42409 | Not Dimmable | No |  | 3.1 | 5400 | 120 | 45 | 20 | 0.9 | 4000 | 80
PWVHNYZ2 | Ecomax Lighting | ECOMAX LIGHTING | SUN09-36W (4000K) | Mogul (E39) Screw-Base Replacements for HID Lamps | Low Output | Replacement Lamps for Outdoor Pole/Arm-mounted Decorative Luminaires (Type B) |  | Standard | FALSE | [9 empty] | 42409 | Not Dimmable | No |  | 3.1 | 4320 | 120 | 36 | 20 | 0.9 | 4000 | 80
PKFXKYMB | Ecomax Lighting | ECOMAX LIGHTING | SUN09-27W (4000K) | Mogul (E39) Screw-Base Replacements for HID Lamps | Low Output | Replacement Lamps for Outdoor Pole/Arm-mounted Decorative Luminaires (Type B) |  | Standard | FALSE | [9 empty] | 42409 | Not Dimmable | No |  | 3.1 | 3200 | 118.5 | 27 | 20 | 0.9 | 4000 | 80
P4EW69EK | Truly Green Solutions | Truly Green Solutions | 310823 | Mogul (E39) Screw-Base Replacements for HID Lamps | Low Output | Replacement Lamps for Outdoor Pole/Arm-mounted Decorative Luminaires (Type B) |  | Standard | TRUE | 2845.8 | 81.4 | 34.95 | 17.04 | 0.9148 | 3138 | 84.9 | 5 | 50000 | 42408 |  | No |  | 3.1 | 4320 | 120 | 36 | 20 | 0.9 | 3000 | 80
P2N1HUK5 | Truly Green Solutions | Truly Green Solutions | 310843 | Mogul (E39) Screw-Base Replacements for HID Lamps | Low Output | Replacement Lamps for Outdoor Pole/Arm-mounted Decorative Luminaires (Type B) |  | Standard | TRUE | 3835 | 78.4 | 48.89 | 15.16 | 0.908 | 3145 | 84.7 | 5 | 50000 | 42408 |  | No |  | 3.1 | 6480 | 120 | 54 | 20 | 0.9 | 3000 | 80
PYFD9GM5 | Truly Green Solutions | Truly Green Solutions | 310833 | Mogul (E39) Screw-Base Replacements for HID Lamps | Low Output | Replacement Lamps for Outdoor Pole/Arm-mounted Decorative Luminaires (Type B) |  | Standard | TRUE | 3400.1 | 76.8 | 44.25 | 15.91 | 0.9059 | 3139 | 85.1 | 5 | 50000 | 42408 |  | No |  | 3.1 | 5400 | 120 | 45 | 20 | 0.9 | 3000 | 80
PHTZWVVS | Truly Green Solutions | Truly Green Solutions | 310813 | Mogul (E39) Screw-Base Replacements for HID Lamps | Low Output | Replacement Lamps for Outdoor Pole/Arm-mounted Decorative Luminaires (Type B) |  | Standard | TRUE | 2295.2 | 84.5 | 27.16 | 22.71 | 0.9041 | 3142 | 84.9 | 5 | 50000 | 42408 |  | No |  | 3.1 | 3200 | 118.5 | 27 | 20 | 0.9 | 3000 | 80
PSWVVTXP | Truly Green Solutions | Truly Green Solutions | 310841 | Mogul (E39) Screw-Base Replacements for HID Lamps | Low Output | Replacement Lamps for Outdoor Pole/Arm-mounted Decorative Luminaires (Type B) |  | Standard | FALSE | [9 empty] | 42408 |  | No |  | 3.1 | 6480 | 120 | 54 | 20 | 0.9 | 5000 | 80
P78CFEDT | Truly Green Solutions | Truly Green Solutions | 310831 | Mogul (E39) Screw-Base Replacements for HID Lamps | Low Output | Replacement Lamps for Outdoor Pole/Arm-mounted Decorative Luminaires (Type B) |  | Standard | FALSE | [9 empty] | 42408 |  | No |  | 3.1 | 5400 | 120 | 45 | 20 | 0.9 | 5000 | 80
PJ1Q6NX4 | Truly Green Solutions | Truly Green Solutions | 310821 | Mogul (E39) Screw-Base Replacements for HID Lamps | Low Output | Replacement Lamps for Outdoor Pole/Arm-mounted Decorative Luminaires (Type B) |  | Standard | FALSE | [9 empty] | 42408 |  | No |  | 3.1 | 4320 | 120 | 36 | 20 | 0.9 | 5000 | 80
PSPW9N5E | Truly Green Solutions | Truly Green Solutions | 310811 | Mogul (E39) Screw-Base Replacements for HID Lamps | Low Output | Replacement Lamps for Outdoor Pole/Arm-mounted Decorative Luminaires (Type B) |  | Standard | FALSE | [9 empty] | 42408 |  | No |  | 3.1 | 3200 | 118.5 | 27 | 20 | 0.9 | 5000 | 80
PNC1WRGM | Truly Green Solutions | Truly Green Solutions | 310842 | Mogul (E39) Screw-Base Replacements for HID Lamps | Low Output | Replacement Lamps for Outdoor Pole/Arm-mounted Decorative Luminaires (Type B) |  | Standard | FALSE | [9 empty] | 42408 |  | No |  | 3.1 | 6480 | 120 | 54 | 20 | 0.9 | 4000 | 80
PSQUFJCH | Truly Green Solutions | Truly Green Solutions | 310832 | Mogul (E39) Screw-Base Replacements for HID Lamps | Low Output | Replacement Lamps for Outdoor Pole/Arm-mounted Decorative Luminaires (Type B) |  | Standard | FALSE | [9 empty] | 42408 |  | No |  | 3.1 | 5400 | 120 | 45 | 20 | 0.9 | 4000 | 80
PNYRN8JC | Truly Green Solutions | Truly Green Solutions | 310822 | Mogul (E39) Screw-Base Replacements for HID Lamps | Low Output | Replacement Lamps for Outdoor Pole/Arm-mounted Decorative Luminaires (Type B) |  | Standard | FALSE | [9 empty] | 42408 |  | No |  | 3.1 | 4320 | 120 | 36 | 20 | 0.9 | 4000 | 80
PGFC8T2Z | Truly Green Solutions | Truly Green Solutions | 310812 | Mogul (E39) Screw-Base Replacements for HID Lamps | Low Output | Replacement Lamps for Outdoor Pole/Arm-mounted Decorative Luminaires (Type B) |  | Standard | FALSE | [9 empty] | 42408 |  | No |  | 3.1 | 3200 | 118.5 | 27 | 20 | 0.9 | 4000 | 80
P9MQQ46M | Shenzhen Youlumi Co.Ltd | YOULUMI | YL-C060G2(4000K) | Mogul (E39) Screw-Base Replacements for HID Lamps | Low Output | Replacement Lamps for Outdoor Pole/Arm-mounted Area and Roadway Luminaires (Type B) |  | Standard | TRUE | 4551.283 | 72.414 | 62.85 | 18.06 | 0.906 | 4557 | 80.7 | 5 | 50000 | 42405 |  | No |  | 3.1 | 4551.283 | 72.415 | 62.85 | 18.06 | 0.922 | 4000 | 80.7
PDCZCXXC | Shenzhen Youlumi Co.Ltd | YOULUMI | YL-C040G2(4000K) | Mogul (E39) Screw-Base Replacements for HID Lamps | Low Output | Replacement Lamps for Outdoor Pole/Arm-mounted Area and Roadway Luminaires (Type B) |  | Standard | TRUE | 3533.452 | 82.538 | 42.95 | 20.02 | 0.919 | 4170 | 81 | 5 | 50000 | 42405 |  | No |  | 3.1 | 3533.452 | 82.538 | 42.95 | 20.02 | 0.917 | 4000 | 81
PT1FS2B9 | Shenzhen Like Lighting Technology Co. Ltd. | Likelighting | LK-360D-[SE]-K8-27W-ID (3000K) [E39/EX39 Base Only] | Mogul (E39) Screw-Base Replacements for HID Lamps | Low Output | Replacement Lamps for Outdoor Pole/Arm-mounted Decorative Luminaires (Type B) |  | Standard | TRUE | 2636.69 | 104.6 | 25.207 | 13.1 | 0.915 | 3056 | 84.3 | 5 | 50000 | 42405 |  | No | Product updated on 8/4/2016 | 3.1 | 2903.8 | 114.7 | 25.3 | 13.1 | 0.92 | 3056 | 84.3
PNEGAYEB | Shenzhen Like Lighting Technology Co. Ltd. | Likelighting | LK-360D-[SE]-K8-36W-ID (3000K) [E39/EX39 Base Only] | Mogul (E39) Screw-Base Replacements for HID Lamps | Low Output | Replacement Lamps for Outdoor Pole/Arm-mounted Decorative Luminaires (Type B) |  | Standard | TRUE | 3605.68 | 104.33 | 34.56 | 13.9 | 0.914 | 2961 | 84 | 5 | 50000 | 42405 |  | No | Product updated on 8/4/2016 | 3.1 | 4008.2 | 115.1 | 34.8 | 13.9 | 0.91 | 2961 | 84
PMGNQQUZ | Shenzhen Like Lighting Technology Co. Ltd. | Likelighting | LK-360D-[SE]-K8-27W-ID (5000K) [E39/EX39 Base Only] | Mogul (E39) Screw-Base Replacements for HID Lamps | Low Output | Replacement Lamps for Outdoor Pole/Arm-mounted Decorative Luminaires (Type B) |  | Standard | FALSE | [9 empty] | 42405 | Dimmable | No | Product updated on 8/4/2016 | 3.1 | 2903.8 | 114.7 | 25.3 | 13.1 | 0.92 | 5000 | 84.3
PNYB549X | Shenzhen Like Lighting Technology Co. Ltd. | Likelighting | LK-360D-[SE]-K8-36W-ID (5000K) [E39/EX39 Base Only] | Mogul (E39) Screw-Base Replacements for HID Lamps | Low Output | Replacement Lamps for Outdoor Pole/Arm-mounted Decorative Luminaires (Type B) |  | Standard | FALSE | [9 empty] | 42405 | Dimmable | No | Product updated on 8/4/2016 | 3.1 | 4008.2 | 115.1 | 34.8 | 13.9 | 0.91 | 5000 | 84
P8ZHYE3X | Shenzhen Like Lighting Technology Co. Ltd. | Likelighting | LK-360D-[SE]-K8-27W-ID (4500K) [E39/EX39 Base Only] | Mogul (E39) Screw-Base Replacements for HID Lamps | Low Output | Replacement Lamps for Outdoor Pole/Arm-mounted Decorative Luminaires (Type B) |  | Standard | FALSE | [9 empty] | 42405 | Dimmable | No | Product updated on 8/4/2016 | 3.1 | 2903.8 | 114.7 | 25.3 | 13.1 | 0.92 | 4500 | 84.3
PM5NHP5G | Shenzhen Like Lighting Technology Co. Ltd. | Likelighting | LK-360D-[SE]-K8-36W-ID (4500K) [E39/EX39 Base Only] | Mogul (E39) Screw-Base Replacements for HID Lamps | Low Output | Replacement Lamps for Outdoor Pole/Arm-mounted Decorative Luminaires (Type B) |  | Standard | FALSE | [9 empty] | 42405 | Dimmable | No | Product updated on 8/4/2016 | 3.1 | 4008.2 | 115.1 | 34.8 | 13.9 | 0.91 | 4500 | 84
PQ5QVKF3 | Shenzhen Like Lighting Technology Co. Ltd. | Likelighting | LK-360D-[SE]-K8-27W-ID (4000K) [E39/EX39 Base Only] | Mogul (E39) Screw-Base Replacements for HID Lamps | Low Output | Replacement Lamps for Outdoor Pole/Arm-mounted Decorative Luminaires (Type B) |  | Standard | FALSE | [9 empty] | 42405 | Dimmable | No | Product updated on 8/4/2016 | 3.1 | 2903.8 | 114.7 | 25.3 | 13.1 | 0.92 | 4000 | 84.3
P3T69XC8 | Shenzhen Like Lighting Technology Co. Ltd. | Likelighting | LK-360D-[SE]-K8-36W-ID (4000K) [E39/EX39 Base Only] | Mogul (E39) Screw-Base Replacements for HID Lamps | Low Output | Replacement Lamps for Outdoor Pole/Arm-mounted Decorative Luminaires (Type B) |  | Standard | FALSE | [9 empty] | 42405 | Dimmable | No | Product updated on 8/4/2016 | 3.1 | 4008.2 | 115.1 | 34.8 | 13.9 | 0.91 | 4000 | 84
PBE32721 | Shenzhen Like Lighting Technology Co. Ltd. | Likelighting | LK-360D-[SE]-K8-27W-ID (3500K) [E39/EX39 Base Only] | Mogul (E39) Screw-Base Replacements for HID Lamps | Low Output | Replacement Lamps for Outdoor Pole/Arm-mounted Decorative Luminaires (Type B) |  | Standard | FALSE | [9 empty] | 42405 | Dimmable | No | Product updated on 8/4/2016 | 3.1 | 2903.8 | 114.7 | 25.3 | 13.1 | 0.92 | 3500 | 84.3
PQHGQEPF | Shenzhen Like Lighting Technology Co. Ltd. | Likelighting | LK-360D-[SE]-K8-36W-ID (3500K) [E39/EX39 Base Only] | Mogul (E39) Screw-Base Replacements for HID Lamps | Low Output | Replacement Lamps for Outdoor Pole/Arm-mounted Decorative Luminaires (Type B) |  | Standard | FALSE | [9 empty] | 42405 | Dimmable | No | Product updated on 8/4/2016 | 3.1 | 4008.2 | 115.1 | 34.8 | 13.9 | 0.91 | 3500 | 84
P4TK5DQ2 | Shenzhen Youlumi Co.Ltd | YOULUMI | YL-C040G2(5700K) | Mogul (E39) Screw-Base Replacements for HID Lamps | Low Output | Replacement Lamps for Outdoor Pole/Arm-mounted Area and Roadway Luminaires (Type B) |  | Standard | FALSE | [9 empty] | 42405 | Not Dimmable | No |  | 3.1 | 3683.308 | 85.798 | 42.93 | 19.07 | 0.916 | 5700 | 82.9
PK643871 | Shenzhen Youlumi Co.Ltd | YOULUMI | YL-C060G2(5700K) | Mogul (E39) Screw-Base Replacements for HID Lamps | Low Output | Replacement Lamps for Outdoor Pole/Arm-mounted Area and Roadway Luminaires (Type B) |  | Standard | FALSE | [9 empty] | 42405 | Not Dimmable | No |  | 3.1 | 4712.353 | 74.942 | 62.88 | 17.12 | 0.918 | 5700 | 82.8
PGZPGXT1 | Shenzhen Youlumi Co.Ltd | YOULUMI | YL-C040G2(5000K) | Mogul (E39) Screw-Base Replacements for HID Lamps | Low Output | Replacement Lamps for Outdoor Pole/Arm-mounted Area and Roadway Luminaires (Type B) |  | Standard | FALSE | [9 empty] | 42405 | Not Dimmable | No |  | 3.1 | 3605.548 | 84.065 | 42.89 | 19.14 | 0.918 | 5000 | 82.2
PA7QREW7 | Shenzhen Youlumi Co.Ltd | YOULUMI | YL-C060G2(5000K) | Mogul (E39) Screw-Base Replacements for HID Lamps | Low Output | Replacement Lamps for Outdoor Pole/Arm-mounted Area and Roadway Luminaires (Type B) |  | Standard | FALSE | [9 empty] | 42405 | Not Dimmable | No |  | 3.1 | 4655.485 | 74.191 | 62.75 | 17.28 | 0.92 | 5000 | 82.1
PHEEQH46 | SNC OPTO ELECTRONIC CO LTD. | SNC LED | SNC12-60W-01E39 4000K | Mogul (E39) Screw-Base Replacements for HID Lamps | Low Output | Replacement Lamps for Outdoor Pole/Arm-mounted Decorative Luminaires (Type B) |  | Standard | TRUE | 4987.6 | 87.4 | 57.07 | 14.69 | 0.9183 | 4068 | 82.6 | 5 | 50000 | 42404 |  | No |  | 3.1 | 4987.6 | 87.4 | 57.07 | 14.69 | 0.9183 | 4000 | 82.6
PBZMHDMV | SNC OPTO ELECTRONIC CO LTD. | SNC LED | SNC12-60W-01E39 5700K | Mogul (E39) Screw-Base Replacements for HID Lamps | Low Output | Replacement Lamps for Outdoor Pole/Arm-mounted Decorative Luminaires (Type B) |  | Standard | FALSE | [9 empty] | 42404 |  | No |  | 3.1 | 5147 | 89.52 | 57.5 | 14.77 | 0.9179 | 5700 | 85.2
PE5G3VTN | SNC OPTO ELECTRONIC CO LTD. | SNC LED | SNC12-60W-01E39 5000K | Mogul (E39) Screw-Base Replacements for HID Lamps | Low Output | Replacement Lamps for Outdoor Pole/Arm-mounted Decorative Luminaires (Type B) |  | Standard | FALSE | [9 empty] | 42404 |  | No |  | 3.1 | 5094 | 88.92 | 57.29 | 14.69 | 0.9183 | 5000 | 82.6
PJB8RMRK | SNC OPTO ELECTRONIC CO LTD. | SNC LED | SNC12-60W-01E39 4500K | Mogul (E39) Screw-Base Replacements for HID Lamps | Low Output | Replacement Lamps for Outdoor Pole/Arm-mounted Decorative Luminaires (Type B) |  | Standard | FALSE | [9 empty] | 42404 |  | No |  | 3.1 | 5041 | 87.99 | 57.29 | 14.69 | 0.9183 | 4500 | 82.6
P4R449PB | Dongguan Bestwon Lighting Co.Ltd | Bestwon | BWRL-100W-A(2700K) | Mogul (E39) Screw-Base Replacements for HID Lamps | Mid Output | Replacement Lamps for Outdoor Pole/Arm-mounted Decorative Luminaires (Type B) |  | Standard | TRUE | 6836.2 | 68.23 | 100.2 | 10.73 | 0.9087 | 2784 | 83.4 | 5 | 50000 | 42402 |  | No |  | 3.1 | 6836.2 | 68.23 | 100.2 | 10.73 | 0.9087 | 2700 | 83.4
P2B7QNK9 | Dongguan Bestwon Lighting Co.Ltd | Bestwon | BWRL-120W-A(2700K) | Mogul (E39) Screw-Base Replacements for HID Lamps | Mid Output | Replacement Lamps for Outdoor Pole/Arm-mounted Decorative Luminaires (Type B) |  | Standard | TRUE | 8677.1 | 72.07 | 120.4 | 9.27 | 0.9075 | 2788 | 83.4 | 5 | 50000 | 42402 |  | No |  | 3.1 | 8677.1 | 72.07 | 120.4 | 9.27 | 0.9075 | 2700 | 83.4
PQ5JRM8Z | Dongguan Bestwon Lighting Co.Ltd | Bestwon | BWRL-100W-A(5700K) | Mogul (E39) Screw-Base Replacements for HID Lamps | Mid Output | Replacement Lamps for Outdoor Pole/Arm-mounted Decorative Luminaires (Type B) |  | Standard | FALSE | [9 empty] | 42402 |  | No |  | 3.1 | 7274 | 72.38 | 100.5 | 10.48 | 0.9095 | 5700 | 85.9
PFUQ45MH | Dongguan Bestwon Lighting Co.Ltd | Bestwon | BWRL-120W-A(5700K) | Mogul (E39) Screw-Base Replacements for HID Lamps | Mid Output | Replacement Lamps for Outdoor Pole/Arm-mounted Decorative Luminaires (Type B) |  | Standard | FALSE | [9 empty] | 42402 |  | No |  | 3.1 | 9203 | 76.12 | 120.9 | 9.11 | 0.9036 | 5700 | 85.8
PY221911 | Dongguan Bestwon Lighting Co.Ltd | Bestwon | BWRL-100W-A(5000K) | Mogul (E39) Screw-Base Replacements for HID Lamps | Mid Output | Replacement Lamps for Outdoor Pole/Arm-mounted Decorative Luminaires (Type B) |  | Standard | FALSE | [9 empty] | 42402 |  | No |  | 3.1 | 7201 | 71.76 | 100.4 | 10.73 | 0.9087 | 5000 | 83.4
PWVY3QZJ | Dongguan Bestwon Lighting Co.Ltd | Bestwon | BWRL-120W-A(5000K) | Mogul (E39) Screw-Base Replacements for HID Lamps | Mid Output | Replacement Lamps for Outdoor Pole/Arm-mounted Decorative Luminaires (Type B) |  | Standard | FALSE | [9 empty] | 42402 |  | No |  | 3.1 | 9115.4 | 75.55 | 120.7 | 9.27 | 0.9075 | 5000 | 83.4
PBD2AU7X | Dongguan Bestwon Lighting Co.Ltd | Bestwon | BWRL-100W-A(4500K) | Mogul (E39) Screw-Base Replacements for HID Lamps | Mid Output | Replacement Lamps for Outdoor Pole/Arm-mounted Decorative Luminaires (Type B) |  | Standard | FALSE | [9 empty] | 42402 |  | No |  | 3.1 | 7128.1 | 71.03 | 100.4 | 10.73 | 0.9087 | 4500 | 83.4
PCXTR5SZ | Dongguan Bestwon Lighting Co.Ltd | Bestwon | BWRL-120W-A(4500K) | Mogul (E39) Screw-Base Replacements for HID Lamps | Mid Output | Replacement Lamps for Outdoor Pole/Arm-mounted Decorative Luminaires (Type B) |  | Standard | FALSE | [9 empty] | 42402 |  | No |  | 3.1 | 9027.7 | 74.83 | 120.7 | 9.27 | 0.9075 | 4500 | 83.4
PJRDXFUV | Dongguan Bestwon Lighting Co.Ltd | Bestwon | BWRL-100W-A(4000K) | Mogul (E39) Screw-Base Replacements for HID Lamps | Mid Output | Replacement Lamps for Outdoor Pole/Arm-mounted Decorative Luminaires (Type B) |  | Standard | FALSE | [9 empty] | 42402 |  | No |  | 3.1 | 7055.1 | 70.3 | 100.4 | 10.73 | 0.9087 | 4000 | 83.4
P3GPW2WX | Dongguan Bestwon Lighting Co.Ltd | Bestwon | BWRL-120W-A(4000K) | Mogul (E39) Screw-Base Replacements for HID Lamps | Mid Output | Replacement Lamps for Outdoor Pole/Arm-mounted Decorative Luminaires (Type B) |  | Standard | FALSE | [9 empty] | 42402 |  | No |  | 3.1 | 8940.1 | 74.1 | 120.7 | 9.27 | 0.9075 | 4000 | 83.4
PXF5YPG6 | Dongguan Bestwon Lighting Co.Ltd | Bestwon | BWRL-100W-A(3500K) | Mogul (E39) Screw-Base Replacements for HID Lamps | Mid Output | Replacement Lamps for Outdoor Pole/Arm-mounted Decorative Luminaires (Type B) |  | Standard | FALSE | [9 empty] | 42402 |  | No |  | 3.1 | 6982.1 | 69.58 | 100.4 | 10.73 | 0.9087 | 3500 | 83.4
PKZX5NM7 | Dongguan Bestwon Lighting Co.Ltd | Bestwon | BWRL-120W-A(3500K) | Mogul (E39) Screw-Base Replacements for HID Lamps | Mid Output | Replacement Lamps for Outdoor Pole/Arm-mounted Decorative Luminaires (Type B) |  | Standard | FALSE | [9 empty] | 42402 |  | No |  | 3.1 | 8852.4 | 73.37 | 120.7 | 9.27 | 0.9075 | 3500 | 83.4
PAMNA87Y | Dongguan Bestwon Lighting Co.Ltd | Bestwon | BWRL-100W-A(3000K) | Mogul (E39) Screw-Base Replacements for HID Lamps | Mid Output | Replacement Lamps for Outdoor Pole/Arm-mounted Decorative Luminaires (Type B) |  | Standard | FALSE | [9 empty] | 42402 |  | No |  | 3.1 | 6909.2 | 68.85 | 100.4 | 10.73 | 0.9087 | 3000 | 83.4
PEZGKZVB | Dongguan Bestwon Lighting Co.Ltd | Bestwon | BWRL-120W-A(3000K) | Mogul (E39) Screw-Base Replacements for HID Lamps | Mid Output | Replacement Lamps for Outdoor Pole/Arm-mounted Decorative Luminaires (Type B) |  | Standard | FALSE | [9 empty] | 42402 |  | No |  | 3.1 | 8764.8 | 72.65 | 120.7 | 9.27 | 0.9075 | 3000 | 83.4
PMH1A2FZ | Shenzhen Like Lighting Technology Co. Ltd. | Likelighting | LK-180D-[SE]-1-75W-ID (2700K) [E39 Base Only] | Mogul (E39) Screw-Base Replacements for HID Lamps | Low Output | Replacement Lamps for Outdoor Full-Cutoff Wall-mounted Area Luminaires (Type B) |  | Standard | TRUE | 4821.912 | 66.601 | 72.4 | 13.3 | 0.912 | 2688 | 82.1 | 5 | 50000 | 42401 |  | No |  | 3.1 | 4821.9 | 66.6 | 72.4 | 13.3 | 0.912 | 2688 | 82.1
PAY84C93 | Shenzhen Like Lighting Technology Co. Ltd. | Likelighting | LK-180D-[SE]-1-36W-ID (2700K) [E39 Base Only] | Mogul (E39) Screw-Base Replacements for HID Lamps | Low Output | Replacement Lamps for Outdoor Full-Cutoff Wall-mounted Area Luminaires (Type B) |  | Standard | TRUE | 2300.109 | 65.344 | 35.2 | 13.1 | 0.913 | 2695 | 82.3 | 5 | 50000 | 42401 |  | No |  | 3.1 | 2300.1 | 65.3 | 35.2 | 13.1 | 0.913 | 2695 | 82.3
P7Z1BPPM | Shenzhen Like Lighting Technology Co. Ltd. | Likelighting | LK-180D-[SE]-1-54W-ID (2700K) [E39 Base Only] | Mogul (E39) Screw-Base Replacements for HID Lamps | Low Output | Replacement Lamps for Outdoor Full-Cutoff Wall-mounted Area Luminaires (Type B) |  | Standard | TRUE | 3376.075 | 66.068 | 51.1 | 13.2 | 0.911 | 2698 | 82.2 | 5 | 50000 | 42401 |  | No |  | 3.1 | 3376 | 66 | 51.1 | 13.2 | 0.911 | 2698 | 82.2
PFD5PG65 | Shenzhen Like Lighting Technology Co. Ltd. | Likelighting | LK-180D-[SE]-1-75W-ID (5000K) [E39 Base Only] | Mogul (E39) Screw-Base Replacements for HID Lamps | Low Output | Replacement Lamps for Outdoor Full-Cutoff Wall-mounted Area Luminaires (Type B) |  | Standard | FALSE | [9 empty] | 42401 | Not Dimmable | No |  | 3.1 | 5075.8 | 71.9 | 70.5 | 13.5 | 0.91 | 4985 | 82.7
PVP24ZU8 | Shenzhen Like Lighting Technology Co. Ltd. | Likelighting | LK-180D-[SE]-1-36W-ID (5000K) [E39 Base Only] | Mogul (E39) Screw-Base Replacements for HID Lamps | Low Output | Replacement Lamps for Outdoor Full-Cutoff Wall-mounted Area Luminaires (Type B) |  | Standard | FALSE | [9 empty] | 42401 | Not Dimmable | No |  | 3.1 | 2491.2 | 70.5 | 35.3 | 13.2 | 0.912 | 4985 | 82.5
P2G29B99 | Shenzhen Like Lighting Technology Co. Ltd. | Likelighting | LK-180D-[SE]-1-54W-ID (5000K) [E39 Base Only] | Mogul (E39) Screw-Base Replacements for HID Lamps | Low Output | Replacement Lamps for Outdoor Full-Cutoff Wall-mounted Area Luminaires (Type B) |  | Standard | FALSE | [9 empty] | 42401 | Not Dimmable | No |  | 3.1 | 3843.2 | 71.1 | 54 | 13.4 | 0.91 | 4977 | 82.5
PRAF2EB4 | Shenzhen Like Lighting Technology Co. Ltd. | Likelighting | LK-180D-[SE]-1-36W-ID (4500K) [E39 Base Only] | Mogul (E39) Screw-Base Replacements for HID Lamps | Low Output | Replacement Lamps for Outdoor Full-Cutoff Wall-mounted Area Luminaires (Type B) |  | Standard | FALSE | [9 empty] | 42401 | Not Dimmable | No |  | 3.1 | 2300.1 | 65.3 | 35.2 | 13.1 | 0.913 | 4500 | 82.3
PTAJ4CV2 | Shenzhen Like Lighting Technology Co. Ltd. | Likelighting | LK-180D-[SE]-1-54W-ID (4500K) [E39 Base Only] | Mogul (E39) Screw-Base Replacements for HID Lamps | Low Output | Replacement Lamps for Outdoor Full-Cutoff Wall-mounted Area Luminaires (Type B) |  | Standard | FALSE | [9 empty] | 42401 | Not Dimmable | No |  | 3.1 | 3376 | 66 | 51.1 | 13.2 | 0.911 | 4500 | 82.2
PRMTV29T | Shenzhen Like Lighting Technology Co. Ltd. | Likelighting | LK-180D-[SE]-1-75W-ID (4500K) [E39 Base Only] | Mogul (E39) Screw-Base Replacements for HID Lamps | Low Output | Replacement Lamps for Outdoor Full-Cutoff Wall-mounted Area Luminaires (Type B) |  | Standard | FALSE | [9 empty] | 42401 | Not Dimmable | No |  | 3.1 | 4821.9 | 66.6 | 72.4 | 13.3 | 0.912 | 4500 | 82.1
PV48CC54 | Shenzhen Like Lighting Technology Co. Ltd. | Likelighting | LK-180D-[SE]-1-36W-ID (4000K) [E39 Base Only] | Mogul (E39) Screw-Base Replacements for HID Lamps | Low Output | Replacement Lamps for Outdoor Full-Cutoff Wall-mounted Area Luminaires (Type B) |  | Standard | FALSE | [9 empty] | 42401 | Not Dimmable | No |  | 3.1 | 2300.1 | 65.3 | 35.2 | 13.1 | 0.913 | 4000 | 82.3
PUFQ4YT2 | Shenzhen Like Lighting Technology Co. Ltd. | Likelighting | LK-180D-[SE]-1-54W-ID (4000K) [E39 Base Only] | Mogul (E39) Screw-Base Replacements for HID Lamps | Low Output | Replacement Lamps for Outdoor Full-Cutoff Wall-mounted Area Luminaires (Type B) |  | Standard | FALSE | [9 empty] | 42401 | Not Dimmable | No |  | 3.1 | 3376 | 66 | 51.1 | 13.2 | 0.911 | 4000 | 82.2
PU8TYCA7 | Shenzhen Like Lighting Technology Co. Ltd. | Likelighting | LK-180D-[SE]-1-75W-ID (4000K) [E39 Base Only] | Mogul (E39) Screw-Base Replacements for HID Lamps | Low Output | Replacement Lamps for Outdoor Full-Cutoff Wall-mounted Area Luminaires (Type B) |  | Standard | FALSE | [9 empty] | 42401 | Not Dimmable | No |  | 3.1 | 4821.9 | 66.6 | 72.4 | 13.3 | 0.912 | 4000 | 82.1
P6QW2T8D | Shenzhen Like Lighting Technology Co. Ltd. | Likelighting | LK-180D-[SE]-1-36W-ID (3500K) [E39 Base Only] | Mogul (E39) Screw-Base Replacements for HID Lamps | Low Output | Replacement Lamps for Outdoor Full-Cutoff Wall-mounted Area Luminaires (Type B) |  | Standard | FALSE | [9 empty] | 42401 | Not Dimmable | No |  | 3.1 | 2300.1 | 65.3 | 35.2 | 13.1 | 0.913 | 3500 | 82.3
P6B84WHJ | Shenzhen Like Lighting Technology Co. Ltd. | Likelighting | LK-180D-[SE]-1-54W-ID (3500K) [E39 Base Only] | Mogul (E39) Screw-Base Replacements for HID Lamps | Low Output | Replacement Lamps for Outdoor Full-Cutoff Wall-mounted Area Luminaires (Type B) |  | Standard | FALSE | [9 empty] | 42401 | Not Dimmable | No |  | 3.1 | 3376 | 66 | 51.1 | 13.2 | 0.911 | 3500 | 82.2
PJB5FVBE | Shenzhen Like Lighting Technology Co. Ltd. | Likelighting | LK-180D-[SE]-1-75W-ID (3500K) [E39 Base Only] | Mogul (E39) Screw-Base Replacements for HID Lamps | Low Output | Replacement Lamps for Outdoor Full-Cutoff Wall-mounted Area Luminaires (Type B) |  | Standard | FALSE | [9 empty] | 42401 | Not Dimmable | No |  | 3.1 | 4821.9 | 66.6 | 72.4 | 13.3 | 0.912 | 3500 | 82.1
P6RB1T4M | Shenzhen Like Lighting Technology Co. Ltd. | Likelighting | LK-180D-[SE]-1-36W-ID (3000K) [E39 Base Only] | Mogul (E39) Screw-Base Replacements for HID Lamps | Low Output | Replacement Lamps for Outdoor Full-Cutoff Wall-mounted Area Luminaires (Type B) |  | Standard | FALSE | [9 empty] | 42401 | Not Dimmable | No |  | 3.1 | 2300.1 | 65.3 | 35.2 | 13.1 | 0.913 | 3000 | 82.3
P18C547P | Shenzhen Like Lighting Technology Co. Ltd. | Likelighting | LK-180D-[SE]-1-54W-ID (3000K) [E39 Base Only] | Mogul (E39) Screw-Base Replacements for HID Lamps | Low Output | Replacement Lamps for Outdoor Full-Cutoff Wall-mounted Area Luminaires (Type B) |  | Standard | FALSE | [9 empty] | 42401 | Not Dimmable | No |  | 3.1 | 3376 | 66 | 51.1 | 13.2 | 0.911 | 3000 | 82.2
P3HBTX5H | Shenzhen Like Lighting Technology Co. Ltd. | Likelighting | LK-180D-[SE]-1-75W-ID (3000K) [E39 Base Only] | Mogul (E39) Screw-Base Replacements for HID Lamps | Low Output | Replacement Lamps for Outdoor Full-Cutoff Wall-mounted Area Luminaires (Type B) |  | Standard | FALSE | [9 empty] | 42401 | Not Dimmable | No |  | 3.1 | 4821.9 | 66.6 | 72.4 | 13.3 | 0.912 | 3000 | 82.1
PHWTZAXK | Ledreit Manufacturing Co. Ltd | Ledreit | YL-60W8S-E39(3000K) | Mogul (E39) Screw-Base Replacements for HID Lamps | Mid Output | Replacement Lamps for Outdoor Pole/Arm-mounted Decorative Luminaires (Type B) |  | Standard | TRUE | 5506.688 | 96.355 | 57.15 | 14.65 | 0.92 | 3175 | 81.7 | 5 | 50000 | 42395 |  | No |  | 3.1 | 5506.688 | 96.355 | 57.15 | 15.72 | 0.994 | 3000 | 81.7
PBQB2D4T | Ledreit Manufacturing Co. Ltd | Ledreit | HYD-60W8S-E39(3000K) | Mogul (E39) Screw-Base Replacements for HID Lamps | Low Output | Replacement Lamps for Parking Garage Luminaires (Type B) |  | Standard | TRUE | 4904.789 | 89.097 | 55.05 | 15.29 | 0.909 | 3051 | 83.5 | 5 | 50000 | 42395 |  | No |  | 3.1 | 4904.789 | 89.097 | 55.05 | 15.29 | 0.995 | 3000 | 83.5
PPPT3YCN | Ledreit Manufacturing Co. Ltd | Ledreit | YL-60W8S-E39(5700K) | Mogul (E39) Screw-Base Replacements for HID Lamps | Mid Output | Replacement Lamps for Outdoor Pole/Arm-mounted Decorative Luminaires (Type B) |  | Standard | FALSE | [9 empty] | 42395 |  | No |  | 3.1 | 5635.261 | 98.553 | 57.18 | 13.43 | 0.995 | 5700 | 82.8
PT6UPUER | Ledreit Manufacturing Co. Ltd | Ledreit | HYD-60W8S-E39(5700K) | Mogul (E39) Screw-Base Replacements for HID Lamps | Low Output | Replacement Lamps for Parking Garage Luminaires (Type B) |  | Standard | FALSE | [9 empty] | 42395 |  | No |  | 3.1 | 5001.835 | 90.728 | 55.13 | 13.21 | 0.995 | 5700 | 82.5
PV1W2GZQ | Ledreit Manufacturing Co. Ltd | Ledreit | YL-60W8S-E39(5000K) | Mogul (E39) Screw-Base Replacements for HID Lamps | Mid Output | Replacement Lamps for Outdoor Pole/Arm-mounted Decorative Luminaires (Type B) |  | Standard | FALSE | [9 empty] | 42395 |  | No |  | 3.1 | 5605.767 | 98.123 | 57.13 | 14.02 | 0.995 | 5000 | 82.6
P674KP9T | Ledreit Manufacturing Co. Ltd | Ledreit | HYD-60W8S-E39(5000K) | Mogul (E39) Screw-Base Replacements for HID Lamps | Low Output | Replacement Lamps for Parking Garage Luminaires (Type B) |  | Standard | FALSE | [9 empty] | 42395 |  | No |  | 3.1 | 4987.83 | 90.589 | 55.06 | 13.33 | 0.995 | 5000 | 82.3
PU78MTPX | Ledreit Manufacturing Co. Ltd | Ledreit | YL-60W8S-E39(4500K) | Mogul (E39) Screw-Base Replacements for HID Lamps | Mid Output | Replacement Lamps for Outdoor Pole/Arm-mounted Decorative Luminaires (Type B) |  | Standard | FALSE | [9 empty] | 42395 |  | No |  | 3.1 | 5588.271 | 97.851 | 57.11 | 14.38 | 0.995 | 4500 | 82.5
PTVVHV9Q | Ledreit Manufacturing Co. Ltd | Ledreit | HYD-60W8S-E39(4500K) | Mogul (E39) Screw-Base Replacements for HID Lamps | Low Output | Replacement Lamps for Parking Garage Luminaires (Type B) |  | Standard | FALSE | [9 empty] | 42395 |  | No |  | 3.1 | 4972.534 | 90.262 | 55.09 | 13.56 | 0.994 | 4500 | 82.1
P3JRX9RM | Ledreit Manufacturing Co. Ltd | Ledreit | YL-60W8S-E39(4000K) | Mogul (E39) Screw-Base Replacements for HID Lamps | Mid Output | Replacement Lamps for Outdoor Pole/Arm-mounted Decorative Luminaires (Type B) |  | Standard | FALSE | [9 empty] | 42395 |  | No |  | 3.1 | 5575.866 | 97.668 | 57.09 | 14.65 | 0.994 | 4000 | 82.4
PZUPTJX5 | Ledreit Manufacturing Co. Ltd | Ledreit | HYD-60W8S-E39(4000K) | Mogul (E39) Screw-Base Replacements for HID Lamps | Low Output | Replacement Lamps for Parking Garage Luminaires (Type B) |  | Standard | FALSE | [9 empty] | 42395 |  | No |  | 3.1 | 4968.519 | 90.091 | 55.15 | 13.85 | 0.994 | 4000 | 81.8
PDZCRPUY | Ledreit Manufacturing Co. Ltd | Ledreit | HYD-60W8S-E39(3500K) | Mogul (E39) Screw-Base Replacements for HID Lamps | Low Output | Replacement Lamps for Parking Garage Luminaires (Type B) |  | Standard | FALSE | [9 empty] | 42395 |  | No |  | 3.1 | 4923.902 | 89.282 | 55.15 | 14.46 | 0.995 | 3500 | 82.3
PQHGNRKQ | Ledreit Manufacturing Co. Ltd | Ledreit | YL-60W8S-E39(3500K) | Mogul (E39) Screw-Base Replacements for HID Lamps | Mid Output | Replacement Lamps for Outdoor Pole/Arm-mounted Decorative Luminaires (Type B) |  | Standard | FALSE | [9 empty] | 42395 |  | No |  | 3.1 | 5547.494 | 97.137 | 57.11 | 15.22 | 0.994 | 3500 | 82.1
P75F2F7D | shenzhen guanke technologies co.ltd | GK | GKS09-36W E39 (3000K) | Mogul (E39) Screw-Base Replacements for HID Lamps | Low Output | Replacement Lamps for Outdoor Pole/Arm-mounted Decorative Luminaires (Type B) |  | Standard | TRUE | 2845.8 | 81.4 | 34.95 | 17.04 | 0.9148 | 3138 | 84.9 | 5 | 50000 | 42394 |  | No | Rated data is for bare lamp | 3.1 | 4320 | 120 | 36 | 20 | 0.9 | 3000 | 80
P82CVB13 | shenzhen guanke technologies co.ltd | GK | GKS09-54W E39 (3000K) | Mogul (E39) Screw-Base Replacements for HID Lamps | Low Output | Replacement Lamps for Outdoor Pole/Arm-mounted Decorative Luminaires (Type B) |  | Standard | TRUE | 3835 | 78.4 | 48.89 | 15.16 | 0.908 | 3145 | 84.7 | 5 | 50000 | 42394 |  | No | Rated data is for bare lamp | 3.1 | 6480 | 120 | 54 | 20 | 0.9 | 3000 | 80
P76FGV7M | shenzhen guanke technologies co.ltd | GK | GKS09-45W E39 (3000K) | Mogul (E39) Screw-Base Replacements for HID Lamps | Low Output | Replacement Lamps for Outdoor Pole/Arm-mounted Decorative Luminaires (Type B) |  | Standard | TRUE | 3400.1 | 76.8 | 44.25 | 15.91 | 0.9059 | 3139 | 85.1 | 5 | 50000 | 42394 |  | No | Rated data is for bare lamp | 3.1 | 5400 | 120 | 45 | 20 | 0.9 | 3000 | 80
PYJXVGVA | shenzhen guanke technologies co.ltd | GK | GKS09-27W E39 (3000K) | Mogul (E39) Screw-Base Replacements for HID Lamps | Low Output | Replacement Lamps for Outdoor Pole/Arm-mounted Decorative Luminaires (Type B) |  | Standard | TRUE | 2295.2 | 84.5 | 27.16 | 22.71 | 0.9041 | 3142 | 84.9 | 5 | 50000 | 42394 |  | No | Rated data is for bare lamp | 3.1 | 3200 | 118.5 | 27 | 20 | 0.9 | 3000 | 80
PF5GJFNB | shenzhen guanke technologies co.ltd | GK | GKS09-54W E39 (5000K) | Mogul (E39) Screw-Base Replacements for HID Lamps | Mid Output | Replacement Lamps for Outdoor Pole/Arm-mounted Decorative Luminaires (Type B) |  | Standard | FALSE | [9 empty] | 42394 | Not Dimmable | No | Rated data is for bare lamp | 3.1 | 6480 | 120 | 54 | 20 | 0.9 | 5000 | 80
PP25JS4F | shenzhen guanke technologies co.ltd | GK | GKS09-45W E39 (5000K) | Mogul (E39) Screw-Base Replacements for HID Lamps | Low Output | Replacement Lamps for Outdoor Pole/Arm-mounted Decorative Luminaires (Type B) |  | Standard | FALSE | [9 empty] | 42394 | Not Dimmable | No | Rated data is for bare lamp | 3.1 | 5400 | 120 | 45 | 20 | 0.9 | 5000 | 80
PNPSE2E3 | shenzhen guanke technologies co.ltd | GK | GKS09-36W E39 (5000K) | Mogul (E39) Screw-Base Replacements for HID Lamps | Low Output | Replacement Lamps for Outdoor Pole/Arm-mounted Decorative Luminaires (Type B) |  | Standard | FALSE | [9 empty] | 42394 | Not Dimmable | No | Rated data is for bare lamp | 3.1 | 4320 | 120 | 36 | 20 | 0.9 | 5000 | 80
P5ABX7SS | shenzhen guanke technologies co.ltd | GK | GKS09-27W E39 (5000K) | Mogul (E39) Screw-Base Replacements for HID Lamps | Low Output | Replacement Lamps for Outdoor Pole/Arm-mounted Decorative Luminaires (Type B) |  | Standard | FALSE | [9 empty] | 42394 | Not Dimmable | No | Rated data is for bare lamp | 3.1 | 3200 | 118.5 | 27 | 20 | 0.9 | 5000 | 80
P8FTRKR6 | shenzhen guanke technologies co.ltd | GK | GKS09-54W E39 (4000K) | Mogul (E39) Screw-Base Replacements for HID Lamps | Mid Output | Replacement Lamps for Outdoor Pole/Arm-mounted Decorative Luminaires (Type B) |  | Standard | FALSE | [9 empty] | 42394 | Not Dimmable | No | Rated data is for bare lamp | 3.1 | 6480 | 120 | 54 | 20 | 0.9 | 4000 | 80
P7PD3SHC | shenzhen guanke technologies co.ltd | GK | GKS09-45W E39 (4000K) | Mogul (E39) Screw-Base Replacements for HID Lamps | Low Output | Replacement Lamps for Outdoor Pole/Arm-mounted Decorative Luminaires (Type B) |  | Standard | FALSE | [9 empty] | 42394 | Not Dimmable | No | Rated data is for bare lamp | 3.1 | 5400 | 120 | 45 | 20 | 0.9 | 4000 | 80
P3XS3PNA | shenzhen guanke technologies co.ltd | GK | GKS09-36W E39 (4000K) | Mogul (E39) Screw-Base Replacements for HID Lamps | Low Output | Replacement Lamps for Outdoor Pole/Arm-mounted Decorative Luminaires (Type B) |  | Standard | FALSE | [9 empty] | 42394 | Not Dimmable | No | Rated data is for bare lamp | 3.1 | 4320 | 120 | 36 | 20 | 0.9 | 4000 | 80
PWT2V38U | shenzhen guanke technologies co.ltd | GK | GKS09-27W E39 (4000K) | Mogul (E39) Screw-Base Replacements for HID Lamps | Low Output | Replacement Lamps for Outdoor Pole/Arm-mounted Decorative Luminaires (Type B) |  | Standard | FALSE | [9 empty] | 42394 | Not Dimmable | No | Rated data is for bare lamp | 3.1 | 3200 | 118.5 | 27 | 20 | 0.9 | 4000 | 80
PCVN1F6D | VOOTU Inc. | VOOTU | VT-CLW-100WA1 4000K | Mogul (E39) Screw-Base Replacements for HID Lamps | Mid Output | Replacement Lamps for Outdoor Pole/Arm-mounted Decorative Luminaires (Type B) |  | Standard | TRUE | 7678.1 | 77.6 | 98.95 | 13.66 | 0.9148 | 5496 | 84 | 5 | 50000 | 42390 |  | No |  | 3.1 | 7678.1 | 77.6 | 98.95 | 13.66 | 0.9148 | 4000 | 83.4
PJYKMKY1 | VOOTU Inc. | VOOTU | VT-CLW-80WA1 4000K | Mogul (E39) Screw-Base Replacements for HID Lamps | Mid Output | Replacement Lamps for Outdoor Pole/Arm-mounted Decorative Luminaires (Type B) |  | Standard | TRUE | 6435 | 80.08 | 80.36 | 13.27 | 0.914 | 5563 | 84.4 | 5 | 50000 | 42390 |  | No |  | 3.1 | 6291.2 | 78.11 | 80.54 | 10.32 | 0.914 | 4000 | 83.4
P5X4KBJT | VOOTU Inc. | VOOTU | VT-CLW-80WA1 5700K | Mogul (E39) Screw-Base Replacements for HID Lamps | Mid Output | Replacement Lamps for Outdoor Pole/Arm-mounted Decorative Luminaires (Type B) |  | Standard | FALSE | [9 empty] | 42390 |  | No |  | 3.1 | 6435 | 80.08 | 80.36 | 10.32 | 0.9133 | 5700 | 84.4
PFD43SXP | VOOTU Inc. | VOOTU | VT-CLW-100WA1 5700K | Mogul (E39) Screw-Base Replacements for HID Lamps | Mid Output | Replacement Lamps for Outdoor Pole/Arm-mounted Decorative Luminaires (Type B) |  | Standard | FALSE | [9 empty] | 42390 |  | No |  | 3.1 | 7849 | 79.58 | 98.63 | 13.66 | 0.9129 | 5700 | 84
P21JU7DZ | VOOTU Inc. | VOOTU | VT-CLW-100WA1 5000K | Mogul (E39) Screw-Base Replacements for HID Lamps | Mid Output | Replacement Lamps for Outdoor Pole/Arm-mounted Decorative Luminaires (Type B) |  | Standard | FALSE | [9 empty] | 42390 |  | No |  | 3.1 | 7792 | 78.87 | 98.79 | 13.66 | 0.9148 | 5000 | 83.4
PEP1REKB | VOOTU Inc. | VOOTU | VT-CLW-80WA1 5000K | Mogul (E39) Screw-Base Replacements for HID Lamps | Mid Output | Replacement Lamps for Outdoor Pole/Arm-mounted Decorative Luminaires (Type B) |  | Standard | FALSE | [9 empty] | 42390 |  | No |  | 3.1 | 6387 | 79.39 | 80.45 | 10.32 | 0.914 | 5000 | 83.4
P14MS94D | VOOTU Inc. | VOOTU | VT-CLW-100WA1 4500K | Mogul (E39) Screw-Base Replacements for HID Lamps | Mid Output | Replacement Lamps for Outdoor Pole/Arm-mounted Decorative Luminaires (Type B) |  | Standard | FALSE | [9 empty] | 42390 |  | No |  | 3.1 | 7735 | 78.3 | 98.79 | 13.66 | 0.9148 | 4500 | 83.4
PN9D2PXF | VOOTU Inc. | VOOTU | VT-CLW-80WA1 4500K | Mogul (E39) Screw-Base Replacements for HID Lamps | Mid Output | Replacement Lamps for Outdoor Pole/Arm-mounted Decorative Luminaires (Type B) |  | Standard | FALSE | [9 empty] | 42390 |  | No |  | 3.1 | 6339 | 78.79 | 80.45 | 10.32 | 0.914 | 4500 | 83.4
PH3RFVF1 | High Energy Group/LEDGREEN | High Energy Group/LEDGREEN | LEDG 100 CNS IP64 4000K | Mogul (E39) Screw-Base Replacements for HID Lamps | Mid Output | Replacement Lamps for Outdoor Pole/Arm-mounted Decorative Luminaires (Type B) |  | Standard | TRUE | 7678.1 | 77.6 | 98.95 | 13.66 | 0.9148 | 5496 | 84 | 5 | 50000 | 42388 |  | No |  | 3.1 | 7678.1 | 77.6 | 98.95 | 13.66 | 0.9148 | 4000 | 83.4
PCMF7WZS | High Energy Group/LEDGREEN | High Energy Group/LEDGREEN | LEDG 100 CNS IP64 5700K | Mogul (E39) Screw-Base Replacements for HID Lamps | Mid Output | Replacement Lamps for Outdoor Pole/Arm-mounted Decorative Luminaires (Type B) |  | Standard | FALSE | [9 empty] | 42388 |  | No |  | 3.1 | 7849 | 79.58 | 98.63 | 13.66 | 0.9129 | 5700 | 84
PEX242RP | High Energy Group/LEDGREEN | High Energy Group/LEDGREEN | LEDG 100 CNS IP64 5000K | Mogul (E39) Screw-Base Replacements for HID Lamps | Mid Output | Replacement Lamps for Outdoor Pole/Arm-mounted Decorative Luminaires (Type B) |  | Standard | FALSE | [9 empty] | 42388 |  | No |  | 3.1 | 7792 | 78.87 | 98.79 | 13.66 | 0.9148 | 5000 | 83.4
PH624ACA | High Energy Group/LEDGREEN | High Energy Group/LEDGREEN | LEDG 100 CNS IP64 4500K | Mogul (E39) Screw-Base Replacements for HID Lamps | Mid Output | Replacement Lamps for Outdoor Pole/Arm-mounted Decorative Luminaires (Type B) |  | Standard | FALSE | [9 empty] | 42388 |  | No |  | 3.1 | 7735 | 78.3 | 98.79 | 13.66 | 0.9148 | 4500 | 83.4
P1X9S9X1 | Wen Lighting | WEN | WEN-CLW-80WA1 4000K | Mogul (E39) Screw-Base Replacements for HID Lamps | Mid Output | Replacement Lamps for Outdoor Pole/Arm-mounted Decorative Luminaires (Type B) |  | Standard | TRUE | 6435 | 80.08 | 80.36 | 13.27 | 0.914 | 5563 | 84.4 | 5 | 50000 | 42383 |  | No |  | 3.1 | 6291.2 | 78.11 | 80.54 | 10.32 | 0.914 | 4000 | 83.4
PKC1PFMC | Wen Lighting | WEN | WEN-CLW-80WA1 5700K | Mogul (E39) Screw-Base Replacements for HID Lamps | Mid Output | Replacement Lamps for Outdoor Pole/Arm-mounted Decorative Luminaires (Type B) |  | Standard | FALSE | [9 empty] | 42383 | Not Dimmable | No |  | 3.1 | 6435 | 80.08 | 80.36 | 10.32 | 0.9133 | 5700 | 84.4
PG4FZCJF | Shenzhen IDO Lighting Co. Limited | IDO | IDO-802B-36W-E39(2700K) | Mogul (E39) Screw-Base Replacements for HID Lamps | Low Output | Replacement Lamps for Outdoor Pole/Arm-mounted Decorative Luminaires (Type B) |  | Standard | TRUE | 2453.7 | 68.87 | 35.63 | 13.61 | 0.9086 | 2684 | 83.8 | 5 | 50000 | 42376 |  | No |  | 3.1 | 2481.7 | 69.26 | 35.83 | 13.61 | 0.9086 | 2700 | 83.8
PH4B3AWM | Shenzhen IDO Lighting Co. Limited | IDO | IDO-802B-27W-E39(2700K) | Mogul (E39) Screw-Base Replacements for HID Lamps | Low Output | Replacement Lamps for Outdoor Pole/Arm-mounted Decorative Luminaires (Type B) |  | Standard | TRUE | 1841.6 | 67.96 | 27.1 | 13.67 | 0.9041 | 2679 | 83.5 | 5 | 50000 | 42376 |  | No |  | 3.1 | 1873.9 | 68.34 | 27.42 | 13.67 | 0.9041 | 2700 | 83.5
PCNF4WXM | Shenzhen IDO Lighting Co. Limited | IDO | IDO-802B-36W-E39(5700K) | Mogul (E39) Screw-Base Replacements for HID Lamps | Low Output | Replacement Lamps for Outdoor Pole/Arm-mounted Decorative Luminaires (Type B) |  | Standard | FALSE | [9 empty] | 42376 | Not Dimmable | No |  | 3.1 | 2884 | 78.39 | 36.79 | 13.61 | 0.9097 | 5700 | 84.8
PXQ6U7DU | Shenzhen IDO Lighting Co. Limited | IDO | IDO-802B-36W-EX39(5700K) | Mogul (E39) Screw-Base Replacements for HID Lamps | Low Output | Replacement Lamps for Outdoor Pole/Arm-mounted Decorative Luminaires (Type B) |  | Standard | FALSE | [9 empty] | 42376 | Not Dimmable | No |  | 3.1 | 2884 | 78.39 | 36.79 | 13.28 | 0.9097 | 5700 | 84.8
P791VCA7 | Shenzhen IDO Lighting Co. Limited | IDO | IDO-802B-27W-E39(5700K) | Mogul (E39) Screw-Base Replacements for HID Lamps | Low Output | Replacement Lamps for Outdoor Pole/Arm-mounted Decorative Luminaires (Type B) |  | Standard | FALSE | [9 empty] | 42376 | Not Dimmable | No |  | 3.1 | 2063 | 74.32 | 27.76 | 13.67 | 0.9054 | 5700 | 84.7
PPR1MS7F | Shenzhen IDO Lighting Co. Limited | IDO | IDO-802B-27W-EX39(5700K) | Mogul (E39) Screw-Base Replacements for HID Lamps | Low Output | Replacement Lamps for Outdoor Pole/Arm-mounted Decorative Luminaires (Type B) |  | Standard | FALSE | [9 empty] | 42376 | Not Dimmable | No |  | 3.1 | 2063 | 74.32 | 27.76 | 13.59 | 0.9054 | 5700 | 84.7
P5DR6H9P | Shenzhen IDO Lighting Co. Limited | IDO | IDO-802B-36W-EX39(5000K) | Mogul (E39) Screw-Base Replacements for HID Lamps | Low Output | Replacement Lamps for Outdoor Pole/Arm-mounted Decorative Luminaires (Type B) |  | Standard | FALSE | [9 empty] | 42376 | Not Dimmable | No |  | 3.1 | 2481.7 | 69.26 | 35.83 | 13.61 | 0.9086 | 5000 | 83.8
P3TZ6CWA | Shenzhen IDO Lighting Co. Limited | IDO | IDO-802B-36W-E39(5000K) | Mogul (E39) Screw-Base Replacements for HID Lamps | Low Output | Replacement Lamps for Outdoor Pole/Arm-mounted Decorative Luminaires (Type B) |  | Standard | FALSE | [9 empty] | 42376 | Not Dimmable | No |  | 3.1 | 2481.7 | 69.26 | 35.83 | 13.61 | 0.9086 | 5000 | 83.8
PKUYDVTX | Shenzhen IDO Lighting Co. Limited | IDO | IDO-802B-27W-E39(5000K) | Mogul (E39) Screw-Base Replacements for HID Lamps | Low Output | Replacement Lamps for Outdoor Pole/Arm-mounted Decorative Luminaires (Type B) |  | Standard | FALSE | [9 empty] | 42376 | Not Dimmable | No |  | 3.1 | 1873.9 | 68.34 | 27.42 | 13.67 | 0.9041 | 5000 | 83.5
PDFMXZWM | Shenzhen IDO Lighting Co. Limited | IDO | IDO-802B-27W-EX39(5000K) | Mogul (E39) Screw-Base Replacements for HID Lamps | Low Output | Replacement Lamps for Outdoor Pole/Arm-mounted Decorative Luminaires (Type B) |  | Standard | FALSE | [9 empty] | 42376 | Not Dimmable | No |  | 3.1 | 1873.9 | 68.34 | 27.42 | 13.67 | 0.9041 | 5000 | 83.5
PC8Y42Z9 | Shenzhen IDO Lighting Co. Limited | IDO | IDO-802B-36W-E39(4500K) | Mogul (E39) Screw-Base Replacements for HID Lamps | Low Output | Replacement Lamps for Outdoor Pole/Arm-mounted Decorative Luminaires (Type B) |  | Standard | FALSE | [9 empty] | 42376 | Not Dimmable | No |  | 3.1 | 2481.7 | 69.26 | 35.83 | 13.61 | 0.9086 | 4500 | 83.8
PBEWSEG4 | Shenzhen IDO Lighting Co. Limited | IDO | IDO-802B-36W-EX39(4500K) | Mogul (E39) Screw-Base Replacements for HID Lamps | Low Output | Replacement Lamps for Outdoor Pole/Arm-mounted Decorative Luminaires (Type B) |  | Standard | FALSE | [9 empty] | 42376 | Not Dimmable | No |  | 3.1 | 2481.7 | 69.26 | 35.83 | 13.61 | 0.9086 | 4500 | 83.8
PSSN3YV4 | Shenzhen IDO Lighting Co. Limited | IDO | IDO-802B-27W-E39(4500K) | Mogul (E39) Screw-Base Replacements for HID Lamps | Low Output | Replacement Lamps for Outdoor Pole/Arm-mounted Decorative Luminaires (Type B) |  | Standard | FALSE | [9 empty] | 42376 | Not Dimmable | No |  | 3.1 | 1873.9 | 68.34 | 27.42 | 13.67 | 0.9041 | 4500 | 83.5
P6F9VMN1 | Shenzhen IDO Lighting Co. Limited | IDO | IDO-802B-27W-EX39(4500K) | Mogul (E39) Screw-Base Replacements for HID Lamps | Low Output | Replacement Lamps for Outdoor Pole/Arm-mounted Decorative Luminaires (Type B) |  | Standard | FALSE | [9 empty] | 42376 | Not Dimmable | No |  | 3.1 | 1873.9 | 68.34 | 27.42 | 13.67 | 0.9041 | 4500 | 83.5
PGQKQC2T | Shenzhen IDO Lighting Co. Limited | IDO | IDO-802B-36W-E39(4000K) | Mogul (E39) Screw-Base Replacements for HID Lamps | Low Output | Replacement Lamps for Outdoor Pole/Arm-mounted Decorative Luminaires (Type B) |  | Standard | FALSE | [9 empty] | 42376 | Not Dimmable | No |  | 3.1 | 2481.7 | 69.26 | 35.83 | 13.61 | 0.9086 | 4000 | 83.8
P76N713D | Shenzhen IDO Lighting Co. Limited | IDO | IDO-802B-36W-EX39(4000K) | Mogul (E39) Screw-Base Replacements for HID Lamps | Low Output | Replacement Lamps for Outdoor Pole/Arm-mounted Decorative Luminaires (Type B) |  | Standard | FALSE | [9 empty] | 42376 | Not Dimmable | No |  | 3.1 | 2481.7 | 69.26 | 35.83 | 13.61 | 0.9086 | 4000 | 83.8
PD4J6UBD | Shenzhen IDO Lighting Co. Limited | IDO | IDO-802B-27W-EX39(4000K) | Mogul (E39) Screw-Base Replacements for HID Lamps | Low Output | Replacement Lamps for Outdoor Pole/Arm-mounted Decorative Luminaires (Type B) |  | Standard | FALSE | [9 empty] | 42376 | Not Dimmable | No |  | 3.1 | 1873.9 | 68.34 | 27.42 | 13.67 | 0.9041 | 4000 | 83.5
PA66VXMK | Shenzhen IDO Lighting Co. Limited | IDO | IDO-802B-27W-E39(4000K) | Mogul (E39) Screw-Base Replacements for HID Lamps | Low Output | Replacement Lamps for Outdoor Pole/Arm-mounted Decorative Luminaires (Type B) |  | Standard | FALSE | [9 empty] | 42376 | Not Dimmable | No |  | 3.1 | 1873.9 | 68.34 | 27.42 | 13.67 | 0.9041 | 4000 | 83.5
PTQWH9M3 | Shenzhen IDO Lighting Co. Limited | IDO | IDO-802B-36W-E39(3500K) | Mogul (E39) Screw-Base Replacements for HID Lamps | Low Output | Replacement Lamps for Outdoor Pole/Arm-mounted Decorative Luminaires (Type B) |  | Standard | FALSE | [9 empty] | 42376 | Not Dimmable | No |  | 3.1 | 2481.7 | 69.26 | 35.83 | 13.61 | 0.9086 | 3500 | 83.8
PTEM24W1 | Shenzhen IDO Lighting Co. Limited | IDO | IDO-802B-36W-EX39(3500K) | Mogul (E39) Screw-Base Replacements for HID Lamps | Low Output | Replacement Lamps for Outdoor Pole/Arm-mounted Decorative Luminaires (Type B) |  | Standard | FALSE | [9 empty] | 42376 | Not Dimmable | No |  | 3.1 | 2481.7 | 69.26 | 35.83 | 13.61 | 0.9086 | 3500 | 83.8
PZYTNSBY | Shenzhen IDO Lighting Co. Limited | IDO | IDO-802B-27W-E39(3500K) | Mogul (E39) Screw-Base Replacements for HID Lamps | Low Output | Replacement Lamps for Outdoor Pole/Arm-mounted Decorative Luminaires (Type B) |  | Standard | FALSE | [9 empty] | 42376 | Not Dimmable | No |  | 3.1 | 1873.9 | 68.34 | 27.42 | 13.67 | 0.9041 | 3500 | 83.5
P1DN8MUQ | Shenzhen IDO Lighting Co. Limited | IDO | IDO-802B-27W-EX39(3500K) | Mogul (E39) Screw-Base Replacements for HID Lamps | Low Output | Replacement Lamps for Outdoor Pole/Arm-mounted Decorative Luminaires (Type B) |  | Standard | FALSE | [9 empty] | 42376 | Not Dimmable | No |  | 3.1 | 1873.9 | 68.34 | 27.42 | 13.67 | 0.9041 | 3500 | 83.5
PQ5J9TY6 | Shenzhen IDO Lighting Co. Limited | IDO | IDO-802B-36W-EX39(3000K) | Mogul (E39) Screw-Base Replacements for HID Lamps | Low Output | Replacement Lamps for Outdoor Pole/Arm-mounted Decorative Luminaires (Type B) |  | Standard | FALSE | [9 empty] | 42376 | Not Dimmable | No |  | 3.1 | 2481.7 | 69.26 | 35.83 | 13.61 | 0.9086 | 3000 | 83.8
P9S3FUTW | Shenzhen IDO Lighting Co. Limited | IDO | IDO-802B-36W-E39(3000K) | Mogul (E39) Screw-Base Replacements for HID Lamps | Low Output | Replacement Lamps for Outdoor Pole/Arm-mounted Decorative Luminaires (Type B) |  | Standard | FALSE | [9 empty] | 42376 | Not Dimmable | No |  | 3.1 | 2481.7 | 69.26 | 35.83 | 13.61 | 0.9086 | 3000 | 83.8
PGGREX6N | Shenzhen IDO Lighting Co. Limited | IDO | IDO-802B-27W-E39(3000K) | Mogul (E39) Screw-Base Replacements for HID Lamps | Low Output | Replacement Lamps for Outdoor Pole/Arm-mounted Decorative Luminaires (Type B) |  | Standard | FALSE | [9 empty] | 42376 | Not Dimmable | No |  | 3.1 | 1873.9 | 68.34 | 27.42 | 13.67 | 0.9041 | 3000 | 83.5
P8FHPJB1 | Shenzhen IDO Lighting Co. Limited | IDO | IDO-802B-27W-EX39(3000K) | Mogul (E39) Screw-Base Replacements for HID Lamps | Low Output | Replacement Lamps for Outdoor Pole/Arm-mounted Decorative Luminaires (Type B) |  | Standard | FALSE | [9 empty] | 42376 | Not Dimmable | No |  | 3.1 | 1873.9 | 68.34 | 27.42 | 13.67 | 0.9041 | 3000 | 83.5
PJDVN5RA | Shenzhen IDO Lighting Co. Limited | IDO | IDO-802B-36W-EX39(2700K) | Mogul (E39) Screw-Base Replacements for HID Lamps | Low Output | Replacement Lamps for Outdoor Pole/Arm-mounted Decorative Luminaires (Type B) |  | Standard | FALSE | [9 empty] | 42376 | Not Dimmable | No |  | 3.1 | 2481.7 | 69.26 | 35.83 | 13.61 | 0.9086 | 2700 | 83.8
P2NFRB5G | Shenzhen IDO Lighting Co. Limited | IDO | IDO-802B-27W-EX39(2700K) | Mogul (E39) Screw-Base Replacements for HID Lamps | Low Output | Replacement Lamps for Outdoor Pole/Arm-mounted Decorative Luminaires (Type B) |  | Standard | FALSE | [9 empty] | 42376 | Not Dimmable | No |  | 3.1 | 1873.9 | 68.34 | 27.42 | 13.67 | 0.9041 | 2700 | 83.5
PW9CWEWR | Shenzhen Youlumi Co.Ltd | YOULUMI | YL-R150W(4000K) [E39 Base Only] | Mogul (E39) Screw-Base Replacements for HID Lamps | High Output | Replacement Lamps for Outdoor Pole/Arm-mounted Area and Roadway Luminaires (Type C) |  | Standard | TRUE | 19036.402 | 123.613 | 154 | 18.1 | 0.924 | 3885 | 72 | 5 | 50000 | 42375 |  | No | Qualified pointing straight down. Updated on 10/12/16 | 4 | 19036.4 | 123.6 | 154 | 18.1 | 0.92 | 3885 | 72
PM5BNYG9 | Shenzhen Youlumi Co.Ltd | YOULUMI | YL-R120W(4000K) | Mogul (E39) Screw-Base Replacements for HID Lamps | High Output | Replacement Lamps for Outdoor Pole/Arm-mounted Area and Roadway Luminaires (Type C) |  | Standard | TRUE | 15617.553 | 125.241 | 124.7 | 18.4 | 0.917 | 3872 | 71.9 | 5 | 50000 | 42375 |  | No | Qualified pointing straight down. Updated on 10/12/16 | 4 | 15617.5 | 125.2 | 124.7 | 18.4 | 0.92 | 3872 | 71.9
P7CEJP8W | Shenzhen Youlumi Co.Ltd | YOULUMI | YL-R120W(5700K) | Mogul (E39) Screw-Base Replacements for HID Lamps | High Output | Replacement Lamps for Outdoor Pole/Arm-mounted Area and Roadway Luminaires (Type C) |  | Standard | FALSE | [9 empty] | 42375 | Not Dimmable | No | Qualified pointing straight down. Updated on 10/12/16 | 4 | 16022.6 | 129.4 | 123.8 | 19.8 | 0.92 | 5638 | 75.4
PDVQWT94 | Shenzhen Youlumi Co.Ltd | YOULUMI | YL-R150W(5700K) [E39 Base Only] | Mogul (E39) Screw-Base Replacements for HID Lamps | High Output | Replacement Lamps for Outdoor Pole/Arm-mounted Area and Roadway Luminaires (Type C) |  | Standard | FALSE | [9 empty] | 42375 | Not Dimmable | No | Qualified pointing straight down. Updated on 10/12/16 | 4 | 19733.1 | 127.3 | 154.9 | 19.8 | 0.93 | 5636 | 75.4
PZNHQ1PY | Shenzhen Youlumi Co.Ltd | YOULUMI | YL-R150W(5000K) [E39 Base Only] | Mogul (E39) Screw-Base Replacements for HID Lamps | High Output | Replacement Lamps for Outdoor Pole/Arm-mounted Area and Roadway Luminaires (Type C) |  | Standard | FALSE | [9 empty] | 42375 | Not Dimmable | No | Qualified pointing straight down. Updated on 10/12/16 | 4 | 19036.4 | 123.6 | 154 | 18.1 | 0.92 | 5000 | 72
P6CR71P9 | Shenzhen Youlumi Co.Ltd | YOULUMI | YL-R120W(5000K) | Mogul (E39) Screw-Base Replacements for HID Lamps | High Output | Replacement Lamps for Outdoor Pole/Arm-mounted Area and Roadway Luminaires (Type C) |  | Standard | FALSE | [9 empty] | 42375 | Not Dimmable | No | Qualified pointing straight down. Updated on 10/12/16 | 4 | 15617.5 | 125.2 | 124.7 | 18.4 | 0.92 | 5000 | 71.9
PMJYGQEB | GLOBAL TECH LED | Global Tech LED | GTR-AR-5498-HO-HV-BR-NL-SOLY | Mogul (E39) Screw-Base Replacements for HID Lamps | High Output | Replacement Lamps for Outdoor Pole/Arm-mounted Area and Roadway Luminaires (Type C) |  | Standard | FALSE | [9 empty] | 42367 |  | No | Qualified pointing straight down | 3 | 11612.88 | 96.69 | 120.1 | 17.3 | 0.893 | 5000 | 80.9
PK6WUBM1 | GLOBAL TECH LED | Global Tech LED | GTR-AR-5498-HO-HV-BR-360S-SOLY | Mogul (E39) Screw-Base Replacements for HID Lamps | High Output | Replacement Lamps for Outdoor Pole/Arm-mounted Area and Roadway Luminaires (Type C) |  | Standard | FALSE | [9 empty] | 42367 |  | No | Qualified pointing straight down | 3 | 10529.77 | 87.68 | 120.1 | 17.3 | 0.893 | 5000 | 80.9
PCXHVSZK | GLOBAL TECH LED | Global Tech LED | GTR-AR-5498-HO-HV-BR-T2-SOLY | Mogul (E39) Screw-Base Replacements for HID Lamps | High Output | Replacement Lamps for Outdoor Pole/Arm-mounted Area and Roadway Luminaires (Type C) |  | Standard | FALSE | [9 empty] | 42367 |  | No | Qualified pointing straight down | 3 | 10285.99 | 85.65 | 120.1 | 17.3 | 0.893 | 5000 | 80.9
PV4R13HF | GLOBAL TECH LED | Global Tech LED | GTR-AR-5498-HO-SV-BR-NL-SOLY | Mogul (E39) Screw-Base Replacements for HID Lamps | High Output | Replacement Lamps for Outdoor Pole/Arm-mounted Area and Roadway Luminaires (Type C) |  | Standard | FALSE | [9 empty] | 42367 |  | No | Qualified pointing straight down | 3 | 11330.67 | 96.68 | 117.2 | 13.2 | 0.929 | 5000 | 80.9
PKS3HHU8 | GLOBAL TECH LED | Global Tech LED | GTR-AR-5498-HO-SV-BR-360S-SOLY | Mogul (E39) Screw-Base Replacements for HID Lamps | High Output | Replacement Lamps for Outdoor Pole/Arm-mounted Area and Roadway Luminaires (Type C) |  | Standard | FALSE | [9 empty] | 42367 |  | No | Qualified pointing straight down | 3 | 10273.88 | 87.66 | 117.2 | 13.2 | 0.929 | 5000 | 80.9
PTMUHRRK | GLOBAL TECH LED | Global Tech LED | GTR-AR-5498-HO-SV-BR-T2-SOLY | Mogul (E39) Screw-Base Replacements for HID Lamps | High Output | Replacement Lamps for Outdoor Pole/Arm-mounted Area and Roadway Luminaires (Type C) |  | Standard | FALSE | [9 empty] | 42367 |  | No | Qualified pointing straight down | 3 | 10036.02 | 85.63 | 117.2 | 13.2 | 0.929 | 5000 | 80.9
PPW3MRTG | GLOBAL TECH LED | Global Tech LED | GTR-AR-M21-HI-SV-BR-NL-SOLY | Mogul (E39) Screw-Base Replacements for HID Lamps | Mid Output | Replacement Lamps for Outdoor Pole/Arm-mounted Area and Roadway Luminaires (Type C) |  | Standard | FALSE | [9 empty] | 42367 |  | No | Qualified pointing straight down | 3 | 5764.24 | 96.07 | 60 | 12.2 | 0.927 | 5000 | 80.9
PAQAAN4K | GLOBAL TECH LED | Global Tech LED | GTR-AR-M21-HI-SV-BR-360S-SOLY | Mogul (E39) Screw-Base Replacements for HID Lamps | Mid Output | Replacement Lamps for Outdoor Pole/Arm-mounted Area and Roadway Luminaires (Type C) |  | Standard | FALSE | [9 empty] | 42367 |  | No | Qualified pointing straight down | 3 | 5226.62 | 87.11 | 60 | 12.2 | 0.927 | 5000 | 80.9
PD7BKV8Z | GLOBAL TECH LED | Global Tech LED | GTR-AR-M21-HI-SV-BR-T2-SOLY | Mogul (E39) Screw-Base Replacements for HID Lamps | Mid Output | Replacement Lamps for Outdoor Pole/Arm-mounted Area and Roadway Luminaires (Type C) |  | Standard | FALSE | [9 empty] | 42367 |  | No | Qualified pointing straight down | 3 | 5105.61 | 85.09 | 60 | 12.2 | 0.927 | 5000 | 80.9
PWZJB77F | GLOBAL TECH LED | Global Tech LED | GTR-AR-M21-MH-SV-BR-NL-SOLY | Mogul (E39) Screw-Base Replacements for HID Lamps | Low Output | Replacement Lamps for Outdoor Pole/Arm-mounted Area and Roadway Luminaires (Type C) |  | Standard | FALSE | [9 empty] | 42367 |  | No | Qualified pointing straight down | 3 | 4791.09 | 95.82 | 50 | 12.2 | 0.927 | 5000 | 80.9
PDD64HNY | GLOBAL TECH LED | Global Tech LED | GTR-AR-M21-MH-SV-BR-360S-SOLY | Mogul (E39) Screw-Base Replacements for HID Lamps | Low Output | Replacement Lamps for Outdoor Pole/Arm-mounted Area and Roadway Luminaires (Type C) |  | Standard | FALSE | [9 empty] | 42367 |  | No | Qualified pointing straight down | 3 | 4344.23 | 86.88 | 50 | 12.2 | 0.927 | 5000 | 80.9
PR9STBMV | GLOBAL TECH LED | Global Tech LED | GTR-AR-M21-MH-SV-BR-T2-SOLY | Mogul (E39) Screw-Base Replacements for HID Lamps | Low Output | Replacement Lamps for Outdoor Pole/Arm-mounted Area and Roadway Luminaires (Type C) |  | Standard | FALSE | [9 empty] | 42367 |  | No | Qualified pointing straight down | 3 | 4243.65 | 84.87 | 50 | 12.2 | 0.927 | 5000 | 80.9
P3UXCHY3 | GLOBAL TECH LED | Global Tech LED | GTR-AR-5498-HI-HV-BR-NL-SOLY | Mogul (E39) Screw-Base Replacements for HID Lamps | Mid Output | Replacement Lamps for Outdoor Pole/Arm-mounted Area and Roadway Luminaires (Type C) |  | Standard | FALSE | [9 empty] | 42367 |  | No | Qualified pointing straight down | 3 | 9170.27 | 96.53 | 95 | 12.1 | 0.95 | 5000 | 80.9
P577DFBB | GLOBAL TECH LED | Global Tech LED | GTR-AR-5498-HI-HV-BR-360S-SOLY | Mogul (E39) Screw-Base Replacements for HID Lamps | Mid Output | Replacement Lamps for Outdoor Pole/Arm-mounted Area and Roadway Luminaires (Type C) |  | Standard | FALSE | [9 empty] | 42367 |  | No | Qualified pointing straight down | 3 | 8314.97 | 87.53 | 95 | 12.1 | 0.95 | 5000 | 80.9
PB7N7M7B | GLOBAL TECH LED | Global Tech LED | GTR-AR-5498-MH-HV-BR-NL-SOLY | Mogul (E39) Screw-Base Replacements for HID Lamps | Mid Output | Replacement Lamps for Outdoor Pole/Arm-mounted Area and Roadway Luminaires (Type C) |  | Standard | FALSE | [9 empty] | 42367 |  | No | Qualified pointing straight down | 3 | 8197.12 | 96.44 | 85 | 12.1 | 0.95 | 5000 | 80.9
PZYUDSES | GLOBAL TECH LED | Global Tech LED | GTR-AR-5498-HI-HV-BR-T2-SOLY | Mogul (E39) Screw-Base Replacements for HID Lamps | Mid Output | Replacement Lamps for Outdoor Pole/Arm-mounted Area and Roadway Luminaires (Type C) |  | Standard | FALSE | [9 empty] | 42367 |  | No | Qualified pointing straight down | 3 | 8122.47 | 85.5 | 95 | 12.1 | 0.95 | 5000 | 80.9
PKGXR8J4 | GLOBAL TECH LED | Global Tech LED | GTR-AR-5498-MH-HV-BR-360S-SOLY | Mogul (E39) Screw-Base Replacements for HID Lamps | Mid Output | Replacement Lamps for Outdoor Pole/Arm-mounted Area and Roadway Luminaires (Type C) |  | Standard | FALSE | [9 empty] | 42367 |  | No | Qualified pointing straight down | 3 | 7432.59 | 87.44 | 85 | 12.1 | 0.95 | 5000 | 80.9
PQ7DN336 | GLOBAL TECH LED | Global Tech LED | GTR-AR-5498-MH-HV-BR-T2-SOLY | Mogul (E39) Screw-Base Replacements for HID Lamps | Mid Output | Replacement Lamps for Outdoor Pole/Arm-mounted Area and Roadway Luminaires (Type C) |  | Standard | FALSE | [9 empty] | 42367 |  | No | Qualified pointing straight down | 3 | 7260.51 | 85.42 | 85 | 12.1 | 0.95 | 5000 | 80.9
PXYFB6UK | GLOBAL TECH LED | Global Tech LED | GTR-AR-5498-ML-HV-BR-NL-SOLY | Mogul (E39) Screw-Base Replacements for HID Lamps | Mid Output | Replacement Lamps for Outdoor Pole/Arm-mounted Area and Roadway Luminaires (Type C) |  | Standard | FALSE | [9 empty] | 42367 |  | No | Qualified pointing straight down | 3 | 7223.97 | 96.32 | 75 | 12.1 | 0.95 | 5000 | 80.9
PN22PXN9 | GLOBAL TECH LED | Global Tech LED | GTR-AR-5498-ML-HV-BR-360S-SOLY | Mogul (E39) Screw-Base Replacements for HID Lamps | Mid Output | Replacement Lamps for Outdoor Pole/Arm-mounted Area and Roadway Luminaires (Type C) |  | Standard | FALSE | [9 empty] | 42367 |  | No | Qualified pointing straight down | 3 | 6550.2 | 87.34 | 75 | 12.1 | 0.95 | 5000 | 80.9
P2W7S5JP | GLOBAL TECH LED | Global Tech LED | GTR-AR-5498-ML-HV-BR-T2-SOLY | Mogul (E39) Screw-Base Replacements for HID Lamps | Mid Output | Replacement Lamps for Outdoor Pole/Arm-mounted Area and Roadway Luminaires (Type C) |  | Standard | FALSE | [9 empty] | 42367 |  | No | Qualified pointing straight down | 3 | 6398.55 | 85.31 | 75 | 12.1 | 0.95 | 5000 | 80.9
PDDQ8Z6V | GLOBAL TECH LED | Global Tech LED | GTR-AR-5498-HI-SV-BR-NL-SOLY | Mogul (E39) Screw-Base Replacements for HID Lamps | Mid Output | Replacement Lamps for Outdoor Pole/Arm-mounted Area and Roadway Luminaires (Type C) |  | Standard | FALSE | [9 empty] | 42367 |  | No | Qualified pointing straight down | 3 | 9170.27 | 96.53 | 95 | 11.6 | 0.939 | 5000 | 80.9
PE6ASP74 | GLOBAL TECH LED | Global Tech LED | GTR-AR-5498-HI-SV-BR-360S-SOLY | Mogul (E39) Screw-Base Replacements for HID Lamps | Mid Output | Replacement Lamps for Outdoor Pole/Arm-mounted Area and Roadway Luminaires (Type C) |  | Standard | FALSE | [9 empty] | 42367 |  | No | Qualified pointing straight down | 3 | 8314.97 | 87.53 | 95 | 11.6 | 0.939 | 5000 | 80.9
PYP9SXUQ | GLOBAL TECH LED | Global Tech LED | GTR-AR-5498-MH-SV-BR-NL-SOLY | Mogul (E39) Screw-Base Replacements for HID Lamps | Mid Output | Replacement Lamps for Outdoor Pole/Arm-mounted Area and Roadway Luminaires (Type C) |  | Standard | FALSE | [9 empty] | 42367 |  | No | Qualified pointing straight down | 3 | 8197.12 | 96.44 | 85 | 11.6 | 0.939 | 5000 | 80.9
PGBSNJX7 | GLOBAL TECH LED | Global Tech LED | GTR-AR-5498-HI-SV-BR-T2-SOLY | Mogul (E39) Screw-Base Replacements for HID Lamps | Mid Output | Replacement Lamps for Outdoor Pole/Arm-mounted Area and Roadway Luminaires (Type C) |  | Standard | FALSE | [9 empty] | 42367 |  | No | Qualified pointing straight down | 3 | 8122.47 | 85.5 | 95 | 11.6 | 0.939 | 5000 | 80.9
P9XJXWFR | GLOBAL TECH LED | Global Tech LED | GTR-AR-5498-MH-SV-BR-360S-SOLY | Mogul (E39) Screw-Base Replacements for HID Lamps | Mid Output | Replacement Lamps for Outdoor Pole/Arm-mounted Area and Roadway Luminaires (Type C) |  | Standard | FALSE | [9 empty] | 42367 |  | No | Qualified pointing straight down | 3 | 7432.59 | 87.44 | 85 | 11.6 | 0.939 | 5000 | 80.9
PJ8A12VP | GLOBAL TECH LED | Global Tech LED | GTR-AR-5498-MH-SV-BR-T2-SOLY | Mogul (E39) Screw-Base Replacements for HID Lamps | Mid Output | Replacement Lamps for Outdoor Pole/Arm-mounted Area and Roadway Luminaires (Type C) |  | Standard | FALSE | [9 empty] | 42367 |  | No | Qualified pointing straight down | 3 | 7260.51 | 85.42 | 85 | 11.6 | 0.939 | 5000 | 80.9
PJKWNZWZ | GLOBAL TECH LED | Global Tech LED | GTR-AR-5498-ML-SV-BR-NL-SOLY | Mogul (E39) Screw-Base Replacements for HID Lamps | Mid Output | Replacement Lamps for Outdoor Pole/Arm-mounted Area and Roadway Luminaires (Type C) |  | Standard | FALSE | [9 empty] | 42367 |  | No | Qualified pointing straight down | 3 | 7223.97 | 96.32 | 75 | 11.6 | 0.939 | 5000 | 80.9
PF78U56E | GLOBAL TECH LED | Global Tech LED | GTR-AR-5498-ML-SV-BR-360S-SOLY | Mogul (E39) Screw-Base Replacements for HID Lamps | Mid Output | Replacement Lamps for Outdoor Pole/Arm-mounted Area and Roadway Luminaires (Type C) |  | Standard | FALSE | [9 empty] | 42367 |  | No | Qualified pointing straight down | 3 | 6550.2 | 87.34 | 75 | 11.6 | 0.939 | 5000 | 80.9
PKJ9DRSQ | GLOBAL TECH LED | Global Tech LED | GTR-AR-5498-ML-SV-BR-T2-SOLY | Mogul (E39) Screw-Base Replacements for HID Lamps | Mid Output | Replacement Lamps for Outdoor Pole/Arm-mounted Area and Roadway Luminaires (Type C) |  | Standard | FALSE | [9 empty] | 42367 |  | No | Qualified pointing straight down | 3 | 6398.55 | 85.31 | 75 | 11.6 | 0.939 | 5000 | 80.9
PWBN2KXM | GLOBAL TECH LED | Global Tech LED | GTR-AR-M21-ML-SV-BR-NL-SOLY | Mogul (E39) Screw-Base Replacements for HID Lamps | Low Output | Replacement Lamps for Outdoor Pole/Arm-mounted Area and Roadway Luminaires (Type C) |  | Standard | FALSE | [9 empty] | 42367 |  | No | Qualified pointing straight down | 3 | 3817.93 | 95.45 | 40 | 10.3 | 0.886 | 5000 | 80.9
PJMUCTJA | GLOBAL TECH LED | Global Tech LED | GTR-AR-M21-ML-SV-BR-360S-SOLY | Mogul (E39) Screw-Base Replacements for HID Lamps | Low Output | Replacement Lamps for Outdoor Pole/Arm-mounted Area and Roadway Luminaires (Type C) |  | Standard | FALSE | [9 empty] | 42367 |  | No | Qualified pointing straight down | 3 | 3461.84 | 86.55 | 40 | 10.3 | 0.886 | 5000 | 80.9
PKM5Y8A9 | GLOBAL TECH LED | Global Tech LED | GTR-AR-M21-ML-SV-BR-T2-SOLY | Mogul (E39) Screw-Base Replacements for HID Lamps | Low Output | Replacement Lamps for Outdoor Pole/Arm-mounted Area and Roadway Luminaires (Type C) |  | Standard | FALSE | [9 empty] | 42367 |  | No | Qualified pointing straight down | 3 | 3381.69 | 84.54 | 40 | 10.3 | 0.886 | 5000 | 80.9
P8MNAWQ9 | GLOBAL TECH LED | Global Tech LED | GTR-AR-M21-LO-SV-BR-NL-SOLY | Mogul (E39) Screw-Base Replacements for HID Lamps | Low Output | Replacement Lamps for Outdoor Pole/Arm-mounted Area and Roadway Luminaires (Type C) |  | Standard | FALSE | [9 empty] | 42367 |  | No | Qualified pointing straight down | 3 | 2844.78 | 94.83 | 30 | 10.3 | 0.886 | 5000 | 80.9
P7PV73V9 | GLOBAL TECH LED | Global Tech LED | GTR-AR-M21-LO-SV-BR-360S-SOLY | Mogul (E39) Screw-Base Replacements for HID Lamps | Low Output | Replacement Lamps for Outdoor Pole/Arm-mounted Area and Roadway Luminaires (Type C) |  | Standard | FALSE | [9 empty] | 42367 |  | No | Qualified pointing straight down | 3 | 2579.45 | 85.98 | 30 | 10.3 | 0.886 | 5000 | 80.9
P9ARBV56 | GLOBAL TECH LED | Global Tech LED | GTR-AR-M21-LO-SV-BR-T2-SOLY | Mogul (E39) Screw-Base Replacements for HID Lamps | Low Output | Replacement Lamps for Outdoor Pole/Arm-mounted Area and Roadway Luminaires (Type C) |  | Standard | FALSE | [9 empty] | 42367 |  | No | Qualified pointing straight down | 3 | 2519.73 | 83.99 | 30 | 10.3 | 0.886 | 5000 | 80.9
P3TESER7 | GLOBAL TECH LED | Global Tech LED | GTR-AR-5498-HO-HV-YW-360S-SOLY | Mogul (E39) Screw-Base Replacements for HID Lamps | Mid Output | Replacement Lamps for Outdoor Pole/Arm-mounted Area and Roadway Luminaires (Type C) |  | Standard | FALSE | [9 empty] | 42367 |  | No | Qualified pointing straight down | 3 | 9741.19 | 89.22 | 120.1 | 17.3 | 0.893 | 4100 | 72
P2U3UUY2 | GLOBAL TECH LED | Global Tech LED | GTR-AR-5498-HO-HV-YW-T2-SOLY | Mogul (E39) Screw-Base Replacements for HID Lamps | Mid Output | Replacement Lamps for Outdoor Pole/Arm-mounted Area and Roadway Luminaires (Type C) |  | Standard | FALSE | [9 empty] | 42367 |  | No | Qualified pointing straight down | 3 | 9515.67 | 87.15 | 120.1 | 17.3 | 0.893 | 4100 | 72
PGXHDREQ | GLOBAL TECH LED | Global Tech LED | GTR-AR-5498-HO-HV-YW-NL-SOLY | Mogul (E39) Screw-Base Replacements for HID Lamps | High Output | Replacement Lamps for Outdoor Pole/Arm-mounted Area and Roadway Luminaires (Type C) |  | Standard | FALSE | [9 empty] | 42367 |  | No | Qualified pointing straight down | 3 | 10743.2 | 98.4 | 120.1 | 17.3 | 0.893 | 4100 | 72
PGYC6TNF | GLOBAL TECH LED | Global Tech LED | GTR-AR-5498-HO-SV-YW-360S-SOLY | Mogul (E39) Screw-Base Replacements for HID Lamps | Mid Output | Replacement Lamps for Outdoor Pole/Arm-mounted Area and Roadway Luminaires (Type C) |  | Standard | FALSE | [9 empty] | 42367 |  | No | Qualified pointing straight down | 3 | 9504.47 | 89.21 | 117.2 | 13.2 | 0.929 | 4100 | 72
PRBNRTPN | GLOBAL TECH LED | Global Tech LED | GTR-AR-5498-HO-SV-YW-T2-SOLY | Mogul (E39) Screw-Base Replacements for HID Lamps | Mid Output | Replacement Lamps for Outdoor Pole/Arm-mounted Area and Roadway Luminaires (Type C) |  | Standard | FALSE | [9 empty] | 42367 |  | No | Qualified pointing straight down | 3 | 9284.43 | 87.14 | 117.2 | 13.2 | 0.929 | 4100 | 72
PR15KZA2 | GLOBAL TECH LED | Global Tech LED | GTR-AR-5498-HO-SV-YW-NL-SOLY | Mogul (E39) Screw-Base Replacements for HID Lamps | High Output | Replacement Lamps for Outdoor Pole/Arm-mounted Area and Roadway Luminaires (Type C) |  | Standard | FALSE | [9 empty] | 42367 |  | No | Qualified pointing straight down | 3 | 10482.12 | 98.38 | 117.2 | 13.2 | 0.929 | 4100 | 72
PHKVZ86T | GLOBAL TECH LED | Global Tech LED | GTR-AR-M21-HI-SV-YW-NL-SOLY | Mogul (E39) Screw-Base Replacements for HID Lamps | Mid Output | Replacement Lamps for Outdoor Pole/Arm-mounted Area and Roadway Luminaires (Type C) |  | Standard | FALSE | [9 empty] | 42367 |  | No | Qualified pointing straight down | 3 | 5332.55 | 97.76 | 60 | 12.2 | 0.927 | 4100 | 72
PC6HJK1V | GLOBAL TECH LED | Global Tech LED | GTR-AR-M21-HI-SV-YW-360S-SOLY | Mogul (E39) Screw-Base Replacements for HID Lamps | Low Output | Replacement Lamps for Outdoor Pole/Arm-mounted Area and Roadway Luminaires (Type C) |  | Standard | FALSE | [9 empty] | 42367 |  | No | Qualified pointing straight down | 3 | 4835.2 | 88.65 | 60 | 12.2 | 0.927 | 4100 | 72
PE1F8MNZ | GLOBAL TECH LED | Global Tech LED | GTR-AR-M21-HI-SV-YW-T2-SOLY | Mogul (E39) Screw-Base Replacements for HID Lamps | Low Output | Replacement Lamps for Outdoor Pole/Arm-mounted Area and Roadway Luminaires (Type C) |  | Standard | FALSE | [9 empty] | 42367 |  | No | Qualified pointing straight down | 3 | 4723.25 | 86.59 | 60 | 12.2 | 0.927 | 4100 | 72
PJS7YPXU | GLOBAL TECH LED | Global Tech LED | GTR-AR-M21-MH-SV-YW-NL-SOLY | Mogul (E39) Screw-Base Replacements for HID Lamps | Low Output | Replacement Lamps for Outdoor Pole/Arm-mounted Area and Roadway Luminaires (Type C) |  | Standard | FALSE | [9 empty] | 42367 |  | No | Qualified pointing straight down | 3 | 4432.28 | 97.51 | 50 | 12.2 | 0.927 | 4100 | 72
P9SMYQ9P | GLOBAL TECH LED | Global Tech LED | GTR-AR-M21-MH-SV-YW-360S-SOLY | Mogul (E39) Screw-Base Replacements for HID Lamps | Low Output | Replacement Lamps for Outdoor Pole/Arm-mounted Area and Roadway Luminaires (Type C) |  | Standard | FALSE | [9 empty] | 42367 |  | No | Qualified pointing straight down | 3 | 4018.89 | 88.42 | 50 | 12.2 | 0.927 | 4100 | 72
PZG36U8X | GLOBAL TECH LED | Global Tech LED | GTR-AR-M21-MH-SV-YW-T2-SOLY | Mogul (E39) Screw-Base Replacements for HID Lamps | Low Output | Replacement Lamps for Outdoor Pole/Arm-mounted Area and Roadway Luminaires (Type C) |  | Standard | FALSE | [9 empty] | 42367 |  | No | Qualified pointing straight down | 3 | 3925.85 | 86.37 | 50 | 12.2 | 0.927 | 4100 | 72
P8DRZ4NF | GLOBAL TECH LED | Global Tech LED | GTR-AR-5498-HI-HV-YW-NL-SOLY | Mogul (E39) Screw-Base Replacements for HID Lamps | Mid Output | Replacement Lamps for Outdoor Pole/Arm-mounted Area and Roadway Luminaires (Type C) |  | Standard | FALSE | [9 empty] | 42367 |  | No | Qualified pointing straight down | 3 | 8483.51 | 98.23 | 95 | 12.1 | 0.95 | 4100 | 72
PNMD7MP2 | GLOBAL TECH LED | Global Tech LED | GTR-AR-5498-HI-HV-YW-360S-SOLY | Mogul (E39) Screw-Base Replacements for HID Lamps | Mid Output | Replacement Lamps for Outdoor Pole/Arm-mounted Area and Roadway Luminaires (Type C) |  | Standard | FALSE | [9 empty] | 42367 |  | No | Qualified pointing straight down | 3 | 7692.27 | 89.07 | 95 | 12.1 | 0.95 | 4100 | 72
PB6PJP48 | GLOBAL TECH LED | Global Tech LED | GTR-AR-5498-MH-HV-YW-NL-SOLY | Mogul (E39) Screw-Base Replacements for HID Lamps | Mid Output | Replacement Lamps for Outdoor Pole/Arm-mounted Area and Roadway Luminaires (Type C) |  | Standard | FALSE | [9 empty] | 42367 |  | No | Qualified pointing straight down | 3 | 7583.24 | 98.14 | 85 | 12.1 | 0.95 | 4100 | 72
PGQGFJ64 | GLOBAL TECH LED | Global Tech LED | GTR-AR-5498-HI-HV-YW-T2-SOLY | Mogul (E39) Screw-Base Replacements for HID Lamps | Mid Output | Replacement Lamps for Outdoor Pole/Arm-mounted Area and Roadway Luminaires (Type C) |  | Standard | FALSE | [9 empty] | 42367 |  | No | Qualified pointing straight down | 3 | 7514.18 | 87.01 | 95 | 12.1 | 0.95 | 4100 | 72
P2ER885J | GLOBAL TECH LED | Global Tech LED | GTR-AR-5498-MH-HV-YW-360S-SOLY | Mogul (E39) Screw-Base Replacements for HID Lamps | Mid Output | Replacement Lamps for Outdoor Pole/Arm-mounted Area and Roadway Luminaires (Type C) |  | Standard | FALSE | [9 empty] | 42367 |  | No | Qualified pointing straight down | 3 | 6875.96 | 88.98 | 85 | 12.1 | 0.95 | 4100 | 72
P1W3AFV8 | GLOBAL TECH LED | Global Tech LED | GTR-AR-5498-MH-HV-YW-T2-SOLY | Mogul (E39) Screw-Base Replacements for HID Lamps | Mid Output | Replacement Lamps for Outdoor Pole/Arm-mounted Area and Roadway Luminaires (Type C) |  | Standard | FALSE | [9 empty] | 42367 |  | No | Qualified pointing straight down | 3 | 6716.77 | 86.92 | 85 | 12.1 | 0.95 | 4100 | 72
P6YX8TGT | GLOBAL TECH LED | Global Tech LED | GTR-AR-5498-ML-HV-YW-NL-SOLY | Mogul (E39) Screw-Base Replacements for HID Lamps | Mid Output | Replacement Lamps for Outdoor Pole/Arm-mounted Area and Roadway Luminaires (Type C) |  | Standard | FALSE | [9 empty] | 42367 |  | No | Qualified pointing straight down | 3 | 6682.96 | 98.02 | 75 | 12.1 | 0.95 | 4100 | 72
PWYUN5CZ | GLOBAL TECH LED | Global Tech LED | GTR-AR-5498-ML-HV-YW-360S-SOLY | Mogul (E39) Screw-Base Replacements for HID Lamps | Mid Output | Replacement Lamps for Outdoor Pole/Arm-mounted Area and Roadway Luminaires (Type C) |  | Standard | FALSE | [9 empty] | 42367 |  | No | Qualified pointing straight down | 3 | 6059.65 | 88.87 | 75 | 12.1 | 0.95 | 4100 | 72
P4EX2QAW | GLOBAL TECH LED | Global Tech LED | GTR-AR-5498-ML-HV-YW-T2-SOLY | Mogul (E39) Screw-Base Replacements for HID Lamps | Mid Output | Replacement Lamps for Outdoor Pole/Arm-mounted Area and Roadway Luminaires (Type C) |  | Standard | FALSE | [9 empty] | 42367 |  | No | Qualified pointing straight down | 3 | 5919.37 | 86.82 | 75 | 12.1 | 0.95 | 4100 | 72
PZ1Y5QQZ | GLOBAL TECH LED | Global Tech LED | GTR-AR-5498-HI-SV-YW-NL-SOLY | Mogul (E39) Screw-Base Replacements for HID Lamps | Mid Output | Replacement Lamps for Outdoor Pole/Arm-mounted Area and Roadway Luminaires (Type C) |  | Standard | FALSE | [9 empty] | 42367 |  | No | Qualified pointing straight down | 3 | 8483.51 | 98.23 | 95 | 11.6 | 0.939 | 4100 | 72
P2NJ3MV6 | GLOBAL TECH LED | Global Tech LED | GTR-AR-5498-HI-SV-YW-360S-SOLY | Mogul (E39) Screw-Base Replacements for HID Lamps | Mid Output | Replacement Lamps for Outdoor Pole/Arm-mounted Area and Roadway Luminaires (Type C) |  | Standard | FALSE | [9 empty] | 42367 |  | No | Qualified pointing straight down | 3 | 7692.27 | 89.07 | 95 | 11.6 | 0.939 | 4100 | 72
PPS9743Y | GLOBAL TECH LED | Global Tech LED | GTR-AR-5498-MH-SV-YW-NL-SOLY | Mogul (E39) Screw-Base Replacements for HID Lamps | Mid Output | Replacement Lamps for Outdoor Pole/Arm-mounted Area and Roadway Luminaires (Type C) |  | Standard | FALSE | [9 empty] | 42367 |  | No | Qualified pointing straight down | 3 | 7583.24 | 98.14 | 85 | 11.6 | 0.939 | 4100 | 72
PUV2J5RT | GLOBAL TECH LED | Global Tech LED | GTR-AR-5498-HI-SV-YW-T2-SOLY | Mogul (E39) Screw-Base Replacements for HID Lamps | Mid Output | Replacement Lamps for Outdoor Pole/Arm-mounted Area and Roadway Luminaires (Type C) |  | Standard | FALSE | [9 empty] | 42367 |  | No | Qualified pointing straight down | 3 | 7514.18 | 87.01 | 95 | 11.6 | 0.939 | 4100 | 72
PSH14EQ1 | GLOBAL TECH LED | Global Tech LED | GTR-AR-5498-MH-SV-YW-360S-SOLY | Mogul (E39) Screw-Base Replacements for HID Lamps | Mid Output | Replacement Lamps for Outdoor Pole/Arm-mounted Area and Roadway Luminaires (Type C) |  | Standard | FALSE | [9 empty] | 42367 |  | No | Qualified pointing straight down | 3 | 6875.96 | 88.98 | 85 | 11.6 | 0.939 | 4100 | 72
PYDCGVRR | GLOBAL TECH LED | Global Tech LED | GTR-AR-5498-MH-SV-YW-T2-SOLY | Mogul (E39) Screw-Base Replacements for HID Lamps | Mid Output | Replacement Lamps for Outdoor Pole/Arm-mounted Area and Roadway Luminaires (Type C) |  | Standard | FALSE | [9 empty] | 42367 |  | No | Qualified pointing straight down | 3 | 6716.77 | 86.92 | 85 | 11.6 | 0.939 | 4100 | 72
PA52A6MU | GLOBAL TECH LED | Global Tech LED | GTR-AR-5498-ML-SV-YW-NL-SOLY | Mogul (E39) Screw-Base Replacements for HID Lamps | Mid Output | Replacement Lamps for Outdoor Pole/Arm-mounted Area and Roadway Luminaires (Type C) |  | Standard | FALSE | [9 empty] | 42367 |  | No | Qualified pointing straight down | 3 | 6682.96 | 98.02 | 75 | 11.6 | 0.939 | 4100 | 72
PJJAUC55 | GLOBAL TECH LED | Global Tech LED | GTR-AR-5498-ML-SV-YW-360S-SOLY | Mogul (E39) Screw-Base Replacements for HID Lamps | Mid Output | Replacement Lamps for Outdoor Pole/Arm-mounted Area and Roadway Luminaires (Type C) |  | Standard | FALSE | [9 empty] | 42367 |  | No | Qualified pointing straight down | 3 | 6059.65 | 88.87 | 75 | 11.6 | 0.939 | 4100 | 72
PWYPD69B | GLOBAL TECH LED | Global Tech LED | GTR-AR-5498-ML-SV-YW-T2-SOLY | Mogul (E39) Screw-Base Replacements for HID Lamps | Mid Output | Replacement Lamps for Outdoor Pole/Arm-mounted Area and Roadway Luminaires (Type C) |  | Standard | FALSE | [9 empty] | 42367 |  | No | Qualified pointing straight down | 3 | 5919.37 | 86.82 | 75 | 11.6 | 0.939 | 4100 | 72
PYDB8R7K | GLOBAL TECH LED | Global Tech LED | GTR-AR-M21-ML-SV-YW-NL-SOLY | Mogul (E39) Screw-Base Replacements for HID Lamps | Low Output | Replacement Lamps for Outdoor Pole/Arm-mounted Area and Roadway Luminaires (Type C) |  | Standard | FALSE | [9 empty] | 42367 |  | No | Qualified pointing straight down | 3 | 3532.01 | 97.13 | 40 | 10.3 | 0.886 | 4100 | 72
PJHE4JEY | GLOBAL TECH LED | Global Tech LED | GTR-AR-M21-ML-SV-YW-360S-SOLY | Mogul (E39) Screw-Base Replacements for HID Lamps | Low Output | Replacement Lamps for Outdoor Pole/Arm-mounted Area and Roadway Luminaires (Type C) |  | Standard | FALSE | [9 empty] | 42367 |  | No | Qualified pointing straight down | 3 | 3202.58 | 88.07 | 40 | 10.3 | 0.886 | 4100 | 72
PX2TUAKN | GLOBAL TECH LED | Global Tech LED | GTR-AR-M21-ML-SV-YW-T2-SOLY | Mogul (E39) Screw-Base Replacements for HID Lamps | Low Output | Replacement Lamps for Outdoor Pole/Arm-mounted Area and Roadway Luminaires (Type C) |  | Standard | FALSE | [9 empty] | 42367 |  | No | Qualified pointing straight down | 3 | 3128.44 | 86.03 | 40 | 10.3 | 0.886 | 4100 | 72
PW7NXFZW | GLOBAL TECH LED | Global Tech LED | GTR-AR-M21-LO-SV-YW-NL-SOLY | Mogul (E39) Screw-Base Replacements for HID Lamps | Low Output | Replacement Lamps for Outdoor Pole/Arm-mounted Area and Roadway Luminaires (Type C) |  | Standard | FALSE | [9 empty] | 42367 |  | No | Qualified pointing straight down | 3 | 2631.74 | 96.5 | 30 | 10.3 | 0.886 | 4100 | 72
PVFYGHG5 | GLOBAL TECH LED | Global Tech LED | GTR-AR-M21-LO-SV-YW-360S-SOLY | Mogul (E39) Screw-Base Replacements for HID Lamps | Low Output | Replacement Lamps for Outdoor Pole/Arm-mounted Area and Roadway Luminaires (Type C) |  | Standard | FALSE | [9 empty] | 42367 |  | No | Qualified pointing straight down | 3 | 2386.28 | 87.5 | 30 | 10.3 | 0.886 | 4100 | 72
PVZ72RT9 | GLOBAL TECH LED | Global Tech LED | GTR-AR-M21-LO-SV-YW-T2-SOLY | Mogul (E39) Screw-Base Replacements for HID Lamps | Low Output | Replacement Lamps for Outdoor Pole/Arm-mounted Area and Roadway Luminaires (Type C) |  | Standard | FALSE | [9 empty] | 42367 |  | No | Qualified pointing straight down | 3 | 2331.03 | 85.47 | 30 | 10.3 | 0.886 | 4100 | 72
PWN1PUHH | GLOBAL TECH LED | Global Tech LED | GTR-AR-5498-HO-HV-GR-T2-SOLY | Mogul (E39) Screw-Base Replacements for HID Lamps | High Output | Replacement Lamps for Outdoor Pole/Arm-mounted Area and Roadway Luminaires (Type C) |  | Standard | FALSE | [9 empty] | 42353 |  | No | Qualified pointing straight down | 3 | 10970 | 85.6 | 128.2 | 17.3 | 0.893 | 5126 | 75.1
PGSS2N47 | GLOBAL TECH LED | Global Tech LED | GTR-AR-5498-HO-SV-GR-T2-SOLY | Mogul (E39) Screw-Base Replacements for HID Lamps | High Output | Replacement Lamps for Outdoor Pole/Arm-mounted Area and Roadway Luminaires (Type C) |  | Standard | FALSE | [9 empty] | 42353 |  | No | Qualified pointing straight down | 3 | 11090 | 86.7 | 127.9 | 13.2 | 0.929 | 5083 | 75.1
PZNSYBG2 | GLOBAL TECH LED | Global Tech LED | GTR-AR-5498-ML-HV-BL-T2-SOLY | Mogul (E39) Screw-Base Replacements for HID Lamps | Mid Output | Replacement Lamps for Outdoor Pole/Arm-mounted Area and Roadway Luminaires (Type C) |  | Standard | FALSE | [9 empty] | 42353 |  | No | Qualified pointing straight down | 3 | 6114 | 78.5 | 77.93 | 12.1 | 0.95 | 5078 | 72
PUQFMFRY | GLOBAL TECH LED | Global Tech LED | GTR-AR-5498-HO-HV-GR-NL-SOLY | Mogul (E39) Screw-Base Replacements for HID Lamps | High Output | Replacement Lamps for Outdoor Pole/Arm-mounted Area and Roadway Luminaires (Type C) |  | Standard | FALSE | [9 empty] | 42353 |  | No | Qualified pointing straight down | 3 | 12903.2 | 107.44 | 120.1 | 17.3 | 0.893 | 5000 | 72
PWZBQWST | GLOBAL TECH LED | Global Tech LED | GTR-AR-5498-HO-HV-GR-360S-SOLY | Mogul (E39) Screw-Base Replacements for HID Lamps | High Output | Replacement Lamps for Outdoor Pole/Arm-mounted Area and Roadway Luminaires (Type C) |  | Standard | FALSE | [9 empty] | 42353 |  | No | Qualified pointing straight down | 3 | 11699.74 | 97.42 | 120.1 | 17.3 | 0.893 | 5000 | 72
P47TMDXR | GLOBAL TECH LED | Global Tech LED | GTR-AR-5498-HO-SV-GR-NL-SOLY | Mogul (E39) Screw-Base Replacements for HID Lamps | High Output | Replacement Lamps for Outdoor Pole/Arm-mounted Area and Roadway Luminaires (Type C) |  | Standard | FALSE | [9 empty] | 42353 |  | No | Qualified pointing straight down | 3 | 12589.63 | 107.42 | 117.2 | 13.2 | 0.929 | 5000 | 72
PH5TK1C3 | GLOBAL TECH LED | Global Tech LED | GTR-AR-5498-HO-SV-GR-360S-SOLY | Mogul (E39) Screw-Base Replacements for HID Lamps | High Output | Replacement Lamps for Outdoor Pole/Arm-mounted Area and Roadway Luminaires (Type C) |  | Standard | FALSE | [9 empty] | 42353 |  | No | Qualified pointing straight down | 3 | 11415.42 | 97.4 | 117.2 | 13.2 | 0.929 | 5000 | 72
P91SVHBP | GLOBAL TECH LED | Global Tech LED | GTR-AR-M21-HI-SV-GR-NL-SOLY | Mogul (E39) Screw-Base Replacements for HID Lamps | Mid Output | Replacement Lamps for Outdoor Pole/Arm-mounted Area and Roadway Luminaires (Type C) |  | Standard | FALSE | [9 empty] | 42353 |  | No | Qualified pointing straight down | 3 | 6404.71 | 106.75 | 60 | 12.2 | 0.927 | 5000 | 72
PB2SJVT7 | GLOBAL TECH LED | Global Tech LED | GTR-AR-M21-HI-SV-GR-360S-SOLY | Mogul (E39) Screw-Base Replacements for HID Lamps | Mid Output | Replacement Lamps for Outdoor Pole/Arm-mounted Area and Roadway Luminaires (Type C) |  | Standard | FALSE | [9 empty] | 42353 |  | No | Qualified pointing straight down | 3 | 5807.35 | 96.79 | 60 | 12.2 | 0.927 | 5000 | 72
PH2HQKX8 | GLOBAL TECH LED | Global Tech LED | GTR-AR-M21-MH-SV-GR-NL-SOLY | Mogul (E39) Screw-Base Replacements for HID Lamps | Mid Output | Replacement Lamps for Outdoor Pole/Arm-mounted Area and Roadway Luminaires (Type C) |  | Standard | FALSE | [9 empty] | 42353 |  | No | Qualified pointing straight down | 3 | 5323.43 | 106.47 | 50 | 12.2 | 0.927 | 5000 | 72
PX4MVKSU | GLOBAL TECH LED | Global Tech LED | GTR-AR-M21-MH-SV-GR-360S-SOLY | Mogul (E39) Screw-Base Replacements for HID Lamps | Low Output | Replacement Lamps for Outdoor Pole/Arm-mounted Area and Roadway Luminaires (Type C) |  | Standard | FALSE | [9 empty] | 42353 |  | No | Qualified pointing straight down | 3 | 4826.92 | 96.54 | 50 | 12.2 | 0.927 | 5000 | 72
P2MYVW3P | GLOBAL TECH LED | Global Tech LED | GTR-AR-M21-MH-SV-GR-T2-SOLY | Mogul (E39) Screw-Base Replacements for HID Lamps | Low Output | Replacement Lamps for Outdoor Pole/Arm-mounted Area and Roadway Luminaires (Type C) |  | Standard | FALSE | [9 empty] | 42353 |  | No | Qualified pointing straight down | 3 | 4715.17 | 94.3 | 50 | 12.2 | 0.927 | 5000 | 72
PH5M6N5N | GLOBAL TECH LED | Global Tech LED | GTR-AR-5498-HI-HV-GR-NL-SOLY | Mogul (E39) Screw-Base Replacements for HID Lamps | Mid Output | Replacement Lamps for Outdoor Pole/Arm-mounted Area and Roadway Luminaires (Type C) |  | Standard | FALSE | [9 empty] | 42353 |  | No | Qualified pointing straight down | 3 | 10189.19 | 107.25 | 95 | 12.1 | 0.95 | 5000 | 72
PXMKPNCV | GLOBAL TECH LED | Global Tech LED | GTR-AR-5498-HI-HV-GR-360S-SOLY | Mogul (E39) Screw-Base Replacements for HID Lamps | Mid Output | Replacement Lamps for Outdoor Pole/Arm-mounted Area and Roadway Luminaires (Type C) |  | Standard | FALSE | [9 empty] | 42353 |  | No | Qualified pointing straight down | 3 | 9238.86 | 97.25 | 95 | 12.1 | 0.95 | 5000 | 72
P3DGE77C | GLOBAL TECH LED | Global Tech LED | GTR-AR-5498-MH-HV-GR-NL-SOLY | Mogul (E39) Screw-Base Replacements for HID Lamps | Mid Output | Replacement Lamps for Outdoor Pole/Arm-mounted Area and Roadway Luminaires (Type C) |  | Standard | FALSE | [9 empty] | 42353 |  | No | Qualified pointing straight down | 3 | 9107.91 | 107.15 | 85 | 12.1 | 0.95 | 5000 | 72
PK3TE9PE | GLOBAL TECH LED | Global Tech LED | GTR-AR-5498-HI-HV-GR-T2-SOLY | Mogul (E39) Screw-Base Replacements for HID Lamps | Mid Output | Replacement Lamps for Outdoor Pole/Arm-mounted Area and Roadway Luminaires (Type C) |  | Standard | FALSE | [9 empty] | 42353 |  | No | Qualified pointing straight down | 3 | 9024.97 | 95 | 95 | 12.1 | 0.95 | 5000 | 72
P7PFNTAU | GLOBAL TECH LED | Global Tech LED | GTR-AR-5498-MH-HV-GR-360S-SOLY | Mogul (E39) Screw-Base Replacements for HID Lamps | Mid Output | Replacement Lamps for Outdoor Pole/Arm-mounted Area and Roadway Luminaires (Type C) |  | Standard | FALSE | [9 empty] | 42353 |  | No | Qualified pointing straight down | 3 | 8258.43 | 97.16 | 85 | 12.1 | 0.95 | 5000 | 72
PK7NEX99 | GLOBAL TECH LED | Global Tech LED | GTR-AR-5498-MH-HV-GR-T2-SOLY | Mogul (E39) Screw-Base Replacements for HID Lamps | Mid Output | Replacement Lamps for Outdoor Pole/Arm-mounted Area and Roadway Luminaires (Type C) |  | Standard | FALSE | [9 empty] | 42353 |  | No | Qualified pointing straight down | 3 | 8067.24 | 94.91 | 85 | 12.1 | 0.95 | 5000 | 72
PFF5PSWP | GLOBAL TECH LED | Global Tech LED | GTR-AR-5498-ML-HV-GR-NL-SOLY | Mogul (E39) Screw-Base Replacements for HID Lamps | Mid Output | Replacement Lamps for Outdoor Pole/Arm-mounted Area and Roadway Luminaires (Type C) |  | Standard | FALSE | [9 empty] | 42353 |  | No | Qualified pointing straight down | 3 | 8026.63 | 107.02 | 75 | 12.1 | 0.95 | 5000 | 72
PMWWUPXB | GLOBAL TECH LED | Global Tech LED | GTR-AR-5498-ML-HV-GR-360S-SOLY | Mogul (E39) Screw-Base Replacements for HID Lamps | Mid Output | Replacement Lamps for Outdoor Pole/Arm-mounted Area and Roadway Luminaires (Type C) |  | Standard | FALSE | [9 empty] | 42353 |  | No | Qualified pointing straight down | 3 | 7278 | 97.04 | 75 | 12.1 | 0.95 | 5000 | 72
PQ4R5KA7 | GLOBAL TECH LED | Global Tech LED | GTR-AR-5498-ML-HV-GR-T2-SOLY | Mogul (E39) Screw-Base Replacements for HID Lamps | Mid Output | Replacement Lamps for Outdoor Pole/Arm-mounted Area and Roadway Luminaires (Type C) |  | Standard | FALSE | [9 empty] | 42353 |  | No | Qualified pointing straight down | 3 | 7109.5 | 94.79 | 75 | 12.1 | 0.95 | 5000 | 72
PW91H8VG | GLOBAL TECH LED | Global Tech LED | GTR-AR-5498-HI-SV-GR-NL-SOLY | Mogul (E39) Screw-Base Replacements for HID Lamps | Mid Output | Replacement Lamps for Outdoor Pole/Arm-mounted Area and Roadway Luminaires (Type C) |  | Standard | FALSE | [9 empty] | 42353 |  | No | Qualified pointing straight down | 3 | 10189.19 | 107.25 | 95 | 11.6 | 0.939 | 5000 | 72
PBCPERC3 | GLOBAL TECH LED | Global Tech LED | GTR-AR-5498-HI-SV-GR-360S-SOLY | Mogul (E39) Screw-Base Replacements for HID Lamps | Mid Output | Replacement Lamps for Outdoor Pole/Arm-mounted Area and Roadway Luminaires (Type C) |  | Standard | FALSE | [9 empty] | 42353 |  | No | Qualified pointing straight down | 3 | 9238.86 | 97.25 | 95 | 11.6 | 0.939 | 5000 | 72
PMP5UWFM | GLOBAL TECH LED | Global Tech LED | GTR-AR-5498-MH-SV-GR-NL-SOLY | Mogul (E39) Screw-Base Replacements for HID Lamps | Mid Output | Replacement Lamps for Outdoor Pole/Arm-mounted Area and Roadway Luminaires (Type C) |  | Standard | FALSE | [9 empty] | 42353 |  | No | Qualified pointing straight down | 3 | 9107.91 | 107.15 | 85 | 11.6 | 0.939 | 5000 | 72
PFR8FNM3 | GLOBAL TECH LED | Global Tech LED | GTR-AR-5498-HI-SV-GR-T2-SOLY | Mogul (E39) Screw-Base Replacements for HID Lamps | Mid Output | Replacement Lamps for Outdoor Pole/Arm-mounted Area and Roadway Luminaires (Type C) |  | Standard | FALSE | [9 empty] | 42353 |  | No | Qualified pointing straight down | 3 | 9024.97 | 95 | 95 | 11.6 | 0.939 | 5000 | 72
PEG3B8J8 | GLOBAL TECH LED | Global Tech LED | GTR-AR-5498-MH-SV-GR-360S-SOLY | Mogul (E39) Screw-Base Replacements for HID Lamps | Mid Output | Replacement Lamps for Outdoor Pole/Arm-mounted Area and Roadway Luminaires (Type C) |  | Standard | FALSE | [9 empty] | 42353 |  | No | Qualified pointing straight down | 3 | 8258.43 | 97.16 | 85 | 11.6 | 0.939 | 5000 | 72
PMN3BXH6 | GLOBAL TECH LED | Global Tech LED | GTR-AR-5498-MH-SV-GR-T2-SOLY | Mogul (E39) Screw-Base Replacements for HID Lamps | Mid Output | Replacement Lamps for Outdoor Pole/Arm-mounted Area and Roadway Luminaires (Type C) |  | Standard | FALSE | [9 empty] | 42353 |  | No | Qualified pointing straight down | 3 | 8067.24 | 94.91 | 85 | 11.6 | 0.939 | 5000 | 72
PS8TCTP9 | GLOBAL TECH LED | Global Tech LED | GTR-AR-5498-ML-SV-GR-NL-SOLY | Mogul (E39) Screw-Base Replacements for HID Lamps | Mid Output | Replacement Lamps for Outdoor Pole/Arm-mounted Area and Roadway Luminaires (Type C) |  | Standard | FALSE | [9 empty] | 42353 |  | No | Qualified pointing straight down | 3 | 8026.63 | 107.02 | 75 | 11.6 | 0.939 | 5000 | 72
PYFPW4DB | GLOBAL TECH LED | Global Tech LED | GTR-AR-5498-ML-SV-GR-360S-SOLY | Mogul (E39) Screw-Base Replacements for HID Lamps | Mid Output | Replacement Lamps for Outdoor Pole/Arm-mounted Area and Roadway Luminaires (Type C) |  | Standard | FALSE | [9 empty] | 42353 |  | No | Qualified pointing straight down | 3 | 7278 | 97.04 | 75 | 11.6 | 0.939 | 5000 | 72
PA2PMBBX | GLOBAL TECH LED | Global Tech LED | GTR-AR-5498-ML-SV-GR-T2-SOLY | Mogul (E39) Screw-Base Replacements for HID Lamps | Mid Output | Replacement Lamps for Outdoor Pole/Arm-mounted Area and Roadway Luminaires (Type C) |  | Standard | FALSE | [9 empty] | 42353 |  | No | Qualified pointing straight down | 3 | 7109.5 | 94.79 | 75 | 11.6 | 0.939 | 5000 | 72
PZGV1GC3 | GLOBAL TECH LED | Global Tech LED | GTR-AR-M21-ML-SV-GR-NL-SOLY | Mogul (E39) Screw-Base Replacements for HID Lamps | Low Output | Replacement Lamps for Outdoor Pole/Arm-mounted Area and Roadway Luminaires (Type C) |  | Standard | FALSE | [9 empty] | 42353 |  | No | Qualified pointing straight down | 3 | 4242.15 | 106.05 | 40 | 10.3 | 0.886 | 5000 | 72
PR9J8F84 | GLOBAL TECH LED | Global Tech LED | GTR-AR-M21-ML-SV-GR-360S-SOLY | Mogul (E39) Screw-Base Replacements for HID Lamps | Low Output | Replacement Lamps for Outdoor Pole/Arm-mounted Area and Roadway Luminaires (Type C) |  | Standard | FALSE | [9 empty] | 42353 |  | No | Qualified pointing straight down | 3 | 3846.49 | 96.16 | 40 | 10.3 | 0.886 | 5000 | 72
PME1KH49 | GLOBAL TECH LED | Global Tech LED | GTR-AR-M21-ML-SV-GR-T2-SOLY | Mogul (E39) Screw-Base Replacements for HID Lamps | Low Output | Replacement Lamps for Outdoor Pole/Arm-mounted Area and Roadway Luminaires (Type C) |  | Standard | FALSE | [9 empty] | 42353 |  | No | Qualified pointing straight down | 3 | 3757.44 | 93.94 | 40 | 10.3 | 0.886 | 5000 | 72
PAA1EFY7 | GLOBAL TECH LED | Global Tech LED | GTR-AR-M21-LO-SV-GR-NL-SOLY | Mogul (E39) Screw-Base Replacements for HID Lamps | Low Output | Replacement Lamps for Outdoor Pole/Arm-mounted Area and Roadway Luminaires (Type C) |  | Standard | FALSE | [9 empty] | 42353 |  | No | Qualified pointing straight down | 3 | 3160.87 | 105.36 | 30 | 10.3 | 0.886 | 5000 | 72
PC697TC7 | GLOBAL TECH LED | Global Tech LED | GTR-AR-M21-LO-SV-GR-360S-SOLY | Mogul (E39) Screw-Base Replacements for HID Lamps | Low Output | Replacement Lamps for Outdoor Pole/Arm-mounted Area and Roadway Luminaires (Type C) |  | Standard | FALSE | [9 empty] | 42353 |  | No | Qualified pointing straight down | 3 | 2866.06 | 95.54 | 30 | 10.3 | 0.886 | 5000 | 72
P6DQ2Q6K | GLOBAL TECH LED | Global Tech LED | GTR-AR-M21-LO-SV-GR-T2-SOLY | Mogul (E39) Screw-Base Replacements for HID Lamps | Low Output | Replacement Lamps for Outdoor Pole/Arm-mounted Area and Roadway Luminaires (Type C) |  | Standard | FALSE | [9 empty] | 42353 |  | No | Qualified pointing straight down | 3 | 2799.71 | 93.32 | 30 | 10.3 | 0.886 | 5000 | 72
PEFYAQ19 | GLOBAL TECH LED | Global Tech LED | GTR-AR-M21-HI-SV-GR-T2-SOLY | Mogul (E39) Screw-Base Replacements for HID Lamps | Mid Output | Replacement Lamps for Outdoor Pole/Arm-mounted Area and Roadway Luminaires (Type C) |  | Standard | FALSE | [9 empty] | 42353 |  | No | Qualified pointing straight down | 3 | 5030 | 84.6 | 59.46 | 12.2 | 0.927 | 4876 | 74.3
P7SXMBXT | GLOBAL TECH LED | Global Tech LED | GTR-AR-5498-ML-SV-BL-T2-SOLY | Mogul (E39) Screw-Base Replacements for HID Lamps | Mid Output | Replacement Lamps for Outdoor Pole/Arm-mounted Area and Roadway Luminaires (Type C) |  | Standard | FALSE | [9 empty] | 42353 |  | No | Qualified pointing straight down | 3 | 5341 | 68.5 | 78.01 | 11.6 | 0.939 | 4184 | 80.9
PTPUVHY5 | GLOBAL TECH LED | Global Tech LED | GTR-AR-M21-MH-SV-BL-T2-SOLY | Mogul (E39) Screw-Base Replacements for HID Lamps | Low Output | Replacement Lamps for Outdoor Pole/Arm-mounted Area and Roadway Luminaires (Type C) |  | Standard | FALSE | [9 empty] | 42353 |  | No | Qualified pointing straight down | 3 | 3199 | 66.9 | 47.55 | 12.2 | 0.927 | 4059 | 83
PXMJKTU3 | GLOBAL TECH LED | Global Tech LED | GTR-AR-M21-LO-SV-BL-T2-SOLY | Mogul (E39) Screw-Base Replacements for HID Lamps | Low Output | Replacement Lamps for Outdoor Pole/Arm-mounted Area and Roadway Luminaires (Type C) |  | Standard | FALSE | [9 empty] | 42353 |  | No | Qualified pointing straight down | 3 | 1892 | 66.8 | 28.31 | 10.3 | 0.886 | 4048 | 82
P8J3S6YP | GLOBAL TECH LED | Global Tech LED | GTR-AR-5498-HO-HV-BL-T2-SOLY | Mogul (E39) Screw-Base Replacements for HID Lamps | Mid Output | Replacement Lamps for Outdoor Pole/Arm-mounted Area and Roadway Luminaires (Type C) |  | Standard | FALSE | [9 empty] | 42353 |  | No | Qualified pointing straight down | 3 | 7903 | 68.5 | 115.3 | 17.3 | 0.893 | 4001 | 81.4
PF4S5W4W | GLOBAL TECH LED | Global Tech LED | GTR-AR-5498-HO-HV-BL-NL-SOLY | Mogul (E39) Screw-Base Replacements for HID Lamps | Mid Output | Replacement Lamps for Outdoor Pole/Arm-mounted Area and Roadway Luminaires (Type C) |  | Standard | FALSE | [9 empty] | 42353 |  | No | Qualified pointing straight down | 3 | 9418.4 | 78.42 | 120.1 | 17.3 | 0.893 | 4000 | 80.9
P3EYMZ6S | GLOBAL TECH LED | Global Tech LED | GTR-AR-5498-HO-HV-BL-360S-SOLY | Mogul (E39) Screw-Base Replacements for HID Lamps | Mid Output | Replacement Lamps for Outdoor Pole/Arm-mounted Area and Roadway Luminaires (Type C) |  | Standard | FALSE | [9 empty] | 42353 |  | No | Qualified pointing straight down | 3 | 8539.96 | 71.11 | 120.1 | 17.3 | 0.893 | 4000 | 80.9
PNVA7JAG | GLOBAL TECH LED | Global Tech LED | GTR-AR-5498-HO-SV-BL-NL-SOLY | Mogul (E39) Screw-Base Replacements for HID Lamps | Mid Output | Replacement Lamps for Outdoor Pole/Arm-mounted Area and Roadway Luminaires (Type C) |  | Standard | FALSE | [9 empty] | 42353 |  | No | Qualified pointing straight down | 3 | 9189.51 | 78.41 | 117.2 | 13.2 | 0.929 | 4000 | 80.9
PFAAZ88E | GLOBAL TECH LED | Global Tech LED | GTR-AR-5498-HO-SV-BL-360S-SOLY | Mogul (E39) Screw-Base Replacements for HID Lamps | Mid Output | Replacement Lamps for Outdoor Pole/Arm-mounted Area and Roadway Luminaires (Type C) |  | Standard | FALSE | [9 empty] | 42353 |  | No | Qualified pointing straight down | 3 | 8332.42 | 71.1 | 117.2 | 13.2 | 0.929 | 4000 | 80.9
PYPGKADP | GLOBAL TECH LED | Global Tech LED | GTR-AR-M21-HI-SV-BL-NL-SOLY | Mogul (E39) Screw-Base Replacements for HID Lamps | Low Output | Replacement Lamps for Outdoor Pole/Arm-mounted Area and Roadway Luminaires (Type C) |  | Standard | FALSE | [9 empty] | 42353 |  | No | Qualified pointing straight down | 3 | 4674.97 | 77.92 | 60 | 12.2 | 0.927 | 4000 | 80.9
PEE4J8SK | GLOBAL TECH LED | Global Tech LED | GTR-AR-M21-HI-SV-BL-360S-SOLY | Mogul (E39) Screw-Base Replacements for HID Lamps | Low Output | Replacement Lamps for Outdoor Pole/Arm-mounted Area and Roadway Luminaires (Type C) |  | Standard | FALSE | [9 empty] | 42353 |  | No | Qualified pointing straight down | 3 | 4238.94 | 70.65 | 60 | 12.2 | 0.927 | 4000 | 80.9
PBG7KVNA | GLOBAL TECH LED | Global Tech LED | GTR-AR-M21-HI-SV-BL-T2-SOLY | Mogul (E39) Screw-Base Replacements for HID Lamps | Low Output | Replacement Lamps for Outdoor Pole/Arm-mounted Area and Roadway Luminaires (Type C) |  | Standard | FALSE | [9 empty] | 42353 |  | No | Qualified pointing straight down | 3 | 4140.81 | 69.01 | 60 | 12.2 | 0.927 | 4000 | 80.9
PE9EBFCP | GLOBAL TECH LED | Global Tech LED | GTR-AR-M21-MH-SV-BL-NL-SOLY | Mogul (E39) Screw-Base Replacements for HID Lamps | Low Output | Replacement Lamps for Outdoor Pole/Arm-mounted Area and Roadway Luminaires (Type C) |  | Standard | FALSE | [9 empty] | 42353 |  | No | Qualified pointing straight down | 3 | 3885.71 | 77.71 | 50 | 12.2 | 0.927 | 4000 | 80.9
PWN73WNR | GLOBAL TECH LED | Global Tech LED | GTR-AR-M21-MH-SV-BL-360S-SOLY | Mogul (E39) Screw-Base Replacements for HID Lamps | Low Output | Replacement Lamps for Outdoor Pole/Arm-mounted Area and Roadway Luminaires (Type C) |  | Standard | FALSE | [9 empty] | 42353 |  | No | Qualified pointing straight down | 3 | 3523.3 | 70.47 | 50 | 12.2 | 0.927 | 4000 | 80.9
PYVXNDKC | GLOBAL TECH LED | Global Tech LED | GTR-AR-5498-HI-HV-BL-NL-SOLY | Mogul (E39) Screw-Base Replacements for HID Lamps | Mid Output | Replacement Lamps for Outdoor Pole/Arm-mounted Area and Roadway Luminaires (Type C) |  | Standard | FALSE | [9 empty] | 42353 |  | No | Qualified pointing straight down | 3 | 7437.36 | 78.29 | 95 | 12.1 | 0.95 | 4000 | 80.9
PZTATR3C | GLOBAL TECH LED | Global Tech LED | GTR-AR-5498-HI-HV-BL-360S-SOLY | Mogul (E39) Screw-Base Replacements for HID Lamps | Mid Output | Replacement Lamps for Outdoor Pole/Arm-mounted Area and Roadway Luminaires (Type C) |  | Standard | FALSE | [9 empty] | 42353 |  | No | Qualified pointing straight down | 3 | 6743.69 | 70.99 | 95 | 12.1 | 0.95 | 4000 | 80.9
P6DUABRW | GLOBAL TECH LED | Global Tech LED | GTR-AR-5498-MH-HV-BL-NL-SOLY | Mogul (E39) Screw-Base Replacements for HID Lamps | Mid Output | Replacement Lamps for Outdoor Pole/Arm-mounted Area and Roadway Luminaires (Type C) |  | Standard | FALSE | [9 empty] | 42353 |  | No | Qualified pointing straight down | 3 | 6648.11 | 78.21 | 85 | 12.1 | 0.95 | 4000 | 80.9
PX476WRB | GLOBAL TECH LED | Global Tech LED | GTR-AR-5498-HI-HV-BL-T2-SOLY | Mogul (E39) Screw-Base Replacements for HID Lamps | Mid Output | Replacement Lamps for Outdoor Pole/Arm-mounted Area and Roadway Luminaires (Type C) |  | Standard | FALSE | [9 empty] | 42353 |  | No | Qualified pointing straight down | 3 | 6587.57 | 69.34 | 95 | 12.1 | 0.95 | 4000 | 80.9
PAREWV5H | GLOBAL TECH LED | Global Tech LED | GTR-AR-5498-MH-HV-BL-360S-SOLY | Mogul (E39) Screw-Base Replacements for HID Lamps | Mid Output | Replacement Lamps for Outdoor Pole/Arm-mounted Area and Roadway Luminaires (Type C) |  | Standard | FALSE | [9 empty] | 42353 |  | No | Qualified pointing straight down | 3 | 6028.05 | 70.92 | 85 | 12.1 | 0.95 | 4000 | 80.9
PC59CQEJ | GLOBAL TECH LED | Global Tech LED | GTR-AR-5498-MH-HV-BL-T2-SOLY | Mogul (E39) Screw-Base Replacements for HID Lamps | Mid Output | Replacement Lamps for Outdoor Pole/Arm-mounted Area and Roadway Luminaires (Type C) |  | Standard | FALSE | [9 empty] | 42353 |  | No | Qualified pointing straight down | 3 | 5888.49 | 69.28 | 85 | 12.1 | 0.95 | 4000 | 80.9
P8S2FYN9 | GLOBAL TECH LED | Global Tech LED | GTR-AR-5498-ML-HV-BL-NL-SOLY | Mogul (E39) Screw-Base Replacements for HID Lamps | Mid Output | Replacement Lamps for Outdoor Pole/Arm-mounted Area and Roadway Luminaires (Type C) |  | Standard | FALSE | [9 empty] | 42353 |  | No | Qualified pointing straight down | 3 | 5858.85 | 78.12 | 75 | 12.1 | 0.95 | 4000 | 80.9
P82VY4MN | GLOBAL TECH LED | Global Tech LED | GTR-AR-5498-ML-HV-BL-360S-SOLY | Mogul (E39) Screw-Base Replacements for HID Lamps | Mid Output | Replacement Lamps for Outdoor Pole/Arm-mounted Area and Roadway Luminaires (Type C) |  | Standard | FALSE | [9 empty] | 42353 |  | No | Qualified pointing straight down | 3 | 5312.41 | 70.83 | 75 | 12.1 | 0.95 | 4000 | 80.9
PF2MB679 | GLOBAL TECH LED | Global Tech LED | GTR-AR-5498-HI-SV-BL-NL-SOLY | Mogul (E39) Screw-Base Replacements for HID Lamps | Mid Output | Replacement Lamps for Outdoor Pole/Arm-mounted Area and Roadway Luminaires (Type C) |  | Standard | FALSE | [9 empty] | 42353 |  | No | Qualified pointing straight down | 3 | 7437.36 | 78.29 | 95 | 11.6 | 0.939 | 4000 | 80.9
PH6U486J | GLOBAL TECH LED | Global Tech LED | GTR-AR-5498-HI-SV-BL-360S-SOLY | Mogul (E39) Screw-Base Replacements for HID Lamps | Mid Output | Replacement Lamps for Outdoor Pole/Arm-mounted Area and Roadway Luminaires (Type C) |  | Standard | FALSE | [9 empty] | 42353 |  | No | Qualified pointing straight down | 3 | 6743.69 | 70.99 | 95 | 11.6 | 0.939 | 4000 | 80.9
PE42VZ1J | GLOBAL TECH LED | Global Tech LED | GTR-AR-5498-MH-SV-BL-NL-SOLY | Mogul (E39) Screw-Base Replacements for HID Lamps | Mid Output | Replacement Lamps for Outdoor Pole/Arm-mounted Area and Roadway Luminaires (Type C) |  | Standard | FALSE | [9 empty] | 42353 |  | No | Qualified pointing straight down | 3 | 6648.11 | 78.21 | 85 | 11.6 | 0.939 | 4000 | 80.9
P6H6X9US | GLOBAL TECH LED | Global Tech LED | GTR-AR-5498-HI-SV-BL-T2-SOLY | Mogul (E39) Screw-Base Replacements for HID Lamps | Mid Output | Replacement Lamps for Outdoor Pole/Arm-mounted Area and Roadway Luminaires (Type C) |  | Standard | FALSE | [9 empty] | 42353 |  | No | Qualified pointing straight down | 3 | 6587.57 | 69.34 | 95 | 11.6 | 0.939 | 4000 | 80.9
P8T78KVP | GLOBAL TECH LED | Global Tech LED | GTR-AR-5498-MH-SV-BL-360S-SOLY | Mogul (E39) Screw-Base Replacements for HID Lamps | Mid Output | Replacement Lamps for Outdoor Pole/Arm-mounted Area and Roadway Luminaires (Type C) |  | Standard | FALSE | [9 empty] | 42353 |  | No | Qualified pointing straight down | 3 | 6028.05 | 70.92 | 85 | 11.6 | 0.939 | 4000 | 80.9
P7TYMXXR | GLOBAL TECH LED | Global Tech LED | GTR-AR-5498-MH-SV-BL-T2-SOLY | Mogul (E39) Screw-Base Replacements for HID Lamps | Mid Output | Replacement Lamps for Outdoor Pole/Arm-mounted Area and Roadway Luminaires (Type C) |  | Standard | FALSE | [9 empty] | 42353 |  | No | Qualified pointing straight down | 3 | 5888.49 | 69.28 | 85 | 11.6 | 0.939 | 4000 | 80.9
P84R1GS1 | GLOBAL TECH LED | Global Tech LED | GTR-AR-5498-ML-SV-BL-NL-SOLY | Mogul (E39) Screw-Base Replacements for HID Lamps | Mid Output | Replacement Lamps for Outdoor Pole/Arm-mounted Area and Roadway Luminaires (Type C) |  | Standard | FALSE | [9 empty] | 42353 |  | No | Qualified pointing straight down | 3 | 5858.85 | 78.12 | 75 | 11.6 | 0.939 | 4000 | 80.9
P596YP5B | GLOBAL TECH LED | Global Tech LED | GTR-AR-5498-ML-SV-BL-360S-SOLY | Mogul (E39) Screw-Base Replacements for HID Lamps | Mid Output | Replacement Lamps for Outdoor Pole/Arm-mounted Area and Roadway Luminaires (Type C) |  | Standard | FALSE | [9 empty] | 42353 |  | No | Qualified pointing straight down | 3 | 5312.41 | 70.83 | 75 | 11.6 | 0.939 | 4000 | 80.9
PDTN5KYK | GLOBAL TECH LED | Global Tech LED | GTR-AR-M21-ML-SV-BL-NL-SOLY | Mogul (E39) Screw-Base Replacements for HID Lamps | Low Output | Replacement Lamps for Outdoor Pole/Arm-mounted Area and Roadway Luminaires (Type C) |  | Standard | FALSE | [9 empty] | 42353 |  | No | Qualified pointing straight down | 3 | 3096.46 | 77.41 | 40 | 10.3 | 0.886 | 4000 | 80.9
P44XNFDN | GLOBAL TECH LED | Global Tech LED | GTR-AR-M21-ML-SV-BL-360S-SOLY | Mogul (E39) Screw-Base Replacements for HID Lamps | Low Output | Replacement Lamps for Outdoor Pole/Arm-mounted Area and Roadway Luminaires (Type C) |  | Standard | FALSE | [9 empty] | 42353 |  | No | Qualified pointing straight down | 3 | 2807.66 | 70.19 | 40 | 10.3 | 0.886 | 4000 | 80.9
PCY7SSVK | GLOBAL TECH LED | Global Tech LED | GTR-AR-M21-ML-SV-BL-T2-SOLY | Mogul (E39) Screw-Base Replacements for HID Lamps | Low Output | Replacement Lamps for Outdoor Pole/Arm-mounted Area and Roadway Luminaires (Type C) |  | Standard | FALSE | [9 empty] | 42353 |  | No | Qualified pointing straight down | 3 | 2742.66 | 68.57 | 40 | 10.3 | 0.886 | 4000 | 80.9
PEG7HTQN | GLOBAL TECH LED | Global Tech LED | GTR-AR-M21-LO-SV-BL-NL-SOLY | Mogul (E39) Screw-Base Replacements for HID Lamps | Low Output | Replacement Lamps for Outdoor Pole/Arm-mounted Area and Roadway Luminaires (Type C) |  | Standard | FALSE | [9 empty] | 42353 |  | No | Qualified pointing straight down | 3 | 2307.2 | 76.91 | 30 | 10.3 | 0.886 | 4000 | 80.9
P7TPVR58 | GLOBAL TECH LED | Global Tech LED | GTR-AR-M21-LO-SV-BL-360S-SOLY | Mogul (E39) Screw-Base Replacements for HID Lamps | Low Output | Replacement Lamps for Outdoor Pole/Arm-mounted Area and Roadway Luminaires (Type C) |  | Standard | FALSE | [9 empty] | 42353 |  | No | Qualified pointing straight down | 3 | 2092.01 | 69.73 | 30 | 10.3 | 0.886 | 4000 | 80.9
PVADHTFE | Shenzhen IDO Lighting Co. Limited | IDO | IDO-803B-120W-E39(2700K) | Mogul (E39) Screw-Base Replacements for HID Lamps | Mid Output | Replacement Lamps for Outdoor Pole/Arm-mounted Decorative Luminaires (Type B) |  | Standard | TRUE | 8312.9 | 70.91 | 117.2 | 9.13 | 0.9625 | 2685 | 83.5 | 5 |  | 42023 |  | No |  | 3.1 | 8312.9 | 70.91 | 117.2 | 9.13 | 0.9625 | 2700 | 83.5
PBB6ZR2Z | Shenzhen IDO Lighting Co. Limited | IDO | IDO-803B-100W-E39(2700K) | Mogul (E39) Screw-Base Replacements for HID Lamps | Mid Output | Replacement Lamps for Outdoor Pole/Arm-mounted Decorative Luminaires (Type B) |  | Standard | TRUE | 6690.9 | 69.31 | 96.54 | 8.96 | 0.9501 | 2684 | 83.4 | 5 |  | 42023 |  | No |  | 3.1 | 6939 | 70.16 | 98.91 | 8.96 | 0.9501 | 2700 | 83.4
PD8WHACN | Shenzhen IDO Lighting Co. Limited | IDO | IDO-802B-54W-E39(2700K) | Mogul (E39) Screw-Base Replacements for HID Lamps | Low Output | Replacement Lamps for Outdoor Pole/Arm-mounted Decorative Luminaires (Type B) |  | Standard | TRUE | 3607 | 67.92 | 53.1 | 15.34 | 0.9084 | 2630 | 81.8 | 5 |  | 42023 |  | No |  | 3.1 | 3681.4 | 67.95 | 54.18 | 15.34 | 0.9084 | 2700 | 81.8
PBUB53RH | Shenzhen IDO Lighting Co. Limited | IDO | IDO-803B-80W-E39(2700K) | Mogul (E39) Screw-Base Replacements for HID Lamps | Mid Output | Replacement Lamps for Outdoor Pole/Arm-mounted Decorative Luminaires (Type B) |  | Standard | TRUE | 5216.6 | 68.25 | 77.36 | 18.64 | 0.9043 | 2677 | 83.5 | 5 |  | 42023 |  | No |  | 3.1 | 5304.5 | 68.57 | 77.36 | 18.64 | 0.9043 | 2700 | 83.5
PF6J7B3A | Shenzhen IDO Lighting Co. Limited | IDO | IDO-802B-45W-E39(2700K) | Mogul (E39) Screw-Base Replacements for HID Lamps | Low Output | Replacement Lamps for Outdoor Pole/Arm-mounted Decorative Luminaires (Type B) |  | Standard | TRUE | 3040.6 | 66.33 | 45.84 | 16.51 | 0.9042 | 2681 | 83.7 | 5 |  | 42023 |  | No |  | 3.1 | 3086.5 | 67.88 | 45.47 | 16.51 | 0.9042 | 2700 | 83.7
PZ5XUCWR | Shenzhen IDO Lighting Co. Limited | IDO | IDO-802B-54W-EX39(5700K) | Mogul (E39) Screw-Base Replacements for HID Lamps | Low Output | Replacement Lamps for Outdoor Pole/Arm-mounted Decorative Luminaires (Type B) |  | Standard | FALSE | [9 empty] | 42023 | Not Dimmable | No |  | 3.1 | 4026 | 73.16 | 55.03 | 15.07 | 0.9065 | 5700 | 85
PA2JJ17D | Shenzhen IDO Lighting Co. Limited | IDO | IDO-802B-54W-E39(5700K) | Mogul (E39) Screw-Base Replacements for HID Lamps | Low Output | Replacement Lamps for Outdoor Pole/Arm-mounted Decorative Luminaires (Type B) |  | Standard | FALSE | [9 empty] | 42023 | Not Dimmable | No |  | 3.1 | 4026 | 73.16 | 55.03 | 15.07 | 0.9065 | 5700 | 85
PY3SBNTC | Shenzhen IDO Lighting Co. Limited | IDO | IDO-803B-80W-E39(5700K) | Mogul (E39) Screw-Base Replacements for HID Lamps | Mid Output | Replacement Lamps for Outdoor Pole/Arm-mounted Decorative Luminaires (Type B) |  | Standard | FALSE | [9 empty] | 42023 | Not Dimmable | No |  | 3.1 | 6013 | 75.02 | 80.15 | 18.02 | 0.9056 | 5700 | 84.9
PFBV8TFV | Shenzhen IDO Lighting Co. Limited | IDO | IDO-803B-80W-EX39(5700K) | Mogul (E39) Screw-Base Replacements for HID Lamps | Mid Output | Replacement Lamps for Outdoor Pole/Arm-mounted Decorative Luminaires (Type B) |  | Standard | FALSE | [9 empty] | 42023 | Not Dimmable | No |  | 3.1 | 6013 | 75.02 | 80.15 | 18.02 | 0.9056 | 5700 | 84.9
PZ3TPYCS | Shenzhen IDO Lighting Co. Limited | IDO | IDO-803B-120W-EX39(5700K) | Mogul (E39) Screw-Base Replacements for HID Lamps | Mid Output | Replacement Lamps for Outdoor Pole/Arm-mounted Decorative Luminaires (Type B) |  | Standard | FALSE | [9 empty] | 42023 | Not Dimmable | No |  | 3.1 | 8942 | 73.42 | 121.8 | 8.76 | 0.9619 | 5700 | 84.8
PVCRA3AZ | Shenzhen IDO Lighting Co. Limited | IDO | IDO-803B-120W-E39(5700K) | Mogul (E39) Screw-Base Replacements for HID Lamps | Mid Output | Replacement Lamps for Outdoor Pole/Arm-mounted Decorative Luminaires (Type B) |  | Standard | FALSE | [9 empty] | 42023 | Not Dimmable | No |  | 3.1 | 8942 | 73.42 | 121.8 | 8.76 | 0.9619 | 5700 | 84.8
PR7T1UJ4 | Shenzhen IDO Lighting Co. Limited | IDO | IDO-802B-45W-EX39(5700K) | Mogul (E39) Screw-Base Replacements for HID Lamps | Low Output | Replacement Lamps for Outdoor Pole/Arm-mounted Decorative Luminaires (Type B) |  | Standard | FALSE | [9 empty] | 42023 | Not Dimmable | No |  | 3.1 | 3397 | 74.61 | 45.53 | 16.29 | 0.9058 | 5700 | 84.7
PFXXPFNW | Shenzhen IDO Lighting Co. Limited | IDO | IDO-802B-45W-E39(5700K) | Mogul (E39) Screw-Base Replacements for HID Lamps | Low Output | Replacement Lamps for Outdoor Pole/Arm-mounted Decorative Luminaires (Type B) |  | Standard | FALSE | [9 empty] | 42023 | Not Dimmable | No |  | 3.1 | 3397 | 74.61 | 45.53 | 16.29 | 0.9058 | 5700 | 84.7
PT53CTQY | Shenzhen IDO Lighting Co. Limited | IDO | IDO-803B-100W-EX39(5700K) | Mogul (E39) Screw-Base Replacements for HID Lamps | Mid Output | Replacement Lamps for Outdoor Pole/Arm-mounted Decorative Luminaires (Type B) |  | Standard | FALSE | [9 empty] | 42023 | Not Dimmable | No |  | 3.1 | 7497 | 74.08 | 101.2 | 8.54 | 0.9482 | 5700 | 84.7
PBYYDVBJ | Shenzhen IDO Lighting Co. Limited | IDO | IDO-803B-100W-E39(5700K) | Mogul (E39) Screw-Base Replacements for HID Lamps | Mid Output | Replacement Lamps for Outdoor Pole/Arm-mounted Decorative Luminaires (Type B) |  | Standard | FALSE | [9 empty] | 42023 | Not Dimmable | No |  | 3.1 | 7497 | 74.08 | 101.2 | 8.54 | 0.9482 | 5700 | 84.7
PGRXHACP | Shenzhen IDO Lighting Co. Limited | IDO | IDO-802B-45W-E39(5000K) | Mogul (E39) Screw-Base Replacements for HID Lamps | Low Output | Replacement Lamps for Outdoor Pole/Arm-mounted Decorative Luminaires (Type B) |  | Standard | FALSE | [9 empty] | 42023 | Not Dimmable | No |  | 3.1 | 3086.5 | 67.88 | 45.47 | 16.51 | 0.9042 | 5000 | 83.7
P2GGYZ2Z | Shenzhen IDO Lighting Co. Limited | IDO | IDO-802B-45W-EX39(5000K) | Mogul (E39) Screw-Base Replacements for HID Lamps | Low Output | Replacement Lamps for Outdoor Pole/Arm-mounted Decorative Luminaires (Type B) |  | Standard | FALSE | [9 empty] | 42023 | Not Dimmable | No |  | 3.1 | 3086.5 | 67.88 | 45.47 | 16.51 | 0.9042 | 5000 | 83.7
PQCE2KGX | Shenzhen IDO Lighting Co. Limited | IDO | IDO-803B-80W-EX39(5000K) | Mogul (E39) Screw-Base Replacements for HID Lamps | Mid Output | Replacement Lamps for Outdoor Pole/Arm-mounted Decorative Luminaires (Type B) |  | Standard | FALSE | [9 empty] | 42023 | Not Dimmable | No |  | 3.1 | 5304.5 | 68.57 | 77.36 | 18.64 | 0.9043 | 5000 | 83.5
PK78DA1T | Shenzhen IDO Lighting Co. Limited | IDO | IDO-803B-80W-E39(5000K) | Mogul (E39) Screw-Base Replacements for HID Lamps | Mid Output | Replacement Lamps for Outdoor Pole/Arm-mounted Decorative Luminaires (Type B) |  | Standard | FALSE | [9 empty] | 42023 | Not Dimmable | No |  | 3.1 | 5304.5 | 68.57 | 77.36 | 18.64 | 0.9043 | 5000 | 83.5
PZEBDSPD | Shenzhen IDO Lighting Co. Limited | IDO | IDO-803B-120W-E39(5000K) | Mogul (E39) Screw-Base Replacements for HID Lamps | Mid Output | Replacement Lamps for Outdoor Pole/Arm-mounted Decorative Luminaires (Type B) |  | Standard | FALSE | [9 empty] | 42023 | Not Dimmable | No |  | 3.1 | 8312.9 | 70.91 | 117.2 | 9.13 | 0.9625 | 5000 | 83.5
PTQC698F | Shenzhen IDO Lighting Co. Limited | IDO | IDO-803B-120W-EX39(5000K) | Mogul (E39) Screw-Base Replacements for HID Lamps | Mid Output | Replacement Lamps for Outdoor Pole/Arm-mounted Decorative Luminaires (Type B) |  | Standard | FALSE | [9 empty] | 42023 | Not Dimmable | No |  | 3.1 | 8312.9 | 70.91 | 117.2 | 9.13 | 0.9625 | 5000 | 83.5
PYWFMNWC | Shenzhen IDO Lighting Co. Limited | IDO | IDO-803B-100W-EX39(5000K) | Mogul (E39) Screw-Base Replacements for HID Lamps | Mid Output | Replacement Lamps for Outdoor Pole/Arm-mounted Decorative Luminaires (Type B) |  | Standard | FALSE | [9 empty] | 42023 | Not Dimmable | No |  | 3.1 | 6939 | 70.16 | 98.91 | 8.96 | 0.9501 | 5000 | 83.4
P3BGQFKC | Shenzhen IDO Lighting Co. Limited | IDO | IDO-803B-100W-E39(5000K) | Mogul (E39) Screw-Base Replacements for HID Lamps | Mid Output | Replacement Lamps for Outdoor Pole/Arm-mounted Decorative Luminaires (Type B) |  | Standard | FALSE | [9 empty] | 42023 | Not Dimmable | No |  | 3.1 | 6939 | 70.16 | 98.91 | 8.96 | 0.9501 | 5000 | 83.4
PZG6D36H | Shenzhen IDO Lighting Co. Limited | IDO | IDO-802B-54W-E39(5000K) | Mogul (E39) Screw-Base Replacements for HID Lamps | Low Output | Replacement Lamps for Outdoor Pole/Arm-mounted Decorative Luminaires (Type B) |  | Standard | FALSE | [9 empty] | 42023 | Not Dimmable | No |  | 3.1 | 3681.4 | 67.95 | 54.18 | 15.34 | 0.9084 | 5000 | 81.8
PZF4575H | Shenzhen IDO Lighting Co. Limited | IDO | IDO-802B-54W-EX39(5000K) | Mogul (E39) Screw-Base Replacements for HID Lamps | Low Output | Replacement Lamps for Outdoor Pole/Arm-mounted Decorative Luminaires (Type B) |  | Standard | FALSE | [9 empty] | 42023 | Not Dimmable | No |  | 3.1 | 3681.4 | 67.95 | 54.18 | 15.34 | 0.9084 | 5000 | 81.8
PWFSEPZ3 | Shenzhen IDO Lighting Co. Limited | IDO | IDO-802B-45W-E39(4500K) | Mogul (E39) Screw-Base Replacements for HID Lamps | Low Output | Replacement Lamps for Outdoor Pole/Arm-mounted Decorative Luminaires (Type B) |  | Standard | FALSE | [9 empty] | 42023 | Not Dimmable | No |  | 3.1 | 3086.5 | 67.88 | 45.47 | 16.51 | 0.9042 | 4500 | 83.7
P2X3EE5H | Shenzhen IDO Lighting Co. Limited | IDO | IDO-802B-45W-EX39(4500K) | Mogul (E39) Screw-Base Replacements for HID Lamps | Low Output | Replacement Lamps for Outdoor Pole/Arm-mounted Decorative Luminaires (Type B) |  | Standard | FALSE | [9 empty] | 42023 | Not Dimmable | No |  | 3.1 | 3086.5 | 67.88 | 45.47 | 16.51 | 0.9042 | 4500 | 83.7
PC47767A | Shenzhen IDO Lighting Co. Limited | IDO | IDO-803B-80W-EX39(4500K) | Mogul (E39) Screw-Base Replacements for HID Lamps | Mid Output | Replacement Lamps for Outdoor Pole/Arm-mounted Decorative Luminaires (Type B) |  | Standard | FALSE | [9 empty] | 42023 | Not Dimmable | No |  | 3.1 | 5304.5 | 68.57 | 77.36 | 18.64 | 0.9043 | 4500 | 83.5
P5QK715Z | Shenzhen IDO Lighting Co. Limited | IDO | IDO-803B-80W-E39(4500K) | Mogul (E39) Screw-Base Replacements for HID Lamps | Mid Output | Replacement Lamps for Outdoor Pole/Arm-mounted Decorative Luminaires (Type B) |  | Standard | FALSE | [9 empty] | 42023 | Not Dimmable | No |  | 3.1 | 5304.5 | 68.57 | 77.36 | 18.64 | 0.9043 | 4500 | 83.5
PU8BSF7B | Shenzhen IDO Lighting Co. Limited | IDO | IDO-803B-120W-E39(4500K) | Mogul (E39) Screw-Base Replacements for HID Lamps | Mid Output | Replacement Lamps for Outdoor Pole/Arm-mounted Decorative Luminaires (Type B) |  | Standard | FALSE | [9 empty] | 42023 | Not Dimmable | No |  | 3.1 | 8312.9 | 70.91 | 117.2 | 9.13 | 0.9625 | 4500 | 83.5
PPH8EA12 | Shenzhen IDO Lighting Co. Limited | IDO | IDO-803B-120W-EX39(4500K) | Mogul (E39) Screw-Base Replacements for HID Lamps | Mid Output | Replacement Lamps for Outdoor Pole/Arm-mounted Decorative Luminaires (Type B) |  | Standard | FALSE | [9 empty] | 42023 | Not Dimmable | No |  | 3.1 | 8312.9 | 70.91 | 117.2 | 9.13 | 0.9625 | 4500 | 83.5
PXZJJWYU | Shenzhen IDO Lighting Co. Limited | IDO | IDO-803B-100W-EX39(4500K) | Mogul (E39) Screw-Base Replacements for HID Lamps | Mid Output | Replacement Lamps for Outdoor Pole/Arm-mounted Decorative Luminaires (Type B) |  | Standard | FALSE | [9 empty] | 42023 | Not Dimmable | No |  | 3.1 | 6939 | 70.16 | 98.91 | 8.96 | 0.9501 | 4500 | 83.4
PXXNPGJB | Shenzhen IDO Lighting Co. Limited | IDO | IDO-803B-100W-E39(4500K) | Mogul (E39) Screw-Base Replacements for HID Lamps | Mid Output | Replacement Lamps for Outdoor Pole/Arm-mounted Decorative Luminaires (Type B) |  | Standard | FALSE | [9 empty] | 42023 | Not Dimmable | No |  | 3.1 | 6939 | 70.16 | 98.91 | 8.96 | 0.9501 | 4500 | 83.4
P8W11JEX | Shenzhen IDO Lighting Co. Limited | IDO | IDO-802B-54W-E39(4500K) | Mogul (E39) Screw-Base Replacements for HID Lamps | Low Output | Replacement Lamps for Outdoor Pole/Arm-mounted Decorative Luminaires (Type B) |  | Standard | FALSE | [9 empty] | 42023 | Not Dimmable | No |  | 3.1 | 3681.4 | 67.95 | 54.18 | 15.34 | 0.9084 | 4500 | 81.8
P15947R8 | Shenzhen IDO Lighting Co. Limited | IDO | IDO-802B-54W-EX39(4500K) | Mogul (E39) Screw-Base Replacements for HID Lamps | Low Output | Replacement Lamps for Outdoor Pole/Arm-mounted Decorative Luminaires (Type B) |  | Standard | FALSE | [9 empty] | 42023 | Not Dimmable | No |  | 3.1 | 3681.4 | 67.95 | 54.18 | 15.34 | 0.9084 | 4500 | 81.8
PFPJFKSS | Shenzhen IDO Lighting Co. Limited | IDO | IDO-802B-45W-E39(4000K) | Mogul (E39) Screw-Base Replacements for HID Lamps | Low Output | Replacement Lamps for Outdoor Pole/Arm-mounted Decorative Luminaires (Type B) |  | Standard | FALSE | [9 empty] | 42023 | Not Dimmable | No |  | 3.1 | 3086.5 | 67.88 | 45.47 | 16.51 | 0.9042 | 4000 | 83.7
PA5DSKU9 | Shenzhen IDO Lighting Co. Limited | IDO | IDO-802B-45W-EX39(4000K) | Mogul (E39) Screw-Base Replacements for HID Lamps | Low Output | Replacement Lamps for Outdoor Pole/Arm-mounted Decorative Luminaires (Type B) |  | Standard | FALSE | [9 empty] | 42023 | Not Dimmable | No |  | 3.1 | 3086.5 | 67.88 | 45.47 | 16.51 | 0.9042 | 4000 | 83.7
PU6M8JPA | Shenzhen IDO Lighting Co. Limited | IDO | IDO-803B-80W-E39(4000K) | Mogul (E39) Screw-Base Replacements for HID Lamps | Mid Output | Replacement Lamps for Outdoor Pole/Arm-mounted Decorative Luminaires (Type B) |  | Standard | FALSE | [9 empty] | 42023 | Not Dimmable | No |  | 3.1 | 5304.5 | 68.57 | 77.36 | 18.64 | 0.9043 | 4000 | 83.5
PDZGM7P5 | Shenzhen IDO Lighting Co. Limited | IDO | IDO-803B-80W-EX39(4000K) | Mogul (E39) Screw-Base Replacements for HID Lamps | Mid Output | Replacement Lamps for Outdoor Pole/Arm-mounted Decorative Luminaires (Type B) |  | Standard | FALSE | [9 empty] | 42023 | Not Dimmable | No |  | 3.1 | 5304.5 | 68.57 | 77.36 | 18.64 | 0.9043 | 4000 | 83.5
PSSY97BQ | Shenzhen IDO Lighting Co. Limited | IDO | IDO-803B-120W-E39(4000K) | Mogul (E39) Screw-Base Replacements for HID Lamps | Mid Output | Replacement Lamps for Outdoor Pole/Arm-mounted Decorative Luminaires (Type B) |  | Standard | FALSE | [9 empty] | 42023 | Not Dimmable | No |  | 3.1 | 8312.9 | 70.91 | 117.2 | 9.13 | 0.9625 | 4000 | 83.5
P7MNX1X7 | Shenzhen IDO Lighting Co. Limited | IDO | IDO-803B-120W-EX39(4000K) | Mogul (E39) Screw-Base Replacements for HID Lamps | Mid Output | Replacement Lamps for Outdoor Pole/Arm-mounted Decorative Luminaires (Type B) |  | Standard | FALSE | [9 empty] | 42023 | Not Dimmable | No |  | 3.1 | 8312.9 | 70.91 | 117.2 | 9.13 | 0.9625 | 4000 | 83.5
PXMPN4Y7 | Shenzhen IDO Lighting Co. Limited | IDO | IDO-803B-100W-E39(4000K) | Mogul (E39) Screw-Base Replacements for HID Lamps | Mid Output | Replacement Lamps for Outdoor Pole/Arm-mounted Decorative Luminaires (Type B) |  | Standard | FALSE | [9 empty] | 42023 | Not Dimmable | No |  | 3.1 | 6939 | 70.16 | 98.91 | 8.96 | 0.9501 | 4000 | 83.4
P7P1DAVV | Shenzhen IDO Lighting Co. Limited | IDO | IDO-803B-100W-EX39(4000K) | Mogul (E39) Screw-Base Replacements for HID Lamps | Mid Output | Replacement Lamps for Outdoor Pole/Arm-mounted Decorative Luminaires (Type B) |  | Standard | FALSE | [9 empty] | 42023 | Not Dimmable | No |  | 3.1 | 6939 | 70.16 | 98.91 | 8.96 | 0.9501 | 4000 | 83.4
PMSDHV5V | Shenzhen IDO Lighting Co. Limited | IDO | IDO-802B-54W-E39(4000K) | Mogul (E39) Screw-Base Replacements for HID Lamps | Low Output | Replacement Lamps for Outdoor Pole/Arm-mounted Decorative Luminaires (Type B) |  | Standard | FALSE | [9 empty] | 42023 | Not Dimmable | No |  | 3.1 | 3681.4 | 67.95 | 54.18 | 15.34 | 0.9084 | 4000 | 81.8
P11C5ANK | Shenzhen IDO Lighting Co. Limited | IDO | IDO-802B-54W-EX39(4000K) | Mogul (E39) Screw-Base Replacements for HID Lamps | Low Output | Replacement Lamps for Outdoor Pole/Arm-mounted Decorative Luminaires (Type B) |  | Standard | FALSE | [9 empty] | 42023 | Not Dimmable | No |  | 3.1 | 3681.4 | 67.95 | 54.18 | 15.34 | 0.9084 | 4000 | 81.8
PNTZ37NU | Shenzhen IDO Lighting Co. Limited | IDO | IDO-802B-45W-EX39(3500K) | Mogul (E39) Screw-Base Replacements for HID Lamps | Low Output | Replacement Lamps for Outdoor Pole/Arm-mounted Decorative Luminaires (Type B) |  | Standard | FALSE | [9 empty] | 42023 | Not Dimmable | No |  | 3.1 | 3086.5 | 67.88 | 45.47 | 16.51 | 0.9042 | 3500 | 83.7
P1SSNTN7 | Shenzhen IDO Lighting Co. Limited | IDO | IDO-802B-45W-E39(3500K) | Mogul (E39) Screw-Base Replacements for HID Lamps | Low Output | Replacement Lamps for Outdoor Pole/Arm-mounted Decorative Luminaires (Type B) |  | Standard | FALSE | [9 empty] | 42023 | Not Dimmable | No |  | 3.1 | 3086.5 | 67.88 | 45.47 | 16.51 | 0.9042 | 3500 | 83.7
PXBXMMX6 | Shenzhen IDO Lighting Co. Limited | IDO | IDO-803B-80W-E39(3500K) | Mogul (E39) Screw-Base Replacements for HID Lamps | Mid Output | Replacement Lamps for Outdoor Pole/Arm-mounted Decorative Luminaires (Type B) |  | Standard | FALSE | [9 empty] | 42023 | Not Dimmable | No |  | 3.1 | 5304.5 | 68.57 | 77.36 | 18.64 | 0.9043 | 3500 | 83.5
PC1REXBM | Shenzhen IDO Lighting Co. Limited | IDO | IDO-803B-80W-EX39(3500K) | Mogul (E39) Screw-Base Replacements for HID Lamps | Mid Output | Replacement Lamps for Outdoor Pole/Arm-mounted Decorative Luminaires (Type B) |  | Standard | FALSE | [9 empty] | 42023 | Not Dimmable | No |  | 3.1 | 5304.5 | 68.57 | 77.36 | 18.64 | 0.9043 | 3500 | 83.5
PCBPF6AE | Shenzhen IDO Lighting Co. Limited | IDO | IDO-803B-120W-EX39(3500K) | Mogul (E39) Screw-Base Replacements for HID Lamps | Mid Output | Replacement Lamps for Outdoor Pole/Arm-mounted Decorative Luminaires (Type B) |  | Standard | FALSE | [9 empty] | 42023 | Not Dimmable | No |  | 3.1 | 8312.9 | 70.91 | 117.2 | 9.13 | 0.9625 | 3500 | 83.5
P4CNREE1 | Shenzhen IDO Lighting Co. Limited | IDO | IDO-803B-120W-E39(3500K) | Mogul (E39) Screw-Base Replacements for HID Lamps | Mid Output | Replacement Lamps for Outdoor Pole/Arm-mounted Decorative Luminaires (Type B) |  | Standard | FALSE | [9 empty] | 42023 | Not Dimmable | No |  | 3.1 | 8312.9 | 70.91 | 117.2 | 9.13 | 0.9625 | 3500 | 83.5
PPCY9NUD | Shenzhen IDO Lighting Co. Limited | IDO | IDO-803B-100W-EX39(3500K) | Mogul (E39) Screw-Base Replacements for HID Lamps | Mid Output | Replacement Lamps for Outdoor Pole/Arm-mounted Decorative Luminaires (Type B) |  | Standard | FALSE | [9 empty] | 42023 | Not Dimmable | No |  | 3.1 | 6939 | 70.16 | 98.91 | 8.96 | 0.9501 | 3500 | 83.4
P78WFKKY | Shenzhen IDO Lighting Co. Limited | IDO | IDO-803B-100W-E39(3500K) | Mogul (E39) Screw-Base Replacements for HID Lamps | Mid Output | Replacement Lamps for Outdoor Pole/Arm-mounted Decorative Luminaires (Type B) |  | Standard | FALSE | [9 empty] | 42023 | Not Dimmable | No |  | 3.1 | 6939 | 70.16 | 98.91 | 8.96 | 0.9501 | 3500 | 83.4
PVZZG6DX | Shenzhen IDO Lighting Co. Limited | IDO | IDO-802B-54W-EX39(3500K) | Mogul (E39) Screw-Base Replacements for HID Lamps | Low Output | Replacement Lamps for Outdoor Pole/Arm-mounted Decorative Luminaires (Type B) |  | Standard | FALSE | [9 empty] | 42023 | Not Dimmable | No |  | 3.1 | 3681.4 | 67.95 | 54.18 | 15.34 | 0.9084 | 3500 | 81.8
PN7WFX6V | Shenzhen IDO Lighting Co. Limited | IDO | IDO-802B-54W-E39(3500K) | Mogul (E39) Screw-Base Replacements for HID Lamps | Low Output | Replacement Lamps for Outdoor Pole/Arm-mounted Decorative Luminaires (Type B) |  | Standard | FALSE | [9 empty] | 42023 | Not Dimmable | No |  | 3.1 | 3681.4 | 67.95 | 54.18 | 15.34 | 0.9084 | 3500 | 81.8
PT911KTD | Shenzhen IDO Lighting Co. Limited | IDO | IDO-802B-45W-EX39(3000K) | Mogul (E39) Screw-Base Replacements for HID Lamps | Low Output | Replacement Lamps for Outdoor Pole/Arm-mounted Decorative Luminaires (Type B) |  | Standard | FALSE | [9 empty] | 42023 | Not Dimmable | No |  | 3.1 | 3086.5 | 67.88 | 45.47 | 16.51 | 0.9042 | 3000 | 83.7
P1UA5FWE | Shenzhen IDO Lighting Co. Limited | IDO | IDO-802B-45W-E39(3000K) | Mogul (E39) Screw-Base Replacements for HID Lamps | Low Output | Replacement Lamps for Outdoor Pole/Arm-mounted Decorative Luminaires (Type B) |  | Standard | FALSE | [9 empty] | 42023 | Not Dimmable | No |  | 3.1 | 3086.5 | 67.88 | 45.47 | 16.51 | 0.9042 | 3000 | 83.7
PY16UBHM | Shenzhen IDO Lighting Co. Limited | IDO | IDO-803B-80W-EX39(3000K) | Mogul (E39) Screw-Base Replacements for HID Lamps | Mid Output | Replacement Lamps for Outdoor Pole/Arm-mounted Decorative Luminaires (Type B) |  | Standard | FALSE | [9 empty] | 42023 | Not Dimmable | No |  | 3.1 | 5304.5 | 68.57 | 77.36 | 18.64 | 0.9043 | 3000 | 83.5
PFTBP6S1 | Shenzhen IDO Lighting Co. Limited | IDO | IDO-803B-80W-E39(3000K) | Mogul (E39) Screw-Base Replacements for HID Lamps | Mid Output | Replacement Lamps for Outdoor Pole/Arm-mounted Decorative Luminaires (Type B) |  | Standard | FALSE | [9 empty] | 42023 | Not Dimmable | No |  | 3.1 | 5304.5 | 68.57 | 77.36 | 18.64 | 0.9043 | 3000 | 83.5
PUBD5M4C | Shenzhen IDO Lighting Co. Limited | IDO | IDO-803B-120W-E39(3000K) | Mogul (E39) Screw-Base Replacements for HID Lamps | Mid Output | Replacement Lamps for Outdoor Pole/Arm-mounted Decorative Luminaires (Type B) |  | Standard | FALSE | [9 empty] | 42023 | Not Dimmable | No |  | 3.1 | 8312.9 | 70.91 | 117.2 | 9.13 | 0.9625 | 3000 | 83.5
PTRHVD1A | Shenzhen IDO Lighting Co. Limited | IDO | IDO-803B-120W-EX39(3000K) | Mogul (E39) Screw-Base Replacements for HID Lamps | Mid Output | Replacement Lamps for Outdoor Pole/Arm-mounted Decorative Luminaires (Type B) |  | Standard | FALSE | [9 empty] | 42023 | Not Dimmable | No |  | 3.1 | 8312.9 | 70.91 | 117.2 | 9.13 | 0.9625 | 3000 | 83.5
PZTNXC3Y | Shenzhen IDO Lighting Co. Limited | IDO | IDO-803B-100W-EX39(3000K) | Mogul (E39) Screw-Base Replacements for HID Lamps | Mid Output | Replacement Lamps for Outdoor Pole/Arm-mounted Decorative Luminaires (Type B) |  | Standard | FALSE | [9 empty] | 42023 | Not Dimmable | No |  | 3.1 | 6939 | 70.16 | 98.91 | 8.96 | 0.9501 | 3000 | 83.4
PMARCFXV | Shenzhen IDO Lighting Co. Limited | IDO | IDO-803B-100W-E39(3000K) | Mogul (E39) Screw-Base Replacements for HID Lamps | Mid Output | Replacement Lamps for Outdoor Pole/Arm-mounted Decorative Luminaires (Type B) |  | Standard | FALSE | [9 empty] | 42023 | Not Dimmable | No |  | 3.1 | 6939 | 70.16 | 98.91 | 8.96 | 0.9501 | 3000 | 83.4
PUFRQRB2 | Shenzhen IDO Lighting Co. Limited | IDO | IDO-802B-54W-E39(3000K) | Mogul (E39) Screw-Base Replacements for HID Lamps | Low Output | Replacement Lamps for Outdoor Pole/Arm-mounted Decorative Luminaires (Type B) |  | Standard | FALSE | [9 empty] | 42023 | Not Dimmable | No |  | 3.1 | 3681.4 | 67.95 | 54.18 | 15.34 | 0.9084 | 3000 | 81.8
PRSARH3W | Shenzhen IDO Lighting Co. Limited | IDO | IDO-802B-54W-EX39(3000K) | Mogul (E39) Screw-Base Replacements for HID Lamps | Low Output | Replacement Lamps for Outdoor Pole/Arm-mounted Decorative Luminaires (Type B) |  | Standard | FALSE | [9 empty] | 42023 | Not Dimmable | No |  | 3.1 | 3681.4 | 67.95 | 54.18 | 15.34 | 0.9084 | 3000 | 81.8
PPPK8Z9A | Shenzhen IDO Lighting Co. Limited | IDO | IDO-802B-45W-EX39(2700K) | Mogul (E39) Screw-Base Replacements for HID Lamps | Low Output | Replacement Lamps for Outdoor Pole/Arm-mounted Decorative Luminaires (Type B) |  | Standard | FALSE | [9 empty] | 42023 | Not Dimmable | No |  | 3.1 | 3086.5 | 67.88 | 45.47 | 16.51 | 0.9042 | 2700 | 83.7
P4AH29US | Shenzhen IDO Lighting Co. Limited | IDO | IDO-803B-80W-EX39(2700K) | Mogul (E39) Screw-Base Replacements for HID Lamps | Mid Output | Replacement Lamps for Outdoor Pole/Arm-mounted Decorative Luminaires (Type B) |  | Standard | FALSE | [9 empty] | 42023 | Not Dimmable | No |  | 3.1 | 5304.5 | 68.57 | 77.36 | 18.64 | 0.9043 | 2700 | 83.5
P3QWPJ7D | Shenzhen IDO Lighting Co. Limited | IDO | IDO-803B-120W-EX39(2700K) | Mogul (E39) Screw-Base Replacements for HID Lamps | Mid Output | Replacement Lamps for Outdoor Pole/Arm-mounted Decorative Luminaires (Type B) |  | Standard | FALSE | [9 empty] | 42023 | Not Dimmable | No |  | 3.1 | 8312.9 | 70.91 | 117.2 | 9.13 | 0.9625 | 2700 | 83.5
PC82G67Q | Shenzhen IDO Lighting Co. Limited | IDO | IDO-803B-100W-EX39(2700K) | Mogul (E39) Screw-Base Replacements for HID Lamps | Mid Output | Replacement Lamps for Outdoor Pole/Arm-mounted Decorative Luminaires (Type B) |  | Standard | FALSE | [9 empty] | 42023 | Not Dimmable | No |  | 3.1 | 6939 | 70.16 | 98.91 | 8.96 | 0.9501 | 2700 | 83.4
P96V6PH3 | Shenzhen IDO Lighting Co. Limited | IDO | IDO-802B-54W-EX39(2700K) | Mogul (E39) Screw-Base Replacements for HID Lamps | Low Output | Replacement Lamps for Outdoor Pole/Arm-mounted Decorative Luminaires (Type B) |  | Standard | FALSE | [9 empty] | 42023 | Not Dimmable | No |  | 3.1 | 3681.4 | 67.95 | 54.18 | 15.34 | 0.9084 | 2700 | 81.8